{"text_format":"1","workbook":"xlsx","n_sheets":2,"sheets":["Master","Supporting"],"not_rendered":{"charts":0,"images":0,"macros":1,"external_links":0,"defined_names":7,"comments":0,"pivot_tables":0},"unopened":[],"bounds":{"document_bytes":16777216,"sheet_cells":100000,"rows_first":2000,"rows_last":500,"rows_between":2000,"halvings":0,"cell_chars":16384,"cell_head_chars":4096},"cells_cut":0,"cells_raw":0,"read":"whole","date_system":"1900"}

{"sheet":"Master","index":0,"n_rows":8789,"n_cols":25,"rows_kept":2250,"cut":true,"hidden":false,"merged":[],"bounds":{"rows_first":1000,"rows_last":250,"rows_between":1000,"halvings":1}}
["Miller Solar"]
["17395 Oak Rd. Atascadero, CA 93422"]
["WORKSHEET"]
[]
["Client:"]
["Project:","E-1 Tabulation"]
["Date:",null,null,"Revision:",{"$f":"Q26","v":0}]
[]
[null,null,null,null,null,null,null,null,null,null,null,null,null,null,null,null,null,null,null,null,null,null,null,null,"Total"]
[]
["PVWatts: Hourly PV Performance Data"]
["Requested Location:","93422, USA"]
["Location:","Lat, Lon: 35.49, -120.66"]
["Lat (deg N):",35.49]
["Long (deg W):",120.66]
["Elev (m):",283.48001098633]
["DC System Size (kW):",4]
["Module Type:","Standard"]
["Array Type:","Fixed (open rack)"]
["Array Tilt (deg):",20]
["Array Azimuth (deg):",180]
["System Losses:",14.08]
["Invert Efficiency:",96]
["DC to AC Size Ratio:",1.2]
["Average Cost of Electricity Purchased from Utility ($/kWh):",0.156]
["Capacity Factor (%)","19.2\t"]
[null,null,null,null,null,null,null,null,null,null,null,null,null,null,null,null,null,null,null,null,null,null,{"$f":"SUM(TOU_CTabulation[Base Value])","v":986.37406199999998},{"$f":"SUM(TOU_CTabulation[Over Value])","v":952.67973121296041},{"$f":"W27+X27","v":1939.0537932129605}]
["Month","Day","Hour","Beam Irradiance (W/m^2)","Diffuse Irradiance (W/m^2)","Ambient Temperature (C)","Wind Speed (m/s)","Plane of Array Irradiance (W/m^2)","Cell Temperature (C)","DC Array Output (W)","AC System Output (W)","AC System Output (kW)","Month Cumm","Season","Base Allow","Month Base Allow","Month Base Gen","Month Overbase Gen","Day-Part","Daypart","Base Rate","Over Rate","Base Value","Over Value","Total Hour Value"]
[1,1,0,0,0,4,1,0,4,0,0,{"$f":"TOU_CTabulation[[#This Row],[AC System Output (W)]]/1000","v":0},{"$f":"IF(A28=TOU_CTabulation[[#This Row],[Month]],M28+TOU_CTabulation[[#This Row],[AC System Output (kW)]],TOU_CTabulation[[#This Row],[AC System Output (kW)]])","v":0},{"$f":"VLOOKUP(TOU_CTabulation[[#This Row],[Month]],Season,2)","v":"Winter"},{"$f":"VLOOKUP(TOU_CTabulation[[#This Row],[Season]],CRate,2)","v":10.5},{"$f":"IF(A30>TOU_CTabulation[[#This Row],[Month]],TOU_CTabulation[[#This Row],[Day]]*TOU_CTabulation[[#This Row],[Base Allow]],0)","v":0},{"$f":"IF(A30>TOU_CTabulation[[#This Row],[Month]],TOU_CTabulation[[#This Row],[Month Cumm]],0)","v":0},{"$f":"IF(TOU_CTabulation[[#This Row],[Month Base Gen]]=0,0,TOU_CTabulation[[#This Row],[Month Base Gen]]-TOU_CTabulation[[#This Row],[Day]]*TOU_CTabulation[[#This Row],[Base Allow]])","v":0},{"$f":"VLOOKUP(TOU_CTabulation[[#This Row],[Hour]],daypart,2)","v":"All"},{"$f":"TOU_CTabulation[[#This Row],[Season]]&TOU_CTabulation[[#This Row],[Day-Part]]","v":"WinterAll"},{"$f":"VLOOKUP(TOU_CTabulation[[#This Row],[Daypart]],TOUC,2)","v":0.25901999999999997},{"$f":"VLOOKUP(TOU_CTabulation[[#This Row],[Daypart]],TOUC,3)","v":0.32596000000000003},{"$f":"TOU_CTabulation[[#This Row],[Month Base Allow]]*TOU_CTabulation[[#This Row],[Base Rate]]","v":0},{"$f":"TOU_CTabulation[[#This Row],[Month Overbase Gen]]*TOU_CTabulation[[#This Row],[Over Rate]]","v":0},{"$f":"TOU_CTabulation[[#This Row],[Base Value]]+TOU_CTabulation[[#This Row],[Over Value]]","v":0}]
[1,1,1,0,0,3,1,0,3,0,0,{"$f":"TOU_CTabulation[[#This Row],[AC System Output (W)]]/1000","v":0},{"$f":"IF(A29=TOU_CTabulation[[#This Row],[Month]],M29+TOU_CTabulation[[#This Row],[AC System Output (kW)]],TOU_CTabulation[[#This Row],[AC System Output (kW)]])","v":0},{"$f":"VLOOKUP(TOU_CTabulation[[#This Row],[Month]],Season,2)","v":"Winter"},{"$f":"VLOOKUP(TOU_CTabulation[[#This Row],[Season]],CRate,2)","v":10.5},{"$f":"IF(A31>TOU_CTabulation[[#This Row],[Month]],TOU_CTabulation[[#This Row],[Day]]*TOU_CTabulation[[#This Row],[Base Allow]],0)","v":0},{"$f":"IF(A31>TOU_CTabulation[[#This Row],[Month]],TOU_CTabulation[[#This Row],[Month Cumm]],0)","v":0},{"$f":"IF(TOU_CTabulation[[#This Row],[Month Base Gen]]=0,0,TOU_CTabulation[[#This Row],[Month Base Gen]]-TOU_CTabulation[[#This Row],[Day]]*TOU_CTabulation[[#This Row],[Base Allow]])","v":0},{"$f":"VLOOKUP(TOU_CTabulation[[#This Row],[Hour]],daypart,2)","v":"All"},{"$f":"TOU_CTabulation[[#This Row],[Season]]&TOU_CTabulation[[#This Row],[Day-Part]]","v":"WinterAll"},{"$f":"VLOOKUP(TOU_CTabulation[[#This Row],[Daypart]],TOUC,2)","v":0.25901999999999997},{"$f":"VLOOKUP(TOU_CTabulation[[#This Row],[Daypart]],TOUC,3)","v":0.32596000000000003},{"$f":"TOU_CTabulation[[#This Row],[Month Base Allow]]*TOU_CTabulation[[#This Row],[Base Rate]]","v":0},{"$f":"TOU_CTabulation[[#This Row],[Month Overbase Gen]]*TOU_CTabulation[[#This Row],[Over Rate]]","v":0},{"$f":"TOU_CTabulation[[#This Row],[Base Value]]+TOU_CTabulation[[#This Row],[Over Value]]","v":0}]
[1,1,2,0,0,3,2,0,3,0,0,{"$f":"TOU_CTabulation[[#This Row],[AC System Output (W)]]/1000","v":0},{"$f":"IF(A30=TOU_CTabulation[[#This Row],[Month]],M30+TOU_CTabulation[[#This Row],[AC System Output (kW)]],TOU_CTabulation[[#This Row],[AC System Output (kW)]])","v":0},{"$f":"VLOOKUP(TOU_CTabulation[[#This Row],[Month]],Season,2)","v":"Winter"},{"$f":"VLOOKUP(TOU_CTabulation[[#This Row],[Season]],CRate,2)","v":10.5},{"$f":"IF(A32>TOU_CTabulation[[#This Row],[Month]],TOU_CTabulation[[#This Row],[Day]]*TOU_CTabulation[[#This Row],[Base Allow]],0)","v":0},{"$f":"IF(A32>TOU_CTabulation[[#This Row],[Month]],TOU_CTabulation[[#This Row],[Month Cumm]],0)","v":0},{"$f":"IF(TOU_CTabulation[[#This Row],[Month Base Gen]]=0,0,TOU_CTabulation[[#This Row],[Month Base Gen]]-TOU_CTabulation[[#This Row],[Day]]*TOU_CTabulation[[#This Row],[Base Allow]])","v":0},{"$f":"VLOOKUP(TOU_CTabulation[[#This Row],[Hour]],daypart,2)","v":"All"},{"$f":"TOU_CTabulation[[#This Row],[Season]]&TOU_CTabulation[[#This Row],[Day-Part]]","v":"WinterAll"},{"$f":"VLOOKUP(TOU_CTabulation[[#This Row],[Daypart]],TOUC,2)","v":0.25901999999999997},{"$f":"VLOOKUP(TOU_CTabulation[[#This Row],[Daypart]],TOUC,3)","v":0.32596000000000003},{"$f":"TOU_CTabulation[[#This Row],[Month Base Allow]]*TOU_CTabulation[[#This Row],[Base Rate]]","v":0},{"$f":"TOU_CTabulation[[#This Row],[Month Overbase Gen]]*TOU_CTabulation[[#This Row],[Over Rate]]","v":0},{"$f":"TOU_CTabulation[[#This Row],[Base Value]]+TOU_CTabulation[[#This Row],[Over Value]]","v":0}]
[1,1,3,0,0,3,2,0,3,0,0,{"$f":"TOU_CTabulation[[#This Row],[AC System Output (W)]]/1000","v":0},{"$f":"IF(A31=TOU_CTabulation[[#This Row],[Month]],M31+TOU_CTabulation[[#This Row],[AC System Output (kW)]],TOU_CTabulation[[#This Row],[AC System Output (kW)]])","v":0},{"$f":"VLOOKUP(TOU_CTabulation[[#This Row],[Month]],Season,2)","v":"Winter"},{"$f":"VLOOKUP(TOU_CTabulation[[#This Row],[Season]],CRate,2)","v":10.5},{"$f":"IF(A33>TOU_CTabulation[[#This Row],[Month]],TOU_CTabulation[[#This Row],[Day]]*TOU_CTabulation[[#This Row],[Base Allow]],0)","v":0},{"$f":"IF(A33>TOU_CTabulation[[#This Row],[Month]],TOU_CTabulation[[#This Row],[Month Cumm]],0)","v":0},{"$f":"IF(TOU_CTabulation[[#This Row],[Month Base Gen]]=0,0,TOU_CTabulation[[#This Row],[Month Base Gen]]-TOU_CTabulation[[#This Row],[Day]]*TOU_CTabulation[[#This Row],[Base Allow]])","v":0},{"$f":"VLOOKUP(TOU_CTabulation[[#This Row],[Hour]],daypart,2)","v":"All"},{"$f":"TOU_CTabulation[[#This Row],[Season]]&TOU_CTabulation[[#This Row],[Day-Part]]","v":"WinterAll"},{"$f":"VLOOKUP(TOU_CTabulation[[#This Row],[Daypart]],TOUC,2)","v":0.25901999999999997},{"$f":"VLOOKUP(TOU_CTabulation[[#This Row],[Daypart]],TOUC,3)","v":0.32596000000000003},{"$f":"TOU_CTabulation[[#This Row],[Month Base Allow]]*TOU_CTabulation[[#This Row],[Base Rate]]","v":0},{"$f":"TOU_CTabulation[[#This Row],[Month Overbase Gen]]*TOU_CTabulation[[#This Row],[Over Rate]]","v":0},{"$f":"TOU_CTabulation[[#This Row],[Base Value]]+TOU_CTabulation[[#This Row],[Over Value]]","v":0}]
[1,1,4,0,0,3,2,0,3,0,0,{"$f":"TOU_CTabulation[[#This Row],[AC System Output (W)]]/1000","v":0},{"$f":"IF(A32=TOU_CTabulation[[#This Row],[Month]],M32+TOU_CTabulation[[#This Row],[AC System Output (kW)]],TOU_CTabulation[[#This Row],[AC System Output (kW)]])","v":0},{"$f":"VLOOKUP(TOU_CTabulation[[#This Row],[Month]],Season,2)","v":"Winter"},{"$f":"VLOOKUP(TOU_CTabulation[[#This Row],[Season]],CRate,2)","v":10.5},{"$f":"IF(A34>TOU_CTabulation[[#This Row],[Month]],TOU_CTabulation[[#This Row],[Day]]*TOU_CTabulation[[#This Row],[Base Allow]],0)","v":0},{"$f":"IF(A34>TOU_CTabulation[[#This Row],[Month]],TOU_CTabulation[[#This Row],[Month Cumm]],0)","v":0},{"$f":"IF(TOU_CTabulation[[#This Row],[Month Base Gen]]=0,0,TOU_CTabulation[[#This Row],[Month Base Gen]]-TOU_CTabulation[[#This Row],[Day]]*TOU_CTabulation[[#This Row],[Base Allow]])","v":0},{"$f":"VLOOKUP(TOU_CTabulation[[#This Row],[Hour]],daypart,2)","v":"All"},{"$f":"TOU_CTabulation[[#This Row],[Season]]&TOU_CTabulation[[#This Row],[Day-Part]]","v":"WinterAll"},{"$f":"VLOOKUP(TOU_CTabulation[[#This Row],[Daypart]],TOUC,2)","v":0.25901999999999997},{"$f":"VLOOKUP(TOU_CTabulation[[#This Row],[Daypart]],TOUC,3)","v":0.32596000000000003},{"$f":"TOU_CTabulation[[#This Row],[Month Base Allow]]*TOU_CTabulation[[#This Row],[Base Rate]]","v":0},{"$f":"TOU_CTabulation[[#This Row],[Month Overbase Gen]]*TOU_CTabulation[[#This Row],[Over Rate]]","v":0},{"$f":"TOU_CTabulation[[#This Row],[Base Value]]+TOU_CTabulation[[#This Row],[Over Value]]","v":0}]
[1,1,5,0,0,3,2,0,3,0,0,{"$f":"TOU_CTabulation[[#This Row],[AC System Output (W)]]/1000","v":0},{"$f":"IF(A33=TOU_CTabulation[[#This Row],[Month]],M33+TOU_CTabulation[[#This Row],[AC System Output (kW)]],TOU_CTabulation[[#This Row],[AC System Output (kW)]])","v":0},{"$f":"VLOOKUP(TOU_CTabulation[[#This Row],[Month]],Season,2)","v":"Winter"},{"$f":"VLOOKUP(TOU_CTabulation[[#This Row],[Season]],CRate,2)","v":10.5},{"$f":"IF(A35>TOU_CTabulation[[#This Row],[Month]],TOU_CTabulation[[#This Row],[Day]]*TOU_CTabulation[[#This Row],[Base Allow]],0)","v":0},{"$f":"IF(A35>TOU_CTabulation[[#This Row],[Month]],TOU_CTabulation[[#This Row],[Month Cumm]],0)","v":0},{"$f":"IF(TOU_CTabulation[[#This Row],[Month Base Gen]]=0,0,TOU_CTabulation[[#This Row],[Month Base Gen]]-TOU_CTabulation[[#This Row],[Day]]*TOU_CTabulation[[#This Row],[Base Allow]])","v":0},{"$f":"VLOOKUP(TOU_CTabulation[[#This Row],[Hour]],daypart,2)","v":"All"},{"$f":"TOU_CTabulation[[#This Row],[Season]]&TOU_CTabulation[[#This Row],[Day-Part]]","v":"WinterAll"},{"$f":"VLOOKUP(TOU_CTabulation[[#This Row],[Daypart]],TOUC,2)","v":0.25901999999999997},{"$f":"VLOOKUP(TOU_CTabulation[[#This Row],[Daypart]],TOUC,3)","v":0.32596000000000003},{"$f":"TOU_CTabulation[[#This Row],[Month Base Allow]]*TOU_CTabulation[[#This Row],[Base Rate]]","v":0},{"$f":"TOU_CTabulation[[#This Row],[Month Overbase Gen]]*TOU_CTabulation[[#This Row],[Over Rate]]","v":0},{"$f":"TOU_CTabulation[[#This Row],[Base Value]]+TOU_CTabulation[[#This Row],[Over Value]]","v":0}]
[1,1,6,0,0,3,3,0,3,0,0,{"$f":"TOU_CTabulation[[#This Row],[AC System Output (W)]]/1000","v":0},{"$f":"IF(A34=TOU_CTabulation[[#This Row],[Month]],M34+TOU_CTabulation[[#This Row],[AC System Output (kW)]],TOU_CTabulation[[#This Row],[AC System Output (kW)]])","v":0},{"$f":"VLOOKUP(TOU_CTabulation[[#This Row],[Month]],Season,2)","v":"Winter"},{"$f":"VLOOKUP(TOU_CTabulation[[#This Row],[Season]],CRate,2)","v":10.5},{"$f":"IF(A36>TOU_CTabulation[[#This Row],[Month]],TOU_CTabulation[[#This Row],[Day]]*TOU_CTabulation[[#This Row],[Base Allow]],0)","v":0},{"$f":"IF(A36>TOU_CTabulation[[#This Row],[Month]],TOU_CTabulation[[#This Row],[Month Cumm]],0)","v":0},{"$f":"IF(TOU_CTabulation[[#This Row],[Month Base Gen]]=0,0,TOU_CTabulation[[#This Row],[Month Base Gen]]-TOU_CTabulation[[#This Row],[Day]]*TOU_CTabulation[[#This Row],[Base Allow]])","v":0},{"$f":"VLOOKUP(TOU_CTabulation[[#This Row],[Hour]],daypart,2)","v":"All"},{"$f":"TOU_CTabulation[[#This Row],[Season]]&TOU_CTabulation[[#This Row],[Day-Part]]","v":"WinterAll"},{"$f":"VLOOKUP(TOU_CTabulation[[#This Row],[Daypart]],TOUC,2)","v":0.25901999999999997},{"$f":"VLOOKUP(TOU_CTabulation[[#This Row],[Daypart]],TOUC,3)","v":0.32596000000000003},{"$f":"TOU_CTabulation[[#This Row],[Month Base Allow]]*TOU_CTabulation[[#This Row],[Base Rate]]","v":0},{"$f":"TOU_CTabulation[[#This Row],[Month Overbase Gen]]*TOU_CTabulation[[#This Row],[Over Rate]]","v":0},{"$f":"TOU_CTabulation[[#This Row],[Base Value]]+TOU_CTabulation[[#This Row],[Over Value]]","v":0}]
[1,1,7,330,15,4,3,105.884,4.74,324.27499999999998,297.54599999999999,{"$f":"TOU_CTabulation[[#This Row],[AC System Output (W)]]/1000","v":0.29754599999999998},{"$f":"IF(A35=TOU_CTabulation[[#This Row],[Month]],M35+TOU_CTabulation[[#This Row],[AC System Output (kW)]],TOU_CTabulation[[#This Row],[AC System Output (kW)]])","v":0.29754599999999998},{"$f":"VLOOKUP(TOU_CTabulation[[#This Row],[Month]],Season,2)","v":"Winter"},{"$f":"VLOOKUP(TOU_CTabulation[[#This Row],[Season]],CRate,2)","v":10.5},{"$f":"IF(A37>TOU_CTabulation[[#This Row],[Month]],TOU_CTabulation[[#This Row],[Day]]*TOU_CTabulation[[#This Row],[Base Allow]],0)","v":0},{"$f":"IF(A37>TOU_CTabulation[[#This Row],[Month]],TOU_CTabulation[[#This Row],[Month Cumm]],0)","v":0},{"$f":"IF(TOU_CTabulation[[#This Row],[Month Base Gen]]=0,0,TOU_CTabulation[[#This Row],[Month Base Gen]]-TOU_CTabulation[[#This Row],[Day]]*TOU_CTabulation[[#This Row],[Base Allow]])","v":0},{"$f":"VLOOKUP(TOU_CTabulation[[#This Row],[Hour]],daypart,2)","v":"All"},{"$f":"TOU_CTabulation[[#This Row],[Season]]&TOU_CTabulation[[#This Row],[Day-Part]]","v":"WinterAll"},{"$f":"VLOOKUP(TOU_CTabulation[[#This Row],[Daypart]],TOUC,2)","v":0.25901999999999997},{"$f":"VLOOKUP(TOU_CTabulation[[#This Row],[Daypart]],TOUC,3)","v":0.32596000000000003},{"$f":"TOU_CTabulation[[#This Row],[Month Base Allow]]*TOU_CTabulation[[#This Row],[Base Rate]]","v":0},{"$f":"TOU_CTabulation[[#This Row],[Month Overbase Gen]]*TOU_CTabulation[[#This Row],[Over Rate]]","v":0},{"$f":"TOU_CTabulation[[#This Row],[Base Value]]+TOU_CTabulation[[#This Row],[Over Value]]","v":0}]
[1,1,8,127,82,7,4,146.36099999999999,8.8480000000000008,523.53300000000002,492.43599999999998,{"$f":"TOU_CTabulation[[#This Row],[AC System Output (W)]]/1000","v":0.49243599999999998},{"$f":"IF(A36=TOU_CTabulation[[#This Row],[Month]],M36+TOU_CTabulation[[#This Row],[AC System Output (kW)]],TOU_CTabulation[[#This Row],[AC System Output (kW)]])","v":0.78998199999999996},{"$f":"VLOOKUP(TOU_CTabulation[[#This Row],[Month]],Season,2)","v":"Winter"},{"$f":"VLOOKUP(TOU_CTabulation[[#This Row],[Season]],CRate,2)","v":10.5},{"$f":"IF(A38>TOU_CTabulation[[#This Row],[Month]],TOU_CTabulation[[#This Row],[Day]]*TOU_CTabulation[[#This Row],[Base Allow]],0)","v":0},{"$f":"IF(A38>TOU_CTabulation[[#This Row],[Month]],TOU_CTabulation[[#This Row],[Month Cumm]],0)","v":0},{"$f":"IF(TOU_CTabulation[[#This Row],[Month Base Gen]]=0,0,TOU_CTabulation[[#This Row],[Month Base Gen]]-TOU_CTabulation[[#This Row],[Day]]*TOU_CTabulation[[#This Row],[Base Allow]])","v":0},{"$f":"VLOOKUP(TOU_CTabulation[[#This Row],[Hour]],daypart,2)","v":"All"},{"$f":"TOU_CTabulation[[#This Row],[Season]]&TOU_CTabulation[[#This Row],[Day-Part]]","v":"WinterAll"},{"$f":"VLOOKUP(TOU_CTabulation[[#This Row],[Daypart]],TOUC,2)","v":0.25901999999999997},{"$f":"VLOOKUP(TOU_CTabulation[[#This Row],[Daypart]],TOUC,3)","v":0.32596000000000003},{"$f":"TOU_CTabulation[[#This Row],[Month Base Allow]]*TOU_CTabulation[[#This Row],[Base Rate]]","v":0},{"$f":"TOU_CTabulation[[#This Row],[Month Overbase Gen]]*TOU_CTabulation[[#This Row],[Over Rate]]","v":0},{"$f":"TOU_CTabulation[[#This Row],[Base Value]]+TOU_CTabulation[[#This Row],[Over Value]]","v":0}]
[1,1,9,857,52,10,3,571.05799999999999,22.472999999999999,1932.319,1859.8050000000001,{"$f":"TOU_CTabulation[[#This Row],[AC System Output (W)]]/1000","v":1.8598050000000002},{"$f":"IF(A37=TOU_CTabulation[[#This Row],[Month]],M37+TOU_CTabulation[[#This Row],[AC System Output (kW)]],TOU_CTabulation[[#This Row],[AC System Output (kW)]])","v":2.6497869999999999},{"$f":"VLOOKUP(TOU_CTabulation[[#This Row],[Month]],Season,2)","v":"Winter"},{"$f":"VLOOKUP(TOU_CTabulation[[#This Row],[Season]],CRate,2)","v":10.5},{"$f":"IF(A39>TOU_CTabulation[[#This Row],[Month]],TOU_CTabulation[[#This Row],[Day]]*TOU_CTabulation[[#This Row],[Base Allow]],0)","v":0},{"$f":"IF(A39>TOU_CTabulation[[#This Row],[Month]],TOU_CTabulation[[#This Row],[Month Cumm]],0)","v":0},{"$f":"IF(TOU_CTabulation[[#This Row],[Month Base Gen]]=0,0,TOU_CTabulation[[#This Row],[Month Base Gen]]-TOU_CTabulation[[#This Row],[Day]]*TOU_CTabulation[[#This Row],[Base Allow]])","v":0},{"$f":"VLOOKUP(TOU_CTabulation[[#This Row],[Hour]],daypart,2)","v":"All"},{"$f":"TOU_CTabulation[[#This Row],[Season]]&TOU_CTabulation[[#This Row],[Day-Part]]","v":"WinterAll"},{"$f":"VLOOKUP(TOU_CTabulation[[#This Row],[Daypart]],TOUC,2)","v":0.25901999999999997},{"$f":"VLOOKUP(TOU_CTabulation[[#This Row],[Daypart]],TOUC,3)","v":0.32596000000000003},{"$f":"TOU_CTabulation[[#This Row],[Month Base Allow]]*TOU_CTabulation[[#This Row],[Base Rate]]","v":0},{"$f":"TOU_CTabulation[[#This Row],[Month Overbase Gen]]*TOU_CTabulation[[#This Row],[Over Rate]]","v":0},{"$f":"TOU_CTabulation[[#This Row],[Base Value]]+TOU_CTabulation[[#This Row],[Over Value]]","v":0}]
[1,1,10,918,60,13,2,727.84100000000001,32.418999999999997,2388.0729999999999,2298.2109999999998,{"$f":"TOU_CTabulation[[#This Row],[AC System Output (W)]]/1000","v":2.2982109999999998},{"$f":"IF(A38=TOU_CTabulation[[#This Row],[Month]],M38+TOU_CTabulation[[#This Row],[AC System Output (kW)]],TOU_CTabulation[[#This Row],[AC System Output (kW)]])","v":4.9479980000000001},{"$f":"VLOOKUP(TOU_CTabulation[[#This Row],[Month]],Season,2)","v":"Winter"},{"$f":"VLOOKUP(TOU_CTabulation[[#This Row],[Season]],CRate,2)","v":10.5},{"$f":"IF(A40>TOU_CTabulation[[#This Row],[Month]],TOU_CTabulation[[#This Row],[Day]]*TOU_CTabulation[[#This Row],[Base Allow]],0)","v":0},{"$f":"IF(A40>TOU_CTabulation[[#This Row],[Month]],TOU_CTabulation[[#This Row],[Month Cumm]],0)","v":0},{"$f":"IF(TOU_CTabulation[[#This Row],[Month Base Gen]]=0,0,TOU_CTabulation[[#This Row],[Month Base Gen]]-TOU_CTabulation[[#This Row],[Day]]*TOU_CTabulation[[#This Row],[Base Allow]])","v":0},{"$f":"VLOOKUP(TOU_CTabulation[[#This Row],[Hour]],daypart,2)","v":"All"},{"$f":"TOU_CTabulation[[#This Row],[Season]]&TOU_CTabulation[[#This Row],[Day-Part]]","v":"WinterAll"},{"$f":"VLOOKUP(TOU_CTabulation[[#This Row],[Daypart]],TOUC,2)","v":0.25901999999999997},{"$f":"VLOOKUP(TOU_CTabulation[[#This Row],[Daypart]],TOUC,3)","v":0.32596000000000003},{"$f":"TOU_CTabulation[[#This Row],[Month Base Allow]]*TOU_CTabulation[[#This Row],[Base Rate]]","v":0},{"$f":"TOU_CTabulation[[#This Row],[Month Overbase Gen]]*TOU_CTabulation[[#This Row],[Over Rate]]","v":0},{"$f":"TOU_CTabulation[[#This Row],[Base Value]]+TOU_CTabulation[[#This Row],[Over Value]]","v":0}]
[1,1,11,484,182,15,2,598.04700000000003,31.513999999999999,1984.2280000000001,1909.836,{"$f":"TOU_CTabulation[[#This Row],[AC System Output (W)]]/1000","v":1.9098360000000001},{"$f":"IF(A39=TOU_CTabulation[[#This Row],[Month]],M39+TOU_CTabulation[[#This Row],[AC System Output (kW)]],TOU_CTabulation[[#This Row],[AC System Output (kW)]])","v":6.8578340000000004},{"$f":"VLOOKUP(TOU_CTabulation[[#This Row],[Month]],Season,2)","v":"Winter"},{"$f":"VLOOKUP(TOU_CTabulation[[#This Row],[Season]],CRate,2)","v":10.5},{"$f":"IF(A41>TOU_CTabulation[[#This Row],[Month]],TOU_CTabulation[[#This Row],[Day]]*TOU_CTabulation[[#This Row],[Base Allow]],0)","v":0},{"$f":"IF(A41>TOU_CTabulation[[#This Row],[Month]],TOU_CTabulation[[#This Row],[Month Cumm]],0)","v":0},{"$f":"IF(TOU_CTabulation[[#This Row],[Month Base Gen]]=0,0,TOU_CTabulation[[#This Row],[Month Base Gen]]-TOU_CTabulation[[#This Row],[Day]]*TOU_CTabulation[[#This Row],[Base Allow]])","v":0},{"$f":"VLOOKUP(TOU_CTabulation[[#This Row],[Hour]],daypart,2)","v":"All"},{"$f":"TOU_CTabulation[[#This Row],[Season]]&TOU_CTabulation[[#This Row],[Day-Part]]","v":"WinterAll"},{"$f":"VLOOKUP(TOU_CTabulation[[#This Row],[Daypart]],TOUC,2)","v":0.25901999999999997},{"$f":"VLOOKUP(TOU_CTabulation[[#This Row],[Daypart]],TOUC,3)","v":0.32596000000000003},{"$f":"TOU_CTabulation[[#This Row],[Month Base Allow]]*TOU_CTabulation[[#This Row],[Base Rate]]","v":0},{"$f":"TOU_CTabulation[[#This Row],[Month Overbase Gen]]*TOU_CTabulation[[#This Row],[Over Rate]]","v":0},{"$f":"TOU_CTabulation[[#This Row],[Base Value]]+TOU_CTabulation[[#This Row],[Over Value]]","v":0}]
[1,1,12,433,196,16,1,577.28899999999999,34.665999999999997,1887.0640000000001,1816.1669999999999,{"$f":"TOU_CTabulation[[#This Row],[AC System Output (W)]]/1000","v":1.8161669999999999},{"$f":"IF(A40=TOU_CTabulation[[#This Row],[Month]],M40+TOU_CTabulation[[#This Row],[AC System Output (kW)]],TOU_CTabulation[[#This Row],[AC System Output (kW)]])","v":8.6740010000000005},{"$f":"VLOOKUP(TOU_CTabulation[[#This Row],[Month]],Season,2)","v":"Winter"},{"$f":"VLOOKUP(TOU_CTabulation[[#This Row],[Season]],CRate,2)","v":10.5},{"$f":"IF(A42>TOU_CTabulation[[#This Row],[Month]],TOU_CTabulation[[#This Row],[Day]]*TOU_CTabulation[[#This Row],[Base Allow]],0)","v":0},{"$f":"IF(A42>TOU_CTabulation[[#This Row],[Month]],TOU_CTabulation[[#This Row],[Month Cumm]],0)","v":0},{"$f":"IF(TOU_CTabulation[[#This Row],[Month Base Gen]]=0,0,TOU_CTabulation[[#This Row],[Month Base Gen]]-TOU_CTabulation[[#This Row],[Day]]*TOU_CTabulation[[#This Row],[Base Allow]])","v":0},{"$f":"VLOOKUP(TOU_CTabulation[[#This Row],[Hour]],daypart,2)","v":"All"},{"$f":"TOU_CTabulation[[#This Row],[Season]]&TOU_CTabulation[[#This Row],[Day-Part]]","v":"WinterAll"},{"$f":"VLOOKUP(TOU_CTabulation[[#This Row],[Daypart]],TOUC,2)","v":0.25901999999999997},{"$f":"VLOOKUP(TOU_CTabulation[[#This Row],[Daypart]],TOUC,3)","v":0.32596000000000003},{"$f":"TOU_CTabulation[[#This Row],[Month Base Allow]]*TOU_CTabulation[[#This Row],[Base Rate]]","v":0},{"$f":"TOU_CTabulation[[#This Row],[Month Overbase Gen]]*TOU_CTabulation[[#This Row],[Over Rate]]","v":0},{"$f":"TOU_CTabulation[[#This Row],[Base Value]]+TOU_CTabulation[[#This Row],[Over Value]]","v":0}]
[1,1,13,918,63,17,1,749.14499999999998,40.485999999999997,2365.4459999999999,2276.4899999999998,{"$f":"TOU_CTabulation[[#This Row],[AC System Output (W)]]/1000","v":2.2764899999999999},{"$f":"IF(A41=TOU_CTabulation[[#This Row],[Month]],M41+TOU_CTabulation[[#This Row],[AC System Output (kW)]],TOU_CTabulation[[#This Row],[AC System Output (kW)]])","v":10.950491},{"$f":"VLOOKUP(TOU_CTabulation[[#This Row],[Month]],Season,2)","v":"Winter"},{"$f":"VLOOKUP(TOU_CTabulation[[#This Row],[Season]],CRate,2)","v":10.5},{"$f":"IF(A43>TOU_CTabulation[[#This Row],[Month]],TOU_CTabulation[[#This Row],[Day]]*TOU_CTabulation[[#This Row],[Base Allow]],0)","v":0},{"$f":"IF(A43>TOU_CTabulation[[#This Row],[Month]],TOU_CTabulation[[#This Row],[Month Cumm]],0)","v":0},{"$f":"IF(TOU_CTabulation[[#This Row],[Month Base Gen]]=0,0,TOU_CTabulation[[#This Row],[Month Base Gen]]-TOU_CTabulation[[#This Row],[Day]]*TOU_CTabulation[[#This Row],[Base Allow]])","v":0},{"$f":"VLOOKUP(TOU_CTabulation[[#This Row],[Hour]],daypart,2)","v":"All"},{"$f":"TOU_CTabulation[[#This Row],[Season]]&TOU_CTabulation[[#This Row],[Day-Part]]","v":"WinterAll"},{"$f":"VLOOKUP(TOU_CTabulation[[#This Row],[Daypart]],TOUC,2)","v":0.25901999999999997},{"$f":"VLOOKUP(TOU_CTabulation[[#This Row],[Daypart]],TOUC,3)","v":0.32596000000000003},{"$f":"TOU_CTabulation[[#This Row],[Month Base Allow]]*TOU_CTabulation[[#This Row],[Base Rate]]","v":0},{"$f":"TOU_CTabulation[[#This Row],[Month Overbase Gen]]*TOU_CTabulation[[#This Row],[Over Rate]]","v":0},{"$f":"TOU_CTabulation[[#This Row],[Base Value]]+TOU_CTabulation[[#This Row],[Over Value]]","v":0}]
[1,1,14,860,57,16,0,605.17399999999998,41.674999999999997,1875.374,1804.8920000000001,{"$f":"TOU_CTabulation[[#This Row],[AC System Output (W)]]/1000","v":1.8048920000000002},{"$f":"IF(A42=TOU_CTabulation[[#This Row],[Month]],M42+TOU_CTabulation[[#This Row],[AC System Output (kW)]],TOU_CTabulation[[#This Row],[AC System Output (kW)]])","v":12.755383},{"$f":"VLOOKUP(TOU_CTabulation[[#This Row],[Month]],Season,2)","v":"Winter"},{"$f":"VLOOKUP(TOU_CTabulation[[#This Row],[Season]],CRate,2)","v":10.5},{"$f":"IF(A44>TOU_CTabulation[[#This Row],[Month]],TOU_CTabulation[[#This Row],[Day]]*TOU_CTabulation[[#This Row],[Base Allow]],0)","v":0},{"$f":"IF(A44>TOU_CTabulation[[#This Row],[Month]],TOU_CTabulation[[#This Row],[Month Cumm]],0)","v":0},{"$f":"IF(TOU_CTabulation[[#This Row],[Month Base Gen]]=0,0,TOU_CTabulation[[#This Row],[Month Base Gen]]-TOU_CTabulation[[#This Row],[Day]]*TOU_CTabulation[[#This Row],[Base Allow]])","v":0},{"$f":"VLOOKUP(TOU_CTabulation[[#This Row],[Hour]],daypart,2)","v":"All"},{"$f":"TOU_CTabulation[[#This Row],[Season]]&TOU_CTabulation[[#This Row],[Day-Part]]","v":"WinterAll"},{"$f":"VLOOKUP(TOU_CTabulation[[#This Row],[Daypart]],TOUC,2)","v":0.25901999999999997},{"$f":"VLOOKUP(TOU_CTabulation[[#This Row],[Daypart]],TOUC,3)","v":0.32596000000000003},{"$f":"TOU_CTabulation[[#This Row],[Month Base Allow]]*TOU_CTabulation[[#This Row],[Base Rate]]","v":0},{"$f":"TOU_CTabulation[[#This Row],[Month Overbase Gen]]*TOU_CTabulation[[#This Row],[Over Rate]]","v":0},{"$f":"TOU_CTabulation[[#This Row],[Base Value]]+TOU_CTabulation[[#This Row],[Over Value]]","v":0}]
[1,1,15,738,47,15,0,403.53199999999998,33.314999999999998,1253.7619999999999,1203.5,{"$f":"TOU_CTabulation[[#This Row],[AC System Output (W)]]/1000","v":1.2035},{"$f":"IF(A43=TOU_CTabulation[[#This Row],[Month]],M43+TOU_CTabulation[[#This Row],[AC System Output (kW)]],TOU_CTabulation[[#This Row],[AC System Output (kW)]])","v":13.958883},{"$f":"VLOOKUP(TOU_CTabulation[[#This Row],[Month]],Season,2)","v":"Winter"},{"$f":"VLOOKUP(TOU_CTabulation[[#This Row],[Season]],CRate,2)","v":10.5},{"$f":"IF(A45>TOU_CTabulation[[#This Row],[Month]],TOU_CTabulation[[#This Row],[Day]]*TOU_CTabulation[[#This Row],[Base Allow]],0)","v":0},{"$f":"IF(A45>TOU_CTabulation[[#This Row],[Month]],TOU_CTabulation[[#This Row],[Month Cumm]],0)","v":0},{"$f":"IF(TOU_CTabulation[[#This Row],[Month Base Gen]]=0,0,TOU_CTabulation[[#This Row],[Month Base Gen]]-TOU_CTabulation[[#This Row],[Day]]*TOU_CTabulation[[#This Row],[Base Allow]])","v":0},{"$f":"VLOOKUP(TOU_CTabulation[[#This Row],[Hour]],daypart,2)","v":"All"},{"$f":"TOU_CTabulation[[#This Row],[Season]]&TOU_CTabulation[[#This Row],[Day-Part]]","v":"WinterAll"},{"$f":"VLOOKUP(TOU_CTabulation[[#This Row],[Daypart]],TOUC,2)","v":0.25901999999999997},{"$f":"VLOOKUP(TOU_CTabulation[[#This Row],[Daypart]],TOUC,3)","v":0.32596000000000003},{"$f":"TOU_CTabulation[[#This Row],[Month Base Allow]]*TOU_CTabulation[[#This Row],[Base Rate]]","v":0},{"$f":"TOU_CTabulation[[#This Row],[Month Overbase Gen]]*TOU_CTabulation[[#This Row],[Over Rate]]","v":0},{"$f":"TOU_CTabulation[[#This Row],[Base Value]]+TOU_CTabulation[[#This Row],[Over Value]]","v":0}]
[1,1,16,430,24,13,0,153.02000000000001,20.916,449.452,420.02199999999999,{"$f":"TOU_CTabulation[[#This Row],[AC System Output (W)]]/1000","v":0.42002200000000001},{"$f":"IF(A44=TOU_CTabulation[[#This Row],[Month]],M44+TOU_CTabulation[[#This Row],[AC System Output (kW)]],TOU_CTabulation[[#This Row],[AC System Output (kW)]])","v":14.378905},{"$f":"VLOOKUP(TOU_CTabulation[[#This Row],[Month]],Season,2)","v":"Winter"},{"$f":"VLOOKUP(TOU_CTabulation[[#This Row],[Season]],CRate,2)","v":10.5},{"$f":"IF(A46>TOU_CTabulation[[#This Row],[Month]],TOU_CTabulation[[#This Row],[Day]]*TOU_CTabulation[[#This Row],[Base Allow]],0)","v":0},{"$f":"IF(A46>TOU_CTabulation[[#This Row],[Month]],TOU_CTabulation[[#This Row],[Month Cumm]],0)","v":0},{"$f":"IF(TOU_CTabulation[[#This Row],[Month Base Gen]]=0,0,TOU_CTabulation[[#This Row],[Month Base Gen]]-TOU_CTabulation[[#This Row],[Day]]*TOU_CTabulation[[#This Row],[Base Allow]])","v":0},{"$f":"VLOOKUP(TOU_CTabulation[[#This Row],[Hour]],daypart,2)","v":"All"},{"$f":"TOU_CTabulation[[#This Row],[Season]]&TOU_CTabulation[[#This Row],[Day-Part]]","v":"WinterAll"},{"$f":"VLOOKUP(TOU_CTabulation[[#This Row],[Daypart]],TOUC,2)","v":0.25901999999999997},{"$f":"VLOOKUP(TOU_CTabulation[[#This Row],[Daypart]],TOUC,3)","v":0.32596000000000003},{"$f":"TOU_CTabulation[[#This Row],[Month Base Allow]]*TOU_CTabulation[[#This Row],[Base Rate]]","v":0},{"$f":"TOU_CTabulation[[#This Row],[Month Overbase Gen]]*TOU_CTabulation[[#This Row],[Over Rate]]","v":0},{"$f":"TOU_CTabulation[[#This Row],[Base Value]]+TOU_CTabulation[[#This Row],[Over Value]]","v":0}]
[1,1,17,0,0,12,0,0,12,0,0,{"$f":"TOU_CTabulation[[#This Row],[AC System Output (W)]]/1000","v":0},{"$f":"IF(A45=TOU_CTabulation[[#This Row],[Month]],M45+TOU_CTabulation[[#This Row],[AC System Output (kW)]],TOU_CTabulation[[#This Row],[AC System Output (kW)]])","v":14.378905},{"$f":"VLOOKUP(TOU_CTabulation[[#This Row],[Month]],Season,2)","v":"Winter"},{"$f":"VLOOKUP(TOU_CTabulation[[#This Row],[Season]],CRate,2)","v":10.5},{"$f":"IF(A47>TOU_CTabulation[[#This Row],[Month]],TOU_CTabulation[[#This Row],[Day]]*TOU_CTabulation[[#This Row],[Base Allow]],0)","v":0},{"$f":"IF(A47>TOU_CTabulation[[#This Row],[Month]],TOU_CTabulation[[#This Row],[Month Cumm]],0)","v":0},{"$f":"IF(TOU_CTabulation[[#This Row],[Month Base Gen]]=0,0,TOU_CTabulation[[#This Row],[Month Base Gen]]-TOU_CTabulation[[#This Row],[Day]]*TOU_CTabulation[[#This Row],[Base Allow]])","v":0},{"$f":"VLOOKUP(TOU_CTabulation[[#This Row],[Hour]],daypart,2)","v":"All"},{"$f":"TOU_CTabulation[[#This Row],[Season]]&TOU_CTabulation[[#This Row],[Day-Part]]","v":"WinterAll"},{"$f":"VLOOKUP(TOU_CTabulation[[#This Row],[Daypart]],TOUC,2)","v":0.25901999999999997},{"$f":"VLOOKUP(TOU_CTabulation[[#This Row],[Daypart]],TOUC,3)","v":0.32596000000000003},{"$f":"TOU_CTabulation[[#This Row],[Month Base Allow]]*TOU_CTabulation[[#This Row],[Base Rate]]","v":0},{"$f":"TOU_CTabulation[[#This Row],[Month Overbase Gen]]*TOU_CTabulation[[#This Row],[Over Rate]]","v":0},{"$f":"TOU_CTabulation[[#This Row],[Base Value]]+TOU_CTabulation[[#This Row],[Over Value]]","v":0}]
[1,1,18,0,0,10,0,0,10,0,0,{"$f":"TOU_CTabulation[[#This Row],[AC System Output (W)]]/1000","v":0},{"$f":"IF(A46=TOU_CTabulation[[#This Row],[Month]],M46+TOU_CTabulation[[#This Row],[AC System Output (kW)]],TOU_CTabulation[[#This Row],[AC System Output (kW)]])","v":14.378905},{"$f":"VLOOKUP(TOU_CTabulation[[#This Row],[Month]],Season,2)","v":"Winter"},{"$f":"VLOOKUP(TOU_CTabulation[[#This Row],[Season]],CRate,2)","v":10.5},{"$f":"IF(A48>TOU_CTabulation[[#This Row],[Month]],TOU_CTabulation[[#This Row],[Day]]*TOU_CTabulation[[#This Row],[Base Allow]],0)","v":0},{"$f":"IF(A48>TOU_CTabulation[[#This Row],[Month]],TOU_CTabulation[[#This Row],[Month Cumm]],0)","v":0},{"$f":"IF(TOU_CTabulation[[#This Row],[Month Base Gen]]=0,0,TOU_CTabulation[[#This Row],[Month Base Gen]]-TOU_CTabulation[[#This Row],[Day]]*TOU_CTabulation[[#This Row],[Base Allow]])","v":0},{"$f":"VLOOKUP(TOU_CTabulation[[#This Row],[Hour]],daypart,2)","v":"All"},{"$f":"TOU_CTabulation[[#This Row],[Season]]&TOU_CTabulation[[#This Row],[Day-Part]]","v":"WinterAll"},{"$f":"VLOOKUP(TOU_CTabulation[[#This Row],[Daypart]],TOUC,2)","v":0.25901999999999997},{"$f":"VLOOKUP(TOU_CTabulation[[#This Row],[Daypart]],TOUC,3)","v":0.32596000000000003},{"$f":"TOU_CTabulation[[#This Row],[Month Base Allow]]*TOU_CTabulation[[#This Row],[Base Rate]]","v":0},{"$f":"TOU_CTabulation[[#This Row],[Month Overbase Gen]]*TOU_CTabulation[[#This Row],[Over Rate]]","v":0},{"$f":"TOU_CTabulation[[#This Row],[Base Value]]+TOU_CTabulation[[#This Row],[Over Value]]","v":0}]
[1,1,19,0,0,9,1,0,9,0,0,{"$f":"TOU_CTabulation[[#This Row],[AC System Output (W)]]/1000","v":0},{"$f":"IF(A47=TOU_CTabulation[[#This Row],[Month]],M47+TOU_CTabulation[[#This Row],[AC System Output (kW)]],TOU_CTabulation[[#This Row],[AC System Output (kW)]])","v":14.378905},{"$f":"VLOOKUP(TOU_CTabulation[[#This Row],[Month]],Season,2)","v":"Winter"},{"$f":"VLOOKUP(TOU_CTabulation[[#This Row],[Season]],CRate,2)","v":10.5},{"$f":"IF(A49>TOU_CTabulation[[#This Row],[Month]],TOU_CTabulation[[#This Row],[Day]]*TOU_CTabulation[[#This Row],[Base Allow]],0)","v":0},{"$f":"IF(A49>TOU_CTabulation[[#This Row],[Month]],TOU_CTabulation[[#This Row],[Month Cumm]],0)","v":0},{"$f":"IF(TOU_CTabulation[[#This Row],[Month Base Gen]]=0,0,TOU_CTabulation[[#This Row],[Month Base Gen]]-TOU_CTabulation[[#This Row],[Day]]*TOU_CTabulation[[#This Row],[Base Allow]])","v":0},{"$f":"VLOOKUP(TOU_CTabulation[[#This Row],[Hour]],daypart,2)","v":"All"},{"$f":"TOU_CTabulation[[#This Row],[Season]]&TOU_CTabulation[[#This Row],[Day-Part]]","v":"WinterAll"},{"$f":"VLOOKUP(TOU_CTabulation[[#This Row],[Daypart]],TOUC,2)","v":0.25901999999999997},{"$f":"VLOOKUP(TOU_CTabulation[[#This Row],[Daypart]],TOUC,3)","v":0.32596000000000003},{"$f":"TOU_CTabulation[[#This Row],[Month Base Allow]]*TOU_CTabulation[[#This Row],[Base Rate]]","v":0},{"$f":"TOU_CTabulation[[#This Row],[Month Overbase Gen]]*TOU_CTabulation[[#This Row],[Over Rate]]","v":0},{"$f":"TOU_CTabulation[[#This Row],[Base Value]]+TOU_CTabulation[[#This Row],[Over Value]]","v":0}]
[1,1,20,0,0,7,1,0,7,0,0,{"$f":"TOU_CTabulation[[#This Row],[AC System Output (W)]]/1000","v":0},{"$f":"IF(A48=TOU_CTabulation[[#This Row],[Month]],M48+TOU_CTabulation[[#This Row],[AC System Output (kW)]],TOU_CTabulation[[#This Row],[AC System Output (kW)]])","v":14.378905},{"$f":"VLOOKUP(TOU_CTabulation[[#This Row],[Month]],Season,2)","v":"Winter"},{"$f":"VLOOKUP(TOU_CTabulation[[#This Row],[Season]],CRate,2)","v":10.5},{"$f":"IF(A50>TOU_CTabulation[[#This Row],[Month]],TOU_CTabulation[[#This Row],[Day]]*TOU_CTabulation[[#This Row],[Base Allow]],0)","v":0},{"$f":"IF(A50>TOU_CTabulation[[#This Row],[Month]],TOU_CTabulation[[#This Row],[Month Cumm]],0)","v":0},{"$f":"IF(TOU_CTabulation[[#This Row],[Month Base Gen]]=0,0,TOU_CTabulation[[#This Row],[Month Base Gen]]-TOU_CTabulation[[#This Row],[Day]]*TOU_CTabulation[[#This Row],[Base Allow]])","v":0},{"$f":"VLOOKUP(TOU_CTabulation[[#This Row],[Hour]],daypart,2)","v":"All"},{"$f":"TOU_CTabulation[[#This Row],[Season]]&TOU_CTabulation[[#This Row],[Day-Part]]","v":"WinterAll"},{"$f":"VLOOKUP(TOU_CTabulation[[#This Row],[Daypart]],TOUC,2)","v":0.25901999999999997},{"$f":"VLOOKUP(TOU_CTabulation[[#This Row],[Daypart]],TOUC,3)","v":0.32596000000000003},{"$f":"TOU_CTabulation[[#This Row],[Month Base Allow]]*TOU_CTabulation[[#This Row],[Base Rate]]","v":0},{"$f":"TOU_CTabulation[[#This Row],[Month Overbase Gen]]*TOU_CTabulation[[#This Row],[Over Rate]]","v":0},{"$f":"TOU_CTabulation[[#This Row],[Base Value]]+TOU_CTabulation[[#This Row],[Over Value]]","v":0}]
[1,1,21,0,0,6,1,0,6,0,0,{"$f":"TOU_CTabulation[[#This Row],[AC System Output (W)]]/1000","v":0},{"$f":"IF(A49=TOU_CTabulation[[#This Row],[Month]],M49+TOU_CTabulation[[#This Row],[AC System Output (kW)]],TOU_CTabulation[[#This Row],[AC System Output (kW)]])","v":14.378905},{"$f":"VLOOKUP(TOU_CTabulation[[#This Row],[Month]],Season,2)","v":"Winter"},{"$f":"VLOOKUP(TOU_CTabulation[[#This Row],[Season]],CRate,2)","v":10.5},{"$f":"IF(A51>TOU_CTabulation[[#This Row],[Month]],TOU_CTabulation[[#This Row],[Day]]*TOU_CTabulation[[#This Row],[Base Allow]],0)","v":0},{"$f":"IF(A51>TOU_CTabulation[[#This Row],[Month]],TOU_CTabulation[[#This Row],[Month Cumm]],0)","v":0},{"$f":"IF(TOU_CTabulation[[#This Row],[Month Base Gen]]=0,0,TOU_CTabulation[[#This Row],[Month Base Gen]]-TOU_CTabulation[[#This Row],[Day]]*TOU_CTabulation[[#This Row],[Base Allow]])","v":0},{"$f":"VLOOKUP(TOU_CTabulation[[#This Row],[Hour]],daypart,2)","v":"All"},{"$f":"TOU_CTabulation[[#This Row],[Season]]&TOU_CTabulation[[#This Row],[Day-Part]]","v":"WinterAll"},{"$f":"VLOOKUP(TOU_CTabulation[[#This Row],[Daypart]],TOUC,2)","v":0.25901999999999997},{"$f":"VLOOKUP(TOU_CTabulation[[#This Row],[Daypart]],TOUC,3)","v":0.32596000000000003},{"$f":"TOU_CTabulation[[#This Row],[Month Base Allow]]*TOU_CTabulation[[#This Row],[Base Rate]]","v":0},{"$f":"TOU_CTabulation[[#This Row],[Month Overbase Gen]]*TOU_CTabulation[[#This Row],[Over Rate]]","v":0},{"$f":"TOU_CTabulation[[#This Row],[Base Value]]+TOU_CTabulation[[#This Row],[Over Value]]","v":0}]
[1,1,22,0,0,6,1,0,6,0,0,{"$f":"TOU_CTabulation[[#This Row],[AC System Output (W)]]/1000","v":0},{"$f":"IF(A50=TOU_CTabulation[[#This Row],[Month]],M50+TOU_CTabulation[[#This Row],[AC System Output (kW)]],TOU_CTabulation[[#This Row],[AC System Output (kW)]])","v":14.378905},{"$f":"VLOOKUP(TOU_CTabulation[[#This Row],[Month]],Season,2)","v":"Winter"},{"$f":"VLOOKUP(TOU_CTabulation[[#This Row],[Season]],CRate,2)","v":10.5},{"$f":"IF(A52>TOU_CTabulation[[#This Row],[Month]],TOU_CTabulation[[#This Row],[Day]]*TOU_CTabulation[[#This Row],[Base Allow]],0)","v":0},{"$f":"IF(A52>TOU_CTabulation[[#This Row],[Month]],TOU_CTabulation[[#This Row],[Month Cumm]],0)","v":0},{"$f":"IF(TOU_CTabulation[[#This Row],[Month Base Gen]]=0,0,TOU_CTabulation[[#This Row],[Month Base Gen]]-TOU_CTabulation[[#This Row],[Day]]*TOU_CTabulation[[#This Row],[Base Allow]])","v":0},{"$f":"VLOOKUP(TOU_CTabulation[[#This Row],[Hour]],daypart,2)","v":"All"},{"$f":"TOU_CTabulation[[#This Row],[Season]]&TOU_CTabulation[[#This Row],[Day-Part]]","v":"WinterAll"},{"$f":"VLOOKUP(TOU_CTabulation[[#This Row],[Daypart]],TOUC,2)","v":0.25901999999999997},{"$f":"VLOOKUP(TOU_CTabulation[[#This Row],[Daypart]],TOUC,3)","v":0.32596000000000003},{"$f":"TOU_CTabulation[[#This Row],[Month Base Allow]]*TOU_CTabulation[[#This Row],[Base Rate]]","v":0},{"$f":"TOU_CTabulation[[#This Row],[Month Overbase Gen]]*TOU_CTabulation[[#This Row],[Over Rate]]","v":0},{"$f":"TOU_CTabulation[[#This Row],[Base Value]]+TOU_CTabulation[[#This Row],[Over Value]]","v":0}]
[1,1,23,0,0,5,1,0,5,0,0,{"$f":"TOU_CTabulation[[#This Row],[AC System Output (W)]]/1000","v":0},{"$f":"IF(A51=TOU_CTabulation[[#This Row],[Month]],M51+TOU_CTabulation[[#This Row],[AC System Output (kW)]],TOU_CTabulation[[#This Row],[AC System Output (kW)]])","v":14.378905},{"$f":"VLOOKUP(TOU_CTabulation[[#This Row],[Month]],Season,2)","v":"Winter"},{"$f":"VLOOKUP(TOU_CTabulation[[#This Row],[Season]],CRate,2)","v":10.5},{"$f":"IF(A53>TOU_CTabulation[[#This Row],[Month]],TOU_CTabulation[[#This Row],[Day]]*TOU_CTabulation[[#This Row],[Base Allow]],0)","v":0},{"$f":"IF(A53>TOU_CTabulation[[#This Row],[Month]],TOU_CTabulation[[#This Row],[Month Cumm]],0)","v":0},{"$f":"IF(TOU_CTabulation[[#This Row],[Month Base Gen]]=0,0,TOU_CTabulation[[#This Row],[Month Base Gen]]-TOU_CTabulation[[#This Row],[Day]]*TOU_CTabulation[[#This Row],[Base Allow]])","v":0},{"$f":"VLOOKUP(TOU_CTabulation[[#This Row],[Hour]],daypart,2)","v":"All"},{"$f":"TOU_CTabulation[[#This Row],[Season]]&TOU_CTabulation[[#This Row],[Day-Part]]","v":"WinterAll"},{"$f":"VLOOKUP(TOU_CTabulation[[#This Row],[Daypart]],TOUC,2)","v":0.25901999999999997},{"$f":"VLOOKUP(TOU_CTabulation[[#This Row],[Daypart]],TOUC,3)","v":0.32596000000000003},{"$f":"TOU_CTabulation[[#This Row],[Month Base Allow]]*TOU_CTabulation[[#This Row],[Base Rate]]","v":0},{"$f":"TOU_CTabulation[[#This Row],[Month Overbase Gen]]*TOU_CTabulation[[#This Row],[Over Rate]]","v":0},{"$f":"TOU_CTabulation[[#This Row],[Base Value]]+TOU_CTabulation[[#This Row],[Over Value]]","v":0}]
[1,2,0,0,0,5,2,0,5,0,0,{"$f":"TOU_CTabulation[[#This Row],[AC System Output (W)]]/1000","v":0},{"$f":"IF(A52=TOU_CTabulation[[#This Row],[Month]],M52+TOU_CTabulation[[#This Row],[AC System Output (kW)]],TOU_CTabulation[[#This Row],[AC System Output (kW)]])","v":14.378905},{"$f":"VLOOKUP(TOU_CTabulation[[#This Row],[Month]],Season,2)","v":"Winter"},{"$f":"VLOOKUP(TOU_CTabulation[[#This Row],[Season]],CRate,2)","v":10.5},{"$f":"IF(A54>TOU_CTabulation[[#This Row],[Month]],TOU_CTabulation[[#This Row],[Day]]*TOU_CTabulation[[#This Row],[Base Allow]],0)","v":0},{"$f":"IF(A54>TOU_CTabulation[[#This Row],[Month]],TOU_CTabulation[[#This Row],[Month Cumm]],0)","v":0},{"$f":"IF(TOU_CTabulation[[#This Row],[Month Base Gen]]=0,0,TOU_CTabulation[[#This Row],[Month Base Gen]]-TOU_CTabulation[[#This Row],[Day]]*TOU_CTabulation[[#This Row],[Base Allow]])","v":0},{"$f":"VLOOKUP(TOU_CTabulation[[#This Row],[Hour]],daypart,2)","v":"All"},{"$f":"TOU_CTabulation[[#This Row],[Season]]&TOU_CTabulation[[#This Row],[Day-Part]]","v":"WinterAll"},{"$f":"VLOOKUP(TOU_CTabulation[[#This Row],[Daypart]],TOUC,2)","v":0.25901999999999997},{"$f":"VLOOKUP(TOU_CTabulation[[#This Row],[Daypart]],TOUC,3)","v":0.32596000000000003},{"$f":"TOU_CTabulation[[#This Row],[Month Base Allow]]*TOU_CTabulation[[#This Row],[Base Rate]]","v":0},{"$f":"TOU_CTabulation[[#This Row],[Month Overbase Gen]]*TOU_CTabulation[[#This Row],[Over Rate]]","v":0},{"$f":"TOU_CTabulation[[#This Row],[Base Value]]+TOU_CTabulation[[#This Row],[Over Value]]","v":0}]
[1,2,1,0,0,4,2,0,4,0,0,{"$f":"TOU_CTabulation[[#This Row],[AC System Output (W)]]/1000","v":0},{"$f":"IF(A53=TOU_CTabulation[[#This Row],[Month]],M53+TOU_CTabulation[[#This Row],[AC System Output (kW)]],TOU_CTabulation[[#This Row],[AC System Output (kW)]])","v":14.378905},{"$f":"VLOOKUP(TOU_CTabulation[[#This Row],[Month]],Season,2)","v":"Winter"},{"$f":"VLOOKUP(TOU_CTabulation[[#This Row],[Season]],CRate,2)","v":10.5},{"$f":"IF(A55>TOU_CTabulation[[#This Row],[Month]],TOU_CTabulation[[#This Row],[Day]]*TOU_CTabulation[[#This Row],[Base Allow]],0)","v":0},{"$f":"IF(A55>TOU_CTabulation[[#This Row],[Month]],TOU_CTabulation[[#This Row],[Month Cumm]],0)","v":0},{"$f":"IF(TOU_CTabulation[[#This Row],[Month Base Gen]]=0,0,TOU_CTabulation[[#This Row],[Month Base Gen]]-TOU_CTabulation[[#This Row],[Day]]*TOU_CTabulation[[#This Row],[Base Allow]])","v":0},{"$f":"VLOOKUP(TOU_CTabulation[[#This Row],[Hour]],daypart,2)","v":"All"},{"$f":"TOU_CTabulation[[#This Row],[Season]]&TOU_CTabulation[[#This Row],[Day-Part]]","v":"WinterAll"},{"$f":"VLOOKUP(TOU_CTabulation[[#This Row],[Daypart]],TOUC,2)","v":0.25901999999999997},{"$f":"VLOOKUP(TOU_CTabulation[[#This Row],[Daypart]],TOUC,3)","v":0.32596000000000003},{"$f":"TOU_CTabulation[[#This Row],[Month Base Allow]]*TOU_CTabulation[[#This Row],[Base Rate]]","v":0},{"$f":"TOU_CTabulation[[#This Row],[Month Overbase Gen]]*TOU_CTabulation[[#This Row],[Over Rate]]","v":0},{"$f":"TOU_CTabulation[[#This Row],[Base Value]]+TOU_CTabulation[[#This Row],[Over Value]]","v":0}]
[1,2,2,0,0,4,2,0,4,0,0,{"$f":"TOU_CTabulation[[#This Row],[AC System Output (W)]]/1000","v":0},{"$f":"IF(A54=TOU_CTabulation[[#This Row],[Month]],M54+TOU_CTabulation[[#This Row],[AC System Output (kW)]],TOU_CTabulation[[#This Row],[AC System Output (kW)]])","v":14.378905},{"$f":"VLOOKUP(TOU_CTabulation[[#This Row],[Month]],Season,2)","v":"Winter"},{"$f":"VLOOKUP(TOU_CTabulation[[#This Row],[Season]],CRate,2)","v":10.5},{"$f":"IF(A56>TOU_CTabulation[[#This Row],[Month]],TOU_CTabulation[[#This Row],[Day]]*TOU_CTabulation[[#This Row],[Base Allow]],0)","v":0},{"$f":"IF(A56>TOU_CTabulation[[#This Row],[Month]],TOU_CTabulation[[#This Row],[Month Cumm]],0)","v":0},{"$f":"IF(TOU_CTabulation[[#This Row],[Month Base Gen]]=0,0,TOU_CTabulation[[#This Row],[Month Base Gen]]-TOU_CTabulation[[#This Row],[Day]]*TOU_CTabulation[[#This Row],[Base Allow]])","v":0},{"$f":"VLOOKUP(TOU_CTabulation[[#This Row],[Hour]],daypart,2)","v":"All"},{"$f":"TOU_CTabulation[[#This Row],[Season]]&TOU_CTabulation[[#This Row],[Day-Part]]","v":"WinterAll"},{"$f":"VLOOKUP(TOU_CTabulation[[#This Row],[Daypart]],TOUC,2)","v":0.25901999999999997},{"$f":"VLOOKUP(TOU_CTabulation[[#This Row],[Daypart]],TOUC,3)","v":0.32596000000000003},{"$f":"TOU_CTabulation[[#This Row],[Month Base Allow]]*TOU_CTabulation[[#This Row],[Base Rate]]","v":0},{"$f":"TOU_CTabulation[[#This Row],[Month Overbase Gen]]*TOU_CTabulation[[#This Row],[Over Rate]]","v":0},{"$f":"TOU_CTabulation[[#This Row],[Base Value]]+TOU_CTabulation[[#This Row],[Over Value]]","v":0}]
[1,2,3,0,0,4,2,0,4,0,0,{"$f":"TOU_CTabulation[[#This Row],[AC System Output (W)]]/1000","v":0},{"$f":"IF(A55=TOU_CTabulation[[#This Row],[Month]],M55+TOU_CTabulation[[#This Row],[AC System Output (kW)]],TOU_CTabulation[[#This Row],[AC System Output (kW)]])","v":14.378905},{"$f":"VLOOKUP(TOU_CTabulation[[#This Row],[Month]],Season,2)","v":"Winter"},{"$f":"VLOOKUP(TOU_CTabulation[[#This Row],[Season]],CRate,2)","v":10.5},{"$f":"IF(A57>TOU_CTabulation[[#This Row],[Month]],TOU_CTabulation[[#This Row],[Day]]*TOU_CTabulation[[#This Row],[Base Allow]],0)","v":0},{"$f":"IF(A57>TOU_CTabulation[[#This Row],[Month]],TOU_CTabulation[[#This Row],[Month Cumm]],0)","v":0},{"$f":"IF(TOU_CTabulation[[#This Row],[Month Base Gen]]=0,0,TOU_CTabulation[[#This Row],[Month Base Gen]]-TOU_CTabulation[[#This Row],[Day]]*TOU_CTabulation[[#This Row],[Base Allow]])","v":0},{"$f":"VLOOKUP(TOU_CTabulation[[#This Row],[Hour]],daypart,2)","v":"All"},{"$f":"TOU_CTabulation[[#This Row],[Season]]&TOU_CTabulation[[#This Row],[Day-Part]]","v":"WinterAll"},{"$f":"VLOOKUP(TOU_CTabulation[[#This Row],[Daypart]],TOUC,2)","v":0.25901999999999997},{"$f":"VLOOKUP(TOU_CTabulation[[#This Row],[Daypart]],TOUC,3)","v":0.32596000000000003},{"$f":"TOU_CTabulation[[#This Row],[Month Base Allow]]*TOU_CTabulation[[#This Row],[Base Rate]]","v":0},{"$f":"TOU_CTabulation[[#This Row],[Month Overbase Gen]]*TOU_CTabulation[[#This Row],[Over Rate]]","v":0},{"$f":"TOU_CTabulation[[#This Row],[Base Value]]+TOU_CTabulation[[#This Row],[Over Value]]","v":0}]
[1,2,4,0,0,4,2,0,4,0,0,{"$f":"TOU_CTabulation[[#This Row],[AC System Output (W)]]/1000","v":0},{"$f":"IF(A56=TOU_CTabulation[[#This Row],[Month]],M56+TOU_CTabulation[[#This Row],[AC System Output (kW)]],TOU_CTabulation[[#This Row],[AC System Output (kW)]])","v":14.378905},{"$f":"VLOOKUP(TOU_CTabulation[[#This Row],[Month]],Season,2)","v":"Winter"},{"$f":"VLOOKUP(TOU_CTabulation[[#This Row],[Season]],CRate,2)","v":10.5},{"$f":"IF(A58>TOU_CTabulation[[#This Row],[Month]],TOU_CTabulation[[#This Row],[Day]]*TOU_CTabulation[[#This Row],[Base Allow]],0)","v":0},{"$f":"IF(A58>TOU_CTabulation[[#This Row],[Month]],TOU_CTabulation[[#This Row],[Month Cumm]],0)","v":0},{"$f":"IF(TOU_CTabulation[[#This Row],[Month Base Gen]]=0,0,TOU_CTabulation[[#This Row],[Month Base Gen]]-TOU_CTabulation[[#This Row],[Day]]*TOU_CTabulation[[#This Row],[Base Allow]])","v":0},{"$f":"VLOOKUP(TOU_CTabulation[[#This Row],[Hour]],daypart,2)","v":"All"},{"$f":"TOU_CTabulation[[#This Row],[Season]]&TOU_CTabulation[[#This Row],[Day-Part]]","v":"WinterAll"},{"$f":"VLOOKUP(TOU_CTabulation[[#This Row],[Daypart]],TOUC,2)","v":0.25901999999999997},{"$f":"VLOOKUP(TOU_CTabulation[[#This Row],[Daypart]],TOUC,3)","v":0.32596000000000003},{"$f":"TOU_CTabulation[[#This Row],[Month Base Allow]]*TOU_CTabulation[[#This Row],[Base Rate]]","v":0},{"$f":"TOU_CTabulation[[#This Row],[Month Overbase Gen]]*TOU_CTabulation[[#This Row],[Over Rate]]","v":0},{"$f":"TOU_CTabulation[[#This Row],[Base Value]]+TOU_CTabulation[[#This Row],[Over Value]]","v":0}]
[1,2,5,0,0,3,2,0,3,0,0,{"$f":"TOU_CTabulation[[#This Row],[AC System Output (W)]]/1000","v":0},{"$f":"IF(A57=TOU_CTabulation[[#This Row],[Month]],M57+TOU_CTabulation[[#This Row],[AC System Output (kW)]],TOU_CTabulation[[#This Row],[AC System Output (kW)]])","v":14.378905},{"$f":"VLOOKUP(TOU_CTabulation[[#This Row],[Month]],Season,2)","v":"Winter"},{"$f":"VLOOKUP(TOU_CTabulation[[#This Row],[Season]],CRate,2)","v":10.5},{"$f":"IF(A59>TOU_CTabulation[[#This Row],[Month]],TOU_CTabulation[[#This Row],[Day]]*TOU_CTabulation[[#This Row],[Base Allow]],0)","v":0},{"$f":"IF(A59>TOU_CTabulation[[#This Row],[Month]],TOU_CTabulation[[#This Row],[Month Cumm]],0)","v":0},{"$f":"IF(TOU_CTabulation[[#This Row],[Month Base Gen]]=0,0,TOU_CTabulation[[#This Row],[Month Base Gen]]-TOU_CTabulation[[#This Row],[Day]]*TOU_CTabulation[[#This Row],[Base Allow]])","v":0},{"$f":"VLOOKUP(TOU_CTabulation[[#This Row],[Hour]],daypart,2)","v":"All"},{"$f":"TOU_CTabulation[[#This Row],[Season]]&TOU_CTabulation[[#This Row],[Day-Part]]","v":"WinterAll"},{"$f":"VLOOKUP(TOU_CTabulation[[#This Row],[Daypart]],TOUC,2)","v":0.25901999999999997},{"$f":"VLOOKUP(TOU_CTabulation[[#This Row],[Daypart]],TOUC,3)","v":0.32596000000000003},{"$f":"TOU_CTabulation[[#This Row],[Month Base Allow]]*TOU_CTabulation[[#This Row],[Base Rate]]","v":0},{"$f":"TOU_CTabulation[[#This Row],[Month Overbase Gen]]*TOU_CTabulation[[#This Row],[Over Rate]]","v":0},{"$f":"TOU_CTabulation[[#This Row],[Base Value]]+TOU_CTabulation[[#This Row],[Over Value]]","v":0}]
[1,2,6,0,0,3,3,0,3,0,0,{"$f":"TOU_CTabulation[[#This Row],[AC System Output (W)]]/1000","v":0},{"$f":"IF(A58=TOU_CTabulation[[#This Row],[Month]],M58+TOU_CTabulation[[#This Row],[AC System Output (kW)]],TOU_CTabulation[[#This Row],[AC System Output (kW)]])","v":14.378905},{"$f":"VLOOKUP(TOU_CTabulation[[#This Row],[Month]],Season,2)","v":"Winter"},{"$f":"VLOOKUP(TOU_CTabulation[[#This Row],[Season]],CRate,2)","v":10.5},{"$f":"IF(A60>TOU_CTabulation[[#This Row],[Month]],TOU_CTabulation[[#This Row],[Day]]*TOU_CTabulation[[#This Row],[Base Allow]],0)","v":0},{"$f":"IF(A60>TOU_CTabulation[[#This Row],[Month]],TOU_CTabulation[[#This Row],[Month Cumm]],0)","v":0},{"$f":"IF(TOU_CTabulation[[#This Row],[Month Base Gen]]=0,0,TOU_CTabulation[[#This Row],[Month Base Gen]]-TOU_CTabulation[[#This Row],[Day]]*TOU_CTabulation[[#This Row],[Base Allow]])","v":0},{"$f":"VLOOKUP(TOU_CTabulation[[#This Row],[Hour]],daypart,2)","v":"All"},{"$f":"TOU_CTabulation[[#This Row],[Season]]&TOU_CTabulation[[#This Row],[Day-Part]]","v":"WinterAll"},{"$f":"VLOOKUP(TOU_CTabulation[[#This Row],[Daypart]],TOUC,2)","v":0.25901999999999997},{"$f":"VLOOKUP(TOU_CTabulation[[#This Row],[Daypart]],TOUC,3)","v":0.32596000000000003},{"$f":"TOU_CTabulation[[#This Row],[Month Base Allow]]*TOU_CTabulation[[#This Row],[Base Rate]]","v":0},{"$f":"TOU_CTabulation[[#This Row],[Month Overbase Gen]]*TOU_CTabulation[[#This Row],[Over Rate]]","v":0},{"$f":"TOU_CTabulation[[#This Row],[Base Value]]+TOU_CTabulation[[#This Row],[Over Value]]","v":0}]
[1,2,7,0,15,5,3,14.212999999999999,3.8820000000000001,53.695999999999998,32.308999999999997,{"$f":"TOU_CTabulation[[#This Row],[AC System Output (W)]]/1000","v":3.2308999999999997E-2},{"$f":"IF(A59=TOU_CTabulation[[#This Row],[Month]],M59+TOU_CTabulation[[#This Row],[AC System Output (kW)]],TOU_CTabulation[[#This Row],[AC System Output (kW)]])","v":14.411213999999999},{"$f":"VLOOKUP(TOU_CTabulation[[#This Row],[Month]],Season,2)","v":"Winter"},{"$f":"VLOOKUP(TOU_CTabulation[[#This Row],[Season]],CRate,2)","v":10.5},{"$f":"IF(A61>TOU_CTabulation[[#This Row],[Month]],TOU_CTabulation[[#This Row],[Day]]*TOU_CTabulation[[#This Row],[Base Allow]],0)","v":0},{"$f":"IF(A61>TOU_CTabulation[[#This Row],[Month]],TOU_CTabulation[[#This Row],[Month Cumm]],0)","v":0},{"$f":"IF(TOU_CTabulation[[#This Row],[Month Base Gen]]=0,0,TOU_CTabulation[[#This Row],[Month Base Gen]]-TOU_CTabulation[[#This Row],[Day]]*TOU_CTabulation[[#This Row],[Base Allow]])","v":0},{"$f":"VLOOKUP(TOU_CTabulation[[#This Row],[Hour]],daypart,2)","v":"All"},{"$f":"TOU_CTabulation[[#This Row],[Season]]&TOU_CTabulation[[#This Row],[Day-Part]]","v":"WinterAll"},{"$f":"VLOOKUP(TOU_CTabulation[[#This Row],[Daypart]],TOUC,2)","v":0.25901999999999997},{"$f":"VLOOKUP(TOU_CTabulation[[#This Row],[Daypart]],TOUC,3)","v":0.32596000000000003},{"$f":"TOU_CTabulation[[#This Row],[Month Base Allow]]*TOU_CTabulation[[#This Row],[Base Rate]]","v":0},{"$f":"TOU_CTabulation[[#This Row],[Month Overbase Gen]]*TOU_CTabulation[[#This Row],[Over Rate]]","v":0},{"$f":"TOU_CTabulation[[#This Row],[Base Value]]+TOU_CTabulation[[#This Row],[Over Value]]","v":0}]
[1,2,8,106,82,8,4,137.47399999999999,9.4559999999999995,492.24,461.85399999999998,{"$f":"TOU_CTabulation[[#This Row],[AC System Output (W)]]/1000","v":0.46185399999999999},{"$f":"IF(A60=TOU_CTabulation[[#This Row],[Month]],M60+TOU_CTabulation[[#This Row],[AC System Output (kW)]],TOU_CTabulation[[#This Row],[AC System Output (kW)]])","v":14.873068},{"$f":"VLOOKUP(TOU_CTabulation[[#This Row],[Month]],Season,2)","v":"Winter"},{"$f":"VLOOKUP(TOU_CTabulation[[#This Row],[Season]],CRate,2)","v":10.5},{"$f":"IF(A62>TOU_CTabulation[[#This Row],[Month]],TOU_CTabulation[[#This Row],[Day]]*TOU_CTabulation[[#This Row],[Base Allow]],0)","v":0},{"$f":"IF(A62>TOU_CTabulation[[#This Row],[Month]],TOU_CTabulation[[#This Row],[Month Cumm]],0)","v":0},{"$f":"IF(TOU_CTabulation[[#This Row],[Month Base Gen]]=0,0,TOU_CTabulation[[#This Row],[Month Base Gen]]-TOU_CTabulation[[#This Row],[Day]]*TOU_CTabulation[[#This Row],[Base Allow]])","v":0},{"$f":"VLOOKUP(TOU_CTabulation[[#This Row],[Hour]],daypart,2)","v":"All"},{"$f":"TOU_CTabulation[[#This Row],[Season]]&TOU_CTabulation[[#This Row],[Day-Part]]","v":"WinterAll"},{"$f":"VLOOKUP(TOU_CTabulation[[#This Row],[Daypart]],TOUC,2)","v":0.25901999999999997},{"$f":"VLOOKUP(TOU_CTabulation[[#This Row],[Daypart]],TOUC,3)","v":0.32596000000000003},{"$f":"TOU_CTabulation[[#This Row],[Month Base Allow]]*TOU_CTabulation[[#This Row],[Base Rate]]","v":0},{"$f":"TOU_CTabulation[[#This Row],[Month Overbase Gen]]*TOU_CTabulation[[#This Row],[Over Rate]]","v":0},{"$f":"TOU_CTabulation[[#This Row],[Base Value]]+TOU_CTabulation[[#This Row],[Over Value]]","v":0}]
[1,2,9,871,53,12,3,580.19100000000003,24.638000000000002,1943.377,1870.4649999999999,{"$f":"TOU_CTabulation[[#This Row],[AC System Output (W)]]/1000","v":1.8704649999999998},{"$f":"IF(A61=TOU_CTabulation[[#This Row],[Month]],M61+TOU_CTabulation[[#This Row],[AC System Output (kW)]],TOU_CTabulation[[#This Row],[AC System Output (kW)]])","v":16.743532999999999},{"$f":"VLOOKUP(TOU_CTabulation[[#This Row],[Month]],Season,2)","v":"Winter"},{"$f":"VLOOKUP(TOU_CTabulation[[#This Row],[Season]],CRate,2)","v":10.5},{"$f":"IF(A63>TOU_CTabulation[[#This Row],[Month]],TOU_CTabulation[[#This Row],[Day]]*TOU_CTabulation[[#This Row],[Base Allow]],0)","v":0},{"$f":"IF(A63>TOU_CTabulation[[#This Row],[Month]],TOU_CTabulation[[#This Row],[Month Cumm]],0)","v":0},{"$f":"IF(TOU_CTabulation[[#This Row],[Month Base Gen]]=0,0,TOU_CTabulation[[#This Row],[Month Base Gen]]-TOU_CTabulation[[#This Row],[Day]]*TOU_CTabulation[[#This Row],[Base Allow]])","v":0},{"$f":"VLOOKUP(TOU_CTabulation[[#This Row],[Hour]],daypart,2)","v":"All"},{"$f":"TOU_CTabulation[[#This Row],[Season]]&TOU_CTabulation[[#This Row],[Day-Part]]","v":"WinterAll"},{"$f":"VLOOKUP(TOU_CTabulation[[#This Row],[Daypart]],TOUC,2)","v":0.25901999999999997},{"$f":"VLOOKUP(TOU_CTabulation[[#This Row],[Daypart]],TOUC,3)","v":0.32596000000000003},{"$f":"TOU_CTabulation[[#This Row],[Month Base Allow]]*TOU_CTabulation[[#This Row],[Base Rate]]","v":0},{"$f":"TOU_CTabulation[[#This Row],[Month Overbase Gen]]*TOU_CTabulation[[#This Row],[Over Rate]]","v":0},{"$f":"TOU_CTabulation[[#This Row],[Base Value]]+TOU_CTabulation[[#This Row],[Over Value]]","v":0}]
[1,2,10,937,58,15,3,738.95799999999997,32.387,2424.8150000000001,2333.471,{"$f":"TOU_CTabulation[[#This Row],[AC System Output (W)]]/1000","v":2.3334709999999999},{"$f":"IF(A62=TOU_CTabulation[[#This Row],[Month]],M62+TOU_CTabulation[[#This Row],[AC System Output (kW)]],TOU_CTabulation[[#This Row],[AC System Output (kW)]])","v":19.077003999999999},{"$f":"VLOOKUP(TOU_CTabulation[[#This Row],[Month]],Season,2)","v":"Winter"},{"$f":"VLOOKUP(TOU_CTabulation[[#This Row],[Season]],CRate,2)","v":10.5},{"$f":"IF(A64>TOU_CTabulation[[#This Row],[Month]],TOU_CTabulation[[#This Row],[Day]]*TOU_CTabulation[[#This Row],[Base Allow]],0)","v":0},{"$f":"IF(A64>TOU_CTabulation[[#This Row],[Month]],TOU_CTabulation[[#This Row],[Month Cumm]],0)","v":0},{"$f":"IF(TOU_CTabulation[[#This Row],[Month Base Gen]]=0,0,TOU_CTabulation[[#This Row],[Month Base Gen]]-TOU_CTabulation[[#This Row],[Day]]*TOU_CTabulation[[#This Row],[Base Allow]])","v":0},{"$f":"VLOOKUP(TOU_CTabulation[[#This Row],[Hour]],daypart,2)","v":"All"},{"$f":"TOU_CTabulation[[#This Row],[Season]]&TOU_CTabulation[[#This Row],[Day-Part]]","v":"WinterAll"},{"$f":"VLOOKUP(TOU_CTabulation[[#This Row],[Daypart]],TOUC,2)","v":0.25901999999999997},{"$f":"VLOOKUP(TOU_CTabulation[[#This Row],[Daypart]],TOUC,3)","v":0.32596000000000003},{"$f":"TOU_CTabulation[[#This Row],[Month Base Allow]]*TOU_CTabulation[[#This Row],[Base Rate]]","v":0},{"$f":"TOU_CTabulation[[#This Row],[Month Overbase Gen]]*TOU_CTabulation[[#This Row],[Over Rate]]","v":0},{"$f":"TOU_CTabulation[[#This Row],[Base Value]]+TOU_CTabulation[[#This Row],[Over Value]]","v":0}]
[1,2,11,962,61,18,2,824.49900000000002,40.168999999999997,2616.067,2516.8020000000001,{"$f":"TOU_CTabulation[[#This Row],[AC System Output (W)]]/1000","v":2.5168020000000002},{"$f":"IF(A63=TOU_CTabulation[[#This Row],[Month]],M63+TOU_CTabulation[[#This Row],[AC System Output (kW)]],TOU_CTabulation[[#This Row],[AC System Output (kW)]])","v":21.593806000000001},{"$f":"VLOOKUP(TOU_CTabulation[[#This Row],[Month]],Season,2)","v":"Winter"},{"$f":"VLOOKUP(TOU_CTabulation[[#This Row],[Season]],CRate,2)","v":10.5},{"$f":"IF(A65>TOU_CTabulation[[#This Row],[Month]],TOU_CTabulation[[#This Row],[Day]]*TOU_CTabulation[[#This Row],[Base Allow]],0)","v":0},{"$f":"IF(A65>TOU_CTabulation[[#This Row],[Month]],TOU_CTabulation[[#This Row],[Month Cumm]],0)","v":0},{"$f":"IF(TOU_CTabulation[[#This Row],[Month Base Gen]]=0,0,TOU_CTabulation[[#This Row],[Month Base Gen]]-TOU_CTabulation[[#This Row],[Day]]*TOU_CTabulation[[#This Row],[Base Allow]])","v":0},{"$f":"VLOOKUP(TOU_CTabulation[[#This Row],[Hour]],daypart,2)","v":"All"},{"$f":"TOU_CTabulation[[#This Row],[Season]]&TOU_CTabulation[[#This Row],[Day-Part]]","v":"WinterAll"},{"$f":"VLOOKUP(TOU_CTabulation[[#This Row],[Daypart]],TOUC,2)","v":0.25901999999999997},{"$f":"VLOOKUP(TOU_CTabulation[[#This Row],[Daypart]],TOUC,3)","v":0.32596000000000003},{"$f":"TOU_CTabulation[[#This Row],[Month Base Allow]]*TOU_CTabulation[[#This Row],[Base Rate]]","v":0},{"$f":"TOU_CTabulation[[#This Row],[Month Overbase Gen]]*TOU_CTabulation[[#This Row],[Over Rate]]","v":0},{"$f":"TOU_CTabulation[[#This Row],[Base Value]]+TOU_CTabulation[[#This Row],[Over Value]]","v":0}]
[1,2,12,961,62,19,2,831.71400000000006,41.558,2621.5059999999999,2522.011,{"$f":"TOU_CTabulation[[#This Row],[AC System Output (W)]]/1000","v":2.522011},{"$f":"IF(A64=TOU_CTabulation[[#This Row],[Month]],M64+TOU_CTabulation[[#This Row],[AC System Output (kW)]],TOU_CTabulation[[#This Row],[AC System Output (kW)]])","v":24.115817},{"$f":"VLOOKUP(TOU_CTabulation[[#This Row],[Month]],Season,2)","v":"Winter"},{"$f":"VLOOKUP(TOU_CTabulation[[#This Row],[Season]],CRate,2)","v":10.5},{"$f":"IF(A66>TOU_CTabulation[[#This Row],[Month]],TOU_CTabulation[[#This Row],[Day]]*TOU_CTabulation[[#This Row],[Base Allow]],0)","v":0},{"$f":"IF(A66>TOU_CTabulation[[#This Row],[Month]],TOU_CTabulation[[#This Row],[Month Cumm]],0)","v":0},{"$f":"IF(TOU_CTabulation[[#This Row],[Month Base Gen]]=0,0,TOU_CTabulation[[#This Row],[Month Base Gen]]-TOU_CTabulation[[#This Row],[Day]]*TOU_CTabulation[[#This Row],[Base Allow]])","v":0},{"$f":"VLOOKUP(TOU_CTabulation[[#This Row],[Hour]],daypart,2)","v":"All"},{"$f":"TOU_CTabulation[[#This Row],[Season]]&TOU_CTabulation[[#This Row],[Day-Part]]","v":"WinterAll"},{"$f":"VLOOKUP(TOU_CTabulation[[#This Row],[Daypart]],TOUC,2)","v":0.25901999999999997},{"$f":"VLOOKUP(TOU_CTabulation[[#This Row],[Daypart]],TOUC,3)","v":0.32596000000000003},{"$f":"TOU_CTabulation[[#This Row],[Month Base Allow]]*TOU_CTabulation[[#This Row],[Base Rate]]","v":0},{"$f":"TOU_CTabulation[[#This Row],[Month Overbase Gen]]*TOU_CTabulation[[#This Row],[Over Rate]]","v":0},{"$f":"TOU_CTabulation[[#This Row],[Base Value]]+TOU_CTabulation[[#This Row],[Over Value]]","v":0}]
[1,2,13,934,60,19,1,758.54200000000003,43.673000000000002,2356.5700000000002,2267.9699999999998,{"$f":"TOU_CTabulation[[#This Row],[AC System Output (W)]]/1000","v":2.2679699999999996},{"$f":"IF(A65=TOU_CTabulation[[#This Row],[Month]],M65+TOU_CTabulation[[#This Row],[AC System Output (kW)]],TOU_CTabulation[[#This Row],[AC System Output (kW)]])","v":26.383786999999998},{"$f":"VLOOKUP(TOU_CTabulation[[#This Row],[Month]],Season,2)","v":"Winter"},{"$f":"VLOOKUP(TOU_CTabulation[[#This Row],[Season]],CRate,2)","v":10.5},{"$f":"IF(A67>TOU_CTabulation[[#This Row],[Month]],TOU_CTabulation[[#This Row],[Day]]*TOU_CTabulation[[#This Row],[Base Allow]],0)","v":0},{"$f":"IF(A67>TOU_CTabulation[[#This Row],[Month]],TOU_CTabulation[[#This Row],[Month Cumm]],0)","v":0},{"$f":"IF(TOU_CTabulation[[#This Row],[Month Base Gen]]=0,0,TOU_CTabulation[[#This Row],[Month Base Gen]]-TOU_CTabulation[[#This Row],[Day]]*TOU_CTabulation[[#This Row],[Base Allow]])","v":0},{"$f":"VLOOKUP(TOU_CTabulation[[#This Row],[Hour]],daypart,2)","v":"All"},{"$f":"TOU_CTabulation[[#This Row],[Season]]&TOU_CTabulation[[#This Row],[Day-Part]]","v":"WinterAll"},{"$f":"VLOOKUP(TOU_CTabulation[[#This Row],[Daypart]],TOUC,2)","v":0.25901999999999997},{"$f":"VLOOKUP(TOU_CTabulation[[#This Row],[Daypart]],TOUC,3)","v":0.32596000000000003},{"$f":"TOU_CTabulation[[#This Row],[Month Base Allow]]*TOU_CTabulation[[#This Row],[Base Rate]]","v":0},{"$f":"TOU_CTabulation[[#This Row],[Month Overbase Gen]]*TOU_CTabulation[[#This Row],[Over Rate]]","v":0},{"$f":"TOU_CTabulation[[#This Row],[Base Value]]+TOU_CTabulation[[#This Row],[Over Value]]","v":0}]
[1,2,14,873,55,18,0,612.37,43.816000000000003,1877.2660000000001,1806.7170000000001,{"$f":"TOU_CTabulation[[#This Row],[AC System Output (W)]]/1000","v":1.8067170000000001},{"$f":"IF(A66=TOU_CTabulation[[#This Row],[Month]],M66+TOU_CTabulation[[#This Row],[AC System Output (kW)]],TOU_CTabulation[[#This Row],[AC System Output (kW)]])","v":28.190503999999997},{"$f":"VLOOKUP(TOU_CTabulation[[#This Row],[Month]],Season,2)","v":"Winter"},{"$f":"VLOOKUP(TOU_CTabulation[[#This Row],[Season]],CRate,2)","v":10.5},{"$f":"IF(A68>TOU_CTabulation[[#This Row],[Month]],TOU_CTabulation[[#This Row],[Day]]*TOU_CTabulation[[#This Row],[Base Allow]],0)","v":0},{"$f":"IF(A68>TOU_CTabulation[[#This Row],[Month]],TOU_CTabulation[[#This Row],[Month Cumm]],0)","v":0},{"$f":"IF(TOU_CTabulation[[#This Row],[Month Base Gen]]=0,0,TOU_CTabulation[[#This Row],[Month Base Gen]]-TOU_CTabulation[[#This Row],[Day]]*TOU_CTabulation[[#This Row],[Base Allow]])","v":0},{"$f":"VLOOKUP(TOU_CTabulation[[#This Row],[Hour]],daypart,2)","v":"All"},{"$f":"TOU_CTabulation[[#This Row],[Season]]&TOU_CTabulation[[#This Row],[Day-Part]]","v":"WinterAll"},{"$f":"VLOOKUP(TOU_CTabulation[[#This Row],[Daypart]],TOUC,2)","v":0.25901999999999997},{"$f":"VLOOKUP(TOU_CTabulation[[#This Row],[Daypart]],TOUC,3)","v":0.32596000000000003},{"$f":"TOU_CTabulation[[#This Row],[Month Base Allow]]*TOU_CTabulation[[#This Row],[Base Rate]]","v":0},{"$f":"TOU_CTabulation[[#This Row],[Month Overbase Gen]]*TOU_CTabulation[[#This Row],[Over Rate]]","v":0},{"$f":"TOU_CTabulation[[#This Row],[Base Value]]+TOU_CTabulation[[#This Row],[Over Value]]","v":0}]
[1,2,15,491,68,16,0,317.40800000000002,31.42,1005.426,962.23699999999997,{"$f":"TOU_CTabulation[[#This Row],[AC System Output (W)]]/1000","v":0.96223700000000001},{"$f":"IF(A67=TOU_CTabulation[[#This Row],[Month]],M67+TOU_CTabulation[[#This Row],[AC System Output (kW)]],TOU_CTabulation[[#This Row],[AC System Output (kW)]])","v":29.152740999999999},{"$f":"VLOOKUP(TOU_CTabulation[[#This Row],[Month]],Season,2)","v":"Winter"},{"$f":"VLOOKUP(TOU_CTabulation[[#This Row],[Season]],CRate,2)","v":10.5},{"$f":"IF(A69>TOU_CTabulation[[#This Row],[Month]],TOU_CTabulation[[#This Row],[Day]]*TOU_CTabulation[[#This Row],[Base Allow]],0)","v":0},{"$f":"IF(A69>TOU_CTabulation[[#This Row],[Month]],TOU_CTabulation[[#This Row],[Month Cumm]],0)","v":0},{"$f":"IF(TOU_CTabulation[[#This Row],[Month Base Gen]]=0,0,TOU_CTabulation[[#This Row],[Month Base Gen]]-TOU_CTabulation[[#This Row],[Day]]*TOU_CTabulation[[#This Row],[Base Allow]])","v":0},{"$f":"VLOOKUP(TOU_CTabulation[[#This Row],[Hour]],daypart,2)","v":"All"},{"$f":"TOU_CTabulation[[#This Row],[Season]]&TOU_CTabulation[[#This Row],[Day-Part]]","v":"WinterAll"},{"$f":"VLOOKUP(TOU_CTabulation[[#This Row],[Daypart]],TOUC,2)","v":0.25901999999999997},{"$f":"VLOOKUP(TOU_CTabulation[[#This Row],[Daypart]],TOUC,3)","v":0.32596000000000003},{"$f":"TOU_CTabulation[[#This Row],[Month Base Allow]]*TOU_CTabulation[[#This Row],[Base Rate]]","v":0},{"$f":"TOU_CTabulation[[#This Row],[Month Overbase Gen]]*TOU_CTabulation[[#This Row],[Over Rate]]","v":0},{"$f":"TOU_CTabulation[[#This Row],[Base Value]]+TOU_CTabulation[[#This Row],[Over Value]]","v":0}]
[1,2,16,259,26,14,0,112.13500000000001,19.481999999999999,343,315.87700000000001,{"$f":"TOU_CTabulation[[#This Row],[AC System Output (W)]]/1000","v":0.31587700000000002},{"$f":"IF(A68=TOU_CTabulation[[#This Row],[Month]],M68+TOU_CTabulation[[#This Row],[AC System Output (kW)]],TOU_CTabulation[[#This Row],[AC System Output (kW)]])","v":29.468617999999999},{"$f":"VLOOKUP(TOU_CTabulation[[#This Row],[Month]],Season,2)","v":"Winter"},{"$f":"VLOOKUP(TOU_CTabulation[[#This Row],[Season]],CRate,2)","v":10.5},{"$f":"IF(A70>TOU_CTabulation[[#This Row],[Month]],TOU_CTabulation[[#This Row],[Day]]*TOU_CTabulation[[#This Row],[Base Allow]],0)","v":0},{"$f":"IF(A70>TOU_CTabulation[[#This Row],[Month]],TOU_CTabulation[[#This Row],[Month Cumm]],0)","v":0},{"$f":"IF(TOU_CTabulation[[#This Row],[Month Base Gen]]=0,0,TOU_CTabulation[[#This Row],[Month Base Gen]]-TOU_CTabulation[[#This Row],[Day]]*TOU_CTabulation[[#This Row],[Base Allow]])","v":0},{"$f":"VLOOKUP(TOU_CTabulation[[#This Row],[Hour]],daypart,2)","v":"All"},{"$f":"TOU_CTabulation[[#This Row],[Season]]&TOU_CTabulation[[#This Row],[Day-Part]]","v":"WinterAll"},{"$f":"VLOOKUP(TOU_CTabulation[[#This Row],[Daypart]],TOUC,2)","v":0.25901999999999997},{"$f":"VLOOKUP(TOU_CTabulation[[#This Row],[Daypart]],TOUC,3)","v":0.32596000000000003},{"$f":"TOU_CTabulation[[#This Row],[Month Base Allow]]*TOU_CTabulation[[#This Row],[Base Rate]]","v":0},{"$f":"TOU_CTabulation[[#This Row],[Month Overbase Gen]]*TOU_CTabulation[[#This Row],[Over Rate]]","v":0},{"$f":"TOU_CTabulation[[#This Row],[Base Value]]+TOU_CTabulation[[#This Row],[Over Value]]","v":0}]
[1,2,17,0,0,11,1,0,11,0,0,{"$f":"TOU_CTabulation[[#This Row],[AC System Output (W)]]/1000","v":0},{"$f":"IF(A69=TOU_CTabulation[[#This Row],[Month]],M69+TOU_CTabulation[[#This Row],[AC System Output (kW)]],TOU_CTabulation[[#This Row],[AC System Output (kW)]])","v":29.468617999999999},{"$f":"VLOOKUP(TOU_CTabulation[[#This Row],[Month]],Season,2)","v":"Winter"},{"$f":"VLOOKUP(TOU_CTabulation[[#This Row],[Season]],CRate,2)","v":10.5},{"$f":"IF(A71>TOU_CTabulation[[#This Row],[Month]],TOU_CTabulation[[#This Row],[Day]]*TOU_CTabulation[[#This Row],[Base Allow]],0)","v":0},{"$f":"IF(A71>TOU_CTabulation[[#This Row],[Month]],TOU_CTabulation[[#This Row],[Month Cumm]],0)","v":0},{"$f":"IF(TOU_CTabulation[[#This Row],[Month Base Gen]]=0,0,TOU_CTabulation[[#This Row],[Month Base Gen]]-TOU_CTabulation[[#This Row],[Day]]*TOU_CTabulation[[#This Row],[Base Allow]])","v":0},{"$f":"VLOOKUP(TOU_CTabulation[[#This Row],[Hour]],daypart,2)","v":"All"},{"$f":"TOU_CTabulation[[#This Row],[Season]]&TOU_CTabulation[[#This Row],[Day-Part]]","v":"WinterAll"},{"$f":"VLOOKUP(TOU_CTabulation[[#This Row],[Daypart]],TOUC,2)","v":0.25901999999999997},{"$f":"VLOOKUP(TOU_CTabulation[[#This Row],[Daypart]],TOUC,3)","v":0.32596000000000003},{"$f":"TOU_CTabulation[[#This Row],[Month Base Allow]]*TOU_CTabulation[[#This Row],[Base Rate]]","v":0},{"$f":"TOU_CTabulation[[#This Row],[Month Overbase Gen]]*TOU_CTabulation[[#This Row],[Over Rate]]","v":0},{"$f":"TOU_CTabulation[[#This Row],[Base Value]]+TOU_CTabulation[[#This Row],[Over Value]]","v":0}]
[1,2,18,0,0,9,1,0,9,0,0,{"$f":"TOU_CTabulation[[#This Row],[AC System Output (W)]]/1000","v":0},{"$f":"IF(A70=TOU_CTabulation[[#This Row],[Month]],M70+TOU_CTabulation[[#This Row],[AC System Output (kW)]],TOU_CTabulation[[#This Row],[AC System Output (kW)]])","v":29.468617999999999},{"$f":"VLOOKUP(TOU_CTabulation[[#This Row],[Month]],Season,2)","v":"Winter"},{"$f":"VLOOKUP(TOU_CTabulation[[#This Row],[Season]],CRate,2)","v":10.5},{"$f":"IF(A72>TOU_CTabulation[[#This Row],[Month]],TOU_CTabulation[[#This Row],[Day]]*TOU_CTabulation[[#This Row],[Base Allow]],0)","v":0},{"$f":"IF(A72>TOU_CTabulation[[#This Row],[Month]],TOU_CTabulation[[#This Row],[Month Cumm]],0)","v":0},{"$f":"IF(TOU_CTabulation[[#This Row],[Month Base Gen]]=0,0,TOU_CTabulation[[#This Row],[Month Base Gen]]-TOU_CTabulation[[#This Row],[Day]]*TOU_CTabulation[[#This Row],[Base Allow]])","v":0},{"$f":"VLOOKUP(TOU_CTabulation[[#This Row],[Hour]],daypart,2)","v":"All"},{"$f":"TOU_CTabulation[[#This Row],[Season]]&TOU_CTabulation[[#This Row],[Day-Part]]","v":"WinterAll"},{"$f":"VLOOKUP(TOU_CTabulation[[#This Row],[Daypart]],TOUC,2)","v":0.25901999999999997},{"$f":"VLOOKUP(TOU_CTabulation[[#This Row],[Daypart]],TOUC,3)","v":0.32596000000000003},{"$f":"TOU_CTabulation[[#This Row],[Month Base Allow]]*TOU_CTabulation[[#This Row],[Base Rate]]","v":0},{"$f":"TOU_CTabulation[[#This Row],[Month Overbase Gen]]*TOU_CTabulation[[#This Row],[Over Rate]]","v":0},{"$f":"TOU_CTabulation[[#This Row],[Base Value]]+TOU_CTabulation[[#This Row],[Over Value]]","v":0}]
[1,2,19,0,0,8,1,0,8,0,0,{"$f":"TOU_CTabulation[[#This Row],[AC System Output (W)]]/1000","v":0},{"$f":"IF(A71=TOU_CTabulation[[#This Row],[Month]],M71+TOU_CTabulation[[#This Row],[AC System Output (kW)]],TOU_CTabulation[[#This Row],[AC System Output (kW)]])","v":29.468617999999999},{"$f":"VLOOKUP(TOU_CTabulation[[#This Row],[Month]],Season,2)","v":"Winter"},{"$f":"VLOOKUP(TOU_CTabulation[[#This Row],[Season]],CRate,2)","v":10.5},{"$f":"IF(A73>TOU_CTabulation[[#This Row],[Month]],TOU_CTabulation[[#This Row],[Day]]*TOU_CTabulation[[#This Row],[Base Allow]],0)","v":0},{"$f":"IF(A73>TOU_CTabulation[[#This Row],[Month]],TOU_CTabulation[[#This Row],[Month Cumm]],0)","v":0},{"$f":"IF(TOU_CTabulation[[#This Row],[Month Base Gen]]=0,0,TOU_CTabulation[[#This Row],[Month Base Gen]]-TOU_CTabulation[[#This Row],[Day]]*TOU_CTabulation[[#This Row],[Base Allow]])","v":0},{"$f":"VLOOKUP(TOU_CTabulation[[#This Row],[Hour]],daypart,2)","v":"All"},{"$f":"TOU_CTabulation[[#This Row],[Season]]&TOU_CTabulation[[#This Row],[Day-Part]]","v":"WinterAll"},{"$f":"VLOOKUP(TOU_CTabulation[[#This Row],[Daypart]],TOUC,2)","v":0.25901999999999997},{"$f":"VLOOKUP(TOU_CTabulation[[#This Row],[Daypart]],TOUC,3)","v":0.32596000000000003},{"$f":"TOU_CTabulation[[#This Row],[Month Base Allow]]*TOU_CTabulation[[#This Row],[Base Rate]]","v":0},{"$f":"TOU_CTabulation[[#This Row],[Month Overbase Gen]]*TOU_CTabulation[[#This Row],[Over Rate]]","v":0},{"$f":"TOU_CTabulation[[#This Row],[Base Value]]+TOU_CTabulation[[#This Row],[Over Value]]","v":0}]
[1,2,20,0,0,8,1,0,8,0,0,{"$f":"TOU_CTabulation[[#This Row],[AC System Output (W)]]/1000","v":0},{"$f":"IF(A72=TOU_CTabulation[[#This Row],[Month]],M72+TOU_CTabulation[[#This Row],[AC System Output (kW)]],TOU_CTabulation[[#This Row],[AC System Output (kW)]])","v":29.468617999999999},{"$f":"VLOOKUP(TOU_CTabulation[[#This Row],[Month]],Season,2)","v":"Winter"},{"$f":"VLOOKUP(TOU_CTabulation[[#This Row],[Season]],CRate,2)","v":10.5},{"$f":"IF(A74>TOU_CTabulation[[#This Row],[Month]],TOU_CTabulation[[#This Row],[Day]]*TOU_CTabulation[[#This Row],[Base Allow]],0)","v":0},{"$f":"IF(A74>TOU_CTabulation[[#This Row],[Month]],TOU_CTabulation[[#This Row],[Month Cumm]],0)","v":0},{"$f":"IF(TOU_CTabulation[[#This Row],[Month Base Gen]]=0,0,TOU_CTabulation[[#This Row],[Month Base Gen]]-TOU_CTabulation[[#This Row],[Day]]*TOU_CTabulation[[#This Row],[Base Allow]])","v":0},{"$f":"VLOOKUP(TOU_CTabulation[[#This Row],[Hour]],daypart,2)","v":"All"},{"$f":"TOU_CTabulation[[#This Row],[Season]]&TOU_CTabulation[[#This Row],[Day-Part]]","v":"WinterAll"},{"$f":"VLOOKUP(TOU_CTabulation[[#This Row],[Daypart]],TOUC,2)","v":0.25901999999999997},{"$f":"VLOOKUP(TOU_CTabulation[[#This Row],[Daypart]],TOUC,3)","v":0.32596000000000003},{"$f":"TOU_CTabulation[[#This Row],[Month Base Allow]]*TOU_CTabulation[[#This Row],[Base Rate]]","v":0},{"$f":"TOU_CTabulation[[#This Row],[Month Overbase Gen]]*TOU_CTabulation[[#This Row],[Over Rate]]","v":0},{"$f":"TOU_CTabulation[[#This Row],[Base Value]]+TOU_CTabulation[[#This Row],[Over Value]]","v":0}]
[1,2,21,0,0,7,2,0,7,0,0,{"$f":"TOU_CTabulation[[#This Row],[AC System Output (W)]]/1000","v":0},{"$f":"IF(A73=TOU_CTabulation[[#This Row],[Month]],M73+TOU_CTabulation[[#This Row],[AC System Output (kW)]],TOU_CTabulation[[#This Row],[AC System Output (kW)]])","v":29.468617999999999},{"$f":"VLOOKUP(TOU_CTabulation[[#This Row],[Month]],Season,2)","v":"Winter"},{"$f":"VLOOKUP(TOU_CTabulation[[#This Row],[Season]],CRate,2)","v":10.5},{"$f":"IF(A75>TOU_CTabulation[[#This Row],[Month]],TOU_CTabulation[[#This Row],[Day]]*TOU_CTabulation[[#This Row],[Base Allow]],0)","v":0},{"$f":"IF(A75>TOU_CTabulation[[#This Row],[Month]],TOU_CTabulation[[#This Row],[Month Cumm]],0)","v":0},{"$f":"IF(TOU_CTabulation[[#This Row],[Month Base Gen]]=0,0,TOU_CTabulation[[#This Row],[Month Base Gen]]-TOU_CTabulation[[#This Row],[Day]]*TOU_CTabulation[[#This Row],[Base Allow]])","v":0},{"$f":"VLOOKUP(TOU_CTabulation[[#This Row],[Hour]],daypart,2)","v":"All"},{"$f":"TOU_CTabulation[[#This Row],[Season]]&TOU_CTabulation[[#This Row],[Day-Part]]","v":"WinterAll"},{"$f":"VLOOKUP(TOU_CTabulation[[#This Row],[Daypart]],TOUC,2)","v":0.25901999999999997},{"$f":"VLOOKUP(TOU_CTabulation[[#This Row],[Daypart]],TOUC,3)","v":0.32596000000000003},{"$f":"TOU_CTabulation[[#This Row],[Month Base Allow]]*TOU_CTabulation[[#This Row],[Base Rate]]","v":0},{"$f":"TOU_CTabulation[[#This Row],[Month Overbase Gen]]*TOU_CTabulation[[#This Row],[Over Rate]]","v":0},{"$f":"TOU_CTabulation[[#This Row],[Base Value]]+TOU_CTabulation[[#This Row],[Over Value]]","v":0}]
[1,2,22,0,0,6,2,0,6,0,0,{"$f":"TOU_CTabulation[[#This Row],[AC System Output (W)]]/1000","v":0},{"$f":"IF(A74=TOU_CTabulation[[#This Row],[Month]],M74+TOU_CTabulation[[#This Row],[AC System Output (kW)]],TOU_CTabulation[[#This Row],[AC System Output (kW)]])","v":29.468617999999999},{"$f":"VLOOKUP(TOU_CTabulation[[#This Row],[Month]],Season,2)","v":"Winter"},{"$f":"VLOOKUP(TOU_CTabulation[[#This Row],[Season]],CRate,2)","v":10.5},{"$f":"IF(A76>TOU_CTabulation[[#This Row],[Month]],TOU_CTabulation[[#This Row],[Day]]*TOU_CTabulation[[#This Row],[Base Allow]],0)","v":0},{"$f":"IF(A76>TOU_CTabulation[[#This Row],[Month]],TOU_CTabulation[[#This Row],[Month Cumm]],0)","v":0},{"$f":"IF(TOU_CTabulation[[#This Row],[Month Base Gen]]=0,0,TOU_CTabulation[[#This Row],[Month Base Gen]]-TOU_CTabulation[[#This Row],[Day]]*TOU_CTabulation[[#This Row],[Base Allow]])","v":0},{"$f":"VLOOKUP(TOU_CTabulation[[#This Row],[Hour]],daypart,2)","v":"All"},{"$f":"TOU_CTabulation[[#This Row],[Season]]&TOU_CTabulation[[#This Row],[Day-Part]]","v":"WinterAll"},{"$f":"VLOOKUP(TOU_CTabulation[[#This Row],[Daypart]],TOUC,2)","v":0.25901999999999997},{"$f":"VLOOKUP(TOU_CTabulation[[#This Row],[Daypart]],TOUC,3)","v":0.32596000000000003},{"$f":"TOU_CTabulation[[#This Row],[Month Base Allow]]*TOU_CTabulation[[#This Row],[Base Rate]]","v":0},{"$f":"TOU_CTabulation[[#This Row],[Month Overbase Gen]]*TOU_CTabulation[[#This Row],[Over Rate]]","v":0},{"$f":"TOU_CTabulation[[#This Row],[Base Value]]+TOU_CTabulation[[#This Row],[Over Value]]","v":0}]
[1,2,23,0,0,6,2,0,6,0,0,{"$f":"TOU_CTabulation[[#This Row],[AC System Output (W)]]/1000","v":0},{"$f":"IF(A75=TOU_CTabulation[[#This Row],[Month]],M75+TOU_CTabulation[[#This Row],[AC System Output (kW)]],TOU_CTabulation[[#This Row],[AC System Output (kW)]])","v":29.468617999999999},{"$f":"VLOOKUP(TOU_CTabulation[[#This Row],[Month]],Season,2)","v":"Winter"},{"$f":"VLOOKUP(TOU_CTabulation[[#This Row],[Season]],CRate,2)","v":10.5},{"$f":"IF(A77>TOU_CTabulation[[#This Row],[Month]],TOU_CTabulation[[#This Row],[Day]]*TOU_CTabulation[[#This Row],[Base Allow]],0)","v":0},{"$f":"IF(A77>TOU_CTabulation[[#This Row],[Month]],TOU_CTabulation[[#This Row],[Month Cumm]],0)","v":0},{"$f":"IF(TOU_CTabulation[[#This Row],[Month Base Gen]]=0,0,TOU_CTabulation[[#This Row],[Month Base Gen]]-TOU_CTabulation[[#This Row],[Day]]*TOU_CTabulation[[#This Row],[Base Allow]])","v":0},{"$f":"VLOOKUP(TOU_CTabulation[[#This Row],[Hour]],daypart,2)","v":"All"},{"$f":"TOU_CTabulation[[#This Row],[Season]]&TOU_CTabulation[[#This Row],[Day-Part]]","v":"WinterAll"},{"$f":"VLOOKUP(TOU_CTabulation[[#This Row],[Daypart]],TOUC,2)","v":0.25901999999999997},{"$f":"VLOOKUP(TOU_CTabulation[[#This Row],[Daypart]],TOUC,3)","v":0.32596000000000003},{"$f":"TOU_CTabulation[[#This Row],[Month Base Allow]]*TOU_CTabulation[[#This Row],[Base Rate]]","v":0},{"$f":"TOU_CTabulation[[#This Row],[Month Overbase Gen]]*TOU_CTabulation[[#This Row],[Over Rate]]","v":0},{"$f":"TOU_CTabulation[[#This Row],[Base Value]]+TOU_CTabulation[[#This Row],[Over Value]]","v":0}]
[1,3,0,0,0,6,2,0,6,0,0,{"$f":"TOU_CTabulation[[#This Row],[AC System Output (W)]]/1000","v":0},{"$f":"IF(A76=TOU_CTabulation[[#This Row],[Month]],M76+TOU_CTabulation[[#This Row],[AC System Output (kW)]],TOU_CTabulation[[#This Row],[AC System Output (kW)]])","v":29.468617999999999},{"$f":"VLOOKUP(TOU_CTabulation[[#This Row],[Month]],Season,2)","v":"Winter"},{"$f":"VLOOKUP(TOU_CTabulation[[#This Row],[Season]],CRate,2)","v":10.5},{"$f":"IF(A78>TOU_CTabulation[[#This Row],[Month]],TOU_CTabulation[[#This Row],[Day]]*TOU_CTabulation[[#This Row],[Base Allow]],0)","v":0},{"$f":"IF(A78>TOU_CTabulation[[#This Row],[Month]],TOU_CTabulation[[#This Row],[Month Cumm]],0)","v":0},{"$f":"IF(TOU_CTabulation[[#This Row],[Month Base Gen]]=0,0,TOU_CTabulation[[#This Row],[Month Base Gen]]-TOU_CTabulation[[#This Row],[Day]]*TOU_CTabulation[[#This Row],[Base Allow]])","v":0},{"$f":"VLOOKUP(TOU_CTabulation[[#This Row],[Hour]],daypart,2)","v":"All"},{"$f":"TOU_CTabulation[[#This Row],[Season]]&TOU_CTabulation[[#This Row],[Day-Part]]","v":"WinterAll"},{"$f":"VLOOKUP(TOU_CTabulation[[#This Row],[Daypart]],TOUC,2)","v":0.25901999999999997},{"$f":"VLOOKUP(TOU_CTabulation[[#This Row],[Daypart]],TOUC,3)","v":0.32596000000000003},{"$f":"TOU_CTabulation[[#This Row],[Month Base Allow]]*TOU_CTabulation[[#This Row],[Base Rate]]","v":0},{"$f":"TOU_CTabulation[[#This Row],[Month Overbase Gen]]*TOU_CTabulation[[#This Row],[Over Rate]]","v":0},{"$f":"TOU_CTabulation[[#This Row],[Base Value]]+TOU_CTabulation[[#This Row],[Over Value]]","v":0}]
[1,3,1,0,0,6,2,0,6,0,0,{"$f":"TOU_CTabulation[[#This Row],[AC System Output (W)]]/1000","v":0},{"$f":"IF(A77=TOU_CTabulation[[#This Row],[Month]],M77+TOU_CTabulation[[#This Row],[AC System Output (kW)]],TOU_CTabulation[[#This Row],[AC System Output (kW)]])","v":29.468617999999999},{"$f":"VLOOKUP(TOU_CTabulation[[#This Row],[Month]],Season,2)","v":"Winter"},{"$f":"VLOOKUP(TOU_CTabulation[[#This Row],[Season]],CRate,2)","v":10.5},{"$f":"IF(A79>TOU_CTabulation[[#This Row],[Month]],TOU_CTabulation[[#This Row],[Day]]*TOU_CTabulation[[#This Row],[Base Allow]],0)","v":0},{"$f":"IF(A79>TOU_CTabulation[[#This Row],[Month]],TOU_CTabulation[[#This Row],[Month Cumm]],0)","v":0},{"$f":"IF(TOU_CTabulation[[#This Row],[Month Base Gen]]=0,0,TOU_CTabulation[[#This Row],[Month Base Gen]]-TOU_CTabulation[[#This Row],[Day]]*TOU_CTabulation[[#This Row],[Base Allow]])","v":0},{"$f":"VLOOKUP(TOU_CTabulation[[#This Row],[Hour]],daypart,2)","v":"All"},{"$f":"TOU_CTabulation[[#This Row],[Season]]&TOU_CTabulation[[#This Row],[Day-Part]]","v":"WinterAll"},{"$f":"VLOOKUP(TOU_CTabulation[[#This Row],[Daypart]],TOUC,2)","v":0.25901999999999997},{"$f":"VLOOKUP(TOU_CTabulation[[#This Row],[Daypart]],TOUC,3)","v":0.32596000000000003},{"$f":"TOU_CTabulation[[#This Row],[Month Base Allow]]*TOU_CTabulation[[#This Row],[Base Rate]]","v":0},{"$f":"TOU_CTabulation[[#This Row],[Month Overbase Gen]]*TOU_CTabulation[[#This Row],[Over Rate]]","v":0},{"$f":"TOU_CTabulation[[#This Row],[Base Value]]+TOU_CTabulation[[#This Row],[Over Value]]","v":0}]
[1,3,2,0,0,6,3,0,6,0,0,{"$f":"TOU_CTabulation[[#This Row],[AC System Output (W)]]/1000","v":0},{"$f":"IF(A78=TOU_CTabulation[[#This Row],[Month]],M78+TOU_CTabulation[[#This Row],[AC System Output (kW)]],TOU_CTabulation[[#This Row],[AC System Output (kW)]])","v":29.468617999999999},{"$f":"VLOOKUP(TOU_CTabulation[[#This Row],[Month]],Season,2)","v":"Winter"},{"$f":"VLOOKUP(TOU_CTabulation[[#This Row],[Season]],CRate,2)","v":10.5},{"$f":"IF(A80>TOU_CTabulation[[#This Row],[Month]],TOU_CTabulation[[#This Row],[Day]]*TOU_CTabulation[[#This Row],[Base Allow]],0)","v":0},{"$f":"IF(A80>TOU_CTabulation[[#This Row],[Month]],TOU_CTabulation[[#This Row],[Month Cumm]],0)","v":0},{"$f":"IF(TOU_CTabulation[[#This Row],[Month Base Gen]]=0,0,TOU_CTabulation[[#This Row],[Month Base Gen]]-TOU_CTabulation[[#This Row],[Day]]*TOU_CTabulation[[#This Row],[Base Allow]])","v":0},{"$f":"VLOOKUP(TOU_CTabulation[[#This Row],[Hour]],daypart,2)","v":"All"},{"$f":"TOU_CTabulation[[#This Row],[Season]]&TOU_CTabulation[[#This Row],[Day-Part]]","v":"WinterAll"},{"$f":"VLOOKUP(TOU_CTabulation[[#This Row],[Daypart]],TOUC,2)","v":0.25901999999999997},{"$f":"VLOOKUP(TOU_CTabulation[[#This Row],[Daypart]],TOUC,3)","v":0.32596000000000003},{"$f":"TOU_CTabulation[[#This Row],[Month Base Allow]]*TOU_CTabulation[[#This Row],[Base Rate]]","v":0},{"$f":"TOU_CTabulation[[#This Row],[Month Overbase Gen]]*TOU_CTabulation[[#This Row],[Over Rate]]","v":0},{"$f":"TOU_CTabulation[[#This Row],[Base Value]]+TOU_CTabulation[[#This Row],[Over Value]]","v":0}]
[1,3,3,0,0,6,3,0,6,0,0,{"$f":"TOU_CTabulation[[#This Row],[AC System Output (W)]]/1000","v":0},{"$f":"IF(A79=TOU_CTabulation[[#This Row],[Month]],M79+TOU_CTabulation[[#This Row],[AC System Output (kW)]],TOU_CTabulation[[#This Row],[AC System Output (kW)]])","v":29.468617999999999},{"$f":"VLOOKUP(TOU_CTabulation[[#This Row],[Month]],Season,2)","v":"Winter"},{"$f":"VLOOKUP(TOU_CTabulation[[#This Row],[Season]],CRate,2)","v":10.5},{"$f":"IF(A81>TOU_CTabulation[[#This Row],[Month]],TOU_CTabulation[[#This Row],[Day]]*TOU_CTabulation[[#This Row],[Base Allow]],0)","v":0},{"$f":"IF(A81>TOU_CTabulation[[#This Row],[Month]],TOU_CTabulation[[#This Row],[Month Cumm]],0)","v":0},{"$f":"IF(TOU_CTabulation[[#This Row],[Month Base Gen]]=0,0,TOU_CTabulation[[#This Row],[Month Base Gen]]-TOU_CTabulation[[#This Row],[Day]]*TOU_CTabulation[[#This Row],[Base Allow]])","v":0},{"$f":"VLOOKUP(TOU_CTabulation[[#This Row],[Hour]],daypart,2)","v":"All"},{"$f":"TOU_CTabulation[[#This Row],[Season]]&TOU_CTabulation[[#This Row],[Day-Part]]","v":"WinterAll"},{"$f":"VLOOKUP(TOU_CTabulation[[#This Row],[Daypart]],TOUC,2)","v":0.25901999999999997},{"$f":"VLOOKUP(TOU_CTabulation[[#This Row],[Daypart]],TOUC,3)","v":0.32596000000000003},{"$f":"TOU_CTabulation[[#This Row],[Month Base Allow]]*TOU_CTabulation[[#This Row],[Base Rate]]","v":0},{"$f":"TOU_CTabulation[[#This Row],[Month Overbase Gen]]*TOU_CTabulation[[#This Row],[Over Rate]]","v":0},{"$f":"TOU_CTabulation[[#This Row],[Base Value]]+TOU_CTabulation[[#This Row],[Over Value]]","v":0}]
[1,3,4,0,0,6,3,0,6,0,0,{"$f":"TOU_CTabulation[[#This Row],[AC System Output (W)]]/1000","v":0},{"$f":"IF(A80=TOU_CTabulation[[#This Row],[Month]],M80+TOU_CTabulation[[#This Row],[AC System Output (kW)]],TOU_CTabulation[[#This Row],[AC System Output (kW)]])","v":29.468617999999999},{"$f":"VLOOKUP(TOU_CTabulation[[#This Row],[Month]],Season,2)","v":"Winter"},{"$f":"VLOOKUP(TOU_CTabulation[[#This Row],[Season]],CRate,2)","v":10.5},{"$f":"IF(A82>TOU_CTabulation[[#This Row],[Month]],TOU_CTabulation[[#This Row],[Day]]*TOU_CTabulation[[#This Row],[Base Allow]],0)","v":0},{"$f":"IF(A82>TOU_CTabulation[[#This Row],[Month]],TOU_CTabulation[[#This Row],[Month Cumm]],0)","v":0},{"$f":"IF(TOU_CTabulation[[#This Row],[Month Base Gen]]=0,0,TOU_CTabulation[[#This Row],[Month Base Gen]]-TOU_CTabulation[[#This Row],[Day]]*TOU_CTabulation[[#This Row],[Base Allow]])","v":0},{"$f":"VLOOKUP(TOU_CTabulation[[#This Row],[Hour]],daypart,2)","v":"All"},{"$f":"TOU_CTabulation[[#This Row],[Season]]&TOU_CTabulation[[#This Row],[Day-Part]]","v":"WinterAll"},{"$f":"VLOOKUP(TOU_CTabulation[[#This Row],[Daypart]],TOUC,2)","v":0.25901999999999997},{"$f":"VLOOKUP(TOU_CTabulation[[#This Row],[Daypart]],TOUC,3)","v":0.32596000000000003},{"$f":"TOU_CTabulation[[#This Row],[Month Base Allow]]*TOU_CTabulation[[#This Row],[Base Rate]]","v":0},{"$f":"TOU_CTabulation[[#This Row],[Month Overbase Gen]]*TOU_CTabulation[[#This Row],[Over Rate]]","v":0},{"$f":"TOU_CTabulation[[#This Row],[Base Value]]+TOU_CTabulation[[#This Row],[Over Value]]","v":0}]
[1,3,5,0,0,6,3,0,6,0,0,{"$f":"TOU_CTabulation[[#This Row],[AC System Output (W)]]/1000","v":0},{"$f":"IF(A81=TOU_CTabulation[[#This Row],[Month]],M81+TOU_CTabulation[[#This Row],[AC System Output (kW)]],TOU_CTabulation[[#This Row],[AC System Output (kW)]])","v":29.468617999999999},{"$f":"VLOOKUP(TOU_CTabulation[[#This Row],[Month]],Season,2)","v":"Winter"},{"$f":"VLOOKUP(TOU_CTabulation[[#This Row],[Season]],CRate,2)","v":10.5},{"$f":"IF(A83>TOU_CTabulation[[#This Row],[Month]],TOU_CTabulation[[#This Row],[Day]]*TOU_CTabulation[[#This Row],[Base Allow]],0)","v":0},{"$f":"IF(A83>TOU_CTabulation[[#This Row],[Month]],TOU_CTabulation[[#This Row],[Month Cumm]],0)","v":0},{"$f":"IF(TOU_CTabulation[[#This Row],[Month Base Gen]]=0,0,TOU_CTabulation[[#This Row],[Month Base Gen]]-TOU_CTabulation[[#This Row],[Day]]*TOU_CTabulation[[#This Row],[Base Allow]])","v":0},{"$f":"VLOOKUP(TOU_CTabulation[[#This Row],[Hour]],daypart,2)","v":"All"},{"$f":"TOU_CTabulation[[#This Row],[Season]]&TOU_CTabulation[[#This Row],[Day-Part]]","v":"WinterAll"},{"$f":"VLOOKUP(TOU_CTabulation[[#This Row],[Daypart]],TOUC,2)","v":0.25901999999999997},{"$f":"VLOOKUP(TOU_CTabulation[[#This Row],[Daypart]],TOUC,3)","v":0.32596000000000003},{"$f":"TOU_CTabulation[[#This Row],[Month Base Allow]]*TOU_CTabulation[[#This Row],[Base Rate]]","v":0},{"$f":"TOU_CTabulation[[#This Row],[Month Overbase Gen]]*TOU_CTabulation[[#This Row],[Over Rate]]","v":0},{"$f":"TOU_CTabulation[[#This Row],[Base Value]]+TOU_CTabulation[[#This Row],[Over Value]]","v":0}]
[1,3,6,0,0,6,3,0,6,0,0,{"$f":"TOU_CTabulation[[#This Row],[AC System Output (W)]]/1000","v":0},{"$f":"IF(A82=TOU_CTabulation[[#This Row],[Month]],M82+TOU_CTabulation[[#This Row],[AC System Output (kW)]],TOU_CTabulation[[#This Row],[AC System Output (kW)]])","v":29.468617999999999},{"$f":"VLOOKUP(TOU_CTabulation[[#This Row],[Month]],Season,2)","v":"Winter"},{"$f":"VLOOKUP(TOU_CTabulation[[#This Row],[Season]],CRate,2)","v":10.5},{"$f":"IF(A84>TOU_CTabulation[[#This Row],[Month]],TOU_CTabulation[[#This Row],[Day]]*TOU_CTabulation[[#This Row],[Base Allow]],0)","v":0},{"$f":"IF(A84>TOU_CTabulation[[#This Row],[Month]],TOU_CTabulation[[#This Row],[Month Cumm]],0)","v":0},{"$f":"IF(TOU_CTabulation[[#This Row],[Month Base Gen]]=0,0,TOU_CTabulation[[#This Row],[Month Base Gen]]-TOU_CTabulation[[#This Row],[Day]]*TOU_CTabulation[[#This Row],[Base Allow]])","v":0},{"$f":"VLOOKUP(TOU_CTabulation[[#This Row],[Hour]],daypart,2)","v":"All"},{"$f":"TOU_CTabulation[[#This Row],[Season]]&TOU_CTabulation[[#This Row],[Day-Part]]","v":"WinterAll"},{"$f":"VLOOKUP(TOU_CTabulation[[#This Row],[Daypart]],TOUC,2)","v":0.25901999999999997},{"$f":"VLOOKUP(TOU_CTabulation[[#This Row],[Daypart]],TOUC,3)","v":0.32596000000000003},{"$f":"TOU_CTabulation[[#This Row],[Month Base Allow]]*TOU_CTabulation[[#This Row],[Base Rate]]","v":0},{"$f":"TOU_CTabulation[[#This Row],[Month Overbase Gen]]*TOU_CTabulation[[#This Row],[Over Rate]]","v":0},{"$f":"TOU_CTabulation[[#This Row],[Base Value]]+TOU_CTabulation[[#This Row],[Over Value]]","v":0}]
[1,3,7,0,17,8,3,16.116,6.851,60.110999999999997,38.606000000000002,{"$f":"TOU_CTabulation[[#This Row],[AC System Output (W)]]/1000","v":3.8606000000000001E-2},{"$f":"IF(A83=TOU_CTabulation[[#This Row],[Month]],M83+TOU_CTabulation[[#This Row],[AC System Output (kW)]],TOU_CTabulation[[#This Row],[AC System Output (kW)]])","v":29.507224000000001},{"$f":"VLOOKUP(TOU_CTabulation[[#This Row],[Month]],Season,2)","v":"Winter"},{"$f":"VLOOKUP(TOU_CTabulation[[#This Row],[Season]],CRate,2)","v":10.5},{"$f":"IF(A85>TOU_CTabulation[[#This Row],[Month]],TOU_CTabulation[[#This Row],[Day]]*TOU_CTabulation[[#This Row],[Base Allow]],0)","v":0},{"$f":"IF(A85>TOU_CTabulation[[#This Row],[Month]],TOU_CTabulation[[#This Row],[Month Cumm]],0)","v":0},{"$f":"IF(TOU_CTabulation[[#This Row],[Month Base Gen]]=0,0,TOU_CTabulation[[#This Row],[Month Base Gen]]-TOU_CTabulation[[#This Row],[Day]]*TOU_CTabulation[[#This Row],[Base Allow]])","v":0},{"$f":"VLOOKUP(TOU_CTabulation[[#This Row],[Hour]],daypart,2)","v":"All"},{"$f":"TOU_CTabulation[[#This Row],[Season]]&TOU_CTabulation[[#This Row],[Day-Part]]","v":"WinterAll"},{"$f":"VLOOKUP(TOU_CTabulation[[#This Row],[Daypart]],TOUC,2)","v":0.25901999999999997},{"$f":"VLOOKUP(TOU_CTabulation[[#This Row],[Daypart]],TOUC,3)","v":0.32596000000000003},{"$f":"TOU_CTabulation[[#This Row],[Month Base Allow]]*TOU_CTabulation[[#This Row],[Base Rate]]","v":0},{"$f":"TOU_CTabulation[[#This Row],[Month Overbase Gen]]*TOU_CTabulation[[#This Row],[Over Rate]]","v":0},{"$f":"TOU_CTabulation[[#This Row],[Base Value]]+TOU_CTabulation[[#This Row],[Over Value]]","v":0}]
[1,3,8,165,81,11,3,166.44800000000001,13.346,580.76,548.34,{"$f":"TOU_CTabulation[[#This Row],[AC System Output (W)]]/1000","v":0.54834000000000005},{"$f":"IF(A84=TOU_CTabulation[[#This Row],[Month]],M84+TOU_CTabulation[[#This Row],[AC System Output (kW)]],TOU_CTabulation[[#This Row],[AC System Output (kW)]])","v":30.055564},{"$f":"VLOOKUP(TOU_CTabulation[[#This Row],[Month]],Season,2)","v":"Winter"},{"$f":"VLOOKUP(TOU_CTabulation[[#This Row],[Season]],CRate,2)","v":10.5},{"$f":"IF(A86>TOU_CTabulation[[#This Row],[Month]],TOU_CTabulation[[#This Row],[Day]]*TOU_CTabulation[[#This Row],[Base Allow]],0)","v":0},{"$f":"IF(A86>TOU_CTabulation[[#This Row],[Month]],TOU_CTabulation[[#This Row],[Month Cumm]],0)","v":0},{"$f":"IF(TOU_CTabulation[[#This Row],[Month Base Gen]]=0,0,TOU_CTabulation[[#This Row],[Month Base Gen]]-TOU_CTabulation[[#This Row],[Day]]*TOU_CTabulation[[#This Row],[Base Allow]])","v":0},{"$f":"VLOOKUP(TOU_CTabulation[[#This Row],[Hour]],daypart,2)","v":"All"},{"$f":"TOU_CTabulation[[#This Row],[Season]]&TOU_CTabulation[[#This Row],[Day-Part]]","v":"WinterAll"},{"$f":"VLOOKUP(TOU_CTabulation[[#This Row],[Daypart]],TOUC,2)","v":0.25901999999999997},{"$f":"VLOOKUP(TOU_CTabulation[[#This Row],[Daypart]],TOUC,3)","v":0.32596000000000003},{"$f":"TOU_CTabulation[[#This Row],[Month Base Allow]]*TOU_CTabulation[[#This Row],[Base Rate]]","v":0},{"$f":"TOU_CTabulation[[#This Row],[Month Overbase Gen]]*TOU_CTabulation[[#This Row],[Over Rate]]","v":0},{"$f":"TOU_CTabulation[[#This Row],[Base Value]]+TOU_CTabulation[[#This Row],[Over Value]]","v":0}]
[1,3,9,317,135,14,3,343.73599999999999,21.065000000000001,1183.184,1134.991,{"$f":"TOU_CTabulation[[#This Row],[AC System Output (W)]]/1000","v":1.1349910000000001},{"$f":"IF(A85=TOU_CTabulation[[#This Row],[Month]],M85+TOU_CTabulation[[#This Row],[AC System Output (kW)]],TOU_CTabulation[[#This Row],[AC System Output (kW)]])","v":31.190555},{"$f":"VLOOKUP(TOU_CTabulation[[#This Row],[Month]],Season,2)","v":"Winter"},{"$f":"VLOOKUP(TOU_CTabulation[[#This Row],[Season]],CRate,2)","v":10.5},{"$f":"IF(A87>TOU_CTabulation[[#This Row],[Month]],TOU_CTabulation[[#This Row],[Day]]*TOU_CTabulation[[#This Row],[Base Allow]],0)","v":0},{"$f":"IF(A87>TOU_CTabulation[[#This Row],[Month]],TOU_CTabulation[[#This Row],[Month Cumm]],0)","v":0},{"$f":"IF(TOU_CTabulation[[#This Row],[Month Base Gen]]=0,0,TOU_CTabulation[[#This Row],[Month Base Gen]]-TOU_CTabulation[[#This Row],[Day]]*TOU_CTabulation[[#This Row],[Base Allow]])","v":0},{"$f":"VLOOKUP(TOU_CTabulation[[#This Row],[Hour]],daypart,2)","v":"All"},{"$f":"TOU_CTabulation[[#This Row],[Season]]&TOU_CTabulation[[#This Row],[Day-Part]]","v":"WinterAll"},{"$f":"VLOOKUP(TOU_CTabulation[[#This Row],[Daypart]],TOUC,2)","v":0.25901999999999997},{"$f":"VLOOKUP(TOU_CTabulation[[#This Row],[Daypart]],TOUC,3)","v":0.32596000000000003},{"$f":"TOU_CTabulation[[#This Row],[Month Base Allow]]*TOU_CTabulation[[#This Row],[Base Rate]]","v":0},{"$f":"TOU_CTabulation[[#This Row],[Month Overbase Gen]]*TOU_CTabulation[[#This Row],[Over Rate]]","v":0},{"$f":"TOU_CTabulation[[#This Row],[Base Value]]+TOU_CTabulation[[#This Row],[Over Value]]","v":0}]
[1,3,10,507,150,17,2,544.52099999999996,30.867000000000001,1805.296,1737.2729999999999,{"$f":"TOU_CTabulation[[#This Row],[AC System Output (W)]]/1000","v":1.7372729999999998},{"$f":"IF(A86=TOU_CTabulation[[#This Row],[Month]],M86+TOU_CTabulation[[#This Row],[AC System Output (kW)]],TOU_CTabulation[[#This Row],[AC System Output (kW)]])","v":32.927827999999998},{"$f":"VLOOKUP(TOU_CTabulation[[#This Row],[Month]],Season,2)","v":"Winter"},{"$f":"VLOOKUP(TOU_CTabulation[[#This Row],[Season]],CRate,2)","v":10.5},{"$f":"IF(A88>TOU_CTabulation[[#This Row],[Month]],TOU_CTabulation[[#This Row],[Day]]*TOU_CTabulation[[#This Row],[Base Allow]],0)","v":0},{"$f":"IF(A88>TOU_CTabulation[[#This Row],[Month]],TOU_CTabulation[[#This Row],[Month Cumm]],0)","v":0},{"$f":"IF(TOU_CTabulation[[#This Row],[Month Base Gen]]=0,0,TOU_CTabulation[[#This Row],[Month Base Gen]]-TOU_CTabulation[[#This Row],[Day]]*TOU_CTabulation[[#This Row],[Base Allow]])","v":0},{"$f":"VLOOKUP(TOU_CTabulation[[#This Row],[Hour]],daypart,2)","v":"All"},{"$f":"TOU_CTabulation[[#This Row],[Season]]&TOU_CTabulation[[#This Row],[Day-Part]]","v":"WinterAll"},{"$f":"VLOOKUP(TOU_CTabulation[[#This Row],[Daypart]],TOUC,2)","v":0.25901999999999997},{"$f":"VLOOKUP(TOU_CTabulation[[#This Row],[Daypart]],TOUC,3)","v":0.32596000000000003},{"$f":"TOU_CTabulation[[#This Row],[Month Base Allow]]*TOU_CTabulation[[#This Row],[Base Rate]]","v":0},{"$f":"TOU_CTabulation[[#This Row],[Month Overbase Gen]]*TOU_CTabulation[[#This Row],[Over Rate]]","v":0},{"$f":"TOU_CTabulation[[#This Row],[Base Value]]+TOU_CTabulation[[#This Row],[Over Value]]","v":0}]
[1,3,11,953,71,19,2,830.38499999999999,40.698999999999998,2628.0320000000002,2528.2600000000002,{"$f":"TOU_CTabulation[[#This Row],[AC System Output (W)]]/1000","v":2.5282600000000004},{"$f":"IF(A87=TOU_CTabulation[[#This Row],[Month]],M87+TOU_CTabulation[[#This Row],[AC System Output (kW)]],TOU_CTabulation[[#This Row],[AC System Output (kW)]])","v":35.456088000000001},{"$f":"VLOOKUP(TOU_CTabulation[[#This Row],[Month]],Season,2)","v":"Winter"},{"$f":"VLOOKUP(TOU_CTabulation[[#This Row],[Season]],CRate,2)","v":10.5},{"$f":"IF(A89>TOU_CTabulation[[#This Row],[Month]],TOU_CTabulation[[#This Row],[Day]]*TOU_CTabulation[[#This Row],[Base Allow]],0)","v":0},{"$f":"IF(A89>TOU_CTabulation[[#This Row],[Month]],TOU_CTabulation[[#This Row],[Month Cumm]],0)","v":0},{"$f":"IF(TOU_CTabulation[[#This Row],[Month Base Gen]]=0,0,TOU_CTabulation[[#This Row],[Month Base Gen]]-TOU_CTabulation[[#This Row],[Day]]*TOU_CTabulation[[#This Row],[Base Allow]])","v":0},{"$f":"VLOOKUP(TOU_CTabulation[[#This Row],[Hour]],daypart,2)","v":"All"},{"$f":"TOU_CTabulation[[#This Row],[Season]]&TOU_CTabulation[[#This Row],[Day-Part]]","v":"WinterAll"},{"$f":"VLOOKUP(TOU_CTabulation[[#This Row],[Daypart]],TOUC,2)","v":0.25901999999999997},{"$f":"VLOOKUP(TOU_CTabulation[[#This Row],[Daypart]],TOUC,3)","v":0.32596000000000003},{"$f":"TOU_CTabulation[[#This Row],[Month Base Allow]]*TOU_CTabulation[[#This Row],[Base Rate]]","v":0},{"$f":"TOU_CTabulation[[#This Row],[Month Overbase Gen]]*TOU_CTabulation[[#This Row],[Over Rate]]","v":0},{"$f":"TOU_CTabulation[[#This Row],[Base Value]]+TOU_CTabulation[[#This Row],[Over Value]]","v":0}]
[1,3,12,948,73,20,2,836.04700000000003,42.637999999999998,2621.0790000000002,2521.6019999999999,{"$f":"TOU_CTabulation[[#This Row],[AC System Output (W)]]/1000","v":2.5216019999999997},{"$f":"IF(A88=TOU_CTabulation[[#This Row],[Month]],M88+TOU_CTabulation[[#This Row],[AC System Output (kW)]],TOU_CTabulation[[#This Row],[AC System Output (kW)]])","v":37.977690000000003},{"$f":"VLOOKUP(TOU_CTabulation[[#This Row],[Month]],Season,2)","v":"Winter"},{"$f":"VLOOKUP(TOU_CTabulation[[#This Row],[Season]],CRate,2)","v":10.5},{"$f":"IF(A90>TOU_CTabulation[[#This Row],[Month]],TOU_CTabulation[[#This Row],[Day]]*TOU_CTabulation[[#This Row],[Base Allow]],0)","v":0},{"$f":"IF(A90>TOU_CTabulation[[#This Row],[Month]],TOU_CTabulation[[#This Row],[Month Cumm]],0)","v":0},{"$f":"IF(TOU_CTabulation[[#This Row],[Month Base Gen]]=0,0,TOU_CTabulation[[#This Row],[Month Base Gen]]-TOU_CTabulation[[#This Row],[Day]]*TOU_CTabulation[[#This Row],[Base Allow]])","v":0},{"$f":"VLOOKUP(TOU_CTabulation[[#This Row],[Hour]],daypart,2)","v":"All"},{"$f":"TOU_CTabulation[[#This Row],[Season]]&TOU_CTabulation[[#This Row],[Day-Part]]","v":"WinterAll"},{"$f":"VLOOKUP(TOU_CTabulation[[#This Row],[Daypart]],TOUC,2)","v":0.25901999999999997},{"$f":"VLOOKUP(TOU_CTabulation[[#This Row],[Daypart]],TOUC,3)","v":0.32596000000000003},{"$f":"TOU_CTabulation[[#This Row],[Month Base Allow]]*TOU_CTabulation[[#This Row],[Base Rate]]","v":0},{"$f":"TOU_CTabulation[[#This Row],[Month Overbase Gen]]*TOU_CTabulation[[#This Row],[Over Rate]]","v":0},{"$f":"TOU_CTabulation[[#This Row],[Base Value]]+TOU_CTabulation[[#This Row],[Over Value]]","v":0}]
[1,3,13,924,70,19,1,764.91,43.869,2374.636,2285.3139999999999,{"$f":"TOU_CTabulation[[#This Row],[AC System Output (W)]]/1000","v":2.2853140000000001},{"$f":"IF(A89=TOU_CTabulation[[#This Row],[Month]],M89+TOU_CTabulation[[#This Row],[AC System Output (kW)]],TOU_CTabulation[[#This Row],[AC System Output (kW)]])","v":40.263004000000002},{"$f":"VLOOKUP(TOU_CTabulation[[#This Row],[Month]],Season,2)","v":"Winter"},{"$f":"VLOOKUP(TOU_CTabulation[[#This Row],[Season]],CRate,2)","v":10.5},{"$f":"IF(A91>TOU_CTabulation[[#This Row],[Month]],TOU_CTabulation[[#This Row],[Day]]*TOU_CTabulation[[#This Row],[Base Allow]],0)","v":0},{"$f":"IF(A91>TOU_CTabulation[[#This Row],[Month]],TOU_CTabulation[[#This Row],[Month Cumm]],0)","v":0},{"$f":"IF(TOU_CTabulation[[#This Row],[Month Base Gen]]=0,0,TOU_CTabulation[[#This Row],[Month Base Gen]]-TOU_CTabulation[[#This Row],[Day]]*TOU_CTabulation[[#This Row],[Base Allow]])","v":0},{"$f":"VLOOKUP(TOU_CTabulation[[#This Row],[Hour]],daypart,2)","v":"All"},{"$f":"TOU_CTabulation[[#This Row],[Season]]&TOU_CTabulation[[#This Row],[Day-Part]]","v":"WinterAll"},{"$f":"VLOOKUP(TOU_CTabulation[[#This Row],[Daypart]],TOUC,2)","v":0.25901999999999997},{"$f":"VLOOKUP(TOU_CTabulation[[#This Row],[Daypart]],TOUC,3)","v":0.32596000000000003},{"$f":"TOU_CTabulation[[#This Row],[Month Base Allow]]*TOU_CTabulation[[#This Row],[Base Rate]]","v":0},{"$f":"TOU_CTabulation[[#This Row],[Month Overbase Gen]]*TOU_CTabulation[[#This Row],[Over Rate]]","v":0},{"$f":"TOU_CTabulation[[#This Row],[Base Value]]+TOU_CTabulation[[#This Row],[Over Value]]","v":0}]
[1,3,14,863,64,18,0,622.90200000000004,44.18,1907.6010000000001,1835.973,{"$f":"TOU_CTabulation[[#This Row],[AC System Output (W)]]/1000","v":1.8359729999999999},{"$f":"IF(A90=TOU_CTabulation[[#This Row],[Month]],M90+TOU_CTabulation[[#This Row],[AC System Output (kW)]],TOU_CTabulation[[#This Row],[AC System Output (kW)]])","v":42.098977000000005},{"$f":"VLOOKUP(TOU_CTabulation[[#This Row],[Month]],Season,2)","v":"Winter"},{"$f":"VLOOKUP(TOU_CTabulation[[#This Row],[Season]],CRate,2)","v":10.5},{"$f":"IF(A92>TOU_CTabulation[[#This Row],[Month]],TOU_CTabulation[[#This Row],[Day]]*TOU_CTabulation[[#This Row],[Base Allow]],0)","v":0},{"$f":"IF(A92>TOU_CTabulation[[#This Row],[Month]],TOU_CTabulation[[#This Row],[Month Cumm]],0)","v":0},{"$f":"IF(TOU_CTabulation[[#This Row],[Month Base Gen]]=0,0,TOU_CTabulation[[#This Row],[Month Base Gen]]-TOU_CTabulation[[#This Row],[Day]]*TOU_CTabulation[[#This Row],[Base Allow]])","v":0},{"$f":"VLOOKUP(TOU_CTabulation[[#This Row],[Hour]],daypart,2)","v":"All"},{"$f":"TOU_CTabulation[[#This Row],[Season]]&TOU_CTabulation[[#This Row],[Day-Part]]","v":"WinterAll"},{"$f":"VLOOKUP(TOU_CTabulation[[#This Row],[Daypart]],TOUC,2)","v":0.25901999999999997},{"$f":"VLOOKUP(TOU_CTabulation[[#This Row],[Daypart]],TOUC,3)","v":0.32596000000000003},{"$f":"TOU_CTabulation[[#This Row],[Month Base Allow]]*TOU_CTabulation[[#This Row],[Base Rate]]","v":0},{"$f":"TOU_CTabulation[[#This Row],[Month Overbase Gen]]*TOU_CTabulation[[#This Row],[Over Rate]]","v":0},{"$f":"TOU_CTabulation[[#This Row],[Base Value]]+TOU_CTabulation[[#This Row],[Over Value]]","v":0}]
[1,3,15,739,51,16,0,411.72800000000001,34.661999999999999,1273.6279999999999,1222.7760000000001,{"$f":"TOU_CTabulation[[#This Row],[AC System Output (W)]]/1000","v":1.2227760000000001},{"$f":"IF(A91=TOU_CTabulation[[#This Row],[Month]],M91+TOU_CTabulation[[#This Row],[AC System Output (kW)]],TOU_CTabulation[[#This Row],[AC System Output (kW)]])","v":43.321753000000008},{"$f":"VLOOKUP(TOU_CTabulation[[#This Row],[Month]],Season,2)","v":"Winter"},{"$f":"VLOOKUP(TOU_CTabulation[[#This Row],[Season]],CRate,2)","v":10.5},{"$f":"IF(A93>TOU_CTabulation[[#This Row],[Month]],TOU_CTabulation[[#This Row],[Day]]*TOU_CTabulation[[#This Row],[Base Allow]],0)","v":0},{"$f":"IF(A93>TOU_CTabulation[[#This Row],[Month]],TOU_CTabulation[[#This Row],[Month Cumm]],0)","v":0},{"$f":"IF(TOU_CTabulation[[#This Row],[Month Base Gen]]=0,0,TOU_CTabulation[[#This Row],[Month Base Gen]]-TOU_CTabulation[[#This Row],[Day]]*TOU_CTabulation[[#This Row],[Base Allow]])","v":0},{"$f":"VLOOKUP(TOU_CTabulation[[#This Row],[Hour]],daypart,2)","v":"All"},{"$f":"TOU_CTabulation[[#This Row],[Season]]&TOU_CTabulation[[#This Row],[Day-Part]]","v":"WinterAll"},{"$f":"VLOOKUP(TOU_CTabulation[[#This Row],[Daypart]],TOUC,2)","v":0.25901999999999997},{"$f":"VLOOKUP(TOU_CTabulation[[#This Row],[Daypart]],TOUC,3)","v":0.32596000000000003},{"$f":"TOU_CTabulation[[#This Row],[Month Base Allow]]*TOU_CTabulation[[#This Row],[Base Rate]]","v":0},{"$f":"TOU_CTabulation[[#This Row],[Month Overbase Gen]]*TOU_CTabulation[[#This Row],[Over Rate]]","v":0},{"$f":"TOU_CTabulation[[#This Row],[Base Value]]+TOU_CTabulation[[#This Row],[Over Value]]","v":0}]
[1,3,16,433,26,14,0,156.37899999999999,22.099,458.39800000000002,428.76900000000001,{"$f":"TOU_CTabulation[[#This Row],[AC System Output (W)]]/1000","v":0.42876900000000001},{"$f":"IF(A92=TOU_CTabulation[[#This Row],[Month]],M92+TOU_CTabulation[[#This Row],[AC System Output (kW)]],TOU_CTabulation[[#This Row],[AC System Output (kW)]])","v":43.750522000000011},{"$f":"VLOOKUP(TOU_CTabulation[[#This Row],[Month]],Season,2)","v":"Winter"},{"$f":"VLOOKUP(TOU_CTabulation[[#This Row],[Season]],CRate,2)","v":10.5},{"$f":"IF(A94>TOU_CTabulation[[#This Row],[Month]],TOU_CTabulation[[#This Row],[Day]]*TOU_CTabulation[[#This Row],[Base Allow]],0)","v":0},{"$f":"IF(A94>TOU_CTabulation[[#This Row],[Month]],TOU_CTabulation[[#This Row],[Month Cumm]],0)","v":0},{"$f":"IF(TOU_CTabulation[[#This Row],[Month Base Gen]]=0,0,TOU_CTabulation[[#This Row],[Month Base Gen]]-TOU_CTabulation[[#This Row],[Day]]*TOU_CTabulation[[#This Row],[Base Allow]])","v":0},{"$f":"VLOOKUP(TOU_CTabulation[[#This Row],[Hour]],daypart,2)","v":"All"},{"$f":"TOU_CTabulation[[#This Row],[Season]]&TOU_CTabulation[[#This Row],[Day-Part]]","v":"WinterAll"},{"$f":"VLOOKUP(TOU_CTabulation[[#This Row],[Daypart]],TOUC,2)","v":0.25901999999999997},{"$f":"VLOOKUP(TOU_CTabulation[[#This Row],[Daypart]],TOUC,3)","v":0.32596000000000003},{"$f":"TOU_CTabulation[[#This Row],[Month Base Allow]]*TOU_CTabulation[[#This Row],[Base Rate]]","v":0},{"$f":"TOU_CTabulation[[#This Row],[Month Overbase Gen]]*TOU_CTabulation[[#This Row],[Over Rate]]","v":0},{"$f":"TOU_CTabulation[[#This Row],[Base Value]]+TOU_CTabulation[[#This Row],[Over Value]]","v":0}]
[1,3,17,0,0,13,0,0,13,0,0,{"$f":"TOU_CTabulation[[#This Row],[AC System Output (W)]]/1000","v":0},{"$f":"IF(A93=TOU_CTabulation[[#This Row],[Month]],M93+TOU_CTabulation[[#This Row],[AC System Output (kW)]],TOU_CTabulation[[#This Row],[AC System Output (kW)]])","v":43.750522000000011},{"$f":"VLOOKUP(TOU_CTabulation[[#This Row],[Month]],Season,2)","v":"Winter"},{"$f":"VLOOKUP(TOU_CTabulation[[#This Row],[Season]],CRate,2)","v":10.5},{"$f":"IF(A95>TOU_CTabulation[[#This Row],[Month]],TOU_CTabulation[[#This Row],[Day]]*TOU_CTabulation[[#This Row],[Base Allow]],0)","v":0},{"$f":"IF(A95>TOU_CTabulation[[#This Row],[Month]],TOU_CTabulation[[#This Row],[Month Cumm]],0)","v":0},{"$f":"IF(TOU_CTabulation[[#This Row],[Month Base Gen]]=0,0,TOU_CTabulation[[#This Row],[Month Base Gen]]-TOU_CTabulation[[#This Row],[Day]]*TOU_CTabulation[[#This Row],[Base Allow]])","v":0},{"$f":"VLOOKUP(TOU_CTabulation[[#This Row],[Hour]],daypart,2)","v":"All"},{"$f":"TOU_CTabulation[[#This Row],[Season]]&TOU_CTabulation[[#This Row],[Day-Part]]","v":"WinterAll"},{"$f":"VLOOKUP(TOU_CTabulation[[#This Row],[Daypart]],TOUC,2)","v":0.25901999999999997},{"$f":"VLOOKUP(TOU_CTabulation[[#This Row],[Daypart]],TOUC,3)","v":0.32596000000000003},{"$f":"TOU_CTabulation[[#This Row],[Month Base Allow]]*TOU_CTabulation[[#This Row],[Base Rate]]","v":0},{"$f":"TOU_CTabulation[[#This Row],[Month Overbase Gen]]*TOU_CTabulation[[#This Row],[Over Rate]]","v":0},{"$f":"TOU_CTabulation[[#This Row],[Base Value]]+TOU_CTabulation[[#This Row],[Over Value]]","v":0}]
[1,3,18,0,0,12,0,0,12,0,0,{"$f":"TOU_CTabulation[[#This Row],[AC System Output (W)]]/1000","v":0},{"$f":"IF(A94=TOU_CTabulation[[#This Row],[Month]],M94+TOU_CTabulation[[#This Row],[AC System Output (kW)]],TOU_CTabulation[[#This Row],[AC System Output (kW)]])","v":43.750522000000011},{"$f":"VLOOKUP(TOU_CTabulation[[#This Row],[Month]],Season,2)","v":"Winter"},{"$f":"VLOOKUP(TOU_CTabulation[[#This Row],[Season]],CRate,2)","v":10.5},{"$f":"IF(A96>TOU_CTabulation[[#This Row],[Month]],TOU_CTabulation[[#This Row],[Day]]*TOU_CTabulation[[#This Row],[Base Allow]],0)","v":0},{"$f":"IF(A96>TOU_CTabulation[[#This Row],[Month]],TOU_CTabulation[[#This Row],[Month Cumm]],0)","v":0},{"$f":"IF(TOU_CTabulation[[#This Row],[Month Base Gen]]=0,0,TOU_CTabulation[[#This Row],[Month Base Gen]]-TOU_CTabulation[[#This Row],[Day]]*TOU_CTabulation[[#This Row],[Base Allow]])","v":0},{"$f":"VLOOKUP(TOU_CTabulation[[#This Row],[Hour]],daypart,2)","v":"All"},{"$f":"TOU_CTabulation[[#This Row],[Season]]&TOU_CTabulation[[#This Row],[Day-Part]]","v":"WinterAll"},{"$f":"VLOOKUP(TOU_CTabulation[[#This Row],[Daypart]],TOUC,2)","v":0.25901999999999997},{"$f":"VLOOKUP(TOU_CTabulation[[#This Row],[Daypart]],TOUC,3)","v":0.32596000000000003},{"$f":"TOU_CTabulation[[#This Row],[Month Base Allow]]*TOU_CTabulation[[#This Row],[Base Rate]]","v":0},{"$f":"TOU_CTabulation[[#This Row],[Month Overbase Gen]]*TOU_CTabulation[[#This Row],[Over Rate]]","v":0},{"$f":"TOU_CTabulation[[#This Row],[Base Value]]+TOU_CTabulation[[#This Row],[Over Value]]","v":0}]
[1,3,19,0,0,11,1,0,11,0,0,{"$f":"TOU_CTabulation[[#This Row],[AC System Output (W)]]/1000","v":0},{"$f":"IF(A95=TOU_CTabulation[[#This Row],[Month]],M95+TOU_CTabulation[[#This Row],[AC System Output (kW)]],TOU_CTabulation[[#This Row],[AC System Output (kW)]])","v":43.750522000000011},{"$f":"VLOOKUP(TOU_CTabulation[[#This Row],[Month]],Season,2)","v":"Winter"},{"$f":"VLOOKUP(TOU_CTabulation[[#This Row],[Season]],CRate,2)","v":10.5},{"$f":"IF(A97>TOU_CTabulation[[#This Row],[Month]],TOU_CTabulation[[#This Row],[Day]]*TOU_CTabulation[[#This Row],[Base Allow]],0)","v":0},{"$f":"IF(A97>TOU_CTabulation[[#This Row],[Month]],TOU_CTabulation[[#This Row],[Month Cumm]],0)","v":0},{"$f":"IF(TOU_CTabulation[[#This Row],[Month Base Gen]]=0,0,TOU_CTabulation[[#This Row],[Month Base Gen]]-TOU_CTabulation[[#This Row],[Day]]*TOU_CTabulation[[#This Row],[Base Allow]])","v":0},{"$f":"VLOOKUP(TOU_CTabulation[[#This Row],[Hour]],daypart,2)","v":"All"},{"$f":"TOU_CTabulation[[#This Row],[Season]]&TOU_CTabulation[[#This Row],[Day-Part]]","v":"WinterAll"},{"$f":"VLOOKUP(TOU_CTabulation[[#This Row],[Daypart]],TOUC,2)","v":0.25901999999999997},{"$f":"VLOOKUP(TOU_CTabulation[[#This Row],[Daypart]],TOUC,3)","v":0.32596000000000003},{"$f":"TOU_CTabulation[[#This Row],[Month Base Allow]]*TOU_CTabulation[[#This Row],[Base Rate]]","v":0},{"$f":"TOU_CTabulation[[#This Row],[Month Overbase Gen]]*TOU_CTabulation[[#This Row],[Over Rate]]","v":0},{"$f":"TOU_CTabulation[[#This Row],[Base Value]]+TOU_CTabulation[[#This Row],[Over Value]]","v":0}]
[1,3,20,0,0,10,1,0,10,0,0,{"$f":"TOU_CTabulation[[#This Row],[AC System Output (W)]]/1000","v":0},{"$f":"IF(A96=TOU_CTabulation[[#This Row],[Month]],M96+TOU_CTabulation[[#This Row],[AC System Output (kW)]],TOU_CTabulation[[#This Row],[AC System Output (kW)]])","v":43.750522000000011},{"$f":"VLOOKUP(TOU_CTabulation[[#This Row],[Month]],Season,2)","v":"Winter"},{"$f":"VLOOKUP(TOU_CTabulation[[#This Row],[Season]],CRate,2)","v":10.5},{"$f":"IF(A98>TOU_CTabulation[[#This Row],[Month]],TOU_CTabulation[[#This Row],[Day]]*TOU_CTabulation[[#This Row],[Base Allow]],0)","v":0},{"$f":"IF(A98>TOU_CTabulation[[#This Row],[Month]],TOU_CTabulation[[#This Row],[Month Cumm]],0)","v":0},{"$f":"IF(TOU_CTabulation[[#This Row],[Month Base Gen]]=0,0,TOU_CTabulation[[#This Row],[Month Base Gen]]-TOU_CTabulation[[#This Row],[Day]]*TOU_CTabulation[[#This Row],[Base Allow]])","v":0},{"$f":"VLOOKUP(TOU_CTabulation[[#This Row],[Hour]],daypart,2)","v":"All"},{"$f":"TOU_CTabulation[[#This Row],[Season]]&TOU_CTabulation[[#This Row],[Day-Part]]","v":"WinterAll"},{"$f":"VLOOKUP(TOU_CTabulation[[#This Row],[Daypart]],TOUC,2)","v":0.25901999999999997},{"$f":"VLOOKUP(TOU_CTabulation[[#This Row],[Daypart]],TOUC,3)","v":0.32596000000000003},{"$f":"TOU_CTabulation[[#This Row],[Month Base Allow]]*TOU_CTabulation[[#This Row],[Base Rate]]","v":0},{"$f":"TOU_CTabulation[[#This Row],[Month Overbase Gen]]*TOU_CTabulation[[#This Row],[Over Rate]]","v":0},{"$f":"TOU_CTabulation[[#This Row],[Base Value]]+TOU_CTabulation[[#This Row],[Over Value]]","v":0}]
[1,3,21,0,0,10,1,0,10,0,0,{"$f":"TOU_CTabulation[[#This Row],[AC System Output (W)]]/1000","v":0},{"$f":"IF(A97=TOU_CTabulation[[#This Row],[Month]],M97+TOU_CTabulation[[#This Row],[AC System Output (kW)]],TOU_CTabulation[[#This Row],[AC System Output (kW)]])","v":43.750522000000011},{"$f":"VLOOKUP(TOU_CTabulation[[#This Row],[Month]],Season,2)","v":"Winter"},{"$f":"VLOOKUP(TOU_CTabulation[[#This Row],[Season]],CRate,2)","v":10.5},{"$f":"IF(A99>TOU_CTabulation[[#This Row],[Month]],TOU_CTabulation[[#This Row],[Day]]*TOU_CTabulation[[#This Row],[Base Allow]],0)","v":0},{"$f":"IF(A99>TOU_CTabulation[[#This Row],[Month]],TOU_CTabulation[[#This Row],[Month Cumm]],0)","v":0},{"$f":"IF(TOU_CTabulation[[#This Row],[Month Base Gen]]=0,0,TOU_CTabulation[[#This Row],[Month Base Gen]]-TOU_CTabulation[[#This Row],[Day]]*TOU_CTabulation[[#This Row],[Base Allow]])","v":0},{"$f":"VLOOKUP(TOU_CTabulation[[#This Row],[Hour]],daypart,2)","v":"All"},{"$f":"TOU_CTabulation[[#This Row],[Season]]&TOU_CTabulation[[#This Row],[Day-Part]]","v":"WinterAll"},{"$f":"VLOOKUP(TOU_CTabulation[[#This Row],[Daypart]],TOUC,2)","v":0.25901999999999997},{"$f":"VLOOKUP(TOU_CTabulation[[#This Row],[Daypart]],TOUC,3)","v":0.32596000000000003},{"$f":"TOU_CTabulation[[#This Row],[Month Base Allow]]*TOU_CTabulation[[#This Row],[Base Rate]]","v":0},{"$f":"TOU_CTabulation[[#This Row],[Month Overbase Gen]]*TOU_CTabulation[[#This Row],[Over Rate]]","v":0},{"$f":"TOU_CTabulation[[#This Row],[Base Value]]+TOU_CTabulation[[#This Row],[Over Value]]","v":0}]
[1,3,22,0,0,9,1,0,9,0,0,{"$f":"TOU_CTabulation[[#This Row],[AC System Output (W)]]/1000","v":0},{"$f":"IF(A98=TOU_CTabulation[[#This Row],[Month]],M98+TOU_CTabulation[[#This Row],[AC System Output (kW)]],TOU_CTabulation[[#This Row],[AC System Output (kW)]])","v":43.750522000000011},{"$f":"VLOOKUP(TOU_CTabulation[[#This Row],[Month]],Season,2)","v":"Winter"},{"$f":"VLOOKUP(TOU_CTabulation[[#This Row],[Season]],CRate,2)","v":10.5},{"$f":"IF(A100>TOU_CTabulation[[#This Row],[Month]],TOU_CTabulation[[#This Row],[Day]]*TOU_CTabulation[[#This Row],[Base Allow]],0)","v":0},{"$f":"IF(A100>TOU_CTabulation[[#This Row],[Month]],TOU_CTabulation[[#This Row],[Month Cumm]],0)","v":0},{"$f":"IF(TOU_CTabulation[[#This Row],[Month Base Gen]]=0,0,TOU_CTabulation[[#This Row],[Month Base Gen]]-TOU_CTabulation[[#This Row],[Day]]*TOU_CTabulation[[#This Row],[Base Allow]])","v":0},{"$f":"VLOOKUP(TOU_CTabulation[[#This Row],[Hour]],daypart,2)","v":"All"},{"$f":"TOU_CTabulation[[#This Row],[Season]]&TOU_CTabulation[[#This Row],[Day-Part]]","v":"WinterAll"},{"$f":"VLOOKUP(TOU_CTabulation[[#This Row],[Daypart]],TOUC,2)","v":0.25901999999999997},{"$f":"VLOOKUP(TOU_CTabulation[[#This Row],[Daypart]],TOUC,3)","v":0.32596000000000003},{"$f":"TOU_CTabulation[[#This Row],[Month Base Allow]]*TOU_CTabulation[[#This Row],[Base Rate]]","v":0},{"$f":"TOU_CTabulation[[#This Row],[Month Overbase Gen]]*TOU_CTabulation[[#This Row],[Over Rate]]","v":0},{"$f":"TOU_CTabulation[[#This Row],[Base Value]]+TOU_CTabulation[[#This Row],[Over Value]]","v":0}]
[1,3,23,0,0,9,1,0,9,0,0,{"$f":"TOU_CTabulation[[#This Row],[AC System Output (W)]]/1000","v":0},{"$f":"IF(A99=TOU_CTabulation[[#This Row],[Month]],M99+TOU_CTabulation[[#This Row],[AC System Output (kW)]],TOU_CTabulation[[#This Row],[AC System Output (kW)]])","v":43.750522000000011},{"$f":"VLOOKUP(TOU_CTabulation[[#This Row],[Month]],Season,2)","v":"Winter"},{"$f":"VLOOKUP(TOU_CTabulation[[#This Row],[Season]],CRate,2)","v":10.5},{"$f":"IF(A101>TOU_CTabulation[[#This Row],[Month]],TOU_CTabulation[[#This Row],[Day]]*TOU_CTabulation[[#This Row],[Base Allow]],0)","v":0},{"$f":"IF(A101>TOU_CTabulation[[#This Row],[Month]],TOU_CTabulation[[#This Row],[Month Cumm]],0)","v":0},{"$f":"IF(TOU_CTabulation[[#This Row],[Month Base Gen]]=0,0,TOU_CTabulation[[#This Row],[Month Base Gen]]-TOU_CTabulation[[#This Row],[Day]]*TOU_CTabulation[[#This Row],[Base Allow]])","v":0},{"$f":"VLOOKUP(TOU_CTabulation[[#This Row],[Hour]],daypart,2)","v":"All"},{"$f":"TOU_CTabulation[[#This Row],[Season]]&TOU_CTabulation[[#This Row],[Day-Part]]","v":"WinterAll"},{"$f":"VLOOKUP(TOU_CTabulation[[#This Row],[Daypart]],TOUC,2)","v":0.25901999999999997},{"$f":"VLOOKUP(TOU_CTabulation[[#This Row],[Daypart]],TOUC,3)","v":0.32596000000000003},{"$f":"TOU_CTabulation[[#This Row],[Month Base Allow]]*TOU_CTabulation[[#This Row],[Base Rate]]","v":0},{"$f":"TOU_CTabulation[[#This Row],[Month Overbase Gen]]*TOU_CTabulation[[#This Row],[Over Rate]]","v":0},{"$f":"TOU_CTabulation[[#This Row],[Base Value]]+TOU_CTabulation[[#This Row],[Over Value]]","v":0}]
[1,4,0,0,0,8,1,0,8,0,0,{"$f":"TOU_CTabulation[[#This Row],[AC System Output (W)]]/1000","v":0},{"$f":"IF(A100=TOU_CTabulation[[#This Row],[Month]],M100+TOU_CTabulation[[#This Row],[AC System Output (kW)]],TOU_CTabulation[[#This Row],[AC System Output (kW)]])","v":43.750522000000011},{"$f":"VLOOKUP(TOU_CTabulation[[#This Row],[Month]],Season,2)","v":"Winter"},{"$f":"VLOOKUP(TOU_CTabulation[[#This Row],[Season]],CRate,2)","v":10.5},{"$f":"IF(A102>TOU_CTabulation[[#This Row],[Month]],TOU_CTabulation[[#This Row],[Day]]*TOU_CTabulation[[#This Row],[Base Allow]],0)","v":0},{"$f":"IF(A102>TOU_CTabulation[[#This Row],[Month]],TOU_CTabulation[[#This Row],[Month Cumm]],0)","v":0},{"$f":"IF(TOU_CTabulation[[#This Row],[Month Base Gen]]=0,0,TOU_CTabulation[[#This Row],[Month Base Gen]]-TOU_CTabulation[[#This Row],[Day]]*TOU_CTabulation[[#This Row],[Base Allow]])","v":0},{"$f":"VLOOKUP(TOU_CTabulation[[#This Row],[Hour]],daypart,2)","v":"All"},{"$f":"TOU_CTabulation[[#This Row],[Season]]&TOU_CTabulation[[#This Row],[Day-Part]]","v":"WinterAll"},{"$f":"VLOOKUP(TOU_CTabulation[[#This Row],[Daypart]],TOUC,2)","v":0.25901999999999997},{"$f":"VLOOKUP(TOU_CTabulation[[#This Row],[Daypart]],TOUC,3)","v":0.32596000000000003},{"$f":"TOU_CTabulation[[#This Row],[Month Base Allow]]*TOU_CTabulation[[#This Row],[Base Rate]]","v":0},{"$f":"TOU_CTabulation[[#This Row],[Month Overbase Gen]]*TOU_CTabulation[[#This Row],[Over Rate]]","v":0},{"$f":"TOU_CTabulation[[#This Row],[Base Value]]+TOU_CTabulation[[#This Row],[Over Value]]","v":0}]
[1,4,1,0,0,8,1,0,8,0,0,{"$f":"TOU_CTabulation[[#This Row],[AC System Output (W)]]/1000","v":0},{"$f":"IF(A101=TOU_CTabulation[[#This Row],[Month]],M101+TOU_CTabulation[[#This Row],[AC System Output (kW)]],TOU_CTabulation[[#This Row],[AC System Output (kW)]])","v":43.750522000000011},{"$f":"VLOOKUP(TOU_CTabulation[[#This Row],[Month]],Season,2)","v":"Winter"},{"$f":"VLOOKUP(TOU_CTabulation[[#This Row],[Season]],CRate,2)","v":10.5},{"$f":"IF(A103>TOU_CTabulation[[#This Row],[Month]],TOU_CTabulation[[#This Row],[Day]]*TOU_CTabulation[[#This Row],[Base Allow]],0)","v":0},{"$f":"IF(A103>TOU_CTabulation[[#This Row],[Month]],TOU_CTabulation[[#This Row],[Month Cumm]],0)","v":0},{"$f":"IF(TOU_CTabulation[[#This Row],[Month Base Gen]]=0,0,TOU_CTabulation[[#This Row],[Month Base Gen]]-TOU_CTabulation[[#This Row],[Day]]*TOU_CTabulation[[#This Row],[Base Allow]])","v":0},{"$f":"VLOOKUP(TOU_CTabulation[[#This Row],[Hour]],daypart,2)","v":"All"},{"$f":"TOU_CTabulation[[#This Row],[Season]]&TOU_CTabulation[[#This Row],[Day-Part]]","v":"WinterAll"},{"$f":"VLOOKUP(TOU_CTabulation[[#This Row],[Daypart]],TOUC,2)","v":0.25901999999999997},{"$f":"VLOOKUP(TOU_CTabulation[[#This Row],[Daypart]],TOUC,3)","v":0.32596000000000003},{"$f":"TOU_CTabulation[[#This Row],[Month Base Allow]]*TOU_CTabulation[[#This Row],[Base Rate]]","v":0},{"$f":"TOU_CTabulation[[#This Row],[Month Overbase Gen]]*TOU_CTabulation[[#This Row],[Over Rate]]","v":0},{"$f":"TOU_CTabulation[[#This Row],[Base Value]]+TOU_CTabulation[[#This Row],[Over Value]]","v":0}]
[1,4,2,0,0,7,1,0,7,0,0,{"$f":"TOU_CTabulation[[#This Row],[AC System Output (W)]]/1000","v":0},{"$f":"IF(A102=TOU_CTabulation[[#This Row],[Month]],M102+TOU_CTabulation[[#This Row],[AC System Output (kW)]],TOU_CTabulation[[#This Row],[AC System Output (kW)]])","v":43.750522000000011},{"$f":"VLOOKUP(TOU_CTabulation[[#This Row],[Month]],Season,2)","v":"Winter"},{"$f":"VLOOKUP(TOU_CTabulation[[#This Row],[Season]],CRate,2)","v":10.5},{"$f":"IF(A104>TOU_CTabulation[[#This Row],[Month]],TOU_CTabulation[[#This Row],[Day]]*TOU_CTabulation[[#This Row],[Base Allow]],0)","v":0},{"$f":"IF(A104>TOU_CTabulation[[#This Row],[Month]],TOU_CTabulation[[#This Row],[Month Cumm]],0)","v":0},{"$f":"IF(TOU_CTabulation[[#This Row],[Month Base Gen]]=0,0,TOU_CTabulation[[#This Row],[Month Base Gen]]-TOU_CTabulation[[#This Row],[Day]]*TOU_CTabulation[[#This Row],[Base Allow]])","v":0},{"$f":"VLOOKUP(TOU_CTabulation[[#This Row],[Hour]],daypart,2)","v":"All"},{"$f":"TOU_CTabulation[[#This Row],[Season]]&TOU_CTabulation[[#This Row],[Day-Part]]","v":"WinterAll"},{"$f":"VLOOKUP(TOU_CTabulation[[#This Row],[Daypart]],TOUC,2)","v":0.25901999999999997},{"$f":"VLOOKUP(TOU_CTabulation[[#This Row],[Daypart]],TOUC,3)","v":0.32596000000000003},{"$f":"TOU_CTabulation[[#This Row],[Month Base Allow]]*TOU_CTabulation[[#This Row],[Base Rate]]","v":0},{"$f":"TOU_CTabulation[[#This Row],[Month Overbase Gen]]*TOU_CTabulation[[#This Row],[Over Rate]]","v":0},{"$f":"TOU_CTabulation[[#This Row],[Base Value]]+TOU_CTabulation[[#This Row],[Over Value]]","v":0}]
[1,4,3,0,0,7,2,0,7,0,0,{"$f":"TOU_CTabulation[[#This Row],[AC System Output (W)]]/1000","v":0},{"$f":"IF(A103=TOU_CTabulation[[#This Row],[Month]],M103+TOU_CTabulation[[#This Row],[AC System Output (kW)]],TOU_CTabulation[[#This Row],[AC System Output (kW)]])","v":43.750522000000011},{"$f":"VLOOKUP(TOU_CTabulation[[#This Row],[Month]],Season,2)","v":"Winter"},{"$f":"VLOOKUP(TOU_CTabulation[[#This Row],[Season]],CRate,2)","v":10.5},{"$f":"IF(A105>TOU_CTabulation[[#This Row],[Month]],TOU_CTabulation[[#This Row],[Day]]*TOU_CTabulation[[#This Row],[Base Allow]],0)","v":0},{"$f":"IF(A105>TOU_CTabulation[[#This Row],[Month]],TOU_CTabulation[[#This Row],[Month Cumm]],0)","v":0},{"$f":"IF(TOU_CTabulation[[#This Row],[Month Base Gen]]=0,0,TOU_CTabulation[[#This Row],[Month Base Gen]]-TOU_CTabulation[[#This Row],[Day]]*TOU_CTabulation[[#This Row],[Base Allow]])","v":0},{"$f":"VLOOKUP(TOU_CTabulation[[#This Row],[Hour]],daypart,2)","v":"All"},{"$f":"TOU_CTabulation[[#This Row],[Season]]&TOU_CTabulation[[#This Row],[Day-Part]]","v":"WinterAll"},{"$f":"VLOOKUP(TOU_CTabulation[[#This Row],[Daypart]],TOUC,2)","v":0.25901999999999997},{"$f":"VLOOKUP(TOU_CTabulation[[#This Row],[Daypart]],TOUC,3)","v":0.32596000000000003},{"$f":"TOU_CTabulation[[#This Row],[Month Base Allow]]*TOU_CTabulation[[#This Row],[Base Rate]]","v":0},{"$f":"TOU_CTabulation[[#This Row],[Month Overbase Gen]]*TOU_CTabulation[[#This Row],[Over Rate]]","v":0},{"$f":"TOU_CTabulation[[#This Row],[Base Value]]+TOU_CTabulation[[#This Row],[Over Value]]","v":0}]
[1,4,4,0,0,7,2,0,7,0,0,{"$f":"TOU_CTabulation[[#This Row],[AC System Output (W)]]/1000","v":0},{"$f":"IF(A104=TOU_CTabulation[[#This Row],[Month]],M104+TOU_CTabulation[[#This Row],[AC System Output (kW)]],TOU_CTabulation[[#This Row],[AC System Output (kW)]])","v":43.750522000000011},{"$f":"VLOOKUP(TOU_CTabulation[[#This Row],[Month]],Season,2)","v":"Winter"},{"$f":"VLOOKUP(TOU_CTabulation[[#This Row],[Season]],CRate,2)","v":10.5},{"$f":"IF(A106>TOU_CTabulation[[#This Row],[Month]],TOU_CTabulation[[#This Row],[Day]]*TOU_CTabulation[[#This Row],[Base Allow]],0)","v":0},{"$f":"IF(A106>TOU_CTabulation[[#This Row],[Month]],TOU_CTabulation[[#This Row],[Month Cumm]],0)","v":0},{"$f":"IF(TOU_CTabulation[[#This Row],[Month Base Gen]]=0,0,TOU_CTabulation[[#This Row],[Month Base Gen]]-TOU_CTabulation[[#This Row],[Day]]*TOU_CTabulation[[#This Row],[Base Allow]])","v":0},{"$f":"VLOOKUP(TOU_CTabulation[[#This Row],[Hour]],daypart,2)","v":"All"},{"$f":"TOU_CTabulation[[#This Row],[Season]]&TOU_CTabulation[[#This Row],[Day-Part]]","v":"WinterAll"},{"$f":"VLOOKUP(TOU_CTabulation[[#This Row],[Daypart]],TOUC,2)","v":0.25901999999999997},{"$f":"VLOOKUP(TOU_CTabulation[[#This Row],[Daypart]],TOUC,3)","v":0.32596000000000003},{"$f":"TOU_CTabulation[[#This Row],[Month Base Allow]]*TOU_CTabulation[[#This Row],[Base Rate]]","v":0},{"$f":"TOU_CTabulation[[#This Row],[Month Overbase Gen]]*TOU_CTabulation[[#This Row],[Over Rate]]","v":0},{"$f":"TOU_CTabulation[[#This Row],[Base Value]]+TOU_CTabulation[[#This Row],[Over Value]]","v":0}]
[1,4,5,0,0,7,2,0,7,0,0,{"$f":"TOU_CTabulation[[#This Row],[AC System Output (W)]]/1000","v":0},{"$f":"IF(A105=TOU_CTabulation[[#This Row],[Month]],M105+TOU_CTabulation[[#This Row],[AC System Output (kW)]],TOU_CTabulation[[#This Row],[AC System Output (kW)]])","v":43.750522000000011},{"$f":"VLOOKUP(TOU_CTabulation[[#This Row],[Month]],Season,2)","v":"Winter"},{"$f":"VLOOKUP(TOU_CTabulation[[#This Row],[Season]],CRate,2)","v":10.5},{"$f":"IF(A107>TOU_CTabulation[[#This Row],[Month]],TOU_CTabulation[[#This Row],[Day]]*TOU_CTabulation[[#This Row],[Base Allow]],0)","v":0},{"$f":"IF(A107>TOU_CTabulation[[#This Row],[Month]],TOU_CTabulation[[#This Row],[Month Cumm]],0)","v":0},{"$f":"IF(TOU_CTabulation[[#This Row],[Month Base Gen]]=0,0,TOU_CTabulation[[#This Row],[Month Base Gen]]-TOU_CTabulation[[#This Row],[Day]]*TOU_CTabulation[[#This Row],[Base Allow]])","v":0},{"$f":"VLOOKUP(TOU_CTabulation[[#This Row],[Hour]],daypart,2)","v":"All"},{"$f":"TOU_CTabulation[[#This Row],[Season]]&TOU_CTabulation[[#This Row],[Day-Part]]","v":"WinterAll"},{"$f":"VLOOKUP(TOU_CTabulation[[#This Row],[Daypart]],TOUC,2)","v":0.25901999999999997},{"$f":"VLOOKUP(TOU_CTabulation[[#This Row],[Daypart]],TOUC,3)","v":0.32596000000000003},{"$f":"TOU_CTabulation[[#This Row],[Month Base Allow]]*TOU_CTabulation[[#This Row],[Base Rate]]","v":0},{"$f":"TOU_CTabulation[[#This Row],[Month Overbase Gen]]*TOU_CTabulation[[#This Row],[Over Rate]]","v":0},{"$f":"TOU_CTabulation[[#This Row],[Base Value]]+TOU_CTabulation[[#This Row],[Over Value]]","v":0}]
[1,4,6,0,0,7,2,0,7,0,0,{"$f":"TOU_CTabulation[[#This Row],[AC System Output (W)]]/1000","v":0},{"$f":"IF(A106=TOU_CTabulation[[#This Row],[Month]],M106+TOU_CTabulation[[#This Row],[AC System Output (kW)]],TOU_CTabulation[[#This Row],[AC System Output (kW)]])","v":43.750522000000011},{"$f":"VLOOKUP(TOU_CTabulation[[#This Row],[Month]],Season,2)","v":"Winter"},{"$f":"VLOOKUP(TOU_CTabulation[[#This Row],[Season]],CRate,2)","v":10.5},{"$f":"IF(A108>TOU_CTabulation[[#This Row],[Month]],TOU_CTabulation[[#This Row],[Day]]*TOU_CTabulation[[#This Row],[Base Allow]],0)","v":0},{"$f":"IF(A108>TOU_CTabulation[[#This Row],[Month]],TOU_CTabulation[[#This Row],[Month Cumm]],0)","v":0},{"$f":"IF(TOU_CTabulation[[#This Row],[Month Base Gen]]=0,0,TOU_CTabulation[[#This Row],[Month Base Gen]]-TOU_CTabulation[[#This Row],[Day]]*TOU_CTabulation[[#This Row],[Base Allow]])","v":0},{"$f":"VLOOKUP(TOU_CTabulation[[#This Row],[Hour]],daypart,2)","v":"All"},{"$f":"TOU_CTabulation[[#This Row],[Season]]&TOU_CTabulation[[#This Row],[Day-Part]]","v":"WinterAll"},{"$f":"VLOOKUP(TOU_CTabulation[[#This Row],[Daypart]],TOUC,2)","v":0.25901999999999997},{"$f":"VLOOKUP(TOU_CTabulation[[#This Row],[Daypart]],TOUC,3)","v":0.32596000000000003},{"$f":"TOU_CTabulation[[#This Row],[Month Base Allow]]*TOU_CTabulation[[#This Row],[Base Rate]]","v":0},{"$f":"TOU_CTabulation[[#This Row],[Month Overbase Gen]]*TOU_CTabulation[[#This Row],[Over Rate]]","v":0},{"$f":"TOU_CTabulation[[#This Row],[Base Value]]+TOU_CTabulation[[#This Row],[Over Value]]","v":0}]
[1,4,7,0,28,8,2,29.06,7.2539999999999996,108.20399999999999,85.796000000000006,{"$f":"TOU_CTabulation[[#This Row],[AC System Output (W)]]/1000","v":8.5796000000000011E-2},{"$f":"IF(A107=TOU_CTabulation[[#This Row],[Month]],M107+TOU_CTabulation[[#This Row],[AC System Output (kW)]],TOU_CTabulation[[#This Row],[AC System Output (kW)]])","v":43.836318000000013},{"$f":"VLOOKUP(TOU_CTabulation[[#This Row],[Month]],Season,2)","v":"Winter"},{"$f":"VLOOKUP(TOU_CTabulation[[#This Row],[Season]],CRate,2)","v":10.5},{"$f":"IF(A109>TOU_CTabulation[[#This Row],[Month]],TOU_CTabulation[[#This Row],[Day]]*TOU_CTabulation[[#This Row],[Base Allow]],0)","v":0},{"$f":"IF(A109>TOU_CTabulation[[#This Row],[Month]],TOU_CTabulation[[#This Row],[Month Cumm]],0)","v":0},{"$f":"IF(TOU_CTabulation[[#This Row],[Month Base Gen]]=0,0,TOU_CTabulation[[#This Row],[Month Base Gen]]-TOU_CTabulation[[#This Row],[Day]]*TOU_CTabulation[[#This Row],[Base Allow]])","v":0},{"$f":"VLOOKUP(TOU_CTabulation[[#This Row],[Hour]],daypart,2)","v":"All"},{"$f":"TOU_CTabulation[[#This Row],[Season]]&TOU_CTabulation[[#This Row],[Day-Part]]","v":"WinterAll"},{"$f":"VLOOKUP(TOU_CTabulation[[#This Row],[Daypart]],TOUC,2)","v":0.25901999999999997},{"$f":"VLOOKUP(TOU_CTabulation[[#This Row],[Daypart]],TOUC,3)","v":0.32596000000000003},{"$f":"TOU_CTabulation[[#This Row],[Month Base Allow]]*TOU_CTabulation[[#This Row],[Base Rate]]","v":0},{"$f":"TOU_CTabulation[[#This Row],[Month Overbase Gen]]*TOU_CTabulation[[#This Row],[Over Rate]]","v":0},{"$f":"TOU_CTabulation[[#This Row],[Base Value]]+TOU_CTabulation[[#This Row],[Over Value]]","v":0}]
[1,4,8,114,82,11,2,140.57900000000001,12.958,494.79599999999999,464.35199999999998,{"$f":"TOU_CTabulation[[#This Row],[AC System Output (W)]]/1000","v":0.46435199999999999},{"$f":"IF(A108=TOU_CTabulation[[#This Row],[Month]],M108+TOU_CTabulation[[#This Row],[AC System Output (kW)]],TOU_CTabulation[[#This Row],[AC System Output (kW)]])","v":44.300670000000011},{"$f":"VLOOKUP(TOU_CTabulation[[#This Row],[Month]],Season,2)","v":"Winter"},{"$f":"VLOOKUP(TOU_CTabulation[[#This Row],[Season]],CRate,2)","v":10.5},{"$f":"IF(A110>TOU_CTabulation[[#This Row],[Month]],TOU_CTabulation[[#This Row],[Day]]*TOU_CTabulation[[#This Row],[Base Allow]],0)","v":0},{"$f":"IF(A110>TOU_CTabulation[[#This Row],[Month]],TOU_CTabulation[[#This Row],[Month Cumm]],0)","v":0},{"$f":"IF(TOU_CTabulation[[#This Row],[Month Base Gen]]=0,0,TOU_CTabulation[[#This Row],[Month Base Gen]]-TOU_CTabulation[[#This Row],[Day]]*TOU_CTabulation[[#This Row],[Base Allow]])","v":0},{"$f":"VLOOKUP(TOU_CTabulation[[#This Row],[Hour]],daypart,2)","v":"All"},{"$f":"TOU_CTabulation[[#This Row],[Season]]&TOU_CTabulation[[#This Row],[Day-Part]]","v":"WinterAll"},{"$f":"VLOOKUP(TOU_CTabulation[[#This Row],[Daypart]],TOUC,2)","v":0.25901999999999997},{"$f":"VLOOKUP(TOU_CTabulation[[#This Row],[Daypart]],TOUC,3)","v":0.32596000000000003},{"$f":"TOU_CTabulation[[#This Row],[Month Base Allow]]*TOU_CTabulation[[#This Row],[Base Rate]]","v":0},{"$f":"TOU_CTabulation[[#This Row],[Month Overbase Gen]]*TOU_CTabulation[[#This Row],[Over Rate]]","v":0},{"$f":"TOU_CTabulation[[#This Row],[Base Value]]+TOU_CTabulation[[#This Row],[Over Value]]","v":0}]
[1,4,9,863,59,13,2,586.18600000000004,27.376999999999999,1939.143,1866.384,{"$f":"TOU_CTabulation[[#This Row],[AC System Output (W)]]/1000","v":1.866384},{"$f":"IF(A109=TOU_CTabulation[[#This Row],[Month]],M109+TOU_CTabulation[[#This Row],[AC System Output (kW)]],TOU_CTabulation[[#This Row],[AC System Output (kW)]])","v":46.167054000000007},{"$f":"VLOOKUP(TOU_CTabulation[[#This Row],[Month]],Season,2)","v":"Winter"},{"$f":"VLOOKUP(TOU_CTabulation[[#This Row],[Season]],CRate,2)","v":10.5},{"$f":"IF(A111>TOU_CTabulation[[#This Row],[Month]],TOU_CTabulation[[#This Row],[Day]]*TOU_CTabulation[[#This Row],[Base Allow]],0)","v":0},{"$f":"IF(A111>TOU_CTabulation[[#This Row],[Month]],TOU_CTabulation[[#This Row],[Month Cumm]],0)","v":0},{"$f":"IF(TOU_CTabulation[[#This Row],[Month Base Gen]]=0,0,TOU_CTabulation[[#This Row],[Month Base Gen]]-TOU_CTabulation[[#This Row],[Day]]*TOU_CTabulation[[#This Row],[Base Allow]])","v":0},{"$f":"VLOOKUP(TOU_CTabulation[[#This Row],[Hour]],daypart,2)","v":"All"},{"$f":"TOU_CTabulation[[#This Row],[Season]]&TOU_CTabulation[[#This Row],[Day-Part]]","v":"WinterAll"},{"$f":"VLOOKUP(TOU_CTabulation[[#This Row],[Daypart]],TOUC,2)","v":0.25901999999999997},{"$f":"VLOOKUP(TOU_CTabulation[[#This Row],[Daypart]],TOUC,3)","v":0.32596000000000003},{"$f":"TOU_CTabulation[[#This Row],[Month Base Allow]]*TOU_CTabulation[[#This Row],[Base Rate]]","v":0},{"$f":"TOU_CTabulation[[#This Row],[Month Overbase Gen]]*TOU_CTabulation[[#This Row],[Over Rate]]","v":0},{"$f":"TOU_CTabulation[[#This Row],[Base Value]]+TOU_CTabulation[[#This Row],[Over Value]]","v":0}]
[1,4,10,929,67,15,2,744.73500000000001,34.822000000000003,2415.3330000000001,2324.373,{"$f":"TOU_CTabulation[[#This Row],[AC System Output (W)]]/1000","v":2.324373},{"$f":"IF(A110=TOU_CTabulation[[#This Row],[Month]],M110+TOU_CTabulation[[#This Row],[AC System Output (kW)]],TOU_CTabulation[[#This Row],[AC System Output (kW)]])","v":48.491427000000009},{"$f":"VLOOKUP(TOU_CTabulation[[#This Row],[Month]],Season,2)","v":"Winter"},{"$f":"VLOOKUP(TOU_CTabulation[[#This Row],[Season]],CRate,2)","v":10.5},{"$f":"IF(A112>TOU_CTabulation[[#This Row],[Month]],TOU_CTabulation[[#This Row],[Day]]*TOU_CTabulation[[#This Row],[Base Allow]],0)","v":0},{"$f":"IF(A112>TOU_CTabulation[[#This Row],[Month]],TOU_CTabulation[[#This Row],[Month Cumm]],0)","v":0},{"$f":"IF(TOU_CTabulation[[#This Row],[Month Base Gen]]=0,0,TOU_CTabulation[[#This Row],[Month Base Gen]]-TOU_CTabulation[[#This Row],[Day]]*TOU_CTabulation[[#This Row],[Base Allow]])","v":0},{"$f":"VLOOKUP(TOU_CTabulation[[#This Row],[Hour]],daypart,2)","v":"All"},{"$f":"TOU_CTabulation[[#This Row],[Season]]&TOU_CTabulation[[#This Row],[Day-Part]]","v":"WinterAll"},{"$f":"VLOOKUP(TOU_CTabulation[[#This Row],[Daypart]],TOUC,2)","v":0.25901999999999997},{"$f":"VLOOKUP(TOU_CTabulation[[#This Row],[Daypart]],TOUC,3)","v":0.32596000000000003},{"$f":"TOU_CTabulation[[#This Row],[Month Base Allow]]*TOU_CTabulation[[#This Row],[Base Rate]]","v":0},{"$f":"TOU_CTabulation[[#This Row],[Month Overbase Gen]]*TOU_CTabulation[[#This Row],[Over Rate]]","v":0},{"$f":"TOU_CTabulation[[#This Row],[Base Value]]+TOU_CTabulation[[#This Row],[Over Value]]","v":0}]
[1,4,11,537,168,16,1,624.21100000000001,36.664000000000001,2018.9639999999999,1943.3009999999999,{"$f":"TOU_CTabulation[[#This Row],[AC System Output (W)]]/1000","v":1.9433009999999999},{"$f":"IF(A111=TOU_CTabulation[[#This Row],[Month]],M111+TOU_CTabulation[[#This Row],[AC System Output (kW)]],TOU_CTabulation[[#This Row],[AC System Output (kW)]])","v":50.434728000000007},{"$f":"VLOOKUP(TOU_CTabulation[[#This Row],[Month]],Season,2)","v":"Winter"},{"$f":"VLOOKUP(TOU_CTabulation[[#This Row],[Season]],CRate,2)","v":10.5},{"$f":"IF(A113>TOU_CTabulation[[#This Row],[Month]],TOU_CTabulation[[#This Row],[Day]]*TOU_CTabulation[[#This Row],[Base Allow]],0)","v":0},{"$f":"IF(A113>TOU_CTabulation[[#This Row],[Month]],TOU_CTabulation[[#This Row],[Month Cumm]],0)","v":0},{"$f":"IF(TOU_CTabulation[[#This Row],[Month Base Gen]]=0,0,TOU_CTabulation[[#This Row],[Month Base Gen]]-TOU_CTabulation[[#This Row],[Day]]*TOU_CTabulation[[#This Row],[Base Allow]])","v":0},{"$f":"VLOOKUP(TOU_CTabulation[[#This Row],[Hour]],daypart,2)","v":"All"},{"$f":"TOU_CTabulation[[#This Row],[Season]]&TOU_CTabulation[[#This Row],[Day-Part]]","v":"WinterAll"},{"$f":"VLOOKUP(TOU_CTabulation[[#This Row],[Daypart]],TOUC,2)","v":0.25901999999999997},{"$f":"VLOOKUP(TOU_CTabulation[[#This Row],[Daypart]],TOUC,3)","v":0.32596000000000003},{"$f":"TOU_CTabulation[[#This Row],[Month Base Allow]]*TOU_CTabulation[[#This Row],[Base Rate]]","v":0},{"$f":"TOU_CTabulation[[#This Row],[Month Overbase Gen]]*TOU_CTabulation[[#This Row],[Over Rate]]","v":0},{"$f":"TOU_CTabulation[[#This Row],[Base Value]]+TOU_CTabulation[[#This Row],[Over Value]]","v":0}]
[1,4,12,523,174,17,1,624.54399999999998,37.113,2016.3620000000001,1940.7940000000001,{"$f":"TOU_CTabulation[[#This Row],[AC System Output (W)]]/1000","v":1.9407940000000001},{"$f":"IF(A112=TOU_CTabulation[[#This Row],[Month]],M112+TOU_CTabulation[[#This Row],[AC System Output (kW)]],TOU_CTabulation[[#This Row],[AC System Output (kW)]])","v":52.375522000000004},{"$f":"VLOOKUP(TOU_CTabulation[[#This Row],[Month]],Season,2)","v":"Winter"},{"$f":"VLOOKUP(TOU_CTabulation[[#This Row],[Season]],CRate,2)","v":10.5},{"$f":"IF(A114>TOU_CTabulation[[#This Row],[Month]],TOU_CTabulation[[#This Row],[Day]]*TOU_CTabulation[[#This Row],[Base Allow]],0)","v":0},{"$f":"IF(A114>TOU_CTabulation[[#This Row],[Month]],TOU_CTabulation[[#This Row],[Month Cumm]],0)","v":0},{"$f":"IF(TOU_CTabulation[[#This Row],[Month Base Gen]]=0,0,TOU_CTabulation[[#This Row],[Month Base Gen]]-TOU_CTabulation[[#This Row],[Day]]*TOU_CTabulation[[#This Row],[Base Allow]])","v":0},{"$f":"VLOOKUP(TOU_CTabulation[[#This Row],[Hour]],daypart,2)","v":"All"},{"$f":"TOU_CTabulation[[#This Row],[Season]]&TOU_CTabulation[[#This Row],[Day-Part]]","v":"WinterAll"},{"$f":"VLOOKUP(TOU_CTabulation[[#This Row],[Daypart]],TOUC,2)","v":0.25901999999999997},{"$f":"VLOOKUP(TOU_CTabulation[[#This Row],[Daypart]],TOUC,3)","v":0.32596000000000003},{"$f":"TOU_CTabulation[[#This Row],[Month Base Allow]]*TOU_CTabulation[[#This Row],[Base Rate]]","v":0},{"$f":"TOU_CTabulation[[#This Row],[Month Overbase Gen]]*TOU_CTabulation[[#This Row],[Over Rate]]","v":0},{"$f":"TOU_CTabulation[[#This Row],[Base Value]]+TOU_CTabulation[[#This Row],[Over Value]]","v":0}]
[1,4,13,935,69,18,1,773.29,42.308,2420.2289999999998,2329.0700000000002,{"$f":"TOU_CTabulation[[#This Row],[AC System Output (W)]]/1000","v":2.3290700000000002},{"$f":"IF(A113=TOU_CTabulation[[#This Row],[Month]],M113+TOU_CTabulation[[#This Row],[AC System Output (kW)]],TOU_CTabulation[[#This Row],[AC System Output (kW)]])","v":54.704592000000005},{"$f":"VLOOKUP(TOU_CTabulation[[#This Row],[Month]],Season,2)","v":"Winter"},{"$f":"VLOOKUP(TOU_CTabulation[[#This Row],[Season]],CRate,2)","v":10.5},{"$f":"IF(A115>TOU_CTabulation[[#This Row],[Month]],TOU_CTabulation[[#This Row],[Day]]*TOU_CTabulation[[#This Row],[Base Allow]],0)","v":0},{"$f":"IF(A115>TOU_CTabulation[[#This Row],[Month]],TOU_CTabulation[[#This Row],[Month Cumm]],0)","v":0},{"$f":"IF(TOU_CTabulation[[#This Row],[Month Base Gen]]=0,0,TOU_CTabulation[[#This Row],[Month Base Gen]]-TOU_CTabulation[[#This Row],[Day]]*TOU_CTabulation[[#This Row],[Base Allow]])","v":0},{"$f":"VLOOKUP(TOU_CTabulation[[#This Row],[Hour]],daypart,2)","v":"All"},{"$f":"TOU_CTabulation[[#This Row],[Season]]&TOU_CTabulation[[#This Row],[Day-Part]]","v":"WinterAll"},{"$f":"VLOOKUP(TOU_CTabulation[[#This Row],[Daypart]],TOUC,2)","v":0.25901999999999997},{"$f":"VLOOKUP(TOU_CTabulation[[#This Row],[Daypart]],TOUC,3)","v":0.32596000000000003},{"$f":"TOU_CTabulation[[#This Row],[Month Base Allow]]*TOU_CTabulation[[#This Row],[Base Rate]]","v":0},{"$f":"TOU_CTabulation[[#This Row],[Month Overbase Gen]]*TOU_CTabulation[[#This Row],[Over Rate]]","v":0},{"$f":"TOU_CTabulation[[#This Row],[Base Value]]+TOU_CTabulation[[#This Row],[Over Value]]","v":0}]
[1,4,14,881,62,17,0,629.32600000000002,43.497999999999998,1934.1110000000001,1861.5329999999999,{"$f":"TOU_CTabulation[[#This Row],[AC System Output (W)]]/1000","v":1.8615329999999999},{"$f":"IF(A114=TOU_CTabulation[[#This Row],[Month]],M114+TOU_CTabulation[[#This Row],[AC System Output (kW)]],TOU_CTabulation[[#This Row],[AC System Output (kW)]])","v":56.566125000000007},{"$f":"VLOOKUP(TOU_CTabulation[[#This Row],[Month]],Season,2)","v":"Winter"},{"$f":"VLOOKUP(TOU_CTabulation[[#This Row],[Season]],CRate,2)","v":10.5},{"$f":"IF(A116>TOU_CTabulation[[#This Row],[Month]],TOU_CTabulation[[#This Row],[Day]]*TOU_CTabulation[[#This Row],[Base Allow]],0)","v":0},{"$f":"IF(A116>TOU_CTabulation[[#This Row],[Month]],TOU_CTabulation[[#This Row],[Month Cumm]],0)","v":0},{"$f":"IF(TOU_CTabulation[[#This Row],[Month Base Gen]]=0,0,TOU_CTabulation[[#This Row],[Month Base Gen]]-TOU_CTabulation[[#This Row],[Day]]*TOU_CTabulation[[#This Row],[Base Allow]])","v":0},{"$f":"VLOOKUP(TOU_CTabulation[[#This Row],[Hour]],daypart,2)","v":"All"},{"$f":"TOU_CTabulation[[#This Row],[Season]]&TOU_CTabulation[[#This Row],[Day-Part]]","v":"WinterAll"},{"$f":"VLOOKUP(TOU_CTabulation[[#This Row],[Daypart]],TOUC,2)","v":0.25901999999999997},{"$f":"VLOOKUP(TOU_CTabulation[[#This Row],[Daypart]],TOUC,3)","v":0.32596000000000003},{"$f":"TOU_CTabulation[[#This Row],[Month Base Allow]]*TOU_CTabulation[[#This Row],[Base Rate]]","v":0},{"$f":"TOU_CTabulation[[#This Row],[Month Overbase Gen]]*TOU_CTabulation[[#This Row],[Over Rate]]","v":0},{"$f":"TOU_CTabulation[[#This Row],[Base Value]]+TOU_CTabulation[[#This Row],[Over Value]]","v":0}]
[1,4,15,763,50,15,0,423.40499999999997,34.146000000000001,1313.4760000000001,1261.4280000000001,{"$f":"TOU_CTabulation[[#This Row],[AC System Output (W)]]/1000","v":1.2614280000000002},{"$f":"IF(A115=TOU_CTabulation[[#This Row],[Month]],M115+TOU_CTabulation[[#This Row],[AC System Output (kW)]],TOU_CTabulation[[#This Row],[AC System Output (kW)]])","v":57.827553000000009},{"$f":"VLOOKUP(TOU_CTabulation[[#This Row],[Month]],Season,2)","v":"Winter"},{"$f":"VLOOKUP(TOU_CTabulation[[#This Row],[Season]],CRate,2)","v":10.5},{"$f":"IF(A117>TOU_CTabulation[[#This Row],[Month]],TOU_CTabulation[[#This Row],[Day]]*TOU_CTabulation[[#This Row],[Base Allow]],0)","v":0},{"$f":"IF(A117>TOU_CTabulation[[#This Row],[Month]],TOU_CTabulation[[#This Row],[Month Cumm]],0)","v":0},{"$f":"IF(TOU_CTabulation[[#This Row],[Month Base Gen]]=0,0,TOU_CTabulation[[#This Row],[Month Base Gen]]-TOU_CTabulation[[#This Row],[Day]]*TOU_CTabulation[[#This Row],[Base Allow]])","v":0},{"$f":"VLOOKUP(TOU_CTabulation[[#This Row],[Hour]],daypart,2)","v":"All"},{"$f":"TOU_CTabulation[[#This Row],[Season]]&TOU_CTabulation[[#This Row],[Day-Part]]","v":"WinterAll"},{"$f":"VLOOKUP(TOU_CTabulation[[#This Row],[Daypart]],TOUC,2)","v":0.25901999999999997},{"$f":"VLOOKUP(TOU_CTabulation[[#This Row],[Daypart]],TOUC,3)","v":0.32596000000000003},{"$f":"TOU_CTabulation[[#This Row],[Month Base Allow]]*TOU_CTabulation[[#This Row],[Base Rate]]","v":0},{"$f":"TOU_CTabulation[[#This Row],[Month Overbase Gen]]*TOU_CTabulation[[#This Row],[Over Rate]]","v":0},{"$f":"TOU_CTabulation[[#This Row],[Base Value]]+TOU_CTabulation[[#This Row],[Over Value]]","v":0}]
[1,4,16,99,31,13,0,68.236999999999995,17.89,222.256,197.62200000000001,{"$f":"TOU_CTabulation[[#This Row],[AC System Output (W)]]/1000","v":0.19762200000000002},{"$f":"IF(A116=TOU_CTabulation[[#This Row],[Month]],M116+TOU_CTabulation[[#This Row],[AC System Output (kW)]],TOU_CTabulation[[#This Row],[AC System Output (kW)]])","v":58.025175000000011},{"$f":"VLOOKUP(TOU_CTabulation[[#This Row],[Month]],Season,2)","v":"Winter"},{"$f":"VLOOKUP(TOU_CTabulation[[#This Row],[Season]],CRate,2)","v":10.5},{"$f":"IF(A118>TOU_CTabulation[[#This Row],[Month]],TOU_CTabulation[[#This Row],[Day]]*TOU_CTabulation[[#This Row],[Base Allow]],0)","v":0},{"$f":"IF(A118>TOU_CTabulation[[#This Row],[Month]],TOU_CTabulation[[#This Row],[Month Cumm]],0)","v":0},{"$f":"IF(TOU_CTabulation[[#This Row],[Month Base Gen]]=0,0,TOU_CTabulation[[#This Row],[Month Base Gen]]-TOU_CTabulation[[#This Row],[Day]]*TOU_CTabulation[[#This Row],[Base Allow]])","v":0},{"$f":"VLOOKUP(TOU_CTabulation[[#This Row],[Hour]],daypart,2)","v":"All"},{"$f":"TOU_CTabulation[[#This Row],[Season]]&TOU_CTabulation[[#This Row],[Day-Part]]","v":"WinterAll"},{"$f":"VLOOKUP(TOU_CTabulation[[#This Row],[Daypart]],TOUC,2)","v":0.25901999999999997},{"$f":"VLOOKUP(TOU_CTabulation[[#This Row],[Daypart]],TOUC,3)","v":0.32596000000000003},{"$f":"TOU_CTabulation[[#This Row],[Month Base Allow]]*TOU_CTabulation[[#This Row],[Base Rate]]","v":0},{"$f":"TOU_CTabulation[[#This Row],[Month Overbase Gen]]*TOU_CTabulation[[#This Row],[Over Rate]]","v":0},{"$f":"TOU_CTabulation[[#This Row],[Base Value]]+TOU_CTabulation[[#This Row],[Over Value]]","v":0}]
[1,4,17,0,0,11,0,0,11,0,0,{"$f":"TOU_CTabulation[[#This Row],[AC System Output (W)]]/1000","v":0},{"$f":"IF(A117=TOU_CTabulation[[#This Row],[Month]],M117+TOU_CTabulation[[#This Row],[AC System Output (kW)]],TOU_CTabulation[[#This Row],[AC System Output (kW)]])","v":58.025175000000011},{"$f":"VLOOKUP(TOU_CTabulation[[#This Row],[Month]],Season,2)","v":"Winter"},{"$f":"VLOOKUP(TOU_CTabulation[[#This Row],[Season]],CRate,2)","v":10.5},{"$f":"IF(A119>TOU_CTabulation[[#This Row],[Month]],TOU_CTabulation[[#This Row],[Day]]*TOU_CTabulation[[#This Row],[Base Allow]],0)","v":0},{"$f":"IF(A119>TOU_CTabulation[[#This Row],[Month]],TOU_CTabulation[[#This Row],[Month Cumm]],0)","v":0},{"$f":"IF(TOU_CTabulation[[#This Row],[Month Base Gen]]=0,0,TOU_CTabulation[[#This Row],[Month Base Gen]]-TOU_CTabulation[[#This Row],[Day]]*TOU_CTabulation[[#This Row],[Base Allow]])","v":0},{"$f":"VLOOKUP(TOU_CTabulation[[#This Row],[Hour]],daypart,2)","v":"All"},{"$f":"TOU_CTabulation[[#This Row],[Season]]&TOU_CTabulation[[#This Row],[Day-Part]]","v":"WinterAll"},{"$f":"VLOOKUP(TOU_CTabulation[[#This Row],[Daypart]],TOUC,2)","v":0.25901999999999997},{"$f":"VLOOKUP(TOU_CTabulation[[#This Row],[Daypart]],TOUC,3)","v":0.32596000000000003},{"$f":"TOU_CTabulation[[#This Row],[Month Base Allow]]*TOU_CTabulation[[#This Row],[Base Rate]]","v":0},{"$f":"TOU_CTabulation[[#This Row],[Month Overbase Gen]]*TOU_CTabulation[[#This Row],[Over Rate]]","v":0},{"$f":"TOU_CTabulation[[#This Row],[Base Value]]+TOU_CTabulation[[#This Row],[Over Value]]","v":0}]
[1,4,18,0,0,10,0,0,10,0,0,{"$f":"TOU_CTabulation[[#This Row],[AC System Output (W)]]/1000","v":0},{"$f":"IF(A118=TOU_CTabulation[[#This Row],[Month]],M118+TOU_CTabulation[[#This Row],[AC System Output (kW)]],TOU_CTabulation[[#This Row],[AC System Output (kW)]])","v":58.025175000000011},{"$f":"VLOOKUP(TOU_CTabulation[[#This Row],[Month]],Season,2)","v":"Winter"},{"$f":"VLOOKUP(TOU_CTabulation[[#This Row],[Season]],CRate,2)","v":10.5},{"$f":"IF(A120>TOU_CTabulation[[#This Row],[Month]],TOU_CTabulation[[#This Row],[Day]]*TOU_CTabulation[[#This Row],[Base Allow]],0)","v":0},{"$f":"IF(A120>TOU_CTabulation[[#This Row],[Month]],TOU_CTabulation[[#This Row],[Month Cumm]],0)","v":0},{"$f":"IF(TOU_CTabulation[[#This Row],[Month Base Gen]]=0,0,TOU_CTabulation[[#This Row],[Month Base Gen]]-TOU_CTabulation[[#This Row],[Day]]*TOU_CTabulation[[#This Row],[Base Allow]])","v":0},{"$f":"VLOOKUP(TOU_CTabulation[[#This Row],[Hour]],daypart,2)","v":"All"},{"$f":"TOU_CTabulation[[#This Row],[Season]]&TOU_CTabulation[[#This Row],[Day-Part]]","v":"WinterAll"},{"$f":"VLOOKUP(TOU_CTabulation[[#This Row],[Daypart]],TOUC,2)","v":0.25901999999999997},{"$f":"VLOOKUP(TOU_CTabulation[[#This Row],[Daypart]],TOUC,3)","v":0.32596000000000003},{"$f":"TOU_CTabulation[[#This Row],[Month Base Allow]]*TOU_CTabulation[[#This Row],[Base Rate]]","v":0},{"$f":"TOU_CTabulation[[#This Row],[Month Overbase Gen]]*TOU_CTabulation[[#This Row],[Over Rate]]","v":0},{"$f":"TOU_CTabulation[[#This Row],[Base Value]]+TOU_CTabulation[[#This Row],[Over Value]]","v":0}]
[1,4,19,0,0,9,1,0,9,0,0,{"$f":"TOU_CTabulation[[#This Row],[AC System Output (W)]]/1000","v":0},{"$f":"IF(A119=TOU_CTabulation[[#This Row],[Month]],M119+TOU_CTabulation[[#This Row],[AC System Output (kW)]],TOU_CTabulation[[#This Row],[AC System Output (kW)]])","v":58.025175000000011},{"$f":"VLOOKUP(TOU_CTabulation[[#This Row],[Month]],Season,2)","v":"Winter"},{"$f":"VLOOKUP(TOU_CTabulation[[#This Row],[Season]],CRate,2)","v":10.5},{"$f":"IF(A121>TOU_CTabulation[[#This Row],[Month]],TOU_CTabulation[[#This Row],[Day]]*TOU_CTabulation[[#This Row],[Base Allow]],0)","v":0},{"$f":"IF(A121>TOU_CTabulation[[#This Row],[Month]],TOU_CTabulation[[#This Row],[Month Cumm]],0)","v":0},{"$f":"IF(TOU_CTabulation[[#This Row],[Month Base Gen]]=0,0,TOU_CTabulation[[#This Row],[Month Base Gen]]-TOU_CTabulation[[#This Row],[Day]]*TOU_CTabulation[[#This Row],[Base Allow]])","v":0},{"$f":"VLOOKUP(TOU_CTabulation[[#This Row],[Hour]],daypart,2)","v":"All"},{"$f":"TOU_CTabulation[[#This Row],[Season]]&TOU_CTabulation[[#This Row],[Day-Part]]","v":"WinterAll"},{"$f":"VLOOKUP(TOU_CTabulation[[#This Row],[Daypart]],TOUC,2)","v":0.25901999999999997},{"$f":"VLOOKUP(TOU_CTabulation[[#This Row],[Daypart]],TOUC,3)","v":0.32596000000000003},{"$f":"TOU_CTabulation[[#This Row],[Month Base Allow]]*TOU_CTabulation[[#This Row],[Base Rate]]","v":0},{"$f":"TOU_CTabulation[[#This Row],[Month Overbase Gen]]*TOU_CTabulation[[#This Row],[Over Rate]]","v":0},{"$f":"TOU_CTabulation[[#This Row],[Base Value]]+TOU_CTabulation[[#This Row],[Over Value]]","v":0}]
[1,4,20,0,0,9,1,0,9,0,0,{"$f":"TOU_CTabulation[[#This Row],[AC System Output (W)]]/1000","v":0},{"$f":"IF(A120=TOU_CTabulation[[#This Row],[Month]],M120+TOU_CTabulation[[#This Row],[AC System Output (kW)]],TOU_CTabulation[[#This Row],[AC System Output (kW)]])","v":58.025175000000011},{"$f":"VLOOKUP(TOU_CTabulation[[#This Row],[Month]],Season,2)","v":"Winter"},{"$f":"VLOOKUP(TOU_CTabulation[[#This Row],[Season]],CRate,2)","v":10.5},{"$f":"IF(A122>TOU_CTabulation[[#This Row],[Month]],TOU_CTabulation[[#This Row],[Day]]*TOU_CTabulation[[#This Row],[Base Allow]],0)","v":0},{"$f":"IF(A122>TOU_CTabulation[[#This Row],[Month]],TOU_CTabulation[[#This Row],[Month Cumm]],0)","v":0},{"$f":"IF(TOU_CTabulation[[#This Row],[Month Base Gen]]=0,0,TOU_CTabulation[[#This Row],[Month Base Gen]]-TOU_CTabulation[[#This Row],[Day]]*TOU_CTabulation[[#This Row],[Base Allow]])","v":0},{"$f":"VLOOKUP(TOU_CTabulation[[#This Row],[Hour]],daypart,2)","v":"All"},{"$f":"TOU_CTabulation[[#This Row],[Season]]&TOU_CTabulation[[#This Row],[Day-Part]]","v":"WinterAll"},{"$f":"VLOOKUP(TOU_CTabulation[[#This Row],[Daypart]],TOUC,2)","v":0.25901999999999997},{"$f":"VLOOKUP(TOU_CTabulation[[#This Row],[Daypart]],TOUC,3)","v":0.32596000000000003},{"$f":"TOU_CTabulation[[#This Row],[Month Base Allow]]*TOU_CTabulation[[#This Row],[Base Rate]]","v":0},{"$f":"TOU_CTabulation[[#This Row],[Month Overbase Gen]]*TOU_CTabulation[[#This Row],[Over Rate]]","v":0},{"$f":"TOU_CTabulation[[#This Row],[Base Value]]+TOU_CTabulation[[#This Row],[Over Value]]","v":0}]
[1,4,21,0,0,8,1,0,8,0,0,{"$f":"TOU_CTabulation[[#This Row],[AC System Output (W)]]/1000","v":0},{"$f":"IF(A121=TOU_CTabulation[[#This Row],[Month]],M121+TOU_CTabulation[[#This Row],[AC System Output (kW)]],TOU_CTabulation[[#This Row],[AC System Output (kW)]])","v":58.025175000000011},{"$f":"VLOOKUP(TOU_CTabulation[[#This Row],[Month]],Season,2)","v":"Winter"},{"$f":"VLOOKUP(TOU_CTabulation[[#This Row],[Season]],CRate,2)","v":10.5},{"$f":"IF(A123>TOU_CTabulation[[#This Row],[Month]],TOU_CTabulation[[#This Row],[Day]]*TOU_CTabulation[[#This Row],[Base Allow]],0)","v":0},{"$f":"IF(A123>TOU_CTabulation[[#This Row],[Month]],TOU_CTabulation[[#This Row],[Month Cumm]],0)","v":0},{"$f":"IF(TOU_CTabulation[[#This Row],[Month Base Gen]]=0,0,TOU_CTabulation[[#This Row],[Month Base Gen]]-TOU_CTabulation[[#This Row],[Day]]*TOU_CTabulation[[#This Row],[Base Allow]])","v":0},{"$f":"VLOOKUP(TOU_CTabulation[[#This Row],[Hour]],daypart,2)","v":"All"},{"$f":"TOU_CTabulation[[#This Row],[Season]]&TOU_CTabulation[[#This Row],[Day-Part]]","v":"WinterAll"},{"$f":"VLOOKUP(TOU_CTabulation[[#This Row],[Daypart]],TOUC,2)","v":0.25901999999999997},{"$f":"VLOOKUP(TOU_CTabulation[[#This Row],[Daypart]],TOUC,3)","v":0.32596000000000003},{"$f":"TOU_CTabulation[[#This Row],[Month Base Allow]]*TOU_CTabulation[[#This Row],[Base Rate]]","v":0},{"$f":"TOU_CTabulation[[#This Row],[Month Overbase Gen]]*TOU_CTabulation[[#This Row],[Over Rate]]","v":0},{"$f":"TOU_CTabulation[[#This Row],[Base Value]]+TOU_CTabulation[[#This Row],[Over Value]]","v":0}]
[1,4,22,0,0,8,1,0,8,0,0,{"$f":"TOU_CTabulation[[#This Row],[AC System Output (W)]]/1000","v":0},{"$f":"IF(A122=TOU_CTabulation[[#This Row],[Month]],M122+TOU_CTabulation[[#This Row],[AC System Output (kW)]],TOU_CTabulation[[#This Row],[AC System Output (kW)]])","v":58.025175000000011},{"$f":"VLOOKUP(TOU_CTabulation[[#This Row],[Month]],Season,2)","v":"Winter"},{"$f":"VLOOKUP(TOU_CTabulation[[#This Row],[Season]],CRate,2)","v":10.5},{"$f":"IF(A124>TOU_CTabulation[[#This Row],[Month]],TOU_CTabulation[[#This Row],[Day]]*TOU_CTabulation[[#This Row],[Base Allow]],0)","v":0},{"$f":"IF(A124>TOU_CTabulation[[#This Row],[Month]],TOU_CTabulation[[#This Row],[Month Cumm]],0)","v":0},{"$f":"IF(TOU_CTabulation[[#This Row],[Month Base Gen]]=0,0,TOU_CTabulation[[#This Row],[Month Base Gen]]-TOU_CTabulation[[#This Row],[Day]]*TOU_CTabulation[[#This Row],[Base Allow]])","v":0},{"$f":"VLOOKUP(TOU_CTabulation[[#This Row],[Hour]],daypart,2)","v":"All"},{"$f":"TOU_CTabulation[[#This Row],[Season]]&TOU_CTabulation[[#This Row],[Day-Part]]","v":"WinterAll"},{"$f":"VLOOKUP(TOU_CTabulation[[#This Row],[Daypart]],TOUC,2)","v":0.25901999999999997},{"$f":"VLOOKUP(TOU_CTabulation[[#This Row],[Daypart]],TOUC,3)","v":0.32596000000000003},{"$f":"TOU_CTabulation[[#This Row],[Month Base Allow]]*TOU_CTabulation[[#This Row],[Base Rate]]","v":0},{"$f":"TOU_CTabulation[[#This Row],[Month Overbase Gen]]*TOU_CTabulation[[#This Row],[Over Rate]]","v":0},{"$f":"TOU_CTabulation[[#This Row],[Base Value]]+TOU_CTabulation[[#This Row],[Over Value]]","v":0}]
[1,4,23,0,0,8,1,0,8,0,0,{"$f":"TOU_CTabulation[[#This Row],[AC System Output (W)]]/1000","v":0},{"$f":"IF(A123=TOU_CTabulation[[#This Row],[Month]],M123+TOU_CTabulation[[#This Row],[AC System Output (kW)]],TOU_CTabulation[[#This Row],[AC System Output (kW)]])","v":58.025175000000011},{"$f":"VLOOKUP(TOU_CTabulation[[#This Row],[Month]],Season,2)","v":"Winter"},{"$f":"VLOOKUP(TOU_CTabulation[[#This Row],[Season]],CRate,2)","v":10.5},{"$f":"IF(A125>TOU_CTabulation[[#This Row],[Month]],TOU_CTabulation[[#This Row],[Day]]*TOU_CTabulation[[#This Row],[Base Allow]],0)","v":0},{"$f":"IF(A125>TOU_CTabulation[[#This Row],[Month]],TOU_CTabulation[[#This Row],[Month Cumm]],0)","v":0},{"$f":"IF(TOU_CTabulation[[#This Row],[Month Base Gen]]=0,0,TOU_CTabulation[[#This Row],[Month Base Gen]]-TOU_CTabulation[[#This Row],[Day]]*TOU_CTabulation[[#This Row],[Base Allow]])","v":0},{"$f":"VLOOKUP(TOU_CTabulation[[#This Row],[Hour]],daypart,2)","v":"All"},{"$f":"TOU_CTabulation[[#This Row],[Season]]&TOU_CTabulation[[#This Row],[Day-Part]]","v":"WinterAll"},{"$f":"VLOOKUP(TOU_CTabulation[[#This Row],[Daypart]],TOUC,2)","v":0.25901999999999997},{"$f":"VLOOKUP(TOU_CTabulation[[#This Row],[Daypart]],TOUC,3)","v":0.32596000000000003},{"$f":"TOU_CTabulation[[#This Row],[Month Base Allow]]*TOU_CTabulation[[#This Row],[Base Rate]]","v":0},{"$f":"TOU_CTabulation[[#This Row],[Month Overbase Gen]]*TOU_CTabulation[[#This Row],[Over Rate]]","v":0},{"$f":"TOU_CTabulation[[#This Row],[Base Value]]+TOU_CTabulation[[#This Row],[Over Value]]","v":0}]
[1,5,0,0,0,7,1,0,7,0,0,{"$f":"TOU_CTabulation[[#This Row],[AC System Output (W)]]/1000","v":0},{"$f":"IF(A124=TOU_CTabulation[[#This Row],[Month]],M124+TOU_CTabulation[[#This Row],[AC System Output (kW)]],TOU_CTabulation[[#This Row],[AC System Output (kW)]])","v":58.025175000000011},{"$f":"VLOOKUP(TOU_CTabulation[[#This Row],[Month]],Season,2)","v":"Winter"},{"$f":"VLOOKUP(TOU_CTabulation[[#This Row],[Season]],CRate,2)","v":10.5},{"$f":"IF(A126>TOU_CTabulation[[#This Row],[Month]],TOU_CTabulation[[#This Row],[Day]]*TOU_CTabulation[[#This Row],[Base Allow]],0)","v":0},{"$f":"IF(A126>TOU_CTabulation[[#This Row],[Month]],TOU_CTabulation[[#This Row],[Month Cumm]],0)","v":0},{"$f":"IF(TOU_CTabulation[[#This Row],[Month Base Gen]]=0,0,TOU_CTabulation[[#This Row],[Month Base Gen]]-TOU_CTabulation[[#This Row],[Day]]*TOU_CTabulation[[#This Row],[Base Allow]])","v":0},{"$f":"VLOOKUP(TOU_CTabulation[[#This Row],[Hour]],daypart,2)","v":"All"},{"$f":"TOU_CTabulation[[#This Row],[Season]]&TOU_CTabulation[[#This Row],[Day-Part]]","v":"WinterAll"},{"$f":"VLOOKUP(TOU_CTabulation[[#This Row],[Daypart]],TOUC,2)","v":0.25901999999999997},{"$f":"VLOOKUP(TOU_CTabulation[[#This Row],[Daypart]],TOUC,3)","v":0.32596000000000003},{"$f":"TOU_CTabulation[[#This Row],[Month Base Allow]]*TOU_CTabulation[[#This Row],[Base Rate]]","v":0},{"$f":"TOU_CTabulation[[#This Row],[Month Overbase Gen]]*TOU_CTabulation[[#This Row],[Over Rate]]","v":0},{"$f":"TOU_CTabulation[[#This Row],[Base Value]]+TOU_CTabulation[[#This Row],[Over Value]]","v":0}]
[1,5,1,0,0,6,1,0,6,0,0,{"$f":"TOU_CTabulation[[#This Row],[AC System Output (W)]]/1000","v":0},{"$f":"IF(A125=TOU_CTabulation[[#This Row],[Month]],M125+TOU_CTabulation[[#This Row],[AC System Output (kW)]],TOU_CTabulation[[#This Row],[AC System Output (kW)]])","v":58.025175000000011},{"$f":"VLOOKUP(TOU_CTabulation[[#This Row],[Month]],Season,2)","v":"Winter"},{"$f":"VLOOKUP(TOU_CTabulation[[#This Row],[Season]],CRate,2)","v":10.5},{"$f":"IF(A127>TOU_CTabulation[[#This Row],[Month]],TOU_CTabulation[[#This Row],[Day]]*TOU_CTabulation[[#This Row],[Base Allow]],0)","v":0},{"$f":"IF(A127>TOU_CTabulation[[#This Row],[Month]],TOU_CTabulation[[#This Row],[Month Cumm]],0)","v":0},{"$f":"IF(TOU_CTabulation[[#This Row],[Month Base Gen]]=0,0,TOU_CTabulation[[#This Row],[Month Base Gen]]-TOU_CTabulation[[#This Row],[Day]]*TOU_CTabulation[[#This Row],[Base Allow]])","v":0},{"$f":"VLOOKUP(TOU_CTabulation[[#This Row],[Hour]],daypart,2)","v":"All"},{"$f":"TOU_CTabulation[[#This Row],[Season]]&TOU_CTabulation[[#This Row],[Day-Part]]","v":"WinterAll"},{"$f":"VLOOKUP(TOU_CTabulation[[#This Row],[Daypart]],TOUC,2)","v":0.25901999999999997},{"$f":"VLOOKUP(TOU_CTabulation[[#This Row],[Daypart]],TOUC,3)","v":0.32596000000000003},{"$f":"TOU_CTabulation[[#This Row],[Month Base Allow]]*TOU_CTabulation[[#This Row],[Base Rate]]","v":0},{"$f":"TOU_CTabulation[[#This Row],[Month Overbase Gen]]*TOU_CTabulation[[#This Row],[Over Rate]]","v":0},{"$f":"TOU_CTabulation[[#This Row],[Base Value]]+TOU_CTabulation[[#This Row],[Over Value]]","v":0}]
[1,5,2,0,0,5,1,0,5,0,0,{"$f":"TOU_CTabulation[[#This Row],[AC System Output (W)]]/1000","v":0},{"$f":"IF(A126=TOU_CTabulation[[#This Row],[Month]],M126+TOU_CTabulation[[#This Row],[AC System Output (kW)]],TOU_CTabulation[[#This Row],[AC System Output (kW)]])","v":58.025175000000011},{"$f":"VLOOKUP(TOU_CTabulation[[#This Row],[Month]],Season,2)","v":"Winter"},{"$f":"VLOOKUP(TOU_CTabulation[[#This Row],[Season]],CRate,2)","v":10.5},{"$f":"IF(A128>TOU_CTabulation[[#This Row],[Month]],TOU_CTabulation[[#This Row],[Day]]*TOU_CTabulation[[#This Row],[Base Allow]],0)","v":0},{"$f":"IF(A128>TOU_CTabulation[[#This Row],[Month]],TOU_CTabulation[[#This Row],[Month Cumm]],0)","v":0},{"$f":"IF(TOU_CTabulation[[#This Row],[Month Base Gen]]=0,0,TOU_CTabulation[[#This Row],[Month Base Gen]]-TOU_CTabulation[[#This Row],[Day]]*TOU_CTabulation[[#This Row],[Base Allow]])","v":0},{"$f":"VLOOKUP(TOU_CTabulation[[#This Row],[Hour]],daypart,2)","v":"All"},{"$f":"TOU_CTabulation[[#This Row],[Season]]&TOU_CTabulation[[#This Row],[Day-Part]]","v":"WinterAll"},{"$f":"VLOOKUP(TOU_CTabulation[[#This Row],[Daypart]],TOUC,2)","v":0.25901999999999997},{"$f":"VLOOKUP(TOU_CTabulation[[#This Row],[Daypart]],TOUC,3)","v":0.32596000000000003},{"$f":"TOU_CTabulation[[#This Row],[Month Base Allow]]*TOU_CTabulation[[#This Row],[Base Rate]]","v":0},{"$f":"TOU_CTabulation[[#This Row],[Month Overbase Gen]]*TOU_CTabulation[[#This Row],[Over Rate]]","v":0},{"$f":"TOU_CTabulation[[#This Row],[Base Value]]+TOU_CTabulation[[#This Row],[Over Value]]","v":0}]
[1,5,3,0,0,5,2,0,5,0,0,{"$f":"TOU_CTabulation[[#This Row],[AC System Output (W)]]/1000","v":0},{"$f":"IF(A127=TOU_CTabulation[[#This Row],[Month]],M127+TOU_CTabulation[[#This Row],[AC System Output (kW)]],TOU_CTabulation[[#This Row],[AC System Output (kW)]])","v":58.025175000000011},{"$f":"VLOOKUP(TOU_CTabulation[[#This Row],[Month]],Season,2)","v":"Winter"},{"$f":"VLOOKUP(TOU_CTabulation[[#This Row],[Season]],CRate,2)","v":10.5},{"$f":"IF(A129>TOU_CTabulation[[#This Row],[Month]],TOU_CTabulation[[#This Row],[Day]]*TOU_CTabulation[[#This Row],[Base Allow]],0)","v":0},{"$f":"IF(A129>TOU_CTabulation[[#This Row],[Month]],TOU_CTabulation[[#This Row],[Month Cumm]],0)","v":0},{"$f":"IF(TOU_CTabulation[[#This Row],[Month Base Gen]]=0,0,TOU_CTabulation[[#This Row],[Month Base Gen]]-TOU_CTabulation[[#This Row],[Day]]*TOU_CTabulation[[#This Row],[Base Allow]])","v":0},{"$f":"VLOOKUP(TOU_CTabulation[[#This Row],[Hour]],daypart,2)","v":"All"},{"$f":"TOU_CTabulation[[#This Row],[Season]]&TOU_CTabulation[[#This Row],[Day-Part]]","v":"WinterAll"},{"$f":"VLOOKUP(TOU_CTabulation[[#This Row],[Daypart]],TOUC,2)","v":0.25901999999999997},{"$f":"VLOOKUP(TOU_CTabulation[[#This Row],[Daypart]],TOUC,3)","v":0.32596000000000003},{"$f":"TOU_CTabulation[[#This Row],[Month Base Allow]]*TOU_CTabulation[[#This Row],[Base Rate]]","v":0},{"$f":"TOU_CTabulation[[#This Row],[Month Overbase Gen]]*TOU_CTabulation[[#This Row],[Over Rate]]","v":0},{"$f":"TOU_CTabulation[[#This Row],[Base Value]]+TOU_CTabulation[[#This Row],[Over Value]]","v":0}]
[1,5,4,0,0,5,2,0,5,0,0,{"$f":"TOU_CTabulation[[#This Row],[AC System Output (W)]]/1000","v":0},{"$f":"IF(A128=TOU_CTabulation[[#This Row],[Month]],M128+TOU_CTabulation[[#This Row],[AC System Output (kW)]],TOU_CTabulation[[#This Row],[AC System Output (kW)]])","v":58.025175000000011},{"$f":"VLOOKUP(TOU_CTabulation[[#This Row],[Month]],Season,2)","v":"Winter"},{"$f":"VLOOKUP(TOU_CTabulation[[#This Row],[Season]],CRate,2)","v":10.5},{"$f":"IF(A130>TOU_CTabulation[[#This Row],[Month]],TOU_CTabulation[[#This Row],[Day]]*TOU_CTabulation[[#This Row],[Base Allow]],0)","v":0},{"$f":"IF(A130>TOU_CTabulation[[#This Row],[Month]],TOU_CTabulation[[#This Row],[Month Cumm]],0)","v":0},{"$f":"IF(TOU_CTabulation[[#This Row],[Month Base Gen]]=0,0,TOU_CTabulation[[#This Row],[Month Base Gen]]-TOU_CTabulation[[#This Row],[Day]]*TOU_CTabulation[[#This Row],[Base Allow]])","v":0},{"$f":"VLOOKUP(TOU_CTabulation[[#This Row],[Hour]],daypart,2)","v":"All"},{"$f":"TOU_CTabulation[[#This Row],[Season]]&TOU_CTabulation[[#This Row],[Day-Part]]","v":"WinterAll"},{"$f":"VLOOKUP(TOU_CTabulation[[#This Row],[Daypart]],TOUC,2)","v":0.25901999999999997},{"$f":"VLOOKUP(TOU_CTabulation[[#This Row],[Daypart]],TOUC,3)","v":0.32596000000000003},{"$f":"TOU_CTabulation[[#This Row],[Month Base Allow]]*TOU_CTabulation[[#This Row],[Base Rate]]","v":0},{"$f":"TOU_CTabulation[[#This Row],[Month Overbase Gen]]*TOU_CTabulation[[#This Row],[Over Rate]]","v":0},{"$f":"TOU_CTabulation[[#This Row],[Base Value]]+TOU_CTabulation[[#This Row],[Over Value]]","v":0}]
[1,5,5,0,0,5,2,0,5,0,0,{"$f":"TOU_CTabulation[[#This Row],[AC System Output (W)]]/1000","v":0},{"$f":"IF(A129=TOU_CTabulation[[#This Row],[Month]],M129+TOU_CTabulation[[#This Row],[AC System Output (kW)]],TOU_CTabulation[[#This Row],[AC System Output (kW)]])","v":58.025175000000011},{"$f":"VLOOKUP(TOU_CTabulation[[#This Row],[Month]],Season,2)","v":"Winter"},{"$f":"VLOOKUP(TOU_CTabulation[[#This Row],[Season]],CRate,2)","v":10.5},{"$f":"IF(A131>TOU_CTabulation[[#This Row],[Month]],TOU_CTabulation[[#This Row],[Day]]*TOU_CTabulation[[#This Row],[Base Allow]],0)","v":0},{"$f":"IF(A131>TOU_CTabulation[[#This Row],[Month]],TOU_CTabulation[[#This Row],[Month Cumm]],0)","v":0},{"$f":"IF(TOU_CTabulation[[#This Row],[Month Base Gen]]=0,0,TOU_CTabulation[[#This Row],[Month Base Gen]]-TOU_CTabulation[[#This Row],[Day]]*TOU_CTabulation[[#This Row],[Base Allow]])","v":0},{"$f":"VLOOKUP(TOU_CTabulation[[#This Row],[Hour]],daypart,2)","v":"All"},{"$f":"TOU_CTabulation[[#This Row],[Season]]&TOU_CTabulation[[#This Row],[Day-Part]]","v":"WinterAll"},{"$f":"VLOOKUP(TOU_CTabulation[[#This Row],[Daypart]],TOUC,2)","v":0.25901999999999997},{"$f":"VLOOKUP(TOU_CTabulation[[#This Row],[Daypart]],TOUC,3)","v":0.32596000000000003},{"$f":"TOU_CTabulation[[#This Row],[Month Base Allow]]*TOU_CTabulation[[#This Row],[Base Rate]]","v":0},{"$f":"TOU_CTabulation[[#This Row],[Month Overbase Gen]]*TOU_CTabulation[[#This Row],[Over Rate]]","v":0},{"$f":"TOU_CTabulation[[#This Row],[Base Value]]+TOU_CTabulation[[#This Row],[Over Value]]","v":0}]
[1,5,6,0,0,5,2,0,5,0,0,{"$f":"TOU_CTabulation[[#This Row],[AC System Output (W)]]/1000","v":0},{"$f":"IF(A130=TOU_CTabulation[[#This Row],[Month]],M130+TOU_CTabulation[[#This Row],[AC System Output (kW)]],TOU_CTabulation[[#This Row],[AC System Output (kW)]])","v":58.025175000000011},{"$f":"VLOOKUP(TOU_CTabulation[[#This Row],[Month]],Season,2)","v":"Winter"},{"$f":"VLOOKUP(TOU_CTabulation[[#This Row],[Season]],CRate,2)","v":10.5},{"$f":"IF(A132>TOU_CTabulation[[#This Row],[Month]],TOU_CTabulation[[#This Row],[Day]]*TOU_CTabulation[[#This Row],[Base Allow]],0)","v":0},{"$f":"IF(A132>TOU_CTabulation[[#This Row],[Month]],TOU_CTabulation[[#This Row],[Month Cumm]],0)","v":0},{"$f":"IF(TOU_CTabulation[[#This Row],[Month Base Gen]]=0,0,TOU_CTabulation[[#This Row],[Month Base Gen]]-TOU_CTabulation[[#This Row],[Day]]*TOU_CTabulation[[#This Row],[Base Allow]])","v":0},{"$f":"VLOOKUP(TOU_CTabulation[[#This Row],[Hour]],daypart,2)","v":"All"},{"$f":"TOU_CTabulation[[#This Row],[Season]]&TOU_CTabulation[[#This Row],[Day-Part]]","v":"WinterAll"},{"$f":"VLOOKUP(TOU_CTabulation[[#This Row],[Daypart]],TOUC,2)","v":0.25901999999999997},{"$f":"VLOOKUP(TOU_CTabulation[[#This Row],[Daypart]],TOUC,3)","v":0.32596000000000003},{"$f":"TOU_CTabulation[[#This Row],[Month Base Allow]]*TOU_CTabulation[[#This Row],[Base Rate]]","v":0},{"$f":"TOU_CTabulation[[#This Row],[Month Overbase Gen]]*TOU_CTabulation[[#This Row],[Over Rate]]","v":0},{"$f":"TOU_CTabulation[[#This Row],[Base Value]]+TOU_CTabulation[[#This Row],[Over Value]]","v":0}]
[1,5,7,0,16,6,2,15.164,4.4969999999999999,57.139000000000003,35.689,{"$f":"TOU_CTabulation[[#This Row],[AC System Output (W)]]/1000","v":3.5688999999999999E-2},{"$f":"IF(A131=TOU_CTabulation[[#This Row],[Month]],M131+TOU_CTabulation[[#This Row],[AC System Output (kW)]],TOU_CTabulation[[#This Row],[AC System Output (kW)]])","v":58.060864000000009},{"$f":"VLOOKUP(TOU_CTabulation[[#This Row],[Month]],Season,2)","v":"Winter"},{"$f":"VLOOKUP(TOU_CTabulation[[#This Row],[Season]],CRate,2)","v":10.5},{"$f":"IF(A133>TOU_CTabulation[[#This Row],[Month]],TOU_CTabulation[[#This Row],[Day]]*TOU_CTabulation[[#This Row],[Base Allow]],0)","v":0},{"$f":"IF(A133>TOU_CTabulation[[#This Row],[Month]],TOU_CTabulation[[#This Row],[Month Cumm]],0)","v":0},{"$f":"IF(TOU_CTabulation[[#This Row],[Month Base Gen]]=0,0,TOU_CTabulation[[#This Row],[Month Base Gen]]-TOU_CTabulation[[#This Row],[Day]]*TOU_CTabulation[[#This Row],[Base Allow]])","v":0},{"$f":"VLOOKUP(TOU_CTabulation[[#This Row],[Hour]],daypart,2)","v":"All"},{"$f":"TOU_CTabulation[[#This Row],[Season]]&TOU_CTabulation[[#This Row],[Day-Part]]","v":"WinterAll"},{"$f":"VLOOKUP(TOU_CTabulation[[#This Row],[Daypart]],TOUC,2)","v":0.25901999999999997},{"$f":"VLOOKUP(TOU_CTabulation[[#This Row],[Daypart]],TOUC,3)","v":0.32596000000000003},{"$f":"TOU_CTabulation[[#This Row],[Month Base Allow]]*TOU_CTabulation[[#This Row],[Base Rate]]","v":0},{"$f":"TOU_CTabulation[[#This Row],[Month Overbase Gen]]*TOU_CTabulation[[#This Row],[Over Rate]]","v":0},{"$f":"TOU_CTabulation[[#This Row],[Base Value]]+TOU_CTabulation[[#This Row],[Over Value]]","v":0}]
[1,5,8,148,82,9,2,160.303,11.438000000000001,565.5,533.43499999999995,{"$f":"TOU_CTabulation[[#This Row],[AC System Output (W)]]/1000","v":0.53343499999999999},{"$f":"IF(A132=TOU_CTabulation[[#This Row],[Month]],M132+TOU_CTabulation[[#This Row],[AC System Output (kW)]],TOU_CTabulation[[#This Row],[AC System Output (kW)]])","v":58.594299000000007},{"$f":"VLOOKUP(TOU_CTabulation[[#This Row],[Month]],Season,2)","v":"Winter"},{"$f":"VLOOKUP(TOU_CTabulation[[#This Row],[Season]],CRate,2)","v":10.5},{"$f":"IF(A134>TOU_CTabulation[[#This Row],[Month]],TOU_CTabulation[[#This Row],[Day]]*TOU_CTabulation[[#This Row],[Base Allow]],0)","v":0},{"$f":"IF(A134>TOU_CTabulation[[#This Row],[Month]],TOU_CTabulation[[#This Row],[Month Cumm]],0)","v":0},{"$f":"IF(TOU_CTabulation[[#This Row],[Month Base Gen]]=0,0,TOU_CTabulation[[#This Row],[Month Base Gen]]-TOU_CTabulation[[#This Row],[Day]]*TOU_CTabulation[[#This Row],[Base Allow]])","v":0},{"$f":"VLOOKUP(TOU_CTabulation[[#This Row],[Hour]],daypart,2)","v":"All"},{"$f":"TOU_CTabulation[[#This Row],[Season]]&TOU_CTabulation[[#This Row],[Day-Part]]","v":"WinterAll"},{"$f":"VLOOKUP(TOU_CTabulation[[#This Row],[Daypart]],TOUC,2)","v":0.25901999999999997},{"$f":"VLOOKUP(TOU_CTabulation[[#This Row],[Daypart]],TOUC,3)","v":0.32596000000000003},{"$f":"TOU_CTabulation[[#This Row],[Month Base Allow]]*TOU_CTabulation[[#This Row],[Base Rate]]","v":0},{"$f":"TOU_CTabulation[[#This Row],[Month Overbase Gen]]*TOU_CTabulation[[#This Row],[Over Rate]]","v":0},{"$f":"TOU_CTabulation[[#This Row],[Base Value]]+TOU_CTabulation[[#This Row],[Over Value]]","v":0}]
[1,5,9,365,129,12,2,373.08199999999999,20.792000000000002,1284.462,1233.2850000000001,{"$f":"TOU_CTabulation[[#This Row],[AC System Output (W)]]/1000","v":1.2332850000000002},{"$f":"IF(A133=TOU_CTabulation[[#This Row],[Month]],M133+TOU_CTabulation[[#This Row],[AC System Output (kW)]],TOU_CTabulation[[#This Row],[AC System Output (kW)]])","v":59.827584000000009},{"$f":"VLOOKUP(TOU_CTabulation[[#This Row],[Month]],Season,2)","v":"Winter"},{"$f":"VLOOKUP(TOU_CTabulation[[#This Row],[Season]],CRate,2)","v":10.5},{"$f":"IF(A135>TOU_CTabulation[[#This Row],[Month]],TOU_CTabulation[[#This Row],[Day]]*TOU_CTabulation[[#This Row],[Base Allow]],0)","v":0},{"$f":"IF(A135>TOU_CTabulation[[#This Row],[Month]],TOU_CTabulation[[#This Row],[Month Cumm]],0)","v":0},{"$f":"IF(TOU_CTabulation[[#This Row],[Month Base Gen]]=0,0,TOU_CTabulation[[#This Row],[Month Base Gen]]-TOU_CTabulation[[#This Row],[Day]]*TOU_CTabulation[[#This Row],[Base Allow]])","v":0},{"$f":"VLOOKUP(TOU_CTabulation[[#This Row],[Hour]],daypart,2)","v":"All"},{"$f":"TOU_CTabulation[[#This Row],[Season]]&TOU_CTabulation[[#This Row],[Day-Part]]","v":"WinterAll"},{"$f":"VLOOKUP(TOU_CTabulation[[#This Row],[Daypart]],TOUC,2)","v":0.25901999999999997},{"$f":"VLOOKUP(TOU_CTabulation[[#This Row],[Daypart]],TOUC,3)","v":0.32596000000000003},{"$f":"TOU_CTabulation[[#This Row],[Month Base Allow]]*TOU_CTabulation[[#This Row],[Base Rate]]","v":0},{"$f":"TOU_CTabulation[[#This Row],[Month Overbase Gen]]*TOU_CTabulation[[#This Row],[Over Rate]]","v":0},{"$f":"TOU_CTabulation[[#This Row],[Base Value]]+TOU_CTabulation[[#This Row],[Over Value]]","v":0}]
[1,5,10,946,67,15,2,757.12800000000004,34.479999999999997,2459.701,2366.9369999999999,{"$f":"TOU_CTabulation[[#This Row],[AC System Output (W)]]/1000","v":2.3669370000000001},{"$f":"IF(A134=TOU_CTabulation[[#This Row],[Month]],M134+TOU_CTabulation[[#This Row],[AC System Output (kW)]],TOU_CTabulation[[#This Row],[AC System Output (kW)]])","v":62.194521000000009},{"$f":"VLOOKUP(TOU_CTabulation[[#This Row],[Month]],Season,2)","v":"Winter"},{"$f":"VLOOKUP(TOU_CTabulation[[#This Row],[Season]],CRate,2)","v":10.5},{"$f":"IF(A136>TOU_CTabulation[[#This Row],[Month]],TOU_CTabulation[[#This Row],[Day]]*TOU_CTabulation[[#This Row],[Base Allow]],0)","v":0},{"$f":"IF(A136>TOU_CTabulation[[#This Row],[Month]],TOU_CTabulation[[#This Row],[Month Cumm]],0)","v":0},{"$f":"IF(TOU_CTabulation[[#This Row],[Month Base Gen]]=0,0,TOU_CTabulation[[#This Row],[Month Base Gen]]-TOU_CTabulation[[#This Row],[Day]]*TOU_CTabulation[[#This Row],[Base Allow]])","v":0},{"$f":"VLOOKUP(TOU_CTabulation[[#This Row],[Hour]],daypart,2)","v":"All"},{"$f":"TOU_CTabulation[[#This Row],[Season]]&TOU_CTabulation[[#This Row],[Day-Part]]","v":"WinterAll"},{"$f":"VLOOKUP(TOU_CTabulation[[#This Row],[Daypart]],TOUC,2)","v":0.25901999999999997},{"$f":"VLOOKUP(TOU_CTabulation[[#This Row],[Daypart]],TOUC,3)","v":0.32596000000000003},{"$f":"TOU_CTabulation[[#This Row],[Month Base Allow]]*TOU_CTabulation[[#This Row],[Base Rate]]","v":0},{"$f":"TOU_CTabulation[[#This Row],[Month Overbase Gen]]*TOU_CTabulation[[#This Row],[Over Rate]]","v":0},{"$f":"TOU_CTabulation[[#This Row],[Base Value]]+TOU_CTabulation[[#This Row],[Over Value]]","v":0}]
[1,5,11,969,72,16,1,845.59400000000005,42.99,2645.3049999999998,2544.8000000000002,{"$f":"TOU_CTabulation[[#This Row],[AC System Output (W)]]/1000","v":2.5448000000000004},{"$f":"IF(A135=TOU_CTabulation[[#This Row],[Month]],M135+TOU_CTabulation[[#This Row],[AC System Output (kW)]],TOU_CTabulation[[#This Row],[AC System Output (kW)]])","v":64.739321000000004},{"$f":"VLOOKUP(TOU_CTabulation[[#This Row],[Month]],Season,2)","v":"Winter"},{"$f":"VLOOKUP(TOU_CTabulation[[#This Row],[Season]],CRate,2)","v":10.5},{"$f":"IF(A137>TOU_CTabulation[[#This Row],[Month]],TOU_CTabulation[[#This Row],[Day]]*TOU_CTabulation[[#This Row],[Base Allow]],0)","v":0},{"$f":"IF(A137>TOU_CTabulation[[#This Row],[Month]],TOU_CTabulation[[#This Row],[Month Cumm]],0)","v":0},{"$f":"IF(TOU_CTabulation[[#This Row],[Month Base Gen]]=0,0,TOU_CTabulation[[#This Row],[Month Base Gen]]-TOU_CTabulation[[#This Row],[Day]]*TOU_CTabulation[[#This Row],[Base Allow]])","v":0},{"$f":"VLOOKUP(TOU_CTabulation[[#This Row],[Hour]],daypart,2)","v":"All"},{"$f":"TOU_CTabulation[[#This Row],[Season]]&TOU_CTabulation[[#This Row],[Day-Part]]","v":"WinterAll"},{"$f":"VLOOKUP(TOU_CTabulation[[#This Row],[Daypart]],TOUC,2)","v":0.25901999999999997},{"$f":"VLOOKUP(TOU_CTabulation[[#This Row],[Daypart]],TOUC,3)","v":0.32596000000000003},{"$f":"TOU_CTabulation[[#This Row],[Month Base Allow]]*TOU_CTabulation[[#This Row],[Base Rate]]","v":0},{"$f":"TOU_CTabulation[[#This Row],[Month Overbase Gen]]*TOU_CTabulation[[#This Row],[Over Rate]]","v":0},{"$f":"TOU_CTabulation[[#This Row],[Base Value]]+TOU_CTabulation[[#This Row],[Over Value]]","v":0}]
[1,5,12,354,217,16,1,530.46699999999998,34.383000000000003,1737.3689999999999,1671.6859999999999,{"$f":"TOU_CTabulation[[#This Row],[AC System Output (W)]]/1000","v":1.671686},{"$f":"IF(A136=TOU_CTabulation[[#This Row],[Month]],M136+TOU_CTabulation[[#This Row],[AC System Output (kW)]],TOU_CTabulation[[#This Row],[AC System Output (kW)]])","v":66.411006999999998},{"$f":"VLOOKUP(TOU_CTabulation[[#This Row],[Month]],Season,2)","v":"Winter"},{"$f":"VLOOKUP(TOU_CTabulation[[#This Row],[Season]],CRate,2)","v":10.5},{"$f":"IF(A138>TOU_CTabulation[[#This Row],[Month]],TOU_CTabulation[[#This Row],[Day]]*TOU_CTabulation[[#This Row],[Base Allow]],0)","v":0},{"$f":"IF(A138>TOU_CTabulation[[#This Row],[Month]],TOU_CTabulation[[#This Row],[Month Cumm]],0)","v":0},{"$f":"IF(TOU_CTabulation[[#This Row],[Month Base Gen]]=0,0,TOU_CTabulation[[#This Row],[Month Base Gen]]-TOU_CTabulation[[#This Row],[Day]]*TOU_CTabulation[[#This Row],[Base Allow]])","v":0},{"$f":"VLOOKUP(TOU_CTabulation[[#This Row],[Hour]],daypart,2)","v":"All"},{"$f":"TOU_CTabulation[[#This Row],[Season]]&TOU_CTabulation[[#This Row],[Day-Part]]","v":"WinterAll"},{"$f":"VLOOKUP(TOU_CTabulation[[#This Row],[Daypart]],TOUC,2)","v":0.25901999999999997},{"$f":"VLOOKUP(TOU_CTabulation[[#This Row],[Daypart]],TOUC,3)","v":0.32596000000000003},{"$f":"TOU_CTabulation[[#This Row],[Month Base Allow]]*TOU_CTabulation[[#This Row],[Base Rate]]","v":0},{"$f":"TOU_CTabulation[[#This Row],[Month Overbase Gen]]*TOU_CTabulation[[#This Row],[Over Rate]]","v":0},{"$f":"TOU_CTabulation[[#This Row],[Base Value]]+TOU_CTabulation[[#This Row],[Over Value]]","v":0}]
[1,5,13,630,126,16,0,625.46199999999999,40.98,1973.941,1899.923,{"$f":"TOU_CTabulation[[#This Row],[AC System Output (W)]]/1000","v":1.899923},{"$f":"IF(A137=TOU_CTabulation[[#This Row],[Month]],M137+TOU_CTabulation[[#This Row],[AC System Output (kW)]],TOU_CTabulation[[#This Row],[AC System Output (kW)]])","v":68.310929999999999},{"$f":"VLOOKUP(TOU_CTabulation[[#This Row],[Month]],Season,2)","v":"Winter"},{"$f":"VLOOKUP(TOU_CTabulation[[#This Row],[Season]],CRate,2)","v":10.5},{"$f":"IF(A139>TOU_CTabulation[[#This Row],[Month]],TOU_CTabulation[[#This Row],[Day]]*TOU_CTabulation[[#This Row],[Base Allow]],0)","v":0},{"$f":"IF(A139>TOU_CTabulation[[#This Row],[Month]],TOU_CTabulation[[#This Row],[Month Cumm]],0)","v":0},{"$f":"IF(TOU_CTabulation[[#This Row],[Month Base Gen]]=0,0,TOU_CTabulation[[#This Row],[Month Base Gen]]-TOU_CTabulation[[#This Row],[Day]]*TOU_CTabulation[[#This Row],[Base Allow]])","v":0},{"$f":"VLOOKUP(TOU_CTabulation[[#This Row],[Hour]],daypart,2)","v":"All"},{"$f":"TOU_CTabulation[[#This Row],[Season]]&TOU_CTabulation[[#This Row],[Day-Part]]","v":"WinterAll"},{"$f":"VLOOKUP(TOU_CTabulation[[#This Row],[Daypart]],TOUC,2)","v":0.25901999999999997},{"$f":"VLOOKUP(TOU_CTabulation[[#This Row],[Daypart]],TOUC,3)","v":0.32596000000000003},{"$f":"TOU_CTabulation[[#This Row],[Month Base Allow]]*TOU_CTabulation[[#This Row],[Base Rate]]","v":0},{"$f":"TOU_CTabulation[[#This Row],[Month Overbase Gen]]*TOU_CTabulation[[#This Row],[Over Rate]]","v":0},{"$f":"TOU_CTabulation[[#This Row],[Base Value]]+TOU_CTabulation[[#This Row],[Over Value]]","v":0}]
[1,5,14,463,128,15,0,448.17599999999999,34.93,1446.3230000000001,1390.181,{"$f":"TOU_CTabulation[[#This Row],[AC System Output (W)]]/1000","v":1.3901810000000001},{"$f":"IF(A138=TOU_CTabulation[[#This Row],[Month]],M138+TOU_CTabulation[[#This Row],[AC System Output (kW)]],TOU_CTabulation[[#This Row],[AC System Output (kW)]])","v":69.701110999999997},{"$f":"VLOOKUP(TOU_CTabulation[[#This Row],[Month]],Season,2)","v":"Winter"},{"$f":"VLOOKUP(TOU_CTabulation[[#This Row],[Season]],CRate,2)","v":10.5},{"$f":"IF(A140>TOU_CTabulation[[#This Row],[Month]],TOU_CTabulation[[#This Row],[Day]]*TOU_CTabulation[[#This Row],[Base Allow]],0)","v":0},{"$f":"IF(A140>TOU_CTabulation[[#This Row],[Month]],TOU_CTabulation[[#This Row],[Month Cumm]],0)","v":0},{"$f":"IF(TOU_CTabulation[[#This Row],[Month Base Gen]]=0,0,TOU_CTabulation[[#This Row],[Month Base Gen]]-TOU_CTabulation[[#This Row],[Day]]*TOU_CTabulation[[#This Row],[Base Allow]])","v":0},{"$f":"VLOOKUP(TOU_CTabulation[[#This Row],[Hour]],daypart,2)","v":"All"},{"$f":"TOU_CTabulation[[#This Row],[Season]]&TOU_CTabulation[[#This Row],[Day-Part]]","v":"WinterAll"},{"$f":"VLOOKUP(TOU_CTabulation[[#This Row],[Daypart]],TOUC,2)","v":0.25901999999999997},{"$f":"VLOOKUP(TOU_CTabulation[[#This Row],[Daypart]],TOUC,3)","v":0.32596000000000003},{"$f":"TOU_CTabulation[[#This Row],[Month Base Allow]]*TOU_CTabulation[[#This Row],[Base Rate]]","v":0},{"$f":"TOU_CTabulation[[#This Row],[Month Overbase Gen]]*TOU_CTabulation[[#This Row],[Over Rate]]","v":0},{"$f":"TOU_CTabulation[[#This Row],[Base Value]]+TOU_CTabulation[[#This Row],[Over Value]]","v":0}]
[1,5,15,485,71,13,0,321.18799999999999,27.42,1039.817,995.68399999999997,{"$f":"TOU_CTabulation[[#This Row],[AC System Output (W)]]/1000","v":0.99568400000000001},{"$f":"IF(A139=TOU_CTabulation[[#This Row],[Month]],M139+TOU_CTabulation[[#This Row],[AC System Output (kW)]],TOU_CTabulation[[#This Row],[AC System Output (kW)]])","v":70.696794999999995},{"$f":"VLOOKUP(TOU_CTabulation[[#This Row],[Month]],Season,2)","v":"Winter"},{"$f":"VLOOKUP(TOU_CTabulation[[#This Row],[Season]],CRate,2)","v":10.5},{"$f":"IF(A141>TOU_CTabulation[[#This Row],[Month]],TOU_CTabulation[[#This Row],[Day]]*TOU_CTabulation[[#This Row],[Base Allow]],0)","v":0},{"$f":"IF(A141>TOU_CTabulation[[#This Row],[Month]],TOU_CTabulation[[#This Row],[Month Cumm]],0)","v":0},{"$f":"IF(TOU_CTabulation[[#This Row],[Month Base Gen]]=0,0,TOU_CTabulation[[#This Row],[Month Base Gen]]-TOU_CTabulation[[#This Row],[Day]]*TOU_CTabulation[[#This Row],[Base Allow]])","v":0},{"$f":"VLOOKUP(TOU_CTabulation[[#This Row],[Hour]],daypart,2)","v":"All"},{"$f":"TOU_CTabulation[[#This Row],[Season]]&TOU_CTabulation[[#This Row],[Day-Part]]","v":"WinterAll"},{"$f":"VLOOKUP(TOU_CTabulation[[#This Row],[Daypart]],TOUC,2)","v":0.25901999999999997},{"$f":"VLOOKUP(TOU_CTabulation[[#This Row],[Daypart]],TOUC,3)","v":0.32596000000000003},{"$f":"TOU_CTabulation[[#This Row],[Month Base Allow]]*TOU_CTabulation[[#This Row],[Base Rate]]","v":0},{"$f":"TOU_CTabulation[[#This Row],[Month Overbase Gen]]*TOU_CTabulation[[#This Row],[Over Rate]]","v":0},{"$f":"TOU_CTabulation[[#This Row],[Base Value]]+TOU_CTabulation[[#This Row],[Over Value]]","v":0}]
[1,5,16,136,32,11,1,84.981999999999999,13.09,280.24799999999999,254.435,{"$f":"TOU_CTabulation[[#This Row],[AC System Output (W)]]/1000","v":0.25443500000000002},{"$f":"IF(A140=TOU_CTabulation[[#This Row],[Month]],M140+TOU_CTabulation[[#This Row],[AC System Output (kW)]],TOU_CTabulation[[#This Row],[AC System Output (kW)]])","v":70.951229999999995},{"$f":"VLOOKUP(TOU_CTabulation[[#This Row],[Month]],Season,2)","v":"Winter"},{"$f":"VLOOKUP(TOU_CTabulation[[#This Row],[Season]],CRate,2)","v":10.5},{"$f":"IF(A142>TOU_CTabulation[[#This Row],[Month]],TOU_CTabulation[[#This Row],[Day]]*TOU_CTabulation[[#This Row],[Base Allow]],0)","v":0},{"$f":"IF(A142>TOU_CTabulation[[#This Row],[Month]],TOU_CTabulation[[#This Row],[Month Cumm]],0)","v":0},{"$f":"IF(TOU_CTabulation[[#This Row],[Month Base Gen]]=0,0,TOU_CTabulation[[#This Row],[Month Base Gen]]-TOU_CTabulation[[#This Row],[Day]]*TOU_CTabulation[[#This Row],[Base Allow]])","v":0},{"$f":"VLOOKUP(TOU_CTabulation[[#This Row],[Hour]],daypart,2)","v":"All"},{"$f":"TOU_CTabulation[[#This Row],[Season]]&TOU_CTabulation[[#This Row],[Day-Part]]","v":"WinterAll"},{"$f":"VLOOKUP(TOU_CTabulation[[#This Row],[Daypart]],TOUC,2)","v":0.25901999999999997},{"$f":"VLOOKUP(TOU_CTabulation[[#This Row],[Daypart]],TOUC,3)","v":0.32596000000000003},{"$f":"TOU_CTabulation[[#This Row],[Month Base Allow]]*TOU_CTabulation[[#This Row],[Base Rate]]","v":0},{"$f":"TOU_CTabulation[[#This Row],[Month Overbase Gen]]*TOU_CTabulation[[#This Row],[Over Rate]]","v":0},{"$f":"TOU_CTabulation[[#This Row],[Base Value]]+TOU_CTabulation[[#This Row],[Over Value]]","v":0}]
[1,5,17,0,0,9,1,0,9,0,0,{"$f":"TOU_CTabulation[[#This Row],[AC System Output (W)]]/1000","v":0},{"$f":"IF(A141=TOU_CTabulation[[#This Row],[Month]],M141+TOU_CTabulation[[#This Row],[AC System Output (kW)]],TOU_CTabulation[[#This Row],[AC System Output (kW)]])","v":70.951229999999995},{"$f":"VLOOKUP(TOU_CTabulation[[#This Row],[Month]],Season,2)","v":"Winter"},{"$f":"VLOOKUP(TOU_CTabulation[[#This Row],[Season]],CRate,2)","v":10.5},{"$f":"IF(A143>TOU_CTabulation[[#This Row],[Month]],TOU_CTabulation[[#This Row],[Day]]*TOU_CTabulation[[#This Row],[Base Allow]],0)","v":0},{"$f":"IF(A143>TOU_CTabulation[[#This Row],[Month]],TOU_CTabulation[[#This Row],[Month Cumm]],0)","v":0},{"$f":"IF(TOU_CTabulation[[#This Row],[Month Base Gen]]=0,0,TOU_CTabulation[[#This Row],[Month Base Gen]]-TOU_CTabulation[[#This Row],[Day]]*TOU_CTabulation[[#This Row],[Base Allow]])","v":0},{"$f":"VLOOKUP(TOU_CTabulation[[#This Row],[Hour]],daypart,2)","v":"All"},{"$f":"TOU_CTabulation[[#This Row],[Season]]&TOU_CTabulation[[#This Row],[Day-Part]]","v":"WinterAll"},{"$f":"VLOOKUP(TOU_CTabulation[[#This Row],[Daypart]],TOUC,2)","v":0.25901999999999997},{"$f":"VLOOKUP(TOU_CTabulation[[#This Row],[Daypart]],TOUC,3)","v":0.32596000000000003},{"$f":"TOU_CTabulation[[#This Row],[Month Base Allow]]*TOU_CTabulation[[#This Row],[Base Rate]]","v":0},{"$f":"TOU_CTabulation[[#This Row],[Month Overbase Gen]]*TOU_CTabulation[[#This Row],[Over Rate]]","v":0},{"$f":"TOU_CTabulation[[#This Row],[Base Value]]+TOU_CTabulation[[#This Row],[Over Value]]","v":0}]
[1,5,18,0,0,9,1,0,9,0,0,{"$f":"TOU_CTabulation[[#This Row],[AC System Output (W)]]/1000","v":0},{"$f":"IF(A142=TOU_CTabulation[[#This Row],[Month]],M142+TOU_CTabulation[[#This Row],[AC System Output (kW)]],TOU_CTabulation[[#This Row],[AC System Output (kW)]])","v":70.951229999999995},{"$f":"VLOOKUP(TOU_CTabulation[[#This Row],[Month]],Season,2)","v":"Winter"},{"$f":"VLOOKUP(TOU_CTabulation[[#This Row],[Season]],CRate,2)","v":10.5},{"$f":"IF(A144>TOU_CTabulation[[#This Row],[Month]],TOU_CTabulation[[#This Row],[Day]]*TOU_CTabulation[[#This Row],[Base Allow]],0)","v":0},{"$f":"IF(A144>TOU_CTabulation[[#This Row],[Month]],TOU_CTabulation[[#This Row],[Month Cumm]],0)","v":0},{"$f":"IF(TOU_CTabulation[[#This Row],[Month Base Gen]]=0,0,TOU_CTabulation[[#This Row],[Month Base Gen]]-TOU_CTabulation[[#This Row],[Day]]*TOU_CTabulation[[#This Row],[Base Allow]])","v":0},{"$f":"VLOOKUP(TOU_CTabulation[[#This Row],[Hour]],daypart,2)","v":"All"},{"$f":"TOU_CTabulation[[#This Row],[Season]]&TOU_CTabulation[[#This Row],[Day-Part]]","v":"WinterAll"},{"$f":"VLOOKUP(TOU_CTabulation[[#This Row],[Daypart]],TOUC,2)","v":0.25901999999999997},{"$f":"VLOOKUP(TOU_CTabulation[[#This Row],[Daypart]],TOUC,3)","v":0.32596000000000003},{"$f":"TOU_CTabulation[[#This Row],[Month Base Allow]]*TOU_CTabulation[[#This Row],[Base Rate]]","v":0},{"$f":"TOU_CTabulation[[#This Row],[Month Overbase Gen]]*TOU_CTabulation[[#This Row],[Over Rate]]","v":0},{"$f":"TOU_CTabulation[[#This Row],[Base Value]]+TOU_CTabulation[[#This Row],[Over Value]]","v":0}]
[1,5,19,0,0,8,2,0,8,0,0,{"$f":"TOU_CTabulation[[#This Row],[AC System Output (W)]]/1000","v":0},{"$f":"IF(A143=TOU_CTabulation[[#This Row],[Month]],M143+TOU_CTabulation[[#This Row],[AC System Output (kW)]],TOU_CTabulation[[#This Row],[AC System Output (kW)]])","v":70.951229999999995},{"$f":"VLOOKUP(TOU_CTabulation[[#This Row],[Month]],Season,2)","v":"Winter"},{"$f":"VLOOKUP(TOU_CTabulation[[#This Row],[Season]],CRate,2)","v":10.5},{"$f":"IF(A145>TOU_CTabulation[[#This Row],[Month]],TOU_CTabulation[[#This Row],[Day]]*TOU_CTabulation[[#This Row],[Base Allow]],0)","v":0},{"$f":"IF(A145>TOU_CTabulation[[#This Row],[Month]],TOU_CTabulation[[#This Row],[Month Cumm]],0)","v":0},{"$f":"IF(TOU_CTabulation[[#This Row],[Month Base Gen]]=0,0,TOU_CTabulation[[#This Row],[Month Base Gen]]-TOU_CTabulation[[#This Row],[Day]]*TOU_CTabulation[[#This Row],[Base Allow]])","v":0},{"$f":"VLOOKUP(TOU_CTabulation[[#This Row],[Hour]],daypart,2)","v":"All"},{"$f":"TOU_CTabulation[[#This Row],[Season]]&TOU_CTabulation[[#This Row],[Day-Part]]","v":"WinterAll"},{"$f":"VLOOKUP(TOU_CTabulation[[#This Row],[Daypart]],TOUC,2)","v":0.25901999999999997},{"$f":"VLOOKUP(TOU_CTabulation[[#This Row],[Daypart]],TOUC,3)","v":0.32596000000000003},{"$f":"TOU_CTabulation[[#This Row],[Month Base Allow]]*TOU_CTabulation[[#This Row],[Base Rate]]","v":0},{"$f":"TOU_CTabulation[[#This Row],[Month Overbase Gen]]*TOU_CTabulation[[#This Row],[Over Rate]]","v":0},{"$f":"TOU_CTabulation[[#This Row],[Base Value]]+TOU_CTabulation[[#This Row],[Over Value]]","v":0}]
[1,5,20,0,0,8,2,0,8,0,0,{"$f":"TOU_CTabulation[[#This Row],[AC System Output (W)]]/1000","v":0},{"$f":"IF(A144=TOU_CTabulation[[#This Row],[Month]],M144+TOU_CTabulation[[#This Row],[AC System Output (kW)]],TOU_CTabulation[[#This Row],[AC System Output (kW)]])","v":70.951229999999995},{"$f":"VLOOKUP(TOU_CTabulation[[#This Row],[Month]],Season,2)","v":"Winter"},{"$f":"VLOOKUP(TOU_CTabulation[[#This Row],[Season]],CRate,2)","v":10.5},{"$f":"IF(A146>TOU_CTabulation[[#This Row],[Month]],TOU_CTabulation[[#This Row],[Day]]*TOU_CTabulation[[#This Row],[Base Allow]],0)","v":0},{"$f":"IF(A146>TOU_CTabulation[[#This Row],[Month]],TOU_CTabulation[[#This Row],[Month Cumm]],0)","v":0},{"$f":"IF(TOU_CTabulation[[#This Row],[Month Base Gen]]=0,0,TOU_CTabulation[[#This Row],[Month Base Gen]]-TOU_CTabulation[[#This Row],[Day]]*TOU_CTabulation[[#This Row],[Base Allow]])","v":0},{"$f":"VLOOKUP(TOU_CTabulation[[#This Row],[Hour]],daypart,2)","v":"All"},{"$f":"TOU_CTabulation[[#This Row],[Season]]&TOU_CTabulation[[#This Row],[Day-Part]]","v":"WinterAll"},{"$f":"VLOOKUP(TOU_CTabulation[[#This Row],[Daypart]],TOUC,2)","v":0.25901999999999997},{"$f":"VLOOKUP(TOU_CTabulation[[#This Row],[Daypart]],TOUC,3)","v":0.32596000000000003},{"$f":"TOU_CTabulation[[#This Row],[Month Base Allow]]*TOU_CTabulation[[#This Row],[Base Rate]]","v":0},{"$f":"TOU_CTabulation[[#This Row],[Month Overbase Gen]]*TOU_CTabulation[[#This Row],[Over Rate]]","v":0},{"$f":"TOU_CTabulation[[#This Row],[Base Value]]+TOU_CTabulation[[#This Row],[Over Value]]","v":0}]
[1,5,21,0,0,8,2,0,8,0,0,{"$f":"TOU_CTabulation[[#This Row],[AC System Output (W)]]/1000","v":0},{"$f":"IF(A145=TOU_CTabulation[[#This Row],[Month]],M145+TOU_CTabulation[[#This Row],[AC System Output (kW)]],TOU_CTabulation[[#This Row],[AC System Output (kW)]])","v":70.951229999999995},{"$f":"VLOOKUP(TOU_CTabulation[[#This Row],[Month]],Season,2)","v":"Winter"},{"$f":"VLOOKUP(TOU_CTabulation[[#This Row],[Season]],CRate,2)","v":10.5},{"$f":"IF(A147>TOU_CTabulation[[#This Row],[Month]],TOU_CTabulation[[#This Row],[Day]]*TOU_CTabulation[[#This Row],[Base Allow]],0)","v":0},{"$f":"IF(A147>TOU_CTabulation[[#This Row],[Month]],TOU_CTabulation[[#This Row],[Month Cumm]],0)","v":0},{"$f":"IF(TOU_CTabulation[[#This Row],[Month Base Gen]]=0,0,TOU_CTabulation[[#This Row],[Month Base Gen]]-TOU_CTabulation[[#This Row],[Day]]*TOU_CTabulation[[#This Row],[Base Allow]])","v":0},{"$f":"VLOOKUP(TOU_CTabulation[[#This Row],[Hour]],daypart,2)","v":"All"},{"$f":"TOU_CTabulation[[#This Row],[Season]]&TOU_CTabulation[[#This Row],[Day-Part]]","v":"WinterAll"},{"$f":"VLOOKUP(TOU_CTabulation[[#This Row],[Daypart]],TOUC,2)","v":0.25901999999999997},{"$f":"VLOOKUP(TOU_CTabulation[[#This Row],[Daypart]],TOUC,3)","v":0.32596000000000003},{"$f":"TOU_CTabulation[[#This Row],[Month Base Allow]]*TOU_CTabulation[[#This Row],[Base Rate]]","v":0},{"$f":"TOU_CTabulation[[#This Row],[Month Overbase Gen]]*TOU_CTabulation[[#This Row],[Over Rate]]","v":0},{"$f":"TOU_CTabulation[[#This Row],[Base Value]]+TOU_CTabulation[[#This Row],[Over Value]]","v":0}]
[1,5,22,0,0,7,2,0,7,0,0,{"$f":"TOU_CTabulation[[#This Row],[AC System Output (W)]]/1000","v":0},{"$f":"IF(A146=TOU_CTabulation[[#This Row],[Month]],M146+TOU_CTabulation[[#This Row],[AC System Output (kW)]],TOU_CTabulation[[#This Row],[AC System Output (kW)]])","v":70.951229999999995},{"$f":"VLOOKUP(TOU_CTabulation[[#This Row],[Month]],Season,2)","v":"Winter"},{"$f":"VLOOKUP(TOU_CTabulation[[#This Row],[Season]],CRate,2)","v":10.5},{"$f":"IF(A148>TOU_CTabulation[[#This Row],[Month]],TOU_CTabulation[[#This Row],[Day]]*TOU_CTabulation[[#This Row],[Base Allow]],0)","v":0},{"$f":"IF(A148>TOU_CTabulation[[#This Row],[Month]],TOU_CTabulation[[#This Row],[Month Cumm]],0)","v":0},{"$f":"IF(TOU_CTabulation[[#This Row],[Month Base Gen]]=0,0,TOU_CTabulation[[#This Row],[Month Base Gen]]-TOU_CTabulation[[#This Row],[Day]]*TOU_CTabulation[[#This Row],[Base Allow]])","v":0},{"$f":"VLOOKUP(TOU_CTabulation[[#This Row],[Hour]],daypart,2)","v":"All"},{"$f":"TOU_CTabulation[[#This Row],[Season]]&TOU_CTabulation[[#This Row],[Day-Part]]","v":"WinterAll"},{"$f":"VLOOKUP(TOU_CTabulation[[#This Row],[Daypart]],TOUC,2)","v":0.25901999999999997},{"$f":"VLOOKUP(TOU_CTabulation[[#This Row],[Daypart]],TOUC,3)","v":0.32596000000000003},{"$f":"TOU_CTabulation[[#This Row],[Month Base Allow]]*TOU_CTabulation[[#This Row],[Base Rate]]","v":0},{"$f":"TOU_CTabulation[[#This Row],[Month Overbase Gen]]*TOU_CTabulation[[#This Row],[Over Rate]]","v":0},{"$f":"TOU_CTabulation[[#This Row],[Base Value]]+TOU_CTabulation[[#This Row],[Over Value]]","v":0}]
[1,5,23,0,0,7,2,0,7,0,0,{"$f":"TOU_CTabulation[[#This Row],[AC System Output (W)]]/1000","v":0},{"$f":"IF(A147=TOU_CTabulation[[#This Row],[Month]],M147+TOU_CTabulation[[#This Row],[AC System Output (kW)]],TOU_CTabulation[[#This Row],[AC System Output (kW)]])","v":70.951229999999995},{"$f":"VLOOKUP(TOU_CTabulation[[#This Row],[Month]],Season,2)","v":"Winter"},{"$f":"VLOOKUP(TOU_CTabulation[[#This Row],[Season]],CRate,2)","v":10.5},{"$f":"IF(A149>TOU_CTabulation[[#This Row],[Month]],TOU_CTabulation[[#This Row],[Day]]*TOU_CTabulation[[#This Row],[Base Allow]],0)","v":0},{"$f":"IF(A149>TOU_CTabulation[[#This Row],[Month]],TOU_CTabulation[[#This Row],[Month Cumm]],0)","v":0},{"$f":"IF(TOU_CTabulation[[#This Row],[Month Base Gen]]=0,0,TOU_CTabulation[[#This Row],[Month Base Gen]]-TOU_CTabulation[[#This Row],[Day]]*TOU_CTabulation[[#This Row],[Base Allow]])","v":0},{"$f":"VLOOKUP(TOU_CTabulation[[#This Row],[Hour]],daypart,2)","v":"All"},{"$f":"TOU_CTabulation[[#This Row],[Season]]&TOU_CTabulation[[#This Row],[Day-Part]]","v":"WinterAll"},{"$f":"VLOOKUP(TOU_CTabulation[[#This Row],[Daypart]],TOUC,2)","v":0.25901999999999997},{"$f":"VLOOKUP(TOU_CTabulation[[#This Row],[Daypart]],TOUC,3)","v":0.32596000000000003},{"$f":"TOU_CTabulation[[#This Row],[Month Base Allow]]*TOU_CTabulation[[#This Row],[Base Rate]]","v":0},{"$f":"TOU_CTabulation[[#This Row],[Month Overbase Gen]]*TOU_CTabulation[[#This Row],[Over Rate]]","v":0},{"$f":"TOU_CTabulation[[#This Row],[Base Value]]+TOU_CTabulation[[#This Row],[Over Value]]","v":0}]
[1,6,0,0,0,7,1,0,7,0,0,{"$f":"TOU_CTabulation[[#This Row],[AC System Output (W)]]/1000","v":0},{"$f":"IF(A148=TOU_CTabulation[[#This Row],[Month]],M148+TOU_CTabulation[[#This Row],[AC System Output (kW)]],TOU_CTabulation[[#This Row],[AC System Output (kW)]])","v":70.951229999999995},{"$f":"VLOOKUP(TOU_CTabulation[[#This Row],[Month]],Season,2)","v":"Winter"},{"$f":"VLOOKUP(TOU_CTabulation[[#This Row],[Season]],CRate,2)","v":10.5},{"$f":"IF(A150>TOU_CTabulation[[#This Row],[Month]],TOU_CTabulation[[#This Row],[Day]]*TOU_CTabulation[[#This Row],[Base Allow]],0)","v":0},{"$f":"IF(A150>TOU_CTabulation[[#This Row],[Month]],TOU_CTabulation[[#This Row],[Month Cumm]],0)","v":0},{"$f":"IF(TOU_CTabulation[[#This Row],[Month Base Gen]]=0,0,TOU_CTabulation[[#This Row],[Month Base Gen]]-TOU_CTabulation[[#This Row],[Day]]*TOU_CTabulation[[#This Row],[Base Allow]])","v":0},{"$f":"VLOOKUP(TOU_CTabulation[[#This Row],[Hour]],daypart,2)","v":"All"},{"$f":"TOU_CTabulation[[#This Row],[Season]]&TOU_CTabulation[[#This Row],[Day-Part]]","v":"WinterAll"},{"$f":"VLOOKUP(TOU_CTabulation[[#This Row],[Daypart]],TOUC,2)","v":0.25901999999999997},{"$f":"VLOOKUP(TOU_CTabulation[[#This Row],[Daypart]],TOUC,3)","v":0.32596000000000003},{"$f":"TOU_CTabulation[[#This Row],[Month Base Allow]]*TOU_CTabulation[[#This Row],[Base Rate]]","v":0},{"$f":"TOU_CTabulation[[#This Row],[Month Overbase Gen]]*TOU_CTabulation[[#This Row],[Over Rate]]","v":0},{"$f":"TOU_CTabulation[[#This Row],[Base Value]]+TOU_CTabulation[[#This Row],[Over Value]]","v":0}]
[1,6,1,0,0,7,1,0,7,0,0,{"$f":"TOU_CTabulation[[#This Row],[AC System Output (W)]]/1000","v":0},{"$f":"IF(A149=TOU_CTabulation[[#This Row],[Month]],M149+TOU_CTabulation[[#This Row],[AC System Output (kW)]],TOU_CTabulation[[#This Row],[AC System Output (kW)]])","v":70.951229999999995},{"$f":"VLOOKUP(TOU_CTabulation[[#This Row],[Month]],Season,2)","v":"Winter"},{"$f":"VLOOKUP(TOU_CTabulation[[#This Row],[Season]],CRate,2)","v":10.5},{"$f":"IF(A151>TOU_CTabulation[[#This Row],[Month]],TOU_CTabulation[[#This Row],[Day]]*TOU_CTabulation[[#This Row],[Base Allow]],0)","v":0},{"$f":"IF(A151>TOU_CTabulation[[#This Row],[Month]],TOU_CTabulation[[#This Row],[Month Cumm]],0)","v":0},{"$f":"IF(TOU_CTabulation[[#This Row],[Month Base Gen]]=0,0,TOU_CTabulation[[#This Row],[Month Base Gen]]-TOU_CTabulation[[#This Row],[Day]]*TOU_CTabulation[[#This Row],[Base Allow]])","v":0},{"$f":"VLOOKUP(TOU_CTabulation[[#This Row],[Hour]],daypart,2)","v":"All"},{"$f":"TOU_CTabulation[[#This Row],[Season]]&TOU_CTabulation[[#This Row],[Day-Part]]","v":"WinterAll"},{"$f":"VLOOKUP(TOU_CTabulation[[#This Row],[Daypart]],TOUC,2)","v":0.25901999999999997},{"$f":"VLOOKUP(TOU_CTabulation[[#This Row],[Daypart]],TOUC,3)","v":0.32596000000000003},{"$f":"TOU_CTabulation[[#This Row],[Month Base Allow]]*TOU_CTabulation[[#This Row],[Base Rate]]","v":0},{"$f":"TOU_CTabulation[[#This Row],[Month Overbase Gen]]*TOU_CTabulation[[#This Row],[Over Rate]]","v":0},{"$f":"TOU_CTabulation[[#This Row],[Base Value]]+TOU_CTabulation[[#This Row],[Over Value]]","v":0}]
[1,6,2,0,0,7,1,0,7,0,0,{"$f":"TOU_CTabulation[[#This Row],[AC System Output (W)]]/1000","v":0},{"$f":"IF(A150=TOU_CTabulation[[#This Row],[Month]],M150+TOU_CTabulation[[#This Row],[AC System Output (kW)]],TOU_CTabulation[[#This Row],[AC System Output (kW)]])","v":70.951229999999995},{"$f":"VLOOKUP(TOU_CTabulation[[#This Row],[Month]],Season,2)","v":"Winter"},{"$f":"VLOOKUP(TOU_CTabulation[[#This Row],[Season]],CRate,2)","v":10.5},{"$f":"IF(A152>TOU_CTabulation[[#This Row],[Month]],TOU_CTabulation[[#This Row],[Day]]*TOU_CTabulation[[#This Row],[Base Allow]],0)","v":0},{"$f":"IF(A152>TOU_CTabulation[[#This Row],[Month]],TOU_CTabulation[[#This Row],[Month Cumm]],0)","v":0},{"$f":"IF(TOU_CTabulation[[#This Row],[Month Base Gen]]=0,0,TOU_CTabulation[[#This Row],[Month Base Gen]]-TOU_CTabulation[[#This Row],[Day]]*TOU_CTabulation[[#This Row],[Base Allow]])","v":0},{"$f":"VLOOKUP(TOU_CTabulation[[#This Row],[Hour]],daypart,2)","v":"All"},{"$f":"TOU_CTabulation[[#This Row],[Season]]&TOU_CTabulation[[#This Row],[Day-Part]]","v":"WinterAll"},{"$f":"VLOOKUP(TOU_CTabulation[[#This Row],[Daypart]],TOUC,2)","v":0.25901999999999997},{"$f":"VLOOKUP(TOU_CTabulation[[#This Row],[Daypart]],TOUC,3)","v":0.32596000000000003},{"$f":"TOU_CTabulation[[#This Row],[Month Base Allow]]*TOU_CTabulation[[#This Row],[Base Rate]]","v":0},{"$f":"TOU_CTabulation[[#This Row],[Month Overbase Gen]]*TOU_CTabulation[[#This Row],[Over Rate]]","v":0},{"$f":"TOU_CTabulation[[#This Row],[Base Value]]+TOU_CTabulation[[#This Row],[Over Value]]","v":0}]
[1,6,3,0,0,7,1,0,7,0,0,{"$f":"TOU_CTabulation[[#This Row],[AC System Output (W)]]/1000","v":0},{"$f":"IF(A151=TOU_CTabulation[[#This Row],[Month]],M151+TOU_CTabulation[[#This Row],[AC System Output (kW)]],TOU_CTabulation[[#This Row],[AC System Output (kW)]])","v":70.951229999999995},{"$f":"VLOOKUP(TOU_CTabulation[[#This Row],[Month]],Season,2)","v":"Winter"},{"$f":"VLOOKUP(TOU_CTabulation[[#This Row],[Season]],CRate,2)","v":10.5},{"$f":"IF(A153>TOU_CTabulation[[#This Row],[Month]],TOU_CTabulation[[#This Row],[Day]]*TOU_CTabulation[[#This Row],[Base Allow]],0)","v":0},{"$f":"IF(A153>TOU_CTabulation[[#This Row],[Month]],TOU_CTabulation[[#This Row],[Month Cumm]],0)","v":0},{"$f":"IF(TOU_CTabulation[[#This Row],[Month Base Gen]]=0,0,TOU_CTabulation[[#This Row],[Month Base Gen]]-TOU_CTabulation[[#This Row],[Day]]*TOU_CTabulation[[#This Row],[Base Allow]])","v":0},{"$f":"VLOOKUP(TOU_CTabulation[[#This Row],[Hour]],daypart,2)","v":"All"},{"$f":"TOU_CTabulation[[#This Row],[Season]]&TOU_CTabulation[[#This Row],[Day-Part]]","v":"WinterAll"},{"$f":"VLOOKUP(TOU_CTabulation[[#This Row],[Daypart]],TOUC,2)","v":0.25901999999999997},{"$f":"VLOOKUP(TOU_CTabulation[[#This Row],[Daypart]],TOUC,3)","v":0.32596000000000003},{"$f":"TOU_CTabulation[[#This Row],[Month Base Allow]]*TOU_CTabulation[[#This Row],[Base Rate]]","v":0},{"$f":"TOU_CTabulation[[#This Row],[Month Overbase Gen]]*TOU_CTabulation[[#This Row],[Over Rate]]","v":0},{"$f":"TOU_CTabulation[[#This Row],[Base Value]]+TOU_CTabulation[[#This Row],[Over Value]]","v":0}]
[1,6,4,0,0,6,1,0,6,0,0,{"$f":"TOU_CTabulation[[#This Row],[AC System Output (W)]]/1000","v":0},{"$f":"IF(A152=TOU_CTabulation[[#This Row],[Month]],M152+TOU_CTabulation[[#This Row],[AC System Output (kW)]],TOU_CTabulation[[#This Row],[AC System Output (kW)]])","v":70.951229999999995},{"$f":"VLOOKUP(TOU_CTabulation[[#This Row],[Month]],Season,2)","v":"Winter"},{"$f":"VLOOKUP(TOU_CTabulation[[#This Row],[Season]],CRate,2)","v":10.5},{"$f":"IF(A154>TOU_CTabulation[[#This Row],[Month]],TOU_CTabulation[[#This Row],[Day]]*TOU_CTabulation[[#This Row],[Base Allow]],0)","v":0},{"$f":"IF(A154>TOU_CTabulation[[#This Row],[Month]],TOU_CTabulation[[#This Row],[Month Cumm]],0)","v":0},{"$f":"IF(TOU_CTabulation[[#This Row],[Month Base Gen]]=0,0,TOU_CTabulation[[#This Row],[Month Base Gen]]-TOU_CTabulation[[#This Row],[Day]]*TOU_CTabulation[[#This Row],[Base Allow]])","v":0},{"$f":"VLOOKUP(TOU_CTabulation[[#This Row],[Hour]],daypart,2)","v":"All"},{"$f":"TOU_CTabulation[[#This Row],[Season]]&TOU_CTabulation[[#This Row],[Day-Part]]","v":"WinterAll"},{"$f":"VLOOKUP(TOU_CTabulation[[#This Row],[Daypart]],TOUC,2)","v":0.25901999999999997},{"$f":"VLOOKUP(TOU_CTabulation[[#This Row],[Daypart]],TOUC,3)","v":0.32596000000000003},{"$f":"TOU_CTabulation[[#This Row],[Month Base Allow]]*TOU_CTabulation[[#This Row],[Base Rate]]","v":0},{"$f":"TOU_CTabulation[[#This Row],[Month Overbase Gen]]*TOU_CTabulation[[#This Row],[Over Rate]]","v":0},{"$f":"TOU_CTabulation[[#This Row],[Base Value]]+TOU_CTabulation[[#This Row],[Over Value]]","v":0}]
[1,6,5,0,0,6,2,0,6,0,0,{"$f":"TOU_CTabulation[[#This Row],[AC System Output (W)]]/1000","v":0},{"$f":"IF(A153=TOU_CTabulation[[#This Row],[Month]],M153+TOU_CTabulation[[#This Row],[AC System Output (kW)]],TOU_CTabulation[[#This Row],[AC System Output (kW)]])","v":70.951229999999995},{"$f":"VLOOKUP(TOU_CTabulation[[#This Row],[Month]],Season,2)","v":"Winter"},{"$f":"VLOOKUP(TOU_CTabulation[[#This Row],[Season]],CRate,2)","v":10.5},{"$f":"IF(A155>TOU_CTabulation[[#This Row],[Month]],TOU_CTabulation[[#This Row],[Day]]*TOU_CTabulation[[#This Row],[Base Allow]],0)","v":0},{"$f":"IF(A155>TOU_CTabulation[[#This Row],[Month]],TOU_CTabulation[[#This Row],[Month Cumm]],0)","v":0},{"$f":"IF(TOU_CTabulation[[#This Row],[Month Base Gen]]=0,0,TOU_CTabulation[[#This Row],[Month Base Gen]]-TOU_CTabulation[[#This Row],[Day]]*TOU_CTabulation[[#This Row],[Base Allow]])","v":0},{"$f":"VLOOKUP(TOU_CTabulation[[#This Row],[Hour]],daypart,2)","v":"All"},{"$f":"TOU_CTabulation[[#This Row],[Season]]&TOU_CTabulation[[#This Row],[Day-Part]]","v":"WinterAll"},{"$f":"VLOOKUP(TOU_CTabulation[[#This Row],[Daypart]],TOUC,2)","v":0.25901999999999997},{"$f":"VLOOKUP(TOU_CTabulation[[#This Row],[Daypart]],TOUC,3)","v":0.32596000000000003},{"$f":"TOU_CTabulation[[#This Row],[Month Base Allow]]*TOU_CTabulation[[#This Row],[Base Rate]]","v":0},{"$f":"TOU_CTabulation[[#This Row],[Month Overbase Gen]]*TOU_CTabulation[[#This Row],[Over Rate]]","v":0},{"$f":"TOU_CTabulation[[#This Row],[Base Value]]+TOU_CTabulation[[#This Row],[Over Value]]","v":0}]
[1,6,6,0,0,6,2,0,6,0,0,{"$f":"TOU_CTabulation[[#This Row],[AC System Output (W)]]/1000","v":0},{"$f":"IF(A154=TOU_CTabulation[[#This Row],[Month]],M154+TOU_CTabulation[[#This Row],[AC System Output (kW)]],TOU_CTabulation[[#This Row],[AC System Output (kW)]])","v":70.951229999999995},{"$f":"VLOOKUP(TOU_CTabulation[[#This Row],[Month]],Season,2)","v":"Winter"},{"$f":"VLOOKUP(TOU_CTabulation[[#This Row],[Season]],CRate,2)","v":10.5},{"$f":"IF(A156>TOU_CTabulation[[#This Row],[Month]],TOU_CTabulation[[#This Row],[Day]]*TOU_CTabulation[[#This Row],[Base Allow]],0)","v":0},{"$f":"IF(A156>TOU_CTabulation[[#This Row],[Month]],TOU_CTabulation[[#This Row],[Month Cumm]],0)","v":0},{"$f":"IF(TOU_CTabulation[[#This Row],[Month Base Gen]]=0,0,TOU_CTabulation[[#This Row],[Month Base Gen]]-TOU_CTabulation[[#This Row],[Day]]*TOU_CTabulation[[#This Row],[Base Allow]])","v":0},{"$f":"VLOOKUP(TOU_CTabulation[[#This Row],[Hour]],daypart,2)","v":"All"},{"$f":"TOU_CTabulation[[#This Row],[Season]]&TOU_CTabulation[[#This Row],[Day-Part]]","v":"WinterAll"},{"$f":"VLOOKUP(TOU_CTabulation[[#This Row],[Daypart]],TOUC,2)","v":0.25901999999999997},{"$f":"VLOOKUP(TOU_CTabulation[[#This Row],[Daypart]],TOUC,3)","v":0.32596000000000003},{"$f":"TOU_CTabulation[[#This Row],[Month Base Allow]]*TOU_CTabulation[[#This Row],[Base Rate]]","v":0},{"$f":"TOU_CTabulation[[#This Row],[Month Overbase Gen]]*TOU_CTabulation[[#This Row],[Over Rate]]","v":0},{"$f":"TOU_CTabulation[[#This Row],[Base Value]]+TOU_CTabulation[[#This Row],[Over Value]]","v":0}]
[1,6,7,0,28,8,2,29.035,6.984,108.238,85.83,{"$f":"TOU_CTabulation[[#This Row],[AC System Output (W)]]/1000","v":8.5830000000000004E-2},{"$f":"IF(A155=TOU_CTabulation[[#This Row],[Month]],M155+TOU_CTabulation[[#This Row],[AC System Output (kW)]],TOU_CTabulation[[#This Row],[AC System Output (kW)]])","v":71.037059999999997},{"$f":"VLOOKUP(TOU_CTabulation[[#This Row],[Month]],Season,2)","v":"Winter"},{"$f":"VLOOKUP(TOU_CTabulation[[#This Row],[Season]],CRate,2)","v":10.5},{"$f":"IF(A157>TOU_CTabulation[[#This Row],[Month]],TOU_CTabulation[[#This Row],[Day]]*TOU_CTabulation[[#This Row],[Base Allow]],0)","v":0},{"$f":"IF(A157>TOU_CTabulation[[#This Row],[Month]],TOU_CTabulation[[#This Row],[Month Cumm]],0)","v":0},{"$f":"IF(TOU_CTabulation[[#This Row],[Month Base Gen]]=0,0,TOU_CTabulation[[#This Row],[Month Base Gen]]-TOU_CTabulation[[#This Row],[Day]]*TOU_CTabulation[[#This Row],[Base Allow]])","v":0},{"$f":"VLOOKUP(TOU_CTabulation[[#This Row],[Hour]],daypart,2)","v":"All"},{"$f":"TOU_CTabulation[[#This Row],[Season]]&TOU_CTabulation[[#This Row],[Day-Part]]","v":"WinterAll"},{"$f":"VLOOKUP(TOU_CTabulation[[#This Row],[Daypart]],TOUC,2)","v":0.25901999999999997},{"$f":"VLOOKUP(TOU_CTabulation[[#This Row],[Daypart]],TOUC,3)","v":0.32596000000000003},{"$f":"TOU_CTabulation[[#This Row],[Month Base Allow]]*TOU_CTabulation[[#This Row],[Base Rate]]","v":0},{"$f":"TOU_CTabulation[[#This Row],[Month Overbase Gen]]*TOU_CTabulation[[#This Row],[Over Rate]]","v":0},{"$f":"TOU_CTabulation[[#This Row],[Base Value]]+TOU_CTabulation[[#This Row],[Over Value]]","v":0}]
[1,6,8,104,82,11,2,136.185,12.835000000000001,480.428,450.30700000000002,{"$f":"TOU_CTabulation[[#This Row],[AC System Output (W)]]/1000","v":0.45030700000000001},{"$f":"IF(A156=TOU_CTabulation[[#This Row],[Month]],M156+TOU_CTabulation[[#This Row],[AC System Output (kW)]],TOU_CTabulation[[#This Row],[AC System Output (kW)]])","v":71.487366999999992},{"$f":"VLOOKUP(TOU_CTabulation[[#This Row],[Month]],Season,2)","v":"Winter"},{"$f":"VLOOKUP(TOU_CTabulation[[#This Row],[Season]],CRate,2)","v":10.5},{"$f":"IF(A158>TOU_CTabulation[[#This Row],[Month]],TOU_CTabulation[[#This Row],[Day]]*TOU_CTabulation[[#This Row],[Base Allow]],0)","v":0},{"$f":"IF(A158>TOU_CTabulation[[#This Row],[Month]],TOU_CTabulation[[#This Row],[Month Cumm]],0)","v":0},{"$f":"IF(TOU_CTabulation[[#This Row],[Month Base Gen]]=0,0,TOU_CTabulation[[#This Row],[Month Base Gen]]-TOU_CTabulation[[#This Row],[Day]]*TOU_CTabulation[[#This Row],[Base Allow]])","v":0},{"$f":"VLOOKUP(TOU_CTabulation[[#This Row],[Hour]],daypart,2)","v":"All"},{"$f":"TOU_CTabulation[[#This Row],[Season]]&TOU_CTabulation[[#This Row],[Day-Part]]","v":"WinterAll"},{"$f":"VLOOKUP(TOU_CTabulation[[#This Row],[Daypart]],TOUC,2)","v":0.25901999999999997},{"$f":"VLOOKUP(TOU_CTabulation[[#This Row],[Daypart]],TOUC,3)","v":0.32596000000000003},{"$f":"TOU_CTabulation[[#This Row],[Month Base Allow]]*TOU_CTabulation[[#This Row],[Base Rate]]","v":0},{"$f":"TOU_CTabulation[[#This Row],[Month Overbase Gen]]*TOU_CTabulation[[#This Row],[Over Rate]]","v":0},{"$f":"TOU_CTabulation[[#This Row],[Base Value]]+TOU_CTabulation[[#This Row],[Over Value]]","v":0}]
[1,6,9,857,58,13,1,577.51800000000003,29.702000000000002,1888.9159999999999,1817.954,{"$f":"TOU_CTabulation[[#This Row],[AC System Output (W)]]/1000","v":1.8179539999999998},{"$f":"IF(A157=TOU_CTabulation[[#This Row],[Month]],M157+TOU_CTabulation[[#This Row],[AC System Output (kW)]],TOU_CTabulation[[#This Row],[AC System Output (kW)]])","v":73.305320999999992},{"$f":"VLOOKUP(TOU_CTabulation[[#This Row],[Month]],Season,2)","v":"Winter"},{"$f":"VLOOKUP(TOU_CTabulation[[#This Row],[Season]],CRate,2)","v":10.5},{"$f":"IF(A159>TOU_CTabulation[[#This Row],[Month]],TOU_CTabulation[[#This Row],[Day]]*TOU_CTabulation[[#This Row],[Base Allow]],0)","v":0},{"$f":"IF(A159>TOU_CTabulation[[#This Row],[Month]],TOU_CTabulation[[#This Row],[Month Cumm]],0)","v":0},{"$f":"IF(TOU_CTabulation[[#This Row],[Month Base Gen]]=0,0,TOU_CTabulation[[#This Row],[Month Base Gen]]-TOU_CTabulation[[#This Row],[Day]]*TOU_CTabulation[[#This Row],[Base Allow]])","v":0},{"$f":"VLOOKUP(TOU_CTabulation[[#This Row],[Hour]],daypart,2)","v":"All"},{"$f":"TOU_CTabulation[[#This Row],[Season]]&TOU_CTabulation[[#This Row],[Day-Part]]","v":"WinterAll"},{"$f":"VLOOKUP(TOU_CTabulation[[#This Row],[Daypart]],TOUC,2)","v":0.25901999999999997},{"$f":"VLOOKUP(TOU_CTabulation[[#This Row],[Daypart]],TOUC,3)","v":0.32596000000000003},{"$f":"TOU_CTabulation[[#This Row],[Month Base Allow]]*TOU_CTabulation[[#This Row],[Base Rate]]","v":0},{"$f":"TOU_CTabulation[[#This Row],[Month Overbase Gen]]*TOU_CTabulation[[#This Row],[Over Rate]]","v":0},{"$f":"TOU_CTabulation[[#This Row],[Base Value]]+TOU_CTabulation[[#This Row],[Over Value]]","v":0}]
[1,6,10,928,64,16,1,741.11400000000003,39.31,2350.4940000000001,2262.136,{"$f":"TOU_CTabulation[[#This Row],[AC System Output (W)]]/1000","v":2.2621359999999999},{"$f":"IF(A158=TOU_CTabulation[[#This Row],[Month]],M158+TOU_CTabulation[[#This Row],[AC System Output (kW)]],TOU_CTabulation[[#This Row],[AC System Output (kW)]])","v":75.56745699999999},{"$f":"VLOOKUP(TOU_CTabulation[[#This Row],[Month]],Season,2)","v":"Winter"},{"$f":"VLOOKUP(TOU_CTabulation[[#This Row],[Season]],CRate,2)","v":10.5},{"$f":"IF(A160>TOU_CTabulation[[#This Row],[Month]],TOU_CTabulation[[#This Row],[Day]]*TOU_CTabulation[[#This Row],[Base Allow]],0)","v":0},{"$f":"IF(A160>TOU_CTabulation[[#This Row],[Month]],TOU_CTabulation[[#This Row],[Month Cumm]],0)","v":0},{"$f":"IF(TOU_CTabulation[[#This Row],[Month Base Gen]]=0,0,TOU_CTabulation[[#This Row],[Month Base Gen]]-TOU_CTabulation[[#This Row],[Day]]*TOU_CTabulation[[#This Row],[Base Allow]])","v":0},{"$f":"VLOOKUP(TOU_CTabulation[[#This Row],[Hour]],daypart,2)","v":"All"},{"$f":"TOU_CTabulation[[#This Row],[Season]]&TOU_CTabulation[[#This Row],[Day-Part]]","v":"WinterAll"},{"$f":"VLOOKUP(TOU_CTabulation[[#This Row],[Daypart]],TOUC,2)","v":0.25901999999999997},{"$f":"VLOOKUP(TOU_CTabulation[[#This Row],[Daypart]],TOUC,3)","v":0.32596000000000003},{"$f":"TOU_CTabulation[[#This Row],[Month Base Allow]]*TOU_CTabulation[[#This Row],[Base Rate]]","v":0},{"$f":"TOU_CTabulation[[#This Row],[Month Overbase Gen]]*TOU_CTabulation[[#This Row],[Over Rate]]","v":0},{"$f":"TOU_CTabulation[[#This Row],[Base Value]]+TOU_CTabulation[[#This Row],[Over Value]]","v":0}]
[1,6,11,957,67,18,0,831.08299999999997,50.344999999999999,2501.7860000000001,2407.2950000000001,{"$f":"TOU_CTabulation[[#This Row],[AC System Output (W)]]/1000","v":2.407295},{"$f":"IF(A159=TOU_CTabulation[[#This Row],[Month]],M159+TOU_CTabulation[[#This Row],[AC System Output (kW)]],TOU_CTabulation[[#This Row],[AC System Output (kW)]])","v":77.974751999999995},{"$f":"VLOOKUP(TOU_CTabulation[[#This Row],[Month]],Season,2)","v":"Winter"},{"$f":"VLOOKUP(TOU_CTabulation[[#This Row],[Season]],CRate,2)","v":10.5},{"$f":"IF(A161>TOU_CTabulation[[#This Row],[Month]],TOU_CTabulation[[#This Row],[Day]]*TOU_CTabulation[[#This Row],[Base Allow]],0)","v":0},{"$f":"IF(A161>TOU_CTabulation[[#This Row],[Month]],TOU_CTabulation[[#This Row],[Month Cumm]],0)","v":0},{"$f":"IF(TOU_CTabulation[[#This Row],[Month Base Gen]]=0,0,TOU_CTabulation[[#This Row],[Month Base Gen]]-TOU_CTabulation[[#This Row],[Day]]*TOU_CTabulation[[#This Row],[Base Allow]])","v":0},{"$f":"VLOOKUP(TOU_CTabulation[[#This Row],[Hour]],daypart,2)","v":"All"},{"$f":"TOU_CTabulation[[#This Row],[Season]]&TOU_CTabulation[[#This Row],[Day-Part]]","v":"WinterAll"},{"$f":"VLOOKUP(TOU_CTabulation[[#This Row],[Daypart]],TOUC,2)","v":0.25901999999999997},{"$f":"VLOOKUP(TOU_CTabulation[[#This Row],[Daypart]],TOUC,3)","v":0.32596000000000003},{"$f":"TOU_CTabulation[[#This Row],[Month Base Allow]]*TOU_CTabulation[[#This Row],[Base Rate]]","v":0},{"$f":"TOU_CTabulation[[#This Row],[Month Overbase Gen]]*TOU_CTabulation[[#This Row],[Over Rate]]","v":0},{"$f":"TOU_CTabulation[[#This Row],[Base Value]]+TOU_CTabulation[[#This Row],[Over Value]]","v":0}]
[1,6,12,960,67,19,0,841.97199999999998,52.066000000000003,2512.5410000000002,2417.6060000000002,{"$f":"TOU_CTabulation[[#This Row],[AC System Output (W)]]/1000","v":2.4176060000000001},{"$f":"IF(A160=TOU_CTabulation[[#This Row],[Month]],M160+TOU_CTabulation[[#This Row],[AC System Output (kW)]],TOU_CTabulation[[#This Row],[AC System Output (kW)]])","v":80.392358000000002},{"$f":"VLOOKUP(TOU_CTabulation[[#This Row],[Month]],Season,2)","v":"Winter"},{"$f":"VLOOKUP(TOU_CTabulation[[#This Row],[Season]],CRate,2)","v":10.5},{"$f":"IF(A162>TOU_CTabulation[[#This Row],[Month]],TOU_CTabulation[[#This Row],[Day]]*TOU_CTabulation[[#This Row],[Base Allow]],0)","v":0},{"$f":"IF(A162>TOU_CTabulation[[#This Row],[Month]],TOU_CTabulation[[#This Row],[Month Cumm]],0)","v":0},{"$f":"IF(TOU_CTabulation[[#This Row],[Month Base Gen]]=0,0,TOU_CTabulation[[#This Row],[Month Base Gen]]-TOU_CTabulation[[#This Row],[Day]]*TOU_CTabulation[[#This Row],[Base Allow]])","v":0},{"$f":"VLOOKUP(TOU_CTabulation[[#This Row],[Hour]],daypart,2)","v":"All"},{"$f":"TOU_CTabulation[[#This Row],[Season]]&TOU_CTabulation[[#This Row],[Day-Part]]","v":"WinterAll"},{"$f":"VLOOKUP(TOU_CTabulation[[#This Row],[Daypart]],TOUC,2)","v":0.25901999999999997},{"$f":"VLOOKUP(TOU_CTabulation[[#This Row],[Daypart]],TOUC,3)","v":0.32596000000000003},{"$f":"TOU_CTabulation[[#This Row],[Month Base Allow]]*TOU_CTabulation[[#This Row],[Base Rate]]","v":0},{"$f":"TOU_CTabulation[[#This Row],[Month Overbase Gen]]*TOU_CTabulation[[#This Row],[Over Rate]]","v":0},{"$f":"TOU_CTabulation[[#This Row],[Base Value]]+TOU_CTabulation[[#This Row],[Over Value]]","v":0}]
[1,6,13,940,64,19,1,774.16499999999996,44.152999999999999,2400.5770000000002,2310.212,{"$f":"TOU_CTabulation[[#This Row],[AC System Output (W)]]/1000","v":2.3102119999999999},{"$f":"IF(A161=TOU_CTabulation[[#This Row],[Month]],M161+TOU_CTabulation[[#This Row],[AC System Output (kW)]],TOU_CTabulation[[#This Row],[AC System Output (kW)]])","v":82.702570000000009},{"$f":"VLOOKUP(TOU_CTabulation[[#This Row],[Month]],Season,2)","v":"Winter"},{"$f":"VLOOKUP(TOU_CTabulation[[#This Row],[Season]],CRate,2)","v":10.5},{"$f":"IF(A163>TOU_CTabulation[[#This Row],[Month]],TOU_CTabulation[[#This Row],[Day]]*TOU_CTabulation[[#This Row],[Base Allow]],0)","v":0},{"$f":"IF(A163>TOU_CTabulation[[#This Row],[Month]],TOU_CTabulation[[#This Row],[Month Cumm]],0)","v":0},{"$f":"IF(TOU_CTabulation[[#This Row],[Month Base Gen]]=0,0,TOU_CTabulation[[#This Row],[Month Base Gen]]-TOU_CTabulation[[#This Row],[Day]]*TOU_CTabulation[[#This Row],[Base Allow]])","v":0},{"$f":"VLOOKUP(TOU_CTabulation[[#This Row],[Hour]],daypart,2)","v":"All"},{"$f":"TOU_CTabulation[[#This Row],[Season]]&TOU_CTabulation[[#This Row],[Day-Part]]","v":"WinterAll"},{"$f":"VLOOKUP(TOU_CTabulation[[#This Row],[Daypart]],TOUC,2)","v":0.25901999999999997},{"$f":"VLOOKUP(TOU_CTabulation[[#This Row],[Daypart]],TOUC,3)","v":0.32596000000000003},{"$f":"TOU_CTabulation[[#This Row],[Month Base Allow]]*TOU_CTabulation[[#This Row],[Base Rate]]","v":0},{"$f":"TOU_CTabulation[[#This Row],[Month Overbase Gen]]*TOU_CTabulation[[#This Row],[Over Rate]]","v":0},{"$f":"TOU_CTabulation[[#This Row],[Base Value]]+TOU_CTabulation[[#This Row],[Over Value]]","v":0}]
[1,6,14,883,59,18,1,630.53300000000002,38.874000000000002,1984.922,1910.5050000000001,{"$f":"TOU_CTabulation[[#This Row],[AC System Output (W)]]/1000","v":1.9105050000000001},{"$f":"IF(A162=TOU_CTabulation[[#This Row],[Month]],M162+TOU_CTabulation[[#This Row],[AC System Output (kW)]],TOU_CTabulation[[#This Row],[AC System Output (kW)]])","v":84.613075000000009},{"$f":"VLOOKUP(TOU_CTabulation[[#This Row],[Month]],Season,2)","v":"Winter"},{"$f":"VLOOKUP(TOU_CTabulation[[#This Row],[Season]],CRate,2)","v":10.5},{"$f":"IF(A164>TOU_CTabulation[[#This Row],[Month]],TOU_CTabulation[[#This Row],[Day]]*TOU_CTabulation[[#This Row],[Base Allow]],0)","v":0},{"$f":"IF(A164>TOU_CTabulation[[#This Row],[Month]],TOU_CTabulation[[#This Row],[Month Cumm]],0)","v":0},{"$f":"IF(TOU_CTabulation[[#This Row],[Month Base Gen]]=0,0,TOU_CTabulation[[#This Row],[Month Base Gen]]-TOU_CTabulation[[#This Row],[Day]]*TOU_CTabulation[[#This Row],[Base Allow]])","v":0},{"$f":"VLOOKUP(TOU_CTabulation[[#This Row],[Hour]],daypart,2)","v":"All"},{"$f":"TOU_CTabulation[[#This Row],[Season]]&TOU_CTabulation[[#This Row],[Day-Part]]","v":"WinterAll"},{"$f":"VLOOKUP(TOU_CTabulation[[#This Row],[Daypart]],TOUC,2)","v":0.25901999999999997},{"$f":"VLOOKUP(TOU_CTabulation[[#This Row],[Daypart]],TOUC,3)","v":0.32596000000000003},{"$f":"TOU_CTabulation[[#This Row],[Month Base Allow]]*TOU_CTabulation[[#This Row],[Base Rate]]","v":0},{"$f":"TOU_CTabulation[[#This Row],[Month Overbase Gen]]*TOU_CTabulation[[#This Row],[Over Rate]]","v":0},{"$f":"TOU_CTabulation[[#This Row],[Base Value]]+TOU_CTabulation[[#This Row],[Over Value]]","v":0}]
[1,6,15,765,49,16,0,426.68299999999999,35.195,1318.681,1266.4749999999999,{"$f":"TOU_CTabulation[[#This Row],[AC System Output (W)]]/1000","v":1.266475},{"$f":"IF(A163=TOU_CTabulation[[#This Row],[Month]],M163+TOU_CTabulation[[#This Row],[AC System Output (kW)]],TOU_CTabulation[[#This Row],[AC System Output (kW)]])","v":85.879550000000009},{"$f":"VLOOKUP(TOU_CTabulation[[#This Row],[Month]],Season,2)","v":"Winter"},{"$f":"VLOOKUP(TOU_CTabulation[[#This Row],[Season]],CRate,2)","v":10.5},{"$f":"IF(A165>TOU_CTabulation[[#This Row],[Month]],TOU_CTabulation[[#This Row],[Day]]*TOU_CTabulation[[#This Row],[Base Allow]],0)","v":0},{"$f":"IF(A165>TOU_CTabulation[[#This Row],[Month]],TOU_CTabulation[[#This Row],[Month Cumm]],0)","v":0},{"$f":"IF(TOU_CTabulation[[#This Row],[Month Base Gen]]=0,0,TOU_CTabulation[[#This Row],[Month Base Gen]]-TOU_CTabulation[[#This Row],[Day]]*TOU_CTabulation[[#This Row],[Base Allow]])","v":0},{"$f":"VLOOKUP(TOU_CTabulation[[#This Row],[Hour]],daypart,2)","v":"All"},{"$f":"TOU_CTabulation[[#This Row],[Season]]&TOU_CTabulation[[#This Row],[Day-Part]]","v":"WinterAll"},{"$f":"VLOOKUP(TOU_CTabulation[[#This Row],[Daypart]],TOUC,2)","v":0.25901999999999997},{"$f":"VLOOKUP(TOU_CTabulation[[#This Row],[Daypart]],TOUC,3)","v":0.32596000000000003},{"$f":"TOU_CTabulation[[#This Row],[Month Base Allow]]*TOU_CTabulation[[#This Row],[Base Rate]]","v":0},{"$f":"TOU_CTabulation[[#This Row],[Month Overbase Gen]]*TOU_CTabulation[[#This Row],[Over Rate]]","v":0},{"$f":"TOU_CTabulation[[#This Row],[Base Value]]+TOU_CTabulation[[#This Row],[Over Value]]","v":0}]
[1,6,16,110,32,13,0,72.444000000000003,18.091999999999999,234.83099999999999,209.94399999999999,{"$f":"TOU_CTabulation[[#This Row],[AC System Output (W)]]/1000","v":0.20994399999999999},{"$f":"IF(A164=TOU_CTabulation[[#This Row],[Month]],M164+TOU_CTabulation[[#This Row],[AC System Output (kW)]],TOU_CTabulation[[#This Row],[AC System Output (kW)]])","v":86.089494000000002},{"$f":"VLOOKUP(TOU_CTabulation[[#This Row],[Month]],Season,2)","v":"Winter"},{"$f":"VLOOKUP(TOU_CTabulation[[#This Row],[Season]],CRate,2)","v":10.5},{"$f":"IF(A166>TOU_CTabulation[[#This Row],[Month]],TOU_CTabulation[[#This Row],[Day]]*TOU_CTabulation[[#This Row],[Base Allow]],0)","v":0},{"$f":"IF(A166>TOU_CTabulation[[#This Row],[Month]],TOU_CTabulation[[#This Row],[Month Cumm]],0)","v":0},{"$f":"IF(TOU_CTabulation[[#This Row],[Month Base Gen]]=0,0,TOU_CTabulation[[#This Row],[Month Base Gen]]-TOU_CTabulation[[#This Row],[Day]]*TOU_CTabulation[[#This Row],[Base Allow]])","v":0},{"$f":"VLOOKUP(TOU_CTabulation[[#This Row],[Hour]],daypart,2)","v":"All"},{"$f":"TOU_CTabulation[[#This Row],[Season]]&TOU_CTabulation[[#This Row],[Day-Part]]","v":"WinterAll"},{"$f":"VLOOKUP(TOU_CTabulation[[#This Row],[Daypart]],TOUC,2)","v":0.25901999999999997},{"$f":"VLOOKUP(TOU_CTabulation[[#This Row],[Daypart]],TOUC,3)","v":0.32596000000000003},{"$f":"TOU_CTabulation[[#This Row],[Month Base Allow]]*TOU_CTabulation[[#This Row],[Base Rate]]","v":0},{"$f":"TOU_CTabulation[[#This Row],[Month Overbase Gen]]*TOU_CTabulation[[#This Row],[Over Rate]]","v":0},{"$f":"TOU_CTabulation[[#This Row],[Base Value]]+TOU_CTabulation[[#This Row],[Over Value]]","v":0}]
[1,6,17,0,0,11,0,0,11,0,0,{"$f":"TOU_CTabulation[[#This Row],[AC System Output (W)]]/1000","v":0},{"$f":"IF(A165=TOU_CTabulation[[#This Row],[Month]],M165+TOU_CTabulation[[#This Row],[AC System Output (kW)]],TOU_CTabulation[[#This Row],[AC System Output (kW)]])","v":86.089494000000002},{"$f":"VLOOKUP(TOU_CTabulation[[#This Row],[Month]],Season,2)","v":"Winter"},{"$f":"VLOOKUP(TOU_CTabulation[[#This Row],[Season]],CRate,2)","v":10.5},{"$f":"IF(A167>TOU_CTabulation[[#This Row],[Month]],TOU_CTabulation[[#This Row],[Day]]*TOU_CTabulation[[#This Row],[Base Allow]],0)","v":0},{"$f":"IF(A167>TOU_CTabulation[[#This Row],[Month]],TOU_CTabulation[[#This Row],[Month Cumm]],0)","v":0},{"$f":"IF(TOU_CTabulation[[#This Row],[Month Base Gen]]=0,0,TOU_CTabulation[[#This Row],[Month Base Gen]]-TOU_CTabulation[[#This Row],[Day]]*TOU_CTabulation[[#This Row],[Base Allow]])","v":0},{"$f":"VLOOKUP(TOU_CTabulation[[#This Row],[Hour]],daypart,2)","v":"All"},{"$f":"TOU_CTabulation[[#This Row],[Season]]&TOU_CTabulation[[#This Row],[Day-Part]]","v":"WinterAll"},{"$f":"VLOOKUP(TOU_CTabulation[[#This Row],[Daypart]],TOUC,2)","v":0.25901999999999997},{"$f":"VLOOKUP(TOU_CTabulation[[#This Row],[Daypart]],TOUC,3)","v":0.32596000000000003},{"$f":"TOU_CTabulation[[#This Row],[Month Base Allow]]*TOU_CTabulation[[#This Row],[Base Rate]]","v":0},{"$f":"TOU_CTabulation[[#This Row],[Month Overbase Gen]]*TOU_CTabulation[[#This Row],[Over Rate]]","v":0},{"$f":"TOU_CTabulation[[#This Row],[Base Value]]+TOU_CTabulation[[#This Row],[Over Value]]","v":0}]
[1,6,18,0,0,9,0,0,9,0,0,{"$f":"TOU_CTabulation[[#This Row],[AC System Output (W)]]/1000","v":0},{"$f":"IF(A166=TOU_CTabulation[[#This Row],[Month]],M166+TOU_CTabulation[[#This Row],[AC System Output (kW)]],TOU_CTabulation[[#This Row],[AC System Output (kW)]])","v":86.089494000000002},{"$f":"VLOOKUP(TOU_CTabulation[[#This Row],[Month]],Season,2)","v":"Winter"},{"$f":"VLOOKUP(TOU_CTabulation[[#This Row],[Season]],CRate,2)","v":10.5},{"$f":"IF(A168>TOU_CTabulation[[#This Row],[Month]],TOU_CTabulation[[#This Row],[Day]]*TOU_CTabulation[[#This Row],[Base Allow]],0)","v":0},{"$f":"IF(A168>TOU_CTabulation[[#This Row],[Month]],TOU_CTabulation[[#This Row],[Month Cumm]],0)","v":0},{"$f":"IF(TOU_CTabulation[[#This Row],[Month Base Gen]]=0,0,TOU_CTabulation[[#This Row],[Month Base Gen]]-TOU_CTabulation[[#This Row],[Day]]*TOU_CTabulation[[#This Row],[Base Allow]])","v":0},{"$f":"VLOOKUP(TOU_CTabulation[[#This Row],[Hour]],daypart,2)","v":"All"},{"$f":"TOU_CTabulation[[#This Row],[Season]]&TOU_CTabulation[[#This Row],[Day-Part]]","v":"WinterAll"},{"$f":"VLOOKUP(TOU_CTabulation[[#This Row],[Daypart]],TOUC,2)","v":0.25901999999999997},{"$f":"VLOOKUP(TOU_CTabulation[[#This Row],[Daypart]],TOUC,3)","v":0.32596000000000003},{"$f":"TOU_CTabulation[[#This Row],[Month Base Allow]]*TOU_CTabulation[[#This Row],[Base Rate]]","v":0},{"$f":"TOU_CTabulation[[#This Row],[Month Overbase Gen]]*TOU_CTabulation[[#This Row],[Over Rate]]","v":0},{"$f":"TOU_CTabulation[[#This Row],[Base Value]]+TOU_CTabulation[[#This Row],[Over Value]]","v":0}]
[1,6,19,0,0,8,1,0,8,0,0,{"$f":"TOU_CTabulation[[#This Row],[AC System Output (W)]]/1000","v":0},{"$f":"IF(A167=TOU_CTabulation[[#This Row],[Month]],M167+TOU_CTabulation[[#This Row],[AC System Output (kW)]],TOU_CTabulation[[#This Row],[AC System Output (kW)]])","v":86.089494000000002},{"$f":"VLOOKUP(TOU_CTabulation[[#This Row],[Month]],Season,2)","v":"Winter"},{"$f":"VLOOKUP(TOU_CTabulation[[#This Row],[Season]],CRate,2)","v":10.5},{"$f":"IF(A169>TOU_CTabulation[[#This Row],[Month]],TOU_CTabulation[[#This Row],[Day]]*TOU_CTabulation[[#This Row],[Base Allow]],0)","v":0},{"$f":"IF(A169>TOU_CTabulation[[#This Row],[Month]],TOU_CTabulation[[#This Row],[Month Cumm]],0)","v":0},{"$f":"IF(TOU_CTabulation[[#This Row],[Month Base Gen]]=0,0,TOU_CTabulation[[#This Row],[Month Base Gen]]-TOU_CTabulation[[#This Row],[Day]]*TOU_CTabulation[[#This Row],[Base Allow]])","v":0},{"$f":"VLOOKUP(TOU_CTabulation[[#This Row],[Hour]],daypart,2)","v":"All"},{"$f":"TOU_CTabulation[[#This Row],[Season]]&TOU_CTabulation[[#This Row],[Day-Part]]","v":"WinterAll"},{"$f":"VLOOKUP(TOU_CTabulation[[#This Row],[Daypart]],TOUC,2)","v":0.25901999999999997},{"$f":"VLOOKUP(TOU_CTabulation[[#This Row],[Daypart]],TOUC,3)","v":0.32596000000000003},{"$f":"TOU_CTabulation[[#This Row],[Month Base Allow]]*TOU_CTabulation[[#This Row],[Base Rate]]","v":0},{"$f":"TOU_CTabulation[[#This Row],[Month Overbase Gen]]*TOU_CTabulation[[#This Row],[Over Rate]]","v":0},{"$f":"TOU_CTabulation[[#This Row],[Base Value]]+TOU_CTabulation[[#This Row],[Over Value]]","v":0}]
[1,6,20,0,0,8,1,0,8,0,0,{"$f":"TOU_CTabulation[[#This Row],[AC System Output (W)]]/1000","v":0},{"$f":"IF(A168=TOU_CTabulation[[#This Row],[Month]],M168+TOU_CTabulation[[#This Row],[AC System Output (kW)]],TOU_CTabulation[[#This Row],[AC System Output (kW)]])","v":86.089494000000002},{"$f":"VLOOKUP(TOU_CTabulation[[#This Row],[Month]],Season,2)","v":"Winter"},{"$f":"VLOOKUP(TOU_CTabulation[[#This Row],[Season]],CRate,2)","v":10.5},{"$f":"IF(A170>TOU_CTabulation[[#This Row],[Month]],TOU_CTabulation[[#This Row],[Day]]*TOU_CTabulation[[#This Row],[Base Allow]],0)","v":0},{"$f":"IF(A170>TOU_CTabulation[[#This Row],[Month]],TOU_CTabulation[[#This Row],[Month Cumm]],0)","v":0},{"$f":"IF(TOU_CTabulation[[#This Row],[Month Base Gen]]=0,0,TOU_CTabulation[[#This Row],[Month Base Gen]]-TOU_CTabulation[[#This Row],[Day]]*TOU_CTabulation[[#This Row],[Base Allow]])","v":0},{"$f":"VLOOKUP(TOU_CTabulation[[#This Row],[Hour]],daypart,2)","v":"All"},{"$f":"TOU_CTabulation[[#This Row],[Season]]&TOU_CTabulation[[#This Row],[Day-Part]]","v":"WinterAll"},{"$f":"VLOOKUP(TOU_CTabulation[[#This Row],[Daypart]],TOUC,2)","v":0.25901999999999997},{"$f":"VLOOKUP(TOU_CTabulation[[#This Row],[Daypart]],TOUC,3)","v":0.32596000000000003},{"$f":"TOU_CTabulation[[#This Row],[Month Base Allow]]*TOU_CTabulation[[#This Row],[Base Rate]]","v":0},{"$f":"TOU_CTabulation[[#This Row],[Month Overbase Gen]]*TOU_CTabulation[[#This Row],[Over Rate]]","v":0},{"$f":"TOU_CTabulation[[#This Row],[Base Value]]+TOU_CTabulation[[#This Row],[Over Value]]","v":0}]
[1,6,21,0,0,7,1,0,7,0,0,{"$f":"TOU_CTabulation[[#This Row],[AC System Output (W)]]/1000","v":0},{"$f":"IF(A169=TOU_CTabulation[[#This Row],[Month]],M169+TOU_CTabulation[[#This Row],[AC System Output (kW)]],TOU_CTabulation[[#This Row],[AC System Output (kW)]])","v":86.089494000000002},{"$f":"VLOOKUP(TOU_CTabulation[[#This Row],[Month]],Season,2)","v":"Winter"},{"$f":"VLOOKUP(TOU_CTabulation[[#This Row],[Season]],CRate,2)","v":10.5},{"$f":"IF(A171>TOU_CTabulation[[#This Row],[Month]],TOU_CTabulation[[#This Row],[Day]]*TOU_CTabulation[[#This Row],[Base Allow]],0)","v":0},{"$f":"IF(A171>TOU_CTabulation[[#This Row],[Month]],TOU_CTabulation[[#This Row],[Month Cumm]],0)","v":0},{"$f":"IF(TOU_CTabulation[[#This Row],[Month Base Gen]]=0,0,TOU_CTabulation[[#This Row],[Month Base Gen]]-TOU_CTabulation[[#This Row],[Day]]*TOU_CTabulation[[#This Row],[Base Allow]])","v":0},{"$f":"VLOOKUP(TOU_CTabulation[[#This Row],[Hour]],daypart,2)","v":"All"},{"$f":"TOU_CTabulation[[#This Row],[Season]]&TOU_CTabulation[[#This Row],[Day-Part]]","v":"WinterAll"},{"$f":"VLOOKUP(TOU_CTabulation[[#This Row],[Daypart]],TOUC,2)","v":0.25901999999999997},{"$f":"VLOOKUP(TOU_CTabulation[[#This Row],[Daypart]],TOUC,3)","v":0.32596000000000003},{"$f":"TOU_CTabulation[[#This Row],[Month Base Allow]]*TOU_CTabulation[[#This Row],[Base Rate]]","v":0},{"$f":"TOU_CTabulation[[#This Row],[Month Overbase Gen]]*TOU_CTabulation[[#This Row],[Over Rate]]","v":0},{"$f":"TOU_CTabulation[[#This Row],[Base Value]]+TOU_CTabulation[[#This Row],[Over Value]]","v":0}]
[1,6,22,0,0,6,1,0,6,0,0,{"$f":"TOU_CTabulation[[#This Row],[AC System Output (W)]]/1000","v":0},{"$f":"IF(A170=TOU_CTabulation[[#This Row],[Month]],M170+TOU_CTabulation[[#This Row],[AC System Output (kW)]],TOU_CTabulation[[#This Row],[AC System Output (kW)]])","v":86.089494000000002},{"$f":"VLOOKUP(TOU_CTabulation[[#This Row],[Month]],Season,2)","v":"Winter"},{"$f":"VLOOKUP(TOU_CTabulation[[#This Row],[Season]],CRate,2)","v":10.5},{"$f":"IF(A172>TOU_CTabulation[[#This Row],[Month]],TOU_CTabulation[[#This Row],[Day]]*TOU_CTabulation[[#This Row],[Base Allow]],0)","v":0},{"$f":"IF(A172>TOU_CTabulation[[#This Row],[Month]],TOU_CTabulation[[#This Row],[Month Cumm]],0)","v":0},{"$f":"IF(TOU_CTabulation[[#This Row],[Month Base Gen]]=0,0,TOU_CTabulation[[#This Row],[Month Base Gen]]-TOU_CTabulation[[#This Row],[Day]]*TOU_CTabulation[[#This Row],[Base Allow]])","v":0},{"$f":"VLOOKUP(TOU_CTabulation[[#This Row],[Hour]],daypart,2)","v":"All"},{"$f":"TOU_CTabulation[[#This Row],[Season]]&TOU_CTabulation[[#This Row],[Day-Part]]","v":"WinterAll"},{"$f":"VLOOKUP(TOU_CTabulation[[#This Row],[Daypart]],TOUC,2)","v":0.25901999999999997},{"$f":"VLOOKUP(TOU_CTabulation[[#This Row],[Daypart]],TOUC,3)","v":0.32596000000000003},{"$f":"TOU_CTabulation[[#This Row],[Month Base Allow]]*TOU_CTabulation[[#This Row],[Base Rate]]","v":0},{"$f":"TOU_CTabulation[[#This Row],[Month Overbase Gen]]*TOU_CTabulation[[#This Row],[Over Rate]]","v":0},{"$f":"TOU_CTabulation[[#This Row],[Base Value]]+TOU_CTabulation[[#This Row],[Over Value]]","v":0}]
[1,6,23,0,0,6,1,0,6,0,0,{"$f":"TOU_CTabulation[[#This Row],[AC System Output (W)]]/1000","v":0},{"$f":"IF(A171=TOU_CTabulation[[#This Row],[Month]],M171+TOU_CTabulation[[#This Row],[AC System Output (kW)]],TOU_CTabulation[[#This Row],[AC System Output (kW)]])","v":86.089494000000002},{"$f":"VLOOKUP(TOU_CTabulation[[#This Row],[Month]],Season,2)","v":"Winter"},{"$f":"VLOOKUP(TOU_CTabulation[[#This Row],[Season]],CRate,2)","v":10.5},{"$f":"IF(A173>TOU_CTabulation[[#This Row],[Month]],TOU_CTabulation[[#This Row],[Day]]*TOU_CTabulation[[#This Row],[Base Allow]],0)","v":0},{"$f":"IF(A173>TOU_CTabulation[[#This Row],[Month]],TOU_CTabulation[[#This Row],[Month Cumm]],0)","v":0},{"$f":"IF(TOU_CTabulation[[#This Row],[Month Base Gen]]=0,0,TOU_CTabulation[[#This Row],[Month Base Gen]]-TOU_CTabulation[[#This Row],[Day]]*TOU_CTabulation[[#This Row],[Base Allow]])","v":0},{"$f":"VLOOKUP(TOU_CTabulation[[#This Row],[Hour]],daypart,2)","v":"All"},{"$f":"TOU_CTabulation[[#This Row],[Season]]&TOU_CTabulation[[#This Row],[Day-Part]]","v":"WinterAll"},{"$f":"VLOOKUP(TOU_CTabulation[[#This Row],[Daypart]],TOUC,2)","v":0.25901999999999997},{"$f":"VLOOKUP(TOU_CTabulation[[#This Row],[Daypart]],TOUC,3)","v":0.32596000000000003},{"$f":"TOU_CTabulation[[#This Row],[Month Base Allow]]*TOU_CTabulation[[#This Row],[Base Rate]]","v":0},{"$f":"TOU_CTabulation[[#This Row],[Month Overbase Gen]]*TOU_CTabulation[[#This Row],[Over Rate]]","v":0},{"$f":"TOU_CTabulation[[#This Row],[Base Value]]+TOU_CTabulation[[#This Row],[Over Value]]","v":0}]
[1,7,0,0,0,6,1,0,6,0,0,{"$f":"TOU_CTabulation[[#This Row],[AC System Output (W)]]/1000","v":0},{"$f":"IF(A172=TOU_CTabulation[[#This Row],[Month]],M172+TOU_CTabulation[[#This Row],[AC System Output (kW)]],TOU_CTabulation[[#This Row],[AC System Output (kW)]])","v":86.089494000000002},{"$f":"VLOOKUP(TOU_CTabulation[[#This Row],[Month]],Season,2)","v":"Winter"},{"$f":"VLOOKUP(TOU_CTabulation[[#This Row],[Season]],CRate,2)","v":10.5},{"$f":"IF(A174>TOU_CTabulation[[#This Row],[Month]],TOU_CTabulation[[#This Row],[Day]]*TOU_CTabulation[[#This Row],[Base Allow]],0)","v":0},{"$f":"IF(A174>TOU_CTabulation[[#This Row],[Month]],TOU_CTabulation[[#This Row],[Month Cumm]],0)","v":0},{"$f":"IF(TOU_CTabulation[[#This Row],[Month Base Gen]]=0,0,TOU_CTabulation[[#This Row],[Month Base Gen]]-TOU_CTabulation[[#This Row],[Day]]*TOU_CTabulation[[#This Row],[Base Allow]])","v":0},{"$f":"VLOOKUP(TOU_CTabulation[[#This Row],[Hour]],daypart,2)","v":"All"},{"$f":"TOU_CTabulation[[#This Row],[Season]]&TOU_CTabulation[[#This Row],[Day-Part]]","v":"WinterAll"},{"$f":"VLOOKUP(TOU_CTabulation[[#This Row],[Daypart]],TOUC,2)","v":0.25901999999999997},{"$f":"VLOOKUP(TOU_CTabulation[[#This Row],[Daypart]],TOUC,3)","v":0.32596000000000003},{"$f":"TOU_CTabulation[[#This Row],[Month Base Allow]]*TOU_CTabulation[[#This Row],[Base Rate]]","v":0},{"$f":"TOU_CTabulation[[#This Row],[Month Overbase Gen]]*TOU_CTabulation[[#This Row],[Over Rate]]","v":0},{"$f":"TOU_CTabulation[[#This Row],[Base Value]]+TOU_CTabulation[[#This Row],[Over Value]]","v":0}]
[1,7,1,0,0,5,1,0,5,0,0,{"$f":"TOU_CTabulation[[#This Row],[AC System Output (W)]]/1000","v":0},{"$f":"IF(A173=TOU_CTabulation[[#This Row],[Month]],M173+TOU_CTabulation[[#This Row],[AC System Output (kW)]],TOU_CTabulation[[#This Row],[AC System Output (kW)]])","v":86.089494000000002},{"$f":"VLOOKUP(TOU_CTabulation[[#This Row],[Month]],Season,2)","v":"Winter"},{"$f":"VLOOKUP(TOU_CTabulation[[#This Row],[Season]],CRate,2)","v":10.5},{"$f":"IF(A175>TOU_CTabulation[[#This Row],[Month]],TOU_CTabulation[[#This Row],[Day]]*TOU_CTabulation[[#This Row],[Base Allow]],0)","v":0},{"$f":"IF(A175>TOU_CTabulation[[#This Row],[Month]],TOU_CTabulation[[#This Row],[Month Cumm]],0)","v":0},{"$f":"IF(TOU_CTabulation[[#This Row],[Month Base Gen]]=0,0,TOU_CTabulation[[#This Row],[Month Base Gen]]-TOU_CTabulation[[#This Row],[Day]]*TOU_CTabulation[[#This Row],[Base Allow]])","v":0},{"$f":"VLOOKUP(TOU_CTabulation[[#This Row],[Hour]],daypart,2)","v":"All"},{"$f":"TOU_CTabulation[[#This Row],[Season]]&TOU_CTabulation[[#This Row],[Day-Part]]","v":"WinterAll"},{"$f":"VLOOKUP(TOU_CTabulation[[#This Row],[Daypart]],TOUC,2)","v":0.25901999999999997},{"$f":"VLOOKUP(TOU_CTabulation[[#This Row],[Daypart]],TOUC,3)","v":0.32596000000000003},{"$f":"TOU_CTabulation[[#This Row],[Month Base Allow]]*TOU_CTabulation[[#This Row],[Base Rate]]","v":0},{"$f":"TOU_CTabulation[[#This Row],[Month Overbase Gen]]*TOU_CTabulation[[#This Row],[Over Rate]]","v":0},{"$f":"TOU_CTabulation[[#This Row],[Base Value]]+TOU_CTabulation[[#This Row],[Over Value]]","v":0}]
[1,7,2,0,0,4,1,0,4,0,0,{"$f":"TOU_CTabulation[[#This Row],[AC System Output (W)]]/1000","v":0},{"$f":"IF(A174=TOU_CTabulation[[#This Row],[Month]],M174+TOU_CTabulation[[#This Row],[AC System Output (kW)]],TOU_CTabulation[[#This Row],[AC System Output (kW)]])","v":86.089494000000002},{"$f":"VLOOKUP(TOU_CTabulation[[#This Row],[Month]],Season,2)","v":"Winter"},{"$f":"VLOOKUP(TOU_CTabulation[[#This Row],[Season]],CRate,2)","v":10.5},{"$f":"IF(A176>TOU_CTabulation[[#This Row],[Month]],TOU_CTabulation[[#This Row],[Day]]*TOU_CTabulation[[#This Row],[Base Allow]],0)","v":0},{"$f":"IF(A176>TOU_CTabulation[[#This Row],[Month]],TOU_CTabulation[[#This Row],[Month Cumm]],0)","v":0},{"$f":"IF(TOU_CTabulation[[#This Row],[Month Base Gen]]=0,0,TOU_CTabulation[[#This Row],[Month Base Gen]]-TOU_CTabulation[[#This Row],[Day]]*TOU_CTabulation[[#This Row],[Base Allow]])","v":0},{"$f":"VLOOKUP(TOU_CTabulation[[#This Row],[Hour]],daypart,2)","v":"All"},{"$f":"TOU_CTabulation[[#This Row],[Season]]&TOU_CTabulation[[#This Row],[Day-Part]]","v":"WinterAll"},{"$f":"VLOOKUP(TOU_CTabulation[[#This Row],[Daypart]],TOUC,2)","v":0.25901999999999997},{"$f":"VLOOKUP(TOU_CTabulation[[#This Row],[Daypart]],TOUC,3)","v":0.32596000000000003},{"$f":"TOU_CTabulation[[#This Row],[Month Base Allow]]*TOU_CTabulation[[#This Row],[Base Rate]]","v":0},{"$f":"TOU_CTabulation[[#This Row],[Month Overbase Gen]]*TOU_CTabulation[[#This Row],[Over Rate]]","v":0},{"$f":"TOU_CTabulation[[#This Row],[Base Value]]+TOU_CTabulation[[#This Row],[Over Value]]","v":0}]
[1,7,3,0,0,4,1,0,4,0,0,{"$f":"TOU_CTabulation[[#This Row],[AC System Output (W)]]/1000","v":0},{"$f":"IF(A175=TOU_CTabulation[[#This Row],[Month]],M175+TOU_CTabulation[[#This Row],[AC System Output (kW)]],TOU_CTabulation[[#This Row],[AC System Output (kW)]])","v":86.089494000000002},{"$f":"VLOOKUP(TOU_CTabulation[[#This Row],[Month]],Season,2)","v":"Winter"},{"$f":"VLOOKUP(TOU_CTabulation[[#This Row],[Season]],CRate,2)","v":10.5},{"$f":"IF(A177>TOU_CTabulation[[#This Row],[Month]],TOU_CTabulation[[#This Row],[Day]]*TOU_CTabulation[[#This Row],[Base Allow]],0)","v":0},{"$f":"IF(A177>TOU_CTabulation[[#This Row],[Month]],TOU_CTabulation[[#This Row],[Month Cumm]],0)","v":0},{"$f":"IF(TOU_CTabulation[[#This Row],[Month Base Gen]]=0,0,TOU_CTabulation[[#This Row],[Month Base Gen]]-TOU_CTabulation[[#This Row],[Day]]*TOU_CTabulation[[#This Row],[Base Allow]])","v":0},{"$f":"VLOOKUP(TOU_CTabulation[[#This Row],[Hour]],daypart,2)","v":"All"},{"$f":"TOU_CTabulation[[#This Row],[Season]]&TOU_CTabulation[[#This Row],[Day-Part]]","v":"WinterAll"},{"$f":"VLOOKUP(TOU_CTabulation[[#This Row],[Daypart]],TOUC,2)","v":0.25901999999999997},{"$f":"VLOOKUP(TOU_CTabulation[[#This Row],[Daypart]],TOUC,3)","v":0.32596000000000003},{"$f":"TOU_CTabulation[[#This Row],[Month Base Allow]]*TOU_CTabulation[[#This Row],[Base Rate]]","v":0},{"$f":"TOU_CTabulation[[#This Row],[Month Overbase Gen]]*TOU_CTabulation[[#This Row],[Over Rate]]","v":0},{"$f":"TOU_CTabulation[[#This Row],[Base Value]]+TOU_CTabulation[[#This Row],[Over Value]]","v":0}]
[1,7,4,0,0,4,1,0,4,0,0,{"$f":"TOU_CTabulation[[#This Row],[AC System Output (W)]]/1000","v":0},{"$f":"IF(A176=TOU_CTabulation[[#This Row],[Month]],M176+TOU_CTabulation[[#This Row],[AC System Output (kW)]],TOU_CTabulation[[#This Row],[AC System Output (kW)]])","v":86.089494000000002},{"$f":"VLOOKUP(TOU_CTabulation[[#This Row],[Month]],Season,2)","v":"Winter"},{"$f":"VLOOKUP(TOU_CTabulation[[#This Row],[Season]],CRate,2)","v":10.5},{"$f":"IF(A178>TOU_CTabulation[[#This Row],[Month]],TOU_CTabulation[[#This Row],[Day]]*TOU_CTabulation[[#This Row],[Base Allow]],0)","v":0},{"$f":"IF(A178>TOU_CTabulation[[#This Row],[Month]],TOU_CTabulation[[#This Row],[Month Cumm]],0)","v":0},{"$f":"IF(TOU_CTabulation[[#This Row],[Month Base Gen]]=0,0,TOU_CTabulation[[#This Row],[Month Base Gen]]-TOU_CTabulation[[#This Row],[Day]]*TOU_CTabulation[[#This Row],[Base Allow]])","v":0},{"$f":"VLOOKUP(TOU_CTabulation[[#This Row],[Hour]],daypart,2)","v":"All"},{"$f":"TOU_CTabulation[[#This Row],[Season]]&TOU_CTabulation[[#This Row],[Day-Part]]","v":"WinterAll"},{"$f":"VLOOKUP(TOU_CTabulation[[#This Row],[Daypart]],TOUC,2)","v":0.25901999999999997},{"$f":"VLOOKUP(TOU_CTabulation[[#This Row],[Daypart]],TOUC,3)","v":0.32596000000000003},{"$f":"TOU_CTabulation[[#This Row],[Month Base Allow]]*TOU_CTabulation[[#This Row],[Base Rate]]","v":0},{"$f":"TOU_CTabulation[[#This Row],[Month Overbase Gen]]*TOU_CTabulation[[#This Row],[Over Rate]]","v":0},{"$f":"TOU_CTabulation[[#This Row],[Base Value]]+TOU_CTabulation[[#This Row],[Over Value]]","v":0}]
[1,7,5,0,0,3,1,0,3,0,0,{"$f":"TOU_CTabulation[[#This Row],[AC System Output (W)]]/1000","v":0},{"$f":"IF(A177=TOU_CTabulation[[#This Row],[Month]],M177+TOU_CTabulation[[#This Row],[AC System Output (kW)]],TOU_CTabulation[[#This Row],[AC System Output (kW)]])","v":86.089494000000002},{"$f":"VLOOKUP(TOU_CTabulation[[#This Row],[Month]],Season,2)","v":"Winter"},{"$f":"VLOOKUP(TOU_CTabulation[[#This Row],[Season]],CRate,2)","v":10.5},{"$f":"IF(A179>TOU_CTabulation[[#This Row],[Month]],TOU_CTabulation[[#This Row],[Day]]*TOU_CTabulation[[#This Row],[Base Allow]],0)","v":0},{"$f":"IF(A179>TOU_CTabulation[[#This Row],[Month]],TOU_CTabulation[[#This Row],[Month Cumm]],0)","v":0},{"$f":"IF(TOU_CTabulation[[#This Row],[Month Base Gen]]=0,0,TOU_CTabulation[[#This Row],[Month Base Gen]]-TOU_CTabulation[[#This Row],[Day]]*TOU_CTabulation[[#This Row],[Base Allow]])","v":0},{"$f":"VLOOKUP(TOU_CTabulation[[#This Row],[Hour]],daypart,2)","v":"All"},{"$f":"TOU_CTabulation[[#This Row],[Season]]&TOU_CTabulation[[#This Row],[Day-Part]]","v":"WinterAll"},{"$f":"VLOOKUP(TOU_CTabulation[[#This Row],[Daypart]],TOUC,2)","v":0.25901999999999997},{"$f":"VLOOKUP(TOU_CTabulation[[#This Row],[Daypart]],TOUC,3)","v":0.32596000000000003},{"$f":"TOU_CTabulation[[#This Row],[Month Base Allow]]*TOU_CTabulation[[#This Row],[Base Rate]]","v":0},{"$f":"TOU_CTabulation[[#This Row],[Month Overbase Gen]]*TOU_CTabulation[[#This Row],[Over Rate]]","v":0},{"$f":"TOU_CTabulation[[#This Row],[Base Value]]+TOU_CTabulation[[#This Row],[Over Value]]","v":0}]
[1,7,6,0,0,3,1,0,3,0,0,{"$f":"TOU_CTabulation[[#This Row],[AC System Output (W)]]/1000","v":0},{"$f":"IF(A178=TOU_CTabulation[[#This Row],[Month]],M178+TOU_CTabulation[[#This Row],[AC System Output (kW)]],TOU_CTabulation[[#This Row],[AC System Output (kW)]])","v":86.089494000000002},{"$f":"VLOOKUP(TOU_CTabulation[[#This Row],[Month]],Season,2)","v":"Winter"},{"$f":"VLOOKUP(TOU_CTabulation[[#This Row],[Season]],CRate,2)","v":10.5},{"$f":"IF(A180>TOU_CTabulation[[#This Row],[Month]],TOU_CTabulation[[#This Row],[Day]]*TOU_CTabulation[[#This Row],[Base Allow]],0)","v":0},{"$f":"IF(A180>TOU_CTabulation[[#This Row],[Month]],TOU_CTabulation[[#This Row],[Month Cumm]],0)","v":0},{"$f":"IF(TOU_CTabulation[[#This Row],[Month Base Gen]]=0,0,TOU_CTabulation[[#This Row],[Month Base Gen]]-TOU_CTabulation[[#This Row],[Day]]*TOU_CTabulation[[#This Row],[Base Allow]])","v":0},{"$f":"VLOOKUP(TOU_CTabulation[[#This Row],[Hour]],daypart,2)","v":"All"},{"$f":"TOU_CTabulation[[#This Row],[Season]]&TOU_CTabulation[[#This Row],[Day-Part]]","v":"WinterAll"},{"$f":"VLOOKUP(TOU_CTabulation[[#This Row],[Daypart]],TOUC,2)","v":0.25901999999999997},{"$f":"VLOOKUP(TOU_CTabulation[[#This Row],[Daypart]],TOUC,3)","v":0.32596000000000003},{"$f":"TOU_CTabulation[[#This Row],[Month Base Allow]]*TOU_CTabulation[[#This Row],[Base Rate]]","v":0},{"$f":"TOU_CTabulation[[#This Row],[Month Overbase Gen]]*TOU_CTabulation[[#This Row],[Over Rate]]","v":0},{"$f":"TOU_CTabulation[[#This Row],[Base Value]]+TOU_CTabulation[[#This Row],[Over Value]]","v":0}]
[1,7,7,0,28,5,1,29.016999999999999,3.2349999999999999,109.926,87.486000000000004,{"$f":"TOU_CTabulation[[#This Row],[AC System Output (W)]]/1000","v":8.7486000000000008E-2},{"$f":"IF(A179=TOU_CTabulation[[#This Row],[Month]],M179+TOU_CTabulation[[#This Row],[AC System Output (kW)]],TOU_CTabulation[[#This Row],[AC System Output (kW)]])","v":86.17698},{"$f":"VLOOKUP(TOU_CTabulation[[#This Row],[Month]],Season,2)","v":"Winter"},{"$f":"VLOOKUP(TOU_CTabulation[[#This Row],[Season]],CRate,2)","v":10.5},{"$f":"IF(A181>TOU_CTabulation[[#This Row],[Month]],TOU_CTabulation[[#This Row],[Day]]*TOU_CTabulation[[#This Row],[Base Allow]],0)","v":0},{"$f":"IF(A181>TOU_CTabulation[[#This Row],[Month]],TOU_CTabulation[[#This Row],[Month Cumm]],0)","v":0},{"$f":"IF(TOU_CTabulation[[#This Row],[Month Base Gen]]=0,0,TOU_CTabulation[[#This Row],[Month Base Gen]]-TOU_CTabulation[[#This Row],[Day]]*TOU_CTabulation[[#This Row],[Base Allow]])","v":0},{"$f":"VLOOKUP(TOU_CTabulation[[#This Row],[Hour]],daypart,2)","v":"All"},{"$f":"TOU_CTabulation[[#This Row],[Season]]&TOU_CTabulation[[#This Row],[Day-Part]]","v":"WinterAll"},{"$f":"VLOOKUP(TOU_CTabulation[[#This Row],[Daypart]],TOUC,2)","v":0.25901999999999997},{"$f":"VLOOKUP(TOU_CTabulation[[#This Row],[Daypart]],TOUC,3)","v":0.32596000000000003},{"$f":"TOU_CTabulation[[#This Row],[Month Base Allow]]*TOU_CTabulation[[#This Row],[Base Rate]]","v":0},{"$f":"TOU_CTabulation[[#This Row],[Month Overbase Gen]]*TOU_CTabulation[[#This Row],[Over Rate]]","v":0},{"$f":"TOU_CTabulation[[#This Row],[Base Value]]+TOU_CTabulation[[#This Row],[Over Value]]","v":0}]
[1,7,8,86,83,8,1,129.857,9.9139999999999997,465.88,436.08499999999998,{"$f":"TOU_CTabulation[[#This Row],[AC System Output (W)]]/1000","v":0.436085},{"$f":"IF(A180=TOU_CTabulation[[#This Row],[Month]],M180+TOU_CTabulation[[#This Row],[AC System Output (kW)]],TOU_CTabulation[[#This Row],[AC System Output (kW)]])","v":86.613065000000006},{"$f":"VLOOKUP(TOU_CTabulation[[#This Row],[Month]],Season,2)","v":"Winter"},{"$f":"VLOOKUP(TOU_CTabulation[[#This Row],[Season]],CRate,2)","v":10.5},{"$f":"IF(A182>TOU_CTabulation[[#This Row],[Month]],TOU_CTabulation[[#This Row],[Day]]*TOU_CTabulation[[#This Row],[Base Allow]],0)","v":0},{"$f":"IF(A182>TOU_CTabulation[[#This Row],[Month]],TOU_CTabulation[[#This Row],[Month Cumm]],0)","v":0},{"$f":"IF(TOU_CTabulation[[#This Row],[Month Base Gen]]=0,0,TOU_CTabulation[[#This Row],[Month Base Gen]]-TOU_CTabulation[[#This Row],[Day]]*TOU_CTabulation[[#This Row],[Base Allow]])","v":0},{"$f":"VLOOKUP(TOU_CTabulation[[#This Row],[Hour]],daypart,2)","v":"All"},{"$f":"TOU_CTabulation[[#This Row],[Season]]&TOU_CTabulation[[#This Row],[Day-Part]]","v":"WinterAll"},{"$f":"VLOOKUP(TOU_CTabulation[[#This Row],[Daypart]],TOUC,2)","v":0.25901999999999997},{"$f":"VLOOKUP(TOU_CTabulation[[#This Row],[Daypart]],TOUC,3)","v":0.32596000000000003},{"$f":"TOU_CTabulation[[#This Row],[Month Base Allow]]*TOU_CTabulation[[#This Row],[Base Rate]]","v":0},{"$f":"TOU_CTabulation[[#This Row],[Month Overbase Gen]]*TOU_CTabulation[[#This Row],[Over Rate]]","v":0},{"$f":"TOU_CTabulation[[#This Row],[Base Value]]+TOU_CTabulation[[#This Row],[Over Value]]","v":0}]
[1,7,9,844,58,10,1,573.69000000000005,26.649000000000001,1904.4059999999999,1832.8920000000001,{"$f":"TOU_CTabulation[[#This Row],[AC System Output (W)]]/1000","v":1.832892},{"$f":"IF(A181=TOU_CTabulation[[#This Row],[Month]],M181+TOU_CTabulation[[#This Row],[AC System Output (kW)]],TOU_CTabulation[[#This Row],[AC System Output (kW)]])","v":88.445957000000007},{"$f":"VLOOKUP(TOU_CTabulation[[#This Row],[Month]],Season,2)","v":"Winter"},{"$f":"VLOOKUP(TOU_CTabulation[[#This Row],[Season]],CRate,2)","v":10.5},{"$f":"IF(A183>TOU_CTabulation[[#This Row],[Month]],TOU_CTabulation[[#This Row],[Day]]*TOU_CTabulation[[#This Row],[Base Allow]],0)","v":0},{"$f":"IF(A183>TOU_CTabulation[[#This Row],[Month]],TOU_CTabulation[[#This Row],[Month Cumm]],0)","v":0},{"$f":"IF(TOU_CTabulation[[#This Row],[Month Base Gen]]=0,0,TOU_CTabulation[[#This Row],[Month Base Gen]]-TOU_CTabulation[[#This Row],[Day]]*TOU_CTabulation[[#This Row],[Base Allow]])","v":0},{"$f":"VLOOKUP(TOU_CTabulation[[#This Row],[Hour]],daypart,2)","v":"All"},{"$f":"TOU_CTabulation[[#This Row],[Season]]&TOU_CTabulation[[#This Row],[Day-Part]]","v":"WinterAll"},{"$f":"VLOOKUP(TOU_CTabulation[[#This Row],[Daypart]],TOUC,2)","v":0.25901999999999997},{"$f":"VLOOKUP(TOU_CTabulation[[#This Row],[Daypart]],TOUC,3)","v":0.32596000000000003},{"$f":"TOU_CTabulation[[#This Row],[Month Base Allow]]*TOU_CTabulation[[#This Row],[Base Rate]]","v":0},{"$f":"TOU_CTabulation[[#This Row],[Month Overbase Gen]]*TOU_CTabulation[[#This Row],[Over Rate]]","v":0},{"$f":"TOU_CTabulation[[#This Row],[Base Value]]+TOU_CTabulation[[#This Row],[Over Value]]","v":0}]
[1,7,10,909,65,13,1,729.303,36.119,2350.444,2262.087,{"$f":"TOU_CTabulation[[#This Row],[AC System Output (W)]]/1000","v":2.2620870000000002},{"$f":"IF(A182=TOU_CTabulation[[#This Row],[Month]],M182+TOU_CTabulation[[#This Row],[AC System Output (kW)]],TOU_CTabulation[[#This Row],[AC System Output (kW)]])","v":90.708044000000001},{"$f":"VLOOKUP(TOU_CTabulation[[#This Row],[Month]],Season,2)","v":"Winter"},{"$f":"VLOOKUP(TOU_CTabulation[[#This Row],[Season]],CRate,2)","v":10.5},{"$f":"IF(A184>TOU_CTabulation[[#This Row],[Month]],TOU_CTabulation[[#This Row],[Day]]*TOU_CTabulation[[#This Row],[Base Allow]],0)","v":0},{"$f":"IF(A184>TOU_CTabulation[[#This Row],[Month]],TOU_CTabulation[[#This Row],[Month Cumm]],0)","v":0},{"$f":"IF(TOU_CTabulation[[#This Row],[Month Base Gen]]=0,0,TOU_CTabulation[[#This Row],[Month Base Gen]]-TOU_CTabulation[[#This Row],[Day]]*TOU_CTabulation[[#This Row],[Base Allow]])","v":0},{"$f":"VLOOKUP(TOU_CTabulation[[#This Row],[Hour]],daypart,2)","v":"All"},{"$f":"TOU_CTabulation[[#This Row],[Season]]&TOU_CTabulation[[#This Row],[Day-Part]]","v":"WinterAll"},{"$f":"VLOOKUP(TOU_CTabulation[[#This Row],[Daypart]],TOUC,2)","v":0.25901999999999997},{"$f":"VLOOKUP(TOU_CTabulation[[#This Row],[Daypart]],TOUC,3)","v":0.32596000000000003},{"$f":"TOU_CTabulation[[#This Row],[Month Base Allow]]*TOU_CTabulation[[#This Row],[Base Rate]]","v":0},{"$f":"TOU_CTabulation[[#This Row],[Month Overbase Gen]]*TOU_CTabulation[[#This Row],[Over Rate]]","v":0},{"$f":"TOU_CTabulation[[#This Row],[Base Value]]+TOU_CTabulation[[#This Row],[Over Value]]","v":0}]
[1,7,11,934,69,14,2,816.529,36.118000000000002,2644.8,2544.3150000000001,{"$f":"TOU_CTabulation[[#This Row],[AC System Output (W)]]/1000","v":2.5443150000000001},{"$f":"IF(A183=TOU_CTabulation[[#This Row],[Month]],M183+TOU_CTabulation[[#This Row],[AC System Output (kW)]],TOU_CTabulation[[#This Row],[AC System Output (kW)]])","v":93.252358999999998},{"$f":"VLOOKUP(TOU_CTabulation[[#This Row],[Month]],Season,2)","v":"Winter"},{"$f":"VLOOKUP(TOU_CTabulation[[#This Row],[Season]],CRate,2)","v":10.5},{"$f":"IF(A185>TOU_CTabulation[[#This Row],[Month]],TOU_CTabulation[[#This Row],[Day]]*TOU_CTabulation[[#This Row],[Base Allow]],0)","v":0},{"$f":"IF(A185>TOU_CTabulation[[#This Row],[Month]],TOU_CTabulation[[#This Row],[Month Cumm]],0)","v":0},{"$f":"IF(TOU_CTabulation[[#This Row],[Month Base Gen]]=0,0,TOU_CTabulation[[#This Row],[Month Base Gen]]-TOU_CTabulation[[#This Row],[Day]]*TOU_CTabulation[[#This Row],[Base Allow]])","v":0},{"$f":"VLOOKUP(TOU_CTabulation[[#This Row],[Hour]],daypart,2)","v":"All"},{"$f":"TOU_CTabulation[[#This Row],[Season]]&TOU_CTabulation[[#This Row],[Day-Part]]","v":"WinterAll"},{"$f":"VLOOKUP(TOU_CTabulation[[#This Row],[Daypart]],TOUC,2)","v":0.25901999999999997},{"$f":"VLOOKUP(TOU_CTabulation[[#This Row],[Daypart]],TOUC,3)","v":0.32596000000000003},{"$f":"TOU_CTabulation[[#This Row],[Month Base Allow]]*TOU_CTabulation[[#This Row],[Base Rate]]","v":0},{"$f":"TOU_CTabulation[[#This Row],[Month Overbase Gen]]*TOU_CTabulation[[#This Row],[Over Rate]]","v":0},{"$f":"TOU_CTabulation[[#This Row],[Base Value]]+TOU_CTabulation[[#This Row],[Over Value]]","v":0}]
[1,7,12,932,70,15,2,824.904,37.545999999999999,2654.386,2553.4940000000001,{"$f":"TOU_CTabulation[[#This Row],[AC System Output (W)]]/1000","v":2.5534940000000002},{"$f":"IF(A184=TOU_CTabulation[[#This Row],[Month]],M184+TOU_CTabulation[[#This Row],[AC System Output (kW)]],TOU_CTabulation[[#This Row],[AC System Output (kW)]])","v":95.805852999999999},{"$f":"VLOOKUP(TOU_CTabulation[[#This Row],[Month]],Season,2)","v":"Winter"},{"$f":"VLOOKUP(TOU_CTabulation[[#This Row],[Season]],CRate,2)","v":10.5},{"$f":"IF(A186>TOU_CTabulation[[#This Row],[Month]],TOU_CTabulation[[#This Row],[Day]]*TOU_CTabulation[[#This Row],[Base Allow]],0)","v":0},{"$f":"IF(A186>TOU_CTabulation[[#This Row],[Month]],TOU_CTabulation[[#This Row],[Month Cumm]],0)","v":0},{"$f":"IF(TOU_CTabulation[[#This Row],[Month Base Gen]]=0,0,TOU_CTabulation[[#This Row],[Month Base Gen]]-TOU_CTabulation[[#This Row],[Day]]*TOU_CTabulation[[#This Row],[Base Allow]])","v":0},{"$f":"VLOOKUP(TOU_CTabulation[[#This Row],[Hour]],daypart,2)","v":"All"},{"$f":"TOU_CTabulation[[#This Row],[Season]]&TOU_CTabulation[[#This Row],[Day-Part]]","v":"WinterAll"},{"$f":"VLOOKUP(TOU_CTabulation[[#This Row],[Daypart]],TOUC,2)","v":0.25901999999999997},{"$f":"VLOOKUP(TOU_CTabulation[[#This Row],[Daypart]],TOUC,3)","v":0.32596000000000003},{"$f":"TOU_CTabulation[[#This Row],[Month Base Allow]]*TOU_CTabulation[[#This Row],[Base Rate]]","v":0},{"$f":"TOU_CTabulation[[#This Row],[Month Overbase Gen]]*TOU_CTabulation[[#This Row],[Over Rate]]","v":0},{"$f":"TOU_CTabulation[[#This Row],[Base Value]]+TOU_CTabulation[[#This Row],[Over Value]]","v":0}]
[1,7,13,897,70,15,2,751.42899999999997,35.723999999999997,2432.1709999999998,2340.529,{"$f":"TOU_CTabulation[[#This Row],[AC System Output (W)]]/1000","v":2.3405290000000001},{"$f":"IF(A185=TOU_CTabulation[[#This Row],[Month]],M185+TOU_CTabulation[[#This Row],[AC System Output (kW)]],TOU_CTabulation[[#This Row],[AC System Output (kW)]])","v":98.146382000000003},{"$f":"VLOOKUP(TOU_CTabulation[[#This Row],[Month]],Season,2)","v":"Winter"},{"$f":"VLOOKUP(TOU_CTabulation[[#This Row],[Season]],CRate,2)","v":10.5},{"$f":"IF(A187>TOU_CTabulation[[#This Row],[Month]],TOU_CTabulation[[#This Row],[Day]]*TOU_CTabulation[[#This Row],[Base Allow]],0)","v":0},{"$f":"IF(A187>TOU_CTabulation[[#This Row],[Month]],TOU_CTabulation[[#This Row],[Month Cumm]],0)","v":0},{"$f":"IF(TOU_CTabulation[[#This Row],[Month Base Gen]]=0,0,TOU_CTabulation[[#This Row],[Month Base Gen]]-TOU_CTabulation[[#This Row],[Day]]*TOU_CTabulation[[#This Row],[Base Allow]])","v":0},{"$f":"VLOOKUP(TOU_CTabulation[[#This Row],[Hour]],daypart,2)","v":"All"},{"$f":"TOU_CTabulation[[#This Row],[Season]]&TOU_CTabulation[[#This Row],[Day-Part]]","v":"WinterAll"},{"$f":"VLOOKUP(TOU_CTabulation[[#This Row],[Daypart]],TOUC,2)","v":0.25901999999999997},{"$f":"VLOOKUP(TOU_CTabulation[[#This Row],[Daypart]],TOUC,3)","v":0.32596000000000003},{"$f":"TOU_CTabulation[[#This Row],[Month Base Allow]]*TOU_CTabulation[[#This Row],[Base Rate]]","v":0},{"$f":"TOU_CTabulation[[#This Row],[Month Overbase Gen]]*TOU_CTabulation[[#This Row],[Over Rate]]","v":0},{"$f":"TOU_CTabulation[[#This Row],[Base Value]]+TOU_CTabulation[[#This Row],[Over Value]]","v":0}]
[1,7,14,832,66,14,1,612.89499999999998,34.468000000000004,1973.874,1899.8589999999999,{"$f":"TOU_CTabulation[[#This Row],[AC System Output (W)]]/1000","v":1.899859},{"$f":"IF(A186=TOU_CTabulation[[#This Row],[Month]],M186+TOU_CTabulation[[#This Row],[AC System Output (kW)]],TOU_CTabulation[[#This Row],[AC System Output (kW)]])","v":100.04624100000001},{"$f":"VLOOKUP(TOU_CTabulation[[#This Row],[Month]],Season,2)","v":"Winter"},{"$f":"VLOOKUP(TOU_CTabulation[[#This Row],[Season]],CRate,2)","v":10.5},{"$f":"IF(A188>TOU_CTabulation[[#This Row],[Month]],TOU_CTabulation[[#This Row],[Day]]*TOU_CTabulation[[#This Row],[Base Allow]],0)","v":0},{"$f":"IF(A188>TOU_CTabulation[[#This Row],[Month]],TOU_CTabulation[[#This Row],[Month Cumm]],0)","v":0},{"$f":"IF(TOU_CTabulation[[#This Row],[Month Base Gen]]=0,0,TOU_CTabulation[[#This Row],[Month Base Gen]]-TOU_CTabulation[[#This Row],[Day]]*TOU_CTabulation[[#This Row],[Base Allow]])","v":0},{"$f":"VLOOKUP(TOU_CTabulation[[#This Row],[Hour]],daypart,2)","v":"All"},{"$f":"TOU_CTabulation[[#This Row],[Season]]&TOU_CTabulation[[#This Row],[Day-Part]]","v":"WinterAll"},{"$f":"VLOOKUP(TOU_CTabulation[[#This Row],[Daypart]],TOUC,2)","v":0.25901999999999997},{"$f":"VLOOKUP(TOU_CTabulation[[#This Row],[Daypart]],TOUC,3)","v":0.32596000000000003},{"$f":"TOU_CTabulation[[#This Row],[Month Base Allow]]*TOU_CTabulation[[#This Row],[Base Rate]]","v":0},{"$f":"TOU_CTabulation[[#This Row],[Month Overbase Gen]]*TOU_CTabulation[[#This Row],[Over Rate]]","v":0},{"$f":"TOU_CTabulation[[#This Row],[Base Value]]+TOU_CTabulation[[#This Row],[Over Value]]","v":0}]
[1,7,15,714,53,12,1,408.94799999999998,25.861000000000001,1324.8579999999999,1272.4659999999999,{"$f":"TOU_CTabulation[[#This Row],[AC System Output (W)]]/1000","v":1.2724659999999999},{"$f":"IF(A187=TOU_CTabulation[[#This Row],[Month]],M187+TOU_CTabulation[[#This Row],[AC System Output (kW)]],TOU_CTabulation[[#This Row],[AC System Output (kW)]])","v":101.318707},{"$f":"VLOOKUP(TOU_CTabulation[[#This Row],[Month]],Season,2)","v":"Winter"},{"$f":"VLOOKUP(TOU_CTabulation[[#This Row],[Season]],CRate,2)","v":10.5},{"$f":"IF(A189>TOU_CTabulation[[#This Row],[Month]],TOU_CTabulation[[#This Row],[Day]]*TOU_CTabulation[[#This Row],[Base Allow]],0)","v":0},{"$f":"IF(A189>TOU_CTabulation[[#This Row],[Month]],TOU_CTabulation[[#This Row],[Month Cumm]],0)","v":0},{"$f":"IF(TOU_CTabulation[[#This Row],[Month Base Gen]]=0,0,TOU_CTabulation[[#This Row],[Month Base Gen]]-TOU_CTabulation[[#This Row],[Day]]*TOU_CTabulation[[#This Row],[Base Allow]])","v":0},{"$f":"VLOOKUP(TOU_CTabulation[[#This Row],[Hour]],daypart,2)","v":"All"},{"$f":"TOU_CTabulation[[#This Row],[Season]]&TOU_CTabulation[[#This Row],[Day-Part]]","v":"WinterAll"},{"$f":"VLOOKUP(TOU_CTabulation[[#This Row],[Daypart]],TOUC,2)","v":0.25901999999999997},{"$f":"VLOOKUP(TOU_CTabulation[[#This Row],[Daypart]],TOUC,3)","v":0.32596000000000003},{"$f":"TOU_CTabulation[[#This Row],[Month Base Allow]]*TOU_CTabulation[[#This Row],[Base Rate]]","v":0},{"$f":"TOU_CTabulation[[#This Row],[Month Overbase Gen]]*TOU_CTabulation[[#This Row],[Over Rate]]","v":0},{"$f":"TOU_CTabulation[[#This Row],[Base Value]]+TOU_CTabulation[[#This Row],[Over Value]]","v":0}]
[1,7,16,53,33,10,1,53.743000000000002,11.529,185.42099999999999,161.51900000000001,{"$f":"TOU_CTabulation[[#This Row],[AC System Output (W)]]/1000","v":0.161519},{"$f":"IF(A188=TOU_CTabulation[[#This Row],[Month]],M188+TOU_CTabulation[[#This Row],[AC System Output (kW)]],TOU_CTabulation[[#This Row],[AC System Output (kW)]])","v":101.480226},{"$f":"VLOOKUP(TOU_CTabulation[[#This Row],[Month]],Season,2)","v":"Winter"},{"$f":"VLOOKUP(TOU_CTabulation[[#This Row],[Season]],CRate,2)","v":10.5},{"$f":"IF(A190>TOU_CTabulation[[#This Row],[Month]],TOU_CTabulation[[#This Row],[Day]]*TOU_CTabulation[[#This Row],[Base Allow]],0)","v":0},{"$f":"IF(A190>TOU_CTabulation[[#This Row],[Month]],TOU_CTabulation[[#This Row],[Month Cumm]],0)","v":0},{"$f":"IF(TOU_CTabulation[[#This Row],[Month Base Gen]]=0,0,TOU_CTabulation[[#This Row],[Month Base Gen]]-TOU_CTabulation[[#This Row],[Day]]*TOU_CTabulation[[#This Row],[Base Allow]])","v":0},{"$f":"VLOOKUP(TOU_CTabulation[[#This Row],[Hour]],daypart,2)","v":"All"},{"$f":"TOU_CTabulation[[#This Row],[Season]]&TOU_CTabulation[[#This Row],[Day-Part]]","v":"WinterAll"},{"$f":"VLOOKUP(TOU_CTabulation[[#This Row],[Daypart]],TOUC,2)","v":0.25901999999999997},{"$f":"VLOOKUP(TOU_CTabulation[[#This Row],[Daypart]],TOUC,3)","v":0.32596000000000003},{"$f":"TOU_CTabulation[[#This Row],[Month Base Allow]]*TOU_CTabulation[[#This Row],[Base Rate]]","v":0},{"$f":"TOU_CTabulation[[#This Row],[Month Overbase Gen]]*TOU_CTabulation[[#This Row],[Over Rate]]","v":0},{"$f":"TOU_CTabulation[[#This Row],[Base Value]]+TOU_CTabulation[[#This Row],[Over Value]]","v":0}]
[1,7,17,0,0,8,1,0,8,0,0,{"$f":"TOU_CTabulation[[#This Row],[AC System Output (W)]]/1000","v":0},{"$f":"IF(A189=TOU_CTabulation[[#This Row],[Month]],M189+TOU_CTabulation[[#This Row],[AC System Output (kW)]],TOU_CTabulation[[#This Row],[AC System Output (kW)]])","v":101.480226},{"$f":"VLOOKUP(TOU_CTabulation[[#This Row],[Month]],Season,2)","v":"Winter"},{"$f":"VLOOKUP(TOU_CTabulation[[#This Row],[Season]],CRate,2)","v":10.5},{"$f":"IF(A191>TOU_CTabulation[[#This Row],[Month]],TOU_CTabulation[[#This Row],[Day]]*TOU_CTabulation[[#This Row],[Base Allow]],0)","v":0},{"$f":"IF(A191>TOU_CTabulation[[#This Row],[Month]],TOU_CTabulation[[#This Row],[Month Cumm]],0)","v":0},{"$f":"IF(TOU_CTabulation[[#This Row],[Month Base Gen]]=0,0,TOU_CTabulation[[#This Row],[Month Base Gen]]-TOU_CTabulation[[#This Row],[Day]]*TOU_CTabulation[[#This Row],[Base Allow]])","v":0},{"$f":"VLOOKUP(TOU_CTabulation[[#This Row],[Hour]],daypart,2)","v":"All"},{"$f":"TOU_CTabulation[[#This Row],[Season]]&TOU_CTabulation[[#This Row],[Day-Part]]","v":"WinterAll"},{"$f":"VLOOKUP(TOU_CTabulation[[#This Row],[Daypart]],TOUC,2)","v":0.25901999999999997},{"$f":"VLOOKUP(TOU_CTabulation[[#This Row],[Daypart]],TOUC,3)","v":0.32596000000000003},{"$f":"TOU_CTabulation[[#This Row],[Month Base Allow]]*TOU_CTabulation[[#This Row],[Base Rate]]","v":0},{"$f":"TOU_CTabulation[[#This Row],[Month Overbase Gen]]*TOU_CTabulation[[#This Row],[Over Rate]]","v":0},{"$f":"TOU_CTabulation[[#This Row],[Base Value]]+TOU_CTabulation[[#This Row],[Over Value]]","v":0}]
[1,7,18,0,0,7,1,0,7,0,0,{"$f":"TOU_CTabulation[[#This Row],[AC System Output (W)]]/1000","v":0},{"$f":"IF(A190=TOU_CTabulation[[#This Row],[Month]],M190+TOU_CTabulation[[#This Row],[AC System Output (kW)]],TOU_CTabulation[[#This Row],[AC System Output (kW)]])","v":101.480226},{"$f":"VLOOKUP(TOU_CTabulation[[#This Row],[Month]],Season,2)","v":"Winter"},{"$f":"VLOOKUP(TOU_CTabulation[[#This Row],[Season]],CRate,2)","v":10.5},{"$f":"IF(A192>TOU_CTabulation[[#This Row],[Month]],TOU_CTabulation[[#This Row],[Day]]*TOU_CTabulation[[#This Row],[Base Allow]],0)","v":0},{"$f":"IF(A192>TOU_CTabulation[[#This Row],[Month]],TOU_CTabulation[[#This Row],[Month Cumm]],0)","v":0},{"$f":"IF(TOU_CTabulation[[#This Row],[Month Base Gen]]=0,0,TOU_CTabulation[[#This Row],[Month Base Gen]]-TOU_CTabulation[[#This Row],[Day]]*TOU_CTabulation[[#This Row],[Base Allow]])","v":0},{"$f":"VLOOKUP(TOU_CTabulation[[#This Row],[Hour]],daypart,2)","v":"All"},{"$f":"TOU_CTabulation[[#This Row],[Season]]&TOU_CTabulation[[#This Row],[Day-Part]]","v":"WinterAll"},{"$f":"VLOOKUP(TOU_CTabulation[[#This Row],[Daypart]],TOUC,2)","v":0.25901999999999997},{"$f":"VLOOKUP(TOU_CTabulation[[#This Row],[Daypart]],TOUC,3)","v":0.32596000000000003},{"$f":"TOU_CTabulation[[#This Row],[Month Base Allow]]*TOU_CTabulation[[#This Row],[Base Rate]]","v":0},{"$f":"TOU_CTabulation[[#This Row],[Month Overbase Gen]]*TOU_CTabulation[[#This Row],[Over Rate]]","v":0},{"$f":"TOU_CTabulation[[#This Row],[Base Value]]+TOU_CTabulation[[#This Row],[Over Value]]","v":0}]
[1,7,19,0,0,6,1,0,6,0,0,{"$f":"TOU_CTabulation[[#This Row],[AC System Output (W)]]/1000","v":0},{"$f":"IF(A191=TOU_CTabulation[[#This Row],[Month]],M191+TOU_CTabulation[[#This Row],[AC System Output (kW)]],TOU_CTabulation[[#This Row],[AC System Output (kW)]])","v":101.480226},{"$f":"VLOOKUP(TOU_CTabulation[[#This Row],[Month]],Season,2)","v":"Winter"},{"$f":"VLOOKUP(TOU_CTabulation[[#This Row],[Season]],CRate,2)","v":10.5},{"$f":"IF(A193>TOU_CTabulation[[#This Row],[Month]],TOU_CTabulation[[#This Row],[Day]]*TOU_CTabulation[[#This Row],[Base Allow]],0)","v":0},{"$f":"IF(A193>TOU_CTabulation[[#This Row],[Month]],TOU_CTabulation[[#This Row],[Month Cumm]],0)","v":0},{"$f":"IF(TOU_CTabulation[[#This Row],[Month Base Gen]]=0,0,TOU_CTabulation[[#This Row],[Month Base Gen]]-TOU_CTabulation[[#This Row],[Day]]*TOU_CTabulation[[#This Row],[Base Allow]])","v":0},{"$f":"VLOOKUP(TOU_CTabulation[[#This Row],[Hour]],daypart,2)","v":"All"},{"$f":"TOU_CTabulation[[#This Row],[Season]]&TOU_CTabulation[[#This Row],[Day-Part]]","v":"WinterAll"},{"$f":"VLOOKUP(TOU_CTabulation[[#This Row],[Daypart]],TOUC,2)","v":0.25901999999999997},{"$f":"VLOOKUP(TOU_CTabulation[[#This Row],[Daypart]],TOUC,3)","v":0.32596000000000003},{"$f":"TOU_CTabulation[[#This Row],[Month Base Allow]]*TOU_CTabulation[[#This Row],[Base Rate]]","v":0},{"$f":"TOU_CTabulation[[#This Row],[Month Overbase Gen]]*TOU_CTabulation[[#This Row],[Over Rate]]","v":0},{"$f":"TOU_CTabulation[[#This Row],[Base Value]]+TOU_CTabulation[[#This Row],[Over Value]]","v":0}]
[1,7,20,0,0,5,1,0,5,0,0,{"$f":"TOU_CTabulation[[#This Row],[AC System Output (W)]]/1000","v":0},{"$f":"IF(A192=TOU_CTabulation[[#This Row],[Month]],M192+TOU_CTabulation[[#This Row],[AC System Output (kW)]],TOU_CTabulation[[#This Row],[AC System Output (kW)]])","v":101.480226},{"$f":"VLOOKUP(TOU_CTabulation[[#This Row],[Month]],Season,2)","v":"Winter"},{"$f":"VLOOKUP(TOU_CTabulation[[#This Row],[Season]],CRate,2)","v":10.5},{"$f":"IF(A194>TOU_CTabulation[[#This Row],[Month]],TOU_CTabulation[[#This Row],[Day]]*TOU_CTabulation[[#This Row],[Base Allow]],0)","v":0},{"$f":"IF(A194>TOU_CTabulation[[#This Row],[Month]],TOU_CTabulation[[#This Row],[Month Cumm]],0)","v":0},{"$f":"IF(TOU_CTabulation[[#This Row],[Month Base Gen]]=0,0,TOU_CTabulation[[#This Row],[Month Base Gen]]-TOU_CTabulation[[#This Row],[Day]]*TOU_CTabulation[[#This Row],[Base Allow]])","v":0},{"$f":"VLOOKUP(TOU_CTabulation[[#This Row],[Hour]],daypart,2)","v":"All"},{"$f":"TOU_CTabulation[[#This Row],[Season]]&TOU_CTabulation[[#This Row],[Day-Part]]","v":"WinterAll"},{"$f":"VLOOKUP(TOU_CTabulation[[#This Row],[Daypart]],TOUC,2)","v":0.25901999999999997},{"$f":"VLOOKUP(TOU_CTabulation[[#This Row],[Daypart]],TOUC,3)","v":0.32596000000000003},{"$f":"TOU_CTabulation[[#This Row],[Month Base Allow]]*TOU_CTabulation[[#This Row],[Base Rate]]","v":0},{"$f":"TOU_CTabulation[[#This Row],[Month Overbase Gen]]*TOU_CTabulation[[#This Row],[Over Rate]]","v":0},{"$f":"TOU_CTabulation[[#This Row],[Base Value]]+TOU_CTabulation[[#This Row],[Over Value]]","v":0}]
[1,7,21,0,0,4,1,0,4,0,0,{"$f":"TOU_CTabulation[[#This Row],[AC System Output (W)]]/1000","v":0},{"$f":"IF(A193=TOU_CTabulation[[#This Row],[Month]],M193+TOU_CTabulation[[#This Row],[AC System Output (kW)]],TOU_CTabulation[[#This Row],[AC System Output (kW)]])","v":101.480226},{"$f":"VLOOKUP(TOU_CTabulation[[#This Row],[Month]],Season,2)","v":"Winter"},{"$f":"VLOOKUP(TOU_CTabulation[[#This Row],[Season]],CRate,2)","v":10.5},{"$f":"IF(A195>TOU_CTabulation[[#This Row],[Month]],TOU_CTabulation[[#This Row],[Day]]*TOU_CTabulation[[#This Row],[Base Allow]],0)","v":0},{"$f":"IF(A195>TOU_CTabulation[[#This Row],[Month]],TOU_CTabulation[[#This Row],[Month Cumm]],0)","v":0},{"$f":"IF(TOU_CTabulation[[#This Row],[Month Base Gen]]=0,0,TOU_CTabulation[[#This Row],[Month Base Gen]]-TOU_CTabulation[[#This Row],[Day]]*TOU_CTabulation[[#This Row],[Base Allow]])","v":0},{"$f":"VLOOKUP(TOU_CTabulation[[#This Row],[Hour]],daypart,2)","v":"All"},{"$f":"TOU_CTabulation[[#This Row],[Season]]&TOU_CTabulation[[#This Row],[Day-Part]]","v":"WinterAll"},{"$f":"VLOOKUP(TOU_CTabulation[[#This Row],[Daypart]],TOUC,2)","v":0.25901999999999997},{"$f":"VLOOKUP(TOU_CTabulation[[#This Row],[Daypart]],TOUC,3)","v":0.32596000000000003},{"$f":"TOU_CTabulation[[#This Row],[Month Base Allow]]*TOU_CTabulation[[#This Row],[Base Rate]]","v":0},{"$f":"TOU_CTabulation[[#This Row],[Month Overbase Gen]]*TOU_CTabulation[[#This Row],[Over Rate]]","v":0},{"$f":"TOU_CTabulation[[#This Row],[Base Value]]+TOU_CTabulation[[#This Row],[Over Value]]","v":0}]
[1,7,22,0,0,3,1,0,3,0,0,{"$f":"TOU_CTabulation[[#This Row],[AC System Output (W)]]/1000","v":0},{"$f":"IF(A194=TOU_CTabulation[[#This Row],[Month]],M194+TOU_CTabulation[[#This Row],[AC System Output (kW)]],TOU_CTabulation[[#This Row],[AC System Output (kW)]])","v":101.480226},{"$f":"VLOOKUP(TOU_CTabulation[[#This Row],[Month]],Season,2)","v":"Winter"},{"$f":"VLOOKUP(TOU_CTabulation[[#This Row],[Season]],CRate,2)","v":10.5},{"$f":"IF(A196>TOU_CTabulation[[#This Row],[Month]],TOU_CTabulation[[#This Row],[Day]]*TOU_CTabulation[[#This Row],[Base Allow]],0)","v":0},{"$f":"IF(A196>TOU_CTabulation[[#This Row],[Month]],TOU_CTabulation[[#This Row],[Month Cumm]],0)","v":0},{"$f":"IF(TOU_CTabulation[[#This Row],[Month Base Gen]]=0,0,TOU_CTabulation[[#This Row],[Month Base Gen]]-TOU_CTabulation[[#This Row],[Day]]*TOU_CTabulation[[#This Row],[Base Allow]])","v":0},{"$f":"VLOOKUP(TOU_CTabulation[[#This Row],[Hour]],daypart,2)","v":"All"},{"$f":"TOU_CTabulation[[#This Row],[Season]]&TOU_CTabulation[[#This Row],[Day-Part]]","v":"WinterAll"},{"$f":"VLOOKUP(TOU_CTabulation[[#This Row],[Daypart]],TOUC,2)","v":0.25901999999999997},{"$f":"VLOOKUP(TOU_CTabulation[[#This Row],[Daypart]],TOUC,3)","v":0.32596000000000003},{"$f":"TOU_CTabulation[[#This Row],[Month Base Allow]]*TOU_CTabulation[[#This Row],[Base Rate]]","v":0},{"$f":"TOU_CTabulation[[#This Row],[Month Overbase Gen]]*TOU_CTabulation[[#This Row],[Over Rate]]","v":0},{"$f":"TOU_CTabulation[[#This Row],[Base Value]]+TOU_CTabulation[[#This Row],[Over Value]]","v":0}]
[1,7,23,0,0,3,2,0,3,0,0,{"$f":"TOU_CTabulation[[#This Row],[AC System Output (W)]]/1000","v":0},{"$f":"IF(A195=TOU_CTabulation[[#This Row],[Month]],M195+TOU_CTabulation[[#This Row],[AC System Output (kW)]],TOU_CTabulation[[#This Row],[AC System Output (kW)]])","v":101.480226},{"$f":"VLOOKUP(TOU_CTabulation[[#This Row],[Month]],Season,2)","v":"Winter"},{"$f":"VLOOKUP(TOU_CTabulation[[#This Row],[Season]],CRate,2)","v":10.5},{"$f":"IF(A197>TOU_CTabulation[[#This Row],[Month]],TOU_CTabulation[[#This Row],[Day]]*TOU_CTabulation[[#This Row],[Base Allow]],0)","v":0},{"$f":"IF(A197>TOU_CTabulation[[#This Row],[Month]],TOU_CTabulation[[#This Row],[Month Cumm]],0)","v":0},{"$f":"IF(TOU_CTabulation[[#This Row],[Month Base Gen]]=0,0,TOU_CTabulation[[#This Row],[Month Base Gen]]-TOU_CTabulation[[#This Row],[Day]]*TOU_CTabulation[[#This Row],[Base Allow]])","v":0},{"$f":"VLOOKUP(TOU_CTabulation[[#This Row],[Hour]],daypart,2)","v":"All"},{"$f":"TOU_CTabulation[[#This Row],[Season]]&TOU_CTabulation[[#This Row],[Day-Part]]","v":"WinterAll"},{"$f":"VLOOKUP(TOU_CTabulation[[#This Row],[Daypart]],TOUC,2)","v":0.25901999999999997},{"$f":"VLOOKUP(TOU_CTabulation[[#This Row],[Daypart]],TOUC,3)","v":0.32596000000000003},{"$f":"TOU_CTabulation[[#This Row],[Month Base Allow]]*TOU_CTabulation[[#This Row],[Base Rate]]","v":0},{"$f":"TOU_CTabulation[[#This Row],[Month Overbase Gen]]*TOU_CTabulation[[#This Row],[Over Rate]]","v":0},{"$f":"TOU_CTabulation[[#This Row],[Base Value]]+TOU_CTabulation[[#This Row],[Over Value]]","v":0}]
[1,8,0,0,0,3,2,0,3,0,0,{"$f":"TOU_CTabulation[[#This Row],[AC System Output (W)]]/1000","v":0},{"$f":"IF(A196=TOU_CTabulation[[#This Row],[Month]],M196+TOU_CTabulation[[#This Row],[AC System Output (kW)]],TOU_CTabulation[[#This Row],[AC System Output (kW)]])","v":101.480226},{"$f":"VLOOKUP(TOU_CTabulation[[#This Row],[Month]],Season,2)","v":"Winter"},{"$f":"VLOOKUP(TOU_CTabulation[[#This Row],[Season]],CRate,2)","v":10.5},{"$f":"IF(A198>TOU_CTabulation[[#This Row],[Month]],TOU_CTabulation[[#This Row],[Day]]*TOU_CTabulation[[#This Row],[Base Allow]],0)","v":0},{"$f":"IF(A198>TOU_CTabulation[[#This Row],[Month]],TOU_CTabulation[[#This Row],[Month Cumm]],0)","v":0},{"$f":"IF(TOU_CTabulation[[#This Row],[Month Base Gen]]=0,0,TOU_CTabulation[[#This Row],[Month Base Gen]]-TOU_CTabulation[[#This Row],[Day]]*TOU_CTabulation[[#This Row],[Base Allow]])","v":0},{"$f":"VLOOKUP(TOU_CTabulation[[#This Row],[Hour]],daypart,2)","v":"All"},{"$f":"TOU_CTabulation[[#This Row],[Season]]&TOU_CTabulation[[#This Row],[Day-Part]]","v":"WinterAll"},{"$f":"VLOOKUP(TOU_CTabulation[[#This Row],[Daypart]],TOUC,2)","v":0.25901999999999997},{"$f":"VLOOKUP(TOU_CTabulation[[#This Row],[Daypart]],TOUC,3)","v":0.32596000000000003},{"$f":"TOU_CTabulation[[#This Row],[Month Base Allow]]*TOU_CTabulation[[#This Row],[Base Rate]]","v":0},{"$f":"TOU_CTabulation[[#This Row],[Month Overbase Gen]]*TOU_CTabulation[[#This Row],[Over Rate]]","v":0},{"$f":"TOU_CTabulation[[#This Row],[Base Value]]+TOU_CTabulation[[#This Row],[Over Value]]","v":0}]
[1,8,1,0,0,3,2,0,3,0,0,{"$f":"TOU_CTabulation[[#This Row],[AC System Output (W)]]/1000","v":0},{"$f":"IF(A197=TOU_CTabulation[[#This Row],[Month]],M197+TOU_CTabulation[[#This Row],[AC System Output (kW)]],TOU_CTabulation[[#This Row],[AC System Output (kW)]])","v":101.480226},{"$f":"VLOOKUP(TOU_CTabulation[[#This Row],[Month]],Season,2)","v":"Winter"},{"$f":"VLOOKUP(TOU_CTabulation[[#This Row],[Season]],CRate,2)","v":10.5},{"$f":"IF(A199>TOU_CTabulation[[#This Row],[Month]],TOU_CTabulation[[#This Row],[Day]]*TOU_CTabulation[[#This Row],[Base Allow]],0)","v":0},{"$f":"IF(A199>TOU_CTabulation[[#This Row],[Month]],TOU_CTabulation[[#This Row],[Month Cumm]],0)","v":0},{"$f":"IF(TOU_CTabulation[[#This Row],[Month Base Gen]]=0,0,TOU_CTabulation[[#This Row],[Month Base Gen]]-TOU_CTabulation[[#This Row],[Day]]*TOU_CTabulation[[#This Row],[Base Allow]])","v":0},{"$f":"VLOOKUP(TOU_CTabulation[[#This Row],[Hour]],daypart,2)","v":"All"},{"$f":"TOU_CTabulation[[#This Row],[Season]]&TOU_CTabulation[[#This Row],[Day-Part]]","v":"WinterAll"},{"$f":"VLOOKUP(TOU_CTabulation[[#This Row],[Daypart]],TOUC,2)","v":0.25901999999999997},{"$f":"VLOOKUP(TOU_CTabulation[[#This Row],[Daypart]],TOUC,3)","v":0.32596000000000003},{"$f":"TOU_CTabulation[[#This Row],[Month Base Allow]]*TOU_CTabulation[[#This Row],[Base Rate]]","v":0},{"$f":"TOU_CTabulation[[#This Row],[Month Overbase Gen]]*TOU_CTabulation[[#This Row],[Over Rate]]","v":0},{"$f":"TOU_CTabulation[[#This Row],[Base Value]]+TOU_CTabulation[[#This Row],[Over Value]]","v":0}]
[1,8,2,0,0,2,3,0,2,0,0,{"$f":"TOU_CTabulation[[#This Row],[AC System Output (W)]]/1000","v":0},{"$f":"IF(A198=TOU_CTabulation[[#This Row],[Month]],M198+TOU_CTabulation[[#This Row],[AC System Output (kW)]],TOU_CTabulation[[#This Row],[AC System Output (kW)]])","v":101.480226},{"$f":"VLOOKUP(TOU_CTabulation[[#This Row],[Month]],Season,2)","v":"Winter"},{"$f":"VLOOKUP(TOU_CTabulation[[#This Row],[Season]],CRate,2)","v":10.5},{"$f":"IF(A200>TOU_CTabulation[[#This Row],[Month]],TOU_CTabulation[[#This Row],[Day]]*TOU_CTabulation[[#This Row],[Base Allow]],0)","v":0},{"$f":"IF(A200>TOU_CTabulation[[#This Row],[Month]],TOU_CTabulation[[#This Row],[Month Cumm]],0)","v":0},{"$f":"IF(TOU_CTabulation[[#This Row],[Month Base Gen]]=0,0,TOU_CTabulation[[#This Row],[Month Base Gen]]-TOU_CTabulation[[#This Row],[Day]]*TOU_CTabulation[[#This Row],[Base Allow]])","v":0},{"$f":"VLOOKUP(TOU_CTabulation[[#This Row],[Hour]],daypart,2)","v":"All"},{"$f":"TOU_CTabulation[[#This Row],[Season]]&TOU_CTabulation[[#This Row],[Day-Part]]","v":"WinterAll"},{"$f":"VLOOKUP(TOU_CTabulation[[#This Row],[Daypart]],TOUC,2)","v":0.25901999999999997},{"$f":"VLOOKUP(TOU_CTabulation[[#This Row],[Daypart]],TOUC,3)","v":0.32596000000000003},{"$f":"TOU_CTabulation[[#This Row],[Month Base Allow]]*TOU_CTabulation[[#This Row],[Base Rate]]","v":0},{"$f":"TOU_CTabulation[[#This Row],[Month Overbase Gen]]*TOU_CTabulation[[#This Row],[Over Rate]]","v":0},{"$f":"TOU_CTabulation[[#This Row],[Base Value]]+TOU_CTabulation[[#This Row],[Over Value]]","v":0}]
[1,8,3,0,0,2,3,0,2,0,0,{"$f":"TOU_CTabulation[[#This Row],[AC System Output (W)]]/1000","v":0},{"$f":"IF(A199=TOU_CTabulation[[#This Row],[Month]],M199+TOU_CTabulation[[#This Row],[AC System Output (kW)]],TOU_CTabulation[[#This Row],[AC System Output (kW)]])","v":101.480226},{"$f":"VLOOKUP(TOU_CTabulation[[#This Row],[Month]],Season,2)","v":"Winter"},{"$f":"VLOOKUP(TOU_CTabulation[[#This Row],[Season]],CRate,2)","v":10.5},{"$f":"IF(A201>TOU_CTabulation[[#This Row],[Month]],TOU_CTabulation[[#This Row],[Day]]*TOU_CTabulation[[#This Row],[Base Allow]],0)","v":0},{"$f":"IF(A201>TOU_CTabulation[[#This Row],[Month]],TOU_CTabulation[[#This Row],[Month Cumm]],0)","v":0},{"$f":"IF(TOU_CTabulation[[#This Row],[Month Base Gen]]=0,0,TOU_CTabulation[[#This Row],[Month Base Gen]]-TOU_CTabulation[[#This Row],[Day]]*TOU_CTabulation[[#This Row],[Base Allow]])","v":0},{"$f":"VLOOKUP(TOU_CTabulation[[#This Row],[Hour]],daypart,2)","v":"All"},{"$f":"TOU_CTabulation[[#This Row],[Season]]&TOU_CTabulation[[#This Row],[Day-Part]]","v":"WinterAll"},{"$f":"VLOOKUP(TOU_CTabulation[[#This Row],[Daypart]],TOUC,2)","v":0.25901999999999997},{"$f":"VLOOKUP(TOU_CTabulation[[#This Row],[Daypart]],TOUC,3)","v":0.32596000000000003},{"$f":"TOU_CTabulation[[#This Row],[Month Base Allow]]*TOU_CTabulation[[#This Row],[Base Rate]]","v":0},{"$f":"TOU_CTabulation[[#This Row],[Month Overbase Gen]]*TOU_CTabulation[[#This Row],[Over Rate]]","v":0},{"$f":"TOU_CTabulation[[#This Row],[Base Value]]+TOU_CTabulation[[#This Row],[Over Value]]","v":0}]
[1,8,4,0,0,2,3,0,2,0,0,{"$f":"TOU_CTabulation[[#This Row],[AC System Output (W)]]/1000","v":0},{"$f":"IF(A200=TOU_CTabulation[[#This Row],[Month]],M200+TOU_CTabulation[[#This Row],[AC System Output (kW)]],TOU_CTabulation[[#This Row],[AC System Output (kW)]])","v":101.480226},{"$f":"VLOOKUP(TOU_CTabulation[[#This Row],[Month]],Season,2)","v":"Winter"},{"$f":"VLOOKUP(TOU_CTabulation[[#This Row],[Season]],CRate,2)","v":10.5},{"$f":"IF(A202>TOU_CTabulation[[#This Row],[Month]],TOU_CTabulation[[#This Row],[Day]]*TOU_CTabulation[[#This Row],[Base Allow]],0)","v":0},{"$f":"IF(A202>TOU_CTabulation[[#This Row],[Month]],TOU_CTabulation[[#This Row],[Month Cumm]],0)","v":0},{"$f":"IF(TOU_CTabulation[[#This Row],[Month Base Gen]]=0,0,TOU_CTabulation[[#This Row],[Month Base Gen]]-TOU_CTabulation[[#This Row],[Day]]*TOU_CTabulation[[#This Row],[Base Allow]])","v":0},{"$f":"VLOOKUP(TOU_CTabulation[[#This Row],[Hour]],daypart,2)","v":"All"},{"$f":"TOU_CTabulation[[#This Row],[Season]]&TOU_CTabulation[[#This Row],[Day-Part]]","v":"WinterAll"},{"$f":"VLOOKUP(TOU_CTabulation[[#This Row],[Daypart]],TOUC,2)","v":0.25901999999999997},{"$f":"VLOOKUP(TOU_CTabulation[[#This Row],[Daypart]],TOUC,3)","v":0.32596000000000003},{"$f":"TOU_CTabulation[[#This Row],[Month Base Allow]]*TOU_CTabulation[[#This Row],[Base Rate]]","v":0},{"$f":"TOU_CTabulation[[#This Row],[Month Overbase Gen]]*TOU_CTabulation[[#This Row],[Over Rate]]","v":0},{"$f":"TOU_CTabulation[[#This Row],[Base Value]]+TOU_CTabulation[[#This Row],[Over Value]]","v":0}]
[1,8,5,0,0,1,4,0,1,0,0,{"$f":"TOU_CTabulation[[#This Row],[AC System Output (W)]]/1000","v":0},{"$f":"IF(A201=TOU_CTabulation[[#This Row],[Month]],M201+TOU_CTabulation[[#This Row],[AC System Output (kW)]],TOU_CTabulation[[#This Row],[AC System Output (kW)]])","v":101.480226},{"$f":"VLOOKUP(TOU_CTabulation[[#This Row],[Month]],Season,2)","v":"Winter"},{"$f":"VLOOKUP(TOU_CTabulation[[#This Row],[Season]],CRate,2)","v":10.5},{"$f":"IF(A203>TOU_CTabulation[[#This Row],[Month]],TOU_CTabulation[[#This Row],[Day]]*TOU_CTabulation[[#This Row],[Base Allow]],0)","v":0},{"$f":"IF(A203>TOU_CTabulation[[#This Row],[Month]],TOU_CTabulation[[#This Row],[Month Cumm]],0)","v":0},{"$f":"IF(TOU_CTabulation[[#This Row],[Month Base Gen]]=0,0,TOU_CTabulation[[#This Row],[Month Base Gen]]-TOU_CTabulation[[#This Row],[Day]]*TOU_CTabulation[[#This Row],[Base Allow]])","v":0},{"$f":"VLOOKUP(TOU_CTabulation[[#This Row],[Hour]],daypart,2)","v":"All"},{"$f":"TOU_CTabulation[[#This Row],[Season]]&TOU_CTabulation[[#This Row],[Day-Part]]","v":"WinterAll"},{"$f":"VLOOKUP(TOU_CTabulation[[#This Row],[Daypart]],TOUC,2)","v":0.25901999999999997},{"$f":"VLOOKUP(TOU_CTabulation[[#This Row],[Daypart]],TOUC,3)","v":0.32596000000000003},{"$f":"TOU_CTabulation[[#This Row],[Month Base Allow]]*TOU_CTabulation[[#This Row],[Base Rate]]","v":0},{"$f":"TOU_CTabulation[[#This Row],[Month Overbase Gen]]*TOU_CTabulation[[#This Row],[Over Rate]]","v":0},{"$f":"TOU_CTabulation[[#This Row],[Base Value]]+TOU_CTabulation[[#This Row],[Over Value]]","v":0}]
[1,8,6,0,0,1,4,0,1,0,0,{"$f":"TOU_CTabulation[[#This Row],[AC System Output (W)]]/1000","v":0},{"$f":"IF(A202=TOU_CTabulation[[#This Row],[Month]],M202+TOU_CTabulation[[#This Row],[AC System Output (kW)]],TOU_CTabulation[[#This Row],[AC System Output (kW)]])","v":101.480226},{"$f":"VLOOKUP(TOU_CTabulation[[#This Row],[Month]],Season,2)","v":"Winter"},{"$f":"VLOOKUP(TOU_CTabulation[[#This Row],[Season]],CRate,2)","v":10.5},{"$f":"IF(A204>TOU_CTabulation[[#This Row],[Month]],TOU_CTabulation[[#This Row],[Day]]*TOU_CTabulation[[#This Row],[Base Allow]],0)","v":0},{"$f":"IF(A204>TOU_CTabulation[[#This Row],[Month]],TOU_CTabulation[[#This Row],[Month Cumm]],0)","v":0},{"$f":"IF(TOU_CTabulation[[#This Row],[Month Base Gen]]=0,0,TOU_CTabulation[[#This Row],[Month Base Gen]]-TOU_CTabulation[[#This Row],[Day]]*TOU_CTabulation[[#This Row],[Base Allow]])","v":0},{"$f":"VLOOKUP(TOU_CTabulation[[#This Row],[Hour]],daypart,2)","v":"All"},{"$f":"TOU_CTabulation[[#This Row],[Season]]&TOU_CTabulation[[#This Row],[Day-Part]]","v":"WinterAll"},{"$f":"VLOOKUP(TOU_CTabulation[[#This Row],[Daypart]],TOUC,2)","v":0.25901999999999997},{"$f":"VLOOKUP(TOU_CTabulation[[#This Row],[Daypart]],TOUC,3)","v":0.32596000000000003},{"$f":"TOU_CTabulation[[#This Row],[Month Base Allow]]*TOU_CTabulation[[#This Row],[Base Rate]]","v":0},{"$f":"TOU_CTabulation[[#This Row],[Month Overbase Gen]]*TOU_CTabulation[[#This Row],[Over Rate]]","v":0},{"$f":"TOU_CTabulation[[#This Row],[Base Value]]+TOU_CTabulation[[#This Row],[Over Value]]","v":0}]
[1,8,7,0,28,2,5,28.994,1.089,110.846,88.388000000000005,{"$f":"TOU_CTabulation[[#This Row],[AC System Output (W)]]/1000","v":8.8388000000000008E-2},{"$f":"IF(A203=TOU_CTabulation[[#This Row],[Month]],M203+TOU_CTabulation[[#This Row],[AC System Output (kW)]],TOU_CTabulation[[#This Row],[AC System Output (kW)]])","v":101.568614},{"$f":"VLOOKUP(TOU_CTabulation[[#This Row],[Month]],Season,2)","v":"Winter"},{"$f":"VLOOKUP(TOU_CTabulation[[#This Row],[Season]],CRate,2)","v":10.5},{"$f":"IF(A205>TOU_CTabulation[[#This Row],[Month]],TOU_CTabulation[[#This Row],[Day]]*TOU_CTabulation[[#This Row],[Base Allow]],0)","v":0},{"$f":"IF(A205>TOU_CTabulation[[#This Row],[Month]],TOU_CTabulation[[#This Row],[Month Cumm]],0)","v":0},{"$f":"IF(TOU_CTabulation[[#This Row],[Month Base Gen]]=0,0,TOU_CTabulation[[#This Row],[Month Base Gen]]-TOU_CTabulation[[#This Row],[Day]]*TOU_CTabulation[[#This Row],[Base Allow]])","v":0},{"$f":"VLOOKUP(TOU_CTabulation[[#This Row],[Hour]],daypart,2)","v":"All"},{"$f":"TOU_CTabulation[[#This Row],[Season]]&TOU_CTabulation[[#This Row],[Day-Part]]","v":"WinterAll"},{"$f":"VLOOKUP(TOU_CTabulation[[#This Row],[Daypart]],TOUC,2)","v":0.25901999999999997},{"$f":"VLOOKUP(TOU_CTabulation[[#This Row],[Daypart]],TOUC,3)","v":0.32596000000000003},{"$f":"TOU_CTabulation[[#This Row],[Month Base Allow]]*TOU_CTabulation[[#This Row],[Base Rate]]","v":0},{"$f":"TOU_CTabulation[[#This Row],[Month Overbase Gen]]*TOU_CTabulation[[#This Row],[Over Rate]]","v":0},{"$f":"TOU_CTabulation[[#This Row],[Base Value]]+TOU_CTabulation[[#This Row],[Over Value]]","v":0}]
[1,8,8,717,45,5,5,359.52499999999998,10.673999999999999,1218.5129999999999,1169.29,{"$f":"TOU_CTabulation[[#This Row],[AC System Output (W)]]/1000","v":1.1692899999999999},{"$f":"IF(A204=TOU_CTabulation[[#This Row],[Month]],M204+TOU_CTabulation[[#This Row],[AC System Output (kW)]],TOU_CTabulation[[#This Row],[AC System Output (kW)]])","v":102.737904},{"$f":"VLOOKUP(TOU_CTabulation[[#This Row],[Month]],Season,2)","v":"Winter"},{"$f":"VLOOKUP(TOU_CTabulation[[#This Row],[Season]],CRate,2)","v":10.5},{"$f":"IF(A206>TOU_CTabulation[[#This Row],[Month]],TOU_CTabulation[[#This Row],[Day]]*TOU_CTabulation[[#This Row],[Base Allow]],0)","v":0},{"$f":"IF(A206>TOU_CTabulation[[#This Row],[Month]],TOU_CTabulation[[#This Row],[Month Cumm]],0)","v":0},{"$f":"IF(TOU_CTabulation[[#This Row],[Month Base Gen]]=0,0,TOU_CTabulation[[#This Row],[Month Base Gen]]-TOU_CTabulation[[#This Row],[Day]]*TOU_CTabulation[[#This Row],[Base Allow]])","v":0},{"$f":"VLOOKUP(TOU_CTabulation[[#This Row],[Hour]],daypart,2)","v":"All"},{"$f":"TOU_CTabulation[[#This Row],[Season]]&TOU_CTabulation[[#This Row],[Day-Part]]","v":"WinterAll"},{"$f":"VLOOKUP(TOU_CTabulation[[#This Row],[Daypart]],TOUC,2)","v":0.25901999999999997},{"$f":"VLOOKUP(TOU_CTabulation[[#This Row],[Daypart]],TOUC,3)","v":0.32596000000000003},{"$f":"TOU_CTabulation[[#This Row],[Month Base Allow]]*TOU_CTabulation[[#This Row],[Base Rate]]","v":0},{"$f":"TOU_CTabulation[[#This Row],[Month Overbase Gen]]*TOU_CTabulation[[#This Row],[Over Rate]]","v":0},{"$f":"TOU_CTabulation[[#This Row],[Base Value]]+TOU_CTabulation[[#This Row],[Over Value]]","v":0}]
[1,8,9,864,57,8,5,580.49400000000003,18.568000000000001,2000.153,1925.1790000000001,{"$f":"TOU_CTabulation[[#This Row],[AC System Output (W)]]/1000","v":1.9251790000000002},{"$f":"IF(A205=TOU_CTabulation[[#This Row],[Month]],M205+TOU_CTabulation[[#This Row],[AC System Output (kW)]],TOU_CTabulation[[#This Row],[AC System Output (kW)]])","v":104.663083},{"$f":"VLOOKUP(TOU_CTabulation[[#This Row],[Month]],Season,2)","v":"Winter"},{"$f":"VLOOKUP(TOU_CTabulation[[#This Row],[Season]],CRate,2)","v":10.5},{"$f":"IF(A207>TOU_CTabulation[[#This Row],[Month]],TOU_CTabulation[[#This Row],[Day]]*TOU_CTabulation[[#This Row],[Base Allow]],0)","v":0},{"$f":"IF(A207>TOU_CTabulation[[#This Row],[Month]],TOU_CTabulation[[#This Row],[Month Cumm]],0)","v":0},{"$f":"IF(TOU_CTabulation[[#This Row],[Month Base Gen]]=0,0,TOU_CTabulation[[#This Row],[Month Base Gen]]-TOU_CTabulation[[#This Row],[Day]]*TOU_CTabulation[[#This Row],[Base Allow]])","v":0},{"$f":"VLOOKUP(TOU_CTabulation[[#This Row],[Hour]],daypart,2)","v":"All"},{"$f":"TOU_CTabulation[[#This Row],[Season]]&TOU_CTabulation[[#This Row],[Day-Part]]","v":"WinterAll"},{"$f":"VLOOKUP(TOU_CTabulation[[#This Row],[Daypart]],TOUC,2)","v":0.25901999999999997},{"$f":"VLOOKUP(TOU_CTabulation[[#This Row],[Daypart]],TOUC,3)","v":0.32596000000000003},{"$f":"TOU_CTabulation[[#This Row],[Month Base Allow]]*TOU_CTabulation[[#This Row],[Base Rate]]","v":0},{"$f":"TOU_CTabulation[[#This Row],[Month Overbase Gen]]*TOU_CTabulation[[#This Row],[Over Rate]]","v":0},{"$f":"TOU_CTabulation[[#This Row],[Base Value]]+TOU_CTabulation[[#This Row],[Over Value]]","v":0}]
[1,8,10,924,66,11,4,741.721,26.95,2499.2959999999998,2404.9070000000002,{"$f":"TOU_CTabulation[[#This Row],[AC System Output (W)]]/1000","v":2.4049070000000001},{"$f":"IF(A206=TOU_CTabulation[[#This Row],[Month]],M206+TOU_CTabulation[[#This Row],[AC System Output (kW)]],TOU_CTabulation[[#This Row],[AC System Output (kW)]])","v":107.06798999999999},{"$f":"VLOOKUP(TOU_CTabulation[[#This Row],[Month]],Season,2)","v":"Winter"},{"$f":"VLOOKUP(TOU_CTabulation[[#This Row],[Season]],CRate,2)","v":10.5},{"$f":"IF(A208>TOU_CTabulation[[#This Row],[Month]],TOU_CTabulation[[#This Row],[Day]]*TOU_CTabulation[[#This Row],[Base Allow]],0)","v":0},{"$f":"IF(A208>TOU_CTabulation[[#This Row],[Month]],TOU_CTabulation[[#This Row],[Month Cumm]],0)","v":0},{"$f":"IF(TOU_CTabulation[[#This Row],[Month Base Gen]]=0,0,TOU_CTabulation[[#This Row],[Month Base Gen]]-TOU_CTabulation[[#This Row],[Day]]*TOU_CTabulation[[#This Row],[Base Allow]])","v":0},{"$f":"VLOOKUP(TOU_CTabulation[[#This Row],[Hour]],daypart,2)","v":"All"},{"$f":"TOU_CTabulation[[#This Row],[Season]]&TOU_CTabulation[[#This Row],[Day-Part]]","v":"WinterAll"},{"$f":"VLOOKUP(TOU_CTabulation[[#This Row],[Daypart]],TOUC,2)","v":0.25901999999999997},{"$f":"VLOOKUP(TOU_CTabulation[[#This Row],[Daypart]],TOUC,3)","v":0.32596000000000003},{"$f":"TOU_CTabulation[[#This Row],[Month Base Allow]]*TOU_CTabulation[[#This Row],[Base Rate]]","v":0},{"$f":"TOU_CTabulation[[#This Row],[Month Overbase Gen]]*TOU_CTabulation[[#This Row],[Over Rate]]","v":0},{"$f":"TOU_CTabulation[[#This Row],[Base Value]]+TOU_CTabulation[[#This Row],[Over Value]]","v":0}]
[1,8,11,951,70,13,3,832.02300000000002,32.981999999999999,2737.067,2632.616,{"$f":"TOU_CTabulation[[#This Row],[AC System Output (W)]]/1000","v":2.6326160000000001},{"$f":"IF(A207=TOU_CTabulation[[#This Row],[Month]],M207+TOU_CTabulation[[#This Row],[AC System Output (kW)]],TOU_CTabulation[[#This Row],[AC System Output (kW)]])","v":109.70060599999999},{"$f":"VLOOKUP(TOU_CTabulation[[#This Row],[Month]],Season,2)","v":"Winter"},{"$f":"VLOOKUP(TOU_CTabulation[[#This Row],[Season]],CRate,2)","v":10.5},{"$f":"IF(A209>TOU_CTabulation[[#This Row],[Month]],TOU_CTabulation[[#This Row],[Day]]*TOU_CTabulation[[#This Row],[Base Allow]],0)","v":0},{"$f":"IF(A209>TOU_CTabulation[[#This Row],[Month]],TOU_CTabulation[[#This Row],[Month Cumm]],0)","v":0},{"$f":"IF(TOU_CTabulation[[#This Row],[Month Base Gen]]=0,0,TOU_CTabulation[[#This Row],[Month Base Gen]]-TOU_CTabulation[[#This Row],[Day]]*TOU_CTabulation[[#This Row],[Base Allow]])","v":0},{"$f":"VLOOKUP(TOU_CTabulation[[#This Row],[Hour]],daypart,2)","v":"All"},{"$f":"TOU_CTabulation[[#This Row],[Season]]&TOU_CTabulation[[#This Row],[Day-Part]]","v":"WinterAll"},{"$f":"VLOOKUP(TOU_CTabulation[[#This Row],[Daypart]],TOUC,2)","v":0.25901999999999997},{"$f":"VLOOKUP(TOU_CTabulation[[#This Row],[Daypart]],TOUC,3)","v":0.32596000000000003},{"$f":"TOU_CTabulation[[#This Row],[Month Base Allow]]*TOU_CTabulation[[#This Row],[Base Rate]]","v":0},{"$f":"TOU_CTabulation[[#This Row],[Month Overbase Gen]]*TOU_CTabulation[[#This Row],[Over Rate]]","v":0},{"$f":"TOU_CTabulation[[#This Row],[Base Value]]+TOU_CTabulation[[#This Row],[Over Value]]","v":0}]
[1,8,12,952,71,15,1,843.34900000000005,42.295999999999999,2649.567,2548.88,{"$f":"TOU_CTabulation[[#This Row],[AC System Output (W)]]/1000","v":2.54888},{"$f":"IF(A208=TOU_CTabulation[[#This Row],[Month]],M208+TOU_CTabulation[[#This Row],[AC System Output (kW)]],TOU_CTabulation[[#This Row],[AC System Output (kW)]])","v":112.24948599999999},{"$f":"VLOOKUP(TOU_CTabulation[[#This Row],[Month]],Season,2)","v":"Winter"},{"$f":"VLOOKUP(TOU_CTabulation[[#This Row],[Season]],CRate,2)","v":10.5},{"$f":"IF(A210>TOU_CTabulation[[#This Row],[Month]],TOU_CTabulation[[#This Row],[Day]]*TOU_CTabulation[[#This Row],[Base Allow]],0)","v":0},{"$f":"IF(A210>TOU_CTabulation[[#This Row],[Month]],TOU_CTabulation[[#This Row],[Month Cumm]],0)","v":0},{"$f":"IF(TOU_CTabulation[[#This Row],[Month Base Gen]]=0,0,TOU_CTabulation[[#This Row],[Month Base Gen]]-TOU_CTabulation[[#This Row],[Day]]*TOU_CTabulation[[#This Row],[Base Allow]])","v":0},{"$f":"VLOOKUP(TOU_CTabulation[[#This Row],[Hour]],daypart,2)","v":"All"},{"$f":"TOU_CTabulation[[#This Row],[Season]]&TOU_CTabulation[[#This Row],[Day-Part]]","v":"WinterAll"},{"$f":"VLOOKUP(TOU_CTabulation[[#This Row],[Daypart]],TOUC,2)","v":0.25901999999999997},{"$f":"VLOOKUP(TOU_CTabulation[[#This Row],[Daypart]],TOUC,3)","v":0.32596000000000003},{"$f":"TOU_CTabulation[[#This Row],[Month Base Allow]]*TOU_CTabulation[[#This Row],[Base Rate]]","v":0},{"$f":"TOU_CTabulation[[#This Row],[Month Overbase Gen]]*TOU_CTabulation[[#This Row],[Over Rate]]","v":0},{"$f":"TOU_CTabulation[[#This Row],[Base Value]]+TOU_CTabulation[[#This Row],[Over Value]]","v":0}]
[1,8,13,920,71,16,1,771.35,41.265000000000001,2428.4960000000001,2337.002,{"$f":"TOU_CTabulation[[#This Row],[AC System Output (W)]]/1000","v":2.337002},{"$f":"IF(A209=TOU_CTabulation[[#This Row],[Month]],M209+TOU_CTabulation[[#This Row],[AC System Output (kW)]],TOU_CTabulation[[#This Row],[AC System Output (kW)]])","v":114.58648799999999},{"$f":"VLOOKUP(TOU_CTabulation[[#This Row],[Month]],Season,2)","v":"Winter"},{"$f":"VLOOKUP(TOU_CTabulation[[#This Row],[Season]],CRate,2)","v":10.5},{"$f":"IF(A211>TOU_CTabulation[[#This Row],[Month]],TOU_CTabulation[[#This Row],[Day]]*TOU_CTabulation[[#This Row],[Base Allow]],0)","v":0},{"$f":"IF(A211>TOU_CTabulation[[#This Row],[Month]],TOU_CTabulation[[#This Row],[Month Cumm]],0)","v":0},{"$f":"IF(TOU_CTabulation[[#This Row],[Month Base Gen]]=0,0,TOU_CTabulation[[#This Row],[Month Base Gen]]-TOU_CTabulation[[#This Row],[Day]]*TOU_CTabulation[[#This Row],[Base Allow]])","v":0},{"$f":"VLOOKUP(TOU_CTabulation[[#This Row],[Hour]],daypart,2)","v":"All"},{"$f":"TOU_CTabulation[[#This Row],[Season]]&TOU_CTabulation[[#This Row],[Day-Part]]","v":"WinterAll"},{"$f":"VLOOKUP(TOU_CTabulation[[#This Row],[Daypart]],TOUC,2)","v":0.25901999999999997},{"$f":"VLOOKUP(TOU_CTabulation[[#This Row],[Daypart]],TOUC,3)","v":0.32596000000000003},{"$f":"TOU_CTabulation[[#This Row],[Month Base Allow]]*TOU_CTabulation[[#This Row],[Base Rate]]","v":0},{"$f":"TOU_CTabulation[[#This Row],[Month Overbase Gen]]*TOU_CTabulation[[#This Row],[Over Rate]]","v":0},{"$f":"TOU_CTabulation[[#This Row],[Base Value]]+TOU_CTabulation[[#This Row],[Over Value]]","v":0}]
[1,8,14,862,65,16,0,632.48500000000001,42.656999999999996,1955.2550000000001,1881.914,{"$f":"TOU_CTabulation[[#This Row],[AC System Output (W)]]/1000","v":1.8819140000000001},{"$f":"IF(A210=TOU_CTabulation[[#This Row],[Month]],M210+TOU_CTabulation[[#This Row],[AC System Output (kW)]],TOU_CTabulation[[#This Row],[AC System Output (kW)]])","v":116.46840199999998},{"$f":"VLOOKUP(TOU_CTabulation[[#This Row],[Month]],Season,2)","v":"Winter"},{"$f":"VLOOKUP(TOU_CTabulation[[#This Row],[Season]],CRate,2)","v":10.5},{"$f":"IF(A212>TOU_CTabulation[[#This Row],[Month]],TOU_CTabulation[[#This Row],[Day]]*TOU_CTabulation[[#This Row],[Base Allow]],0)","v":0},{"$f":"IF(A212>TOU_CTabulation[[#This Row],[Month]],TOU_CTabulation[[#This Row],[Month Cumm]],0)","v":0},{"$f":"IF(TOU_CTabulation[[#This Row],[Month Base Gen]]=0,0,TOU_CTabulation[[#This Row],[Month Base Gen]]-TOU_CTabulation[[#This Row],[Day]]*TOU_CTabulation[[#This Row],[Base Allow]])","v":0},{"$f":"VLOOKUP(TOU_CTabulation[[#This Row],[Hour]],daypart,2)","v":"All"},{"$f":"TOU_CTabulation[[#This Row],[Season]]&TOU_CTabulation[[#This Row],[Day-Part]]","v":"WinterAll"},{"$f":"VLOOKUP(TOU_CTabulation[[#This Row],[Daypart]],TOUC,2)","v":0.25901999999999997},{"$f":"VLOOKUP(TOU_CTabulation[[#This Row],[Daypart]],TOUC,3)","v":0.32596000000000003},{"$f":"TOU_CTabulation[[#This Row],[Month Base Allow]]*TOU_CTabulation[[#This Row],[Base Rate]]","v":0},{"$f":"TOU_CTabulation[[#This Row],[Month Overbase Gen]]*TOU_CTabulation[[#This Row],[Over Rate]]","v":0},{"$f":"TOU_CTabulation[[#This Row],[Base Value]]+TOU_CTabulation[[#This Row],[Over Value]]","v":0}]
[1,8,15,740,54,14,0,424.08199999999999,33.244,1326.7929999999999,1274.3420000000001,{"$f":"TOU_CTabulation[[#This Row],[AC System Output (W)]]/1000","v":1.2743420000000001},{"$f":"IF(A211=TOU_CTabulation[[#This Row],[Month]],M211+TOU_CTabulation[[#This Row],[AC System Output (kW)]],TOU_CTabulation[[#This Row],[AC System Output (kW)]])","v":117.74274399999999},{"$f":"VLOOKUP(TOU_CTabulation[[#This Row],[Month]],Season,2)","v":"Winter"},{"$f":"VLOOKUP(TOU_CTabulation[[#This Row],[Season]],CRate,2)","v":10.5},{"$f":"IF(A213>TOU_CTabulation[[#This Row],[Month]],TOU_CTabulation[[#This Row],[Day]]*TOU_CTabulation[[#This Row],[Base Allow]],0)","v":0},{"$f":"IF(A213>TOU_CTabulation[[#This Row],[Month]],TOU_CTabulation[[#This Row],[Month Cumm]],0)","v":0},{"$f":"IF(TOU_CTabulation[[#This Row],[Month Base Gen]]=0,0,TOU_CTabulation[[#This Row],[Month Base Gen]]-TOU_CTabulation[[#This Row],[Day]]*TOU_CTabulation[[#This Row],[Base Allow]])","v":0},{"$f":"VLOOKUP(TOU_CTabulation[[#This Row],[Hour]],daypart,2)","v":"All"},{"$f":"TOU_CTabulation[[#This Row],[Season]]&TOU_CTabulation[[#This Row],[Day-Part]]","v":"WinterAll"},{"$f":"VLOOKUP(TOU_CTabulation[[#This Row],[Daypart]],TOUC,2)","v":0.25901999999999997},{"$f":"VLOOKUP(TOU_CTabulation[[#This Row],[Daypart]],TOUC,3)","v":0.32596000000000003},{"$f":"TOU_CTabulation[[#This Row],[Month Base Allow]]*TOU_CTabulation[[#This Row],[Base Rate]]","v":0},{"$f":"TOU_CTabulation[[#This Row],[Month Overbase Gen]]*TOU_CTabulation[[#This Row],[Over Rate]]","v":0},{"$f":"TOU_CTabulation[[#This Row],[Base Value]]+TOU_CTabulation[[#This Row],[Over Value]]","v":0}]
[1,8,16,58,35,11,0,57.695999999999998,15.537000000000001,195.36600000000001,171.268,{"$f":"TOU_CTabulation[[#This Row],[AC System Output (W)]]/1000","v":0.171268},{"$f":"IF(A212=TOU_CTabulation[[#This Row],[Month]],M212+TOU_CTabulation[[#This Row],[AC System Output (kW)]],TOU_CTabulation[[#This Row],[AC System Output (kW)]])","v":117.91401199999999},{"$f":"VLOOKUP(TOU_CTabulation[[#This Row],[Month]],Season,2)","v":"Winter"},{"$f":"VLOOKUP(TOU_CTabulation[[#This Row],[Season]],CRate,2)","v":10.5},{"$f":"IF(A214>TOU_CTabulation[[#This Row],[Month]],TOU_CTabulation[[#This Row],[Day]]*TOU_CTabulation[[#This Row],[Base Allow]],0)","v":0},{"$f":"IF(A214>TOU_CTabulation[[#This Row],[Month]],TOU_CTabulation[[#This Row],[Month Cumm]],0)","v":0},{"$f":"IF(TOU_CTabulation[[#This Row],[Month Base Gen]]=0,0,TOU_CTabulation[[#This Row],[Month Base Gen]]-TOU_CTabulation[[#This Row],[Day]]*TOU_CTabulation[[#This Row],[Base Allow]])","v":0},{"$f":"VLOOKUP(TOU_CTabulation[[#This Row],[Hour]],daypart,2)","v":"All"},{"$f":"TOU_CTabulation[[#This Row],[Season]]&TOU_CTabulation[[#This Row],[Day-Part]]","v":"WinterAll"},{"$f":"VLOOKUP(TOU_CTabulation[[#This Row],[Daypart]],TOUC,2)","v":0.25901999999999997},{"$f":"VLOOKUP(TOU_CTabulation[[#This Row],[Daypart]],TOUC,3)","v":0.32596000000000003},{"$f":"TOU_CTabulation[[#This Row],[Month Base Allow]]*TOU_CTabulation[[#This Row],[Base Rate]]","v":0},{"$f":"TOU_CTabulation[[#This Row],[Month Overbase Gen]]*TOU_CTabulation[[#This Row],[Over Rate]]","v":0},{"$f":"TOU_CTabulation[[#This Row],[Base Value]]+TOU_CTabulation[[#This Row],[Over Value]]","v":0}]
[1,8,17,0,0,8,1,0,8,0,0,{"$f":"TOU_CTabulation[[#This Row],[AC System Output (W)]]/1000","v":0},{"$f":"IF(A213=TOU_CTabulation[[#This Row],[Month]],M213+TOU_CTabulation[[#This Row],[AC System Output (kW)]],TOU_CTabulation[[#This Row],[AC System Output (kW)]])","v":117.91401199999999},{"$f":"VLOOKUP(TOU_CTabulation[[#This Row],[Month]],Season,2)","v":"Winter"},{"$f":"VLOOKUP(TOU_CTabulation[[#This Row],[Season]],CRate,2)","v":10.5},{"$f":"IF(A215>TOU_CTabulation[[#This Row],[Month]],TOU_CTabulation[[#This Row],[Day]]*TOU_CTabulation[[#This Row],[Base Allow]],0)","v":0},{"$f":"IF(A215>TOU_CTabulation[[#This Row],[Month]],TOU_CTabulation[[#This Row],[Month Cumm]],0)","v":0},{"$f":"IF(TOU_CTabulation[[#This Row],[Month Base Gen]]=0,0,TOU_CTabulation[[#This Row],[Month Base Gen]]-TOU_CTabulation[[#This Row],[Day]]*TOU_CTabulation[[#This Row],[Base Allow]])","v":0},{"$f":"VLOOKUP(TOU_CTabulation[[#This Row],[Hour]],daypart,2)","v":"All"},{"$f":"TOU_CTabulation[[#This Row],[Season]]&TOU_CTabulation[[#This Row],[Day-Part]]","v":"WinterAll"},{"$f":"VLOOKUP(TOU_CTabulation[[#This Row],[Daypart]],TOUC,2)","v":0.25901999999999997},{"$f":"VLOOKUP(TOU_CTabulation[[#This Row],[Daypart]],TOUC,3)","v":0.32596000000000003},{"$f":"TOU_CTabulation[[#This Row],[Month Base Allow]]*TOU_CTabulation[[#This Row],[Base Rate]]","v":0},{"$f":"TOU_CTabulation[[#This Row],[Month Overbase Gen]]*TOU_CTabulation[[#This Row],[Over Rate]]","v":0},{"$f":"TOU_CTabulation[[#This Row],[Base Value]]+TOU_CTabulation[[#This Row],[Over Value]]","v":0}]
[1,8,18,0,0,7,1,0,7,0,0,{"$f":"TOU_CTabulation[[#This Row],[AC System Output (W)]]/1000","v":0},{"$f":"IF(A214=TOU_CTabulation[[#This Row],[Month]],M214+TOU_CTabulation[[#This Row],[AC System Output (kW)]],TOU_CTabulation[[#This Row],[AC System Output (kW)]])","v":117.91401199999999},{"$f":"VLOOKUP(TOU_CTabulation[[#This Row],[Month]],Season,2)","v":"Winter"},{"$f":"VLOOKUP(TOU_CTabulation[[#This Row],[Season]],CRate,2)","v":10.5},{"$f":"IF(A216>TOU_CTabulation[[#This Row],[Month]],TOU_CTabulation[[#This Row],[Day]]*TOU_CTabulation[[#This Row],[Base Allow]],0)","v":0},{"$f":"IF(A216>TOU_CTabulation[[#This Row],[Month]],TOU_CTabulation[[#This Row],[Month Cumm]],0)","v":0},{"$f":"IF(TOU_CTabulation[[#This Row],[Month Base Gen]]=0,0,TOU_CTabulation[[#This Row],[Month Base Gen]]-TOU_CTabulation[[#This Row],[Day]]*TOU_CTabulation[[#This Row],[Base Allow]])","v":0},{"$f":"VLOOKUP(TOU_CTabulation[[#This Row],[Hour]],daypart,2)","v":"All"},{"$f":"TOU_CTabulation[[#This Row],[Season]]&TOU_CTabulation[[#This Row],[Day-Part]]","v":"WinterAll"},{"$f":"VLOOKUP(TOU_CTabulation[[#This Row],[Daypart]],TOUC,2)","v":0.25901999999999997},{"$f":"VLOOKUP(TOU_CTabulation[[#This Row],[Daypart]],TOUC,3)","v":0.32596000000000003},{"$f":"TOU_CTabulation[[#This Row],[Month Base Allow]]*TOU_CTabulation[[#This Row],[Base Rate]]","v":0},{"$f":"TOU_CTabulation[[#This Row],[Month Overbase Gen]]*TOU_CTabulation[[#This Row],[Over Rate]]","v":0},{"$f":"TOU_CTabulation[[#This Row],[Base Value]]+TOU_CTabulation[[#This Row],[Over Value]]","v":0}]
[1,8,19,0,0,7,2,0,7,0,0,{"$f":"TOU_CTabulation[[#This Row],[AC System Output (W)]]/1000","v":0},{"$f":"IF(A215=TOU_CTabulation[[#This Row],[Month]],M215+TOU_CTabulation[[#This Row],[AC System Output (kW)]],TOU_CTabulation[[#This Row],[AC System Output (kW)]])","v":117.91401199999999},{"$f":"VLOOKUP(TOU_CTabulation[[#This Row],[Month]],Season,2)","v":"Winter"},{"$f":"VLOOKUP(TOU_CTabulation[[#This Row],[Season]],CRate,2)","v":10.5},{"$f":"IF(A217>TOU_CTabulation[[#This Row],[Month]],TOU_CTabulation[[#This Row],[Day]]*TOU_CTabulation[[#This Row],[Base Allow]],0)","v":0},{"$f":"IF(A217>TOU_CTabulation[[#This Row],[Month]],TOU_CTabulation[[#This Row],[Month Cumm]],0)","v":0},{"$f":"IF(TOU_CTabulation[[#This Row],[Month Base Gen]]=0,0,TOU_CTabulation[[#This Row],[Month Base Gen]]-TOU_CTabulation[[#This Row],[Day]]*TOU_CTabulation[[#This Row],[Base Allow]])","v":0},{"$f":"VLOOKUP(TOU_CTabulation[[#This Row],[Hour]],daypart,2)","v":"All"},{"$f":"TOU_CTabulation[[#This Row],[Season]]&TOU_CTabulation[[#This Row],[Day-Part]]","v":"WinterAll"},{"$f":"VLOOKUP(TOU_CTabulation[[#This Row],[Daypart]],TOUC,2)","v":0.25901999999999997},{"$f":"VLOOKUP(TOU_CTabulation[[#This Row],[Daypart]],TOUC,3)","v":0.32596000000000003},{"$f":"TOU_CTabulation[[#This Row],[Month Base Allow]]*TOU_CTabulation[[#This Row],[Base Rate]]","v":0},{"$f":"TOU_CTabulation[[#This Row],[Month Overbase Gen]]*TOU_CTabulation[[#This Row],[Over Rate]]","v":0},{"$f":"TOU_CTabulation[[#This Row],[Base Value]]+TOU_CTabulation[[#This Row],[Over Value]]","v":0}]
[1,8,20,0,0,6,2,0,6,0,0,{"$f":"TOU_CTabulation[[#This Row],[AC System Output (W)]]/1000","v":0},{"$f":"IF(A216=TOU_CTabulation[[#This Row],[Month]],M216+TOU_CTabulation[[#This Row],[AC System Output (kW)]],TOU_CTabulation[[#This Row],[AC System Output (kW)]])","v":117.91401199999999},{"$f":"VLOOKUP(TOU_CTabulation[[#This Row],[Month]],Season,2)","v":"Winter"},{"$f":"VLOOKUP(TOU_CTabulation[[#This Row],[Season]],CRate,2)","v":10.5},{"$f":"IF(A218>TOU_CTabulation[[#This Row],[Month]],TOU_CTabulation[[#This Row],[Day]]*TOU_CTabulation[[#This Row],[Base Allow]],0)","v":0},{"$f":"IF(A218>TOU_CTabulation[[#This Row],[Month]],TOU_CTabulation[[#This Row],[Month Cumm]],0)","v":0},{"$f":"IF(TOU_CTabulation[[#This Row],[Month Base Gen]]=0,0,TOU_CTabulation[[#This Row],[Month Base Gen]]-TOU_CTabulation[[#This Row],[Day]]*TOU_CTabulation[[#This Row],[Base Allow]])","v":0},{"$f":"VLOOKUP(TOU_CTabulation[[#This Row],[Hour]],daypart,2)","v":"All"},{"$f":"TOU_CTabulation[[#This Row],[Season]]&TOU_CTabulation[[#This Row],[Day-Part]]","v":"WinterAll"},{"$f":"VLOOKUP(TOU_CTabulation[[#This Row],[Daypart]],TOUC,2)","v":0.25901999999999997},{"$f":"VLOOKUP(TOU_CTabulation[[#This Row],[Daypart]],TOUC,3)","v":0.32596000000000003},{"$f":"TOU_CTabulation[[#This Row],[Month Base Allow]]*TOU_CTabulation[[#This Row],[Base Rate]]","v":0},{"$f":"TOU_CTabulation[[#This Row],[Month Overbase Gen]]*TOU_CTabulation[[#This Row],[Over Rate]]","v":0},{"$f":"TOU_CTabulation[[#This Row],[Base Value]]+TOU_CTabulation[[#This Row],[Over Value]]","v":0}]
[1,8,21,0,0,6,2,0,6,0,0,{"$f":"TOU_CTabulation[[#This Row],[AC System Output (W)]]/1000","v":0},{"$f":"IF(A217=TOU_CTabulation[[#This Row],[Month]],M217+TOU_CTabulation[[#This Row],[AC System Output (kW)]],TOU_CTabulation[[#This Row],[AC System Output (kW)]])","v":117.91401199999999},{"$f":"VLOOKUP(TOU_CTabulation[[#This Row],[Month]],Season,2)","v":"Winter"},{"$f":"VLOOKUP(TOU_CTabulation[[#This Row],[Season]],CRate,2)","v":10.5},{"$f":"IF(A219>TOU_CTabulation[[#This Row],[Month]],TOU_CTabulation[[#This Row],[Day]]*TOU_CTabulation[[#This Row],[Base Allow]],0)","v":0},{"$f":"IF(A219>TOU_CTabulation[[#This Row],[Month]],TOU_CTabulation[[#This Row],[Month Cumm]],0)","v":0},{"$f":"IF(TOU_CTabulation[[#This Row],[Month Base Gen]]=0,0,TOU_CTabulation[[#This Row],[Month Base Gen]]-TOU_CTabulation[[#This Row],[Day]]*TOU_CTabulation[[#This Row],[Base Allow]])","v":0},{"$f":"VLOOKUP(TOU_CTabulation[[#This Row],[Hour]],daypart,2)","v":"All"},{"$f":"TOU_CTabulation[[#This Row],[Season]]&TOU_CTabulation[[#This Row],[Day-Part]]","v":"WinterAll"},{"$f":"VLOOKUP(TOU_CTabulation[[#This Row],[Daypart]],TOUC,2)","v":0.25901999999999997},{"$f":"VLOOKUP(TOU_CTabulation[[#This Row],[Daypart]],TOUC,3)","v":0.32596000000000003},{"$f":"TOU_CTabulation[[#This Row],[Month Base Allow]]*TOU_CTabulation[[#This Row],[Base Rate]]","v":0},{"$f":"TOU_CTabulation[[#This Row],[Month Overbase Gen]]*TOU_CTabulation[[#This Row],[Over Rate]]","v":0},{"$f":"TOU_CTabulation[[#This Row],[Base Value]]+TOU_CTabulation[[#This Row],[Over Value]]","v":0}]
[1,8,22,0,0,6,2,0,6,0,0,{"$f":"TOU_CTabulation[[#This Row],[AC System Output (W)]]/1000","v":0},{"$f":"IF(A218=TOU_CTabulation[[#This Row],[Month]],M218+TOU_CTabulation[[#This Row],[AC System Output (kW)]],TOU_CTabulation[[#This Row],[AC System Output (kW)]])","v":117.91401199999999},{"$f":"VLOOKUP(TOU_CTabulation[[#This Row],[Month]],Season,2)","v":"Winter"},{"$f":"VLOOKUP(TOU_CTabulation[[#This Row],[Season]],CRate,2)","v":10.5},{"$f":"IF(A220>TOU_CTabulation[[#This Row],[Month]],TOU_CTabulation[[#This Row],[Day]]*TOU_CTabulation[[#This Row],[Base Allow]],0)","v":0},{"$f":"IF(A220>TOU_CTabulation[[#This Row],[Month]],TOU_CTabulation[[#This Row],[Month Cumm]],0)","v":0},{"$f":"IF(TOU_CTabulation[[#This Row],[Month Base Gen]]=0,0,TOU_CTabulation[[#This Row],[Month Base Gen]]-TOU_CTabulation[[#This Row],[Day]]*TOU_CTabulation[[#This Row],[Base Allow]])","v":0},{"$f":"VLOOKUP(TOU_CTabulation[[#This Row],[Hour]],daypart,2)","v":"All"},{"$f":"TOU_CTabulation[[#This Row],[Season]]&TOU_CTabulation[[#This Row],[Day-Part]]","v":"WinterAll"},{"$f":"VLOOKUP(TOU_CTabulation[[#This Row],[Daypart]],TOUC,2)","v":0.25901999999999997},{"$f":"VLOOKUP(TOU_CTabulation[[#This Row],[Daypart]],TOUC,3)","v":0.32596000000000003},{"$f":"TOU_CTabulation[[#This Row],[Month Base Allow]]*TOU_CTabulation[[#This Row],[Base Rate]]","v":0},{"$f":"TOU_CTabulation[[#This Row],[Month Overbase Gen]]*TOU_CTabulation[[#This Row],[Over Rate]]","v":0},{"$f":"TOU_CTabulation[[#This Row],[Base Value]]+TOU_CTabulation[[#This Row],[Over Value]]","v":0}]
[1,8,23,0,0,6,2,0,6,0,0,{"$f":"TOU_CTabulation[[#This Row],[AC System Output (W)]]/1000","v":0},{"$f":"IF(A219=TOU_CTabulation[[#This Row],[Month]],M219+TOU_CTabulation[[#This Row],[AC System Output (kW)]],TOU_CTabulation[[#This Row],[AC System Output (kW)]])","v":117.91401199999999},{"$f":"VLOOKUP(TOU_CTabulation[[#This Row],[Month]],Season,2)","v":"Winter"},{"$f":"VLOOKUP(TOU_CTabulation[[#This Row],[Season]],CRate,2)","v":10.5},{"$f":"IF(A221>TOU_CTabulation[[#This Row],[Month]],TOU_CTabulation[[#This Row],[Day]]*TOU_CTabulation[[#This Row],[Base Allow]],0)","v":0},{"$f":"IF(A221>TOU_CTabulation[[#This Row],[Month]],TOU_CTabulation[[#This Row],[Month Cumm]],0)","v":0},{"$f":"IF(TOU_CTabulation[[#This Row],[Month Base Gen]]=0,0,TOU_CTabulation[[#This Row],[Month Base Gen]]-TOU_CTabulation[[#This Row],[Day]]*TOU_CTabulation[[#This Row],[Base Allow]])","v":0},{"$f":"VLOOKUP(TOU_CTabulation[[#This Row],[Hour]],daypart,2)","v":"All"},{"$f":"TOU_CTabulation[[#This Row],[Season]]&TOU_CTabulation[[#This Row],[Day-Part]]","v":"WinterAll"},{"$f":"VLOOKUP(TOU_CTabulation[[#This Row],[Daypart]],TOUC,2)","v":0.25901999999999997},{"$f":"VLOOKUP(TOU_CTabulation[[#This Row],[Daypart]],TOUC,3)","v":0.32596000000000003},{"$f":"TOU_CTabulation[[#This Row],[Month Base Allow]]*TOU_CTabulation[[#This Row],[Base Rate]]","v":0},{"$f":"TOU_CTabulation[[#This Row],[Month Overbase Gen]]*TOU_CTabulation[[#This Row],[Over Rate]]","v":0},{"$f":"TOU_CTabulation[[#This Row],[Base Value]]+TOU_CTabulation[[#This Row],[Over Value]]","v":0}]
[1,9,0,0,0,6,2,0,6,0,0,{"$f":"TOU_CTabulation[[#This Row],[AC System Output (W)]]/1000","v":0},{"$f":"IF(A220=TOU_CTabulation[[#This Row],[Month]],M220+TOU_CTabulation[[#This Row],[AC System Output (kW)]],TOU_CTabulation[[#This Row],[AC System Output (kW)]])","v":117.91401199999999},{"$f":"VLOOKUP(TOU_CTabulation[[#This Row],[Month]],Season,2)","v":"Winter"},{"$f":"VLOOKUP(TOU_CTabulation[[#This Row],[Season]],CRate,2)","v":10.5},{"$f":"IF(A222>TOU_CTabulation[[#This Row],[Month]],TOU_CTabulation[[#This Row],[Day]]*TOU_CTabulation[[#This Row],[Base Allow]],0)","v":0},{"$f":"IF(A222>TOU_CTabulation[[#This Row],[Month]],TOU_CTabulation[[#This Row],[Month Cumm]],0)","v":0},{"$f":"IF(TOU_CTabulation[[#This Row],[Month Base Gen]]=0,0,TOU_CTabulation[[#This Row],[Month Base Gen]]-TOU_CTabulation[[#This Row],[Day]]*TOU_CTabulation[[#This Row],[Base Allow]])","v":0},{"$f":"VLOOKUP(TOU_CTabulation[[#This Row],[Hour]],daypart,2)","v":"All"},{"$f":"TOU_CTabulation[[#This Row],[Season]]&TOU_CTabulation[[#This Row],[Day-Part]]","v":"WinterAll"},{"$f":"VLOOKUP(TOU_CTabulation[[#This Row],[Daypart]],TOUC,2)","v":0.25901999999999997},{"$f":"VLOOKUP(TOU_CTabulation[[#This Row],[Daypart]],TOUC,3)","v":0.32596000000000003},{"$f":"TOU_CTabulation[[#This Row],[Month Base Allow]]*TOU_CTabulation[[#This Row],[Base Rate]]","v":0},{"$f":"TOU_CTabulation[[#This Row],[Month Overbase Gen]]*TOU_CTabulation[[#This Row],[Over Rate]]","v":0},{"$f":"TOU_CTabulation[[#This Row],[Base Value]]+TOU_CTabulation[[#This Row],[Over Value]]","v":0}]
[1,9,1,0,0,5,2,0,5,0,0,{"$f":"TOU_CTabulation[[#This Row],[AC System Output (W)]]/1000","v":0},{"$f":"IF(A221=TOU_CTabulation[[#This Row],[Month]],M221+TOU_CTabulation[[#This Row],[AC System Output (kW)]],TOU_CTabulation[[#This Row],[AC System Output (kW)]])","v":117.91401199999999},{"$f":"VLOOKUP(TOU_CTabulation[[#This Row],[Month]],Season,2)","v":"Winter"},{"$f":"VLOOKUP(TOU_CTabulation[[#This Row],[Season]],CRate,2)","v":10.5},{"$f":"IF(A223>TOU_CTabulation[[#This Row],[Month]],TOU_CTabulation[[#This Row],[Day]]*TOU_CTabulation[[#This Row],[Base Allow]],0)","v":0},{"$f":"IF(A223>TOU_CTabulation[[#This Row],[Month]],TOU_CTabulation[[#This Row],[Month Cumm]],0)","v":0},{"$f":"IF(TOU_CTabulation[[#This Row],[Month Base Gen]]=0,0,TOU_CTabulation[[#This Row],[Month Base Gen]]-TOU_CTabulation[[#This Row],[Day]]*TOU_CTabulation[[#This Row],[Base Allow]])","v":0},{"$f":"VLOOKUP(TOU_CTabulation[[#This Row],[Hour]],daypart,2)","v":"All"},{"$f":"TOU_CTabulation[[#This Row],[Season]]&TOU_CTabulation[[#This Row],[Day-Part]]","v":"WinterAll"},{"$f":"VLOOKUP(TOU_CTabulation[[#This Row],[Daypart]],TOUC,2)","v":0.25901999999999997},{"$f":"VLOOKUP(TOU_CTabulation[[#This Row],[Daypart]],TOUC,3)","v":0.32596000000000003},{"$f":"TOU_CTabulation[[#This Row],[Month Base Allow]]*TOU_CTabulation[[#This Row],[Base Rate]]","v":0},{"$f":"TOU_CTabulation[[#This Row],[Month Overbase Gen]]*TOU_CTabulation[[#This Row],[Over Rate]]","v":0},{"$f":"TOU_CTabulation[[#This Row],[Base Value]]+TOU_CTabulation[[#This Row],[Over Value]]","v":0}]
[1,9,2,0,0,5,1,0,5,0,0,{"$f":"TOU_CTabulation[[#This Row],[AC System Output (W)]]/1000","v":0},{"$f":"IF(A222=TOU_CTabulation[[#This Row],[Month]],M222+TOU_CTabulation[[#This Row],[AC System Output (kW)]],TOU_CTabulation[[#This Row],[AC System Output (kW)]])","v":117.91401199999999},{"$f":"VLOOKUP(TOU_CTabulation[[#This Row],[Month]],Season,2)","v":"Winter"},{"$f":"VLOOKUP(TOU_CTabulation[[#This Row],[Season]],CRate,2)","v":10.5},{"$f":"IF(A224>TOU_CTabulation[[#This Row],[Month]],TOU_CTabulation[[#This Row],[Day]]*TOU_CTabulation[[#This Row],[Base Allow]],0)","v":0},{"$f":"IF(A224>TOU_CTabulation[[#This Row],[Month]],TOU_CTabulation[[#This Row],[Month Cumm]],0)","v":0},{"$f":"IF(TOU_CTabulation[[#This Row],[Month Base Gen]]=0,0,TOU_CTabulation[[#This Row],[Month Base Gen]]-TOU_CTabulation[[#This Row],[Day]]*TOU_CTabulation[[#This Row],[Base Allow]])","v":0},{"$f":"VLOOKUP(TOU_CTabulation[[#This Row],[Hour]],daypart,2)","v":"All"},{"$f":"TOU_CTabulation[[#This Row],[Season]]&TOU_CTabulation[[#This Row],[Day-Part]]","v":"WinterAll"},{"$f":"VLOOKUP(TOU_CTabulation[[#This Row],[Daypart]],TOUC,2)","v":0.25901999999999997},{"$f":"VLOOKUP(TOU_CTabulation[[#This Row],[Daypart]],TOUC,3)","v":0.32596000000000003},{"$f":"TOU_CTabulation[[#This Row],[Month Base Allow]]*TOU_CTabulation[[#This Row],[Base Rate]]","v":0},{"$f":"TOU_CTabulation[[#This Row],[Month Overbase Gen]]*TOU_CTabulation[[#This Row],[Over Rate]]","v":0},{"$f":"TOU_CTabulation[[#This Row],[Base Value]]+TOU_CTabulation[[#This Row],[Over Value]]","v":0}]
[1,9,3,0,0,5,1,0,5,0,0,{"$f":"TOU_CTabulation[[#This Row],[AC System Output (W)]]/1000","v":0},{"$f":"IF(A223=TOU_CTabulation[[#This Row],[Month]],M223+TOU_CTabulation[[#This Row],[AC System Output (kW)]],TOU_CTabulation[[#This Row],[AC System Output (kW)]])","v":117.91401199999999},{"$f":"VLOOKUP(TOU_CTabulation[[#This Row],[Month]],Season,2)","v":"Winter"},{"$f":"VLOOKUP(TOU_CTabulation[[#This Row],[Season]],CRate,2)","v":10.5},{"$f":"IF(A225>TOU_CTabulation[[#This Row],[Month]],TOU_CTabulation[[#This Row],[Day]]*TOU_CTabulation[[#This Row],[Base Allow]],0)","v":0},{"$f":"IF(A225>TOU_CTabulation[[#This Row],[Month]],TOU_CTabulation[[#This Row],[Month Cumm]],0)","v":0},{"$f":"IF(TOU_CTabulation[[#This Row],[Month Base Gen]]=0,0,TOU_CTabulation[[#This Row],[Month Base Gen]]-TOU_CTabulation[[#This Row],[Day]]*TOU_CTabulation[[#This Row],[Base Allow]])","v":0},{"$f":"VLOOKUP(TOU_CTabulation[[#This Row],[Hour]],daypart,2)","v":"All"},{"$f":"TOU_CTabulation[[#This Row],[Season]]&TOU_CTabulation[[#This Row],[Day-Part]]","v":"WinterAll"},{"$f":"VLOOKUP(TOU_CTabulation[[#This Row],[Daypart]],TOUC,2)","v":0.25901999999999997},{"$f":"VLOOKUP(TOU_CTabulation[[#This Row],[Daypart]],TOUC,3)","v":0.32596000000000003},{"$f":"TOU_CTabulation[[#This Row],[Month Base Allow]]*TOU_CTabulation[[#This Row],[Base Rate]]","v":0},{"$f":"TOU_CTabulation[[#This Row],[Month Overbase Gen]]*TOU_CTabulation[[#This Row],[Over Rate]]","v":0},{"$f":"TOU_CTabulation[[#This Row],[Base Value]]+TOU_CTabulation[[#This Row],[Over Value]]","v":0}]
[1,9,4,0,0,5,1,0,5,0,0,{"$f":"TOU_CTabulation[[#This Row],[AC System Output (W)]]/1000","v":0},{"$f":"IF(A224=TOU_CTabulation[[#This Row],[Month]],M224+TOU_CTabulation[[#This Row],[AC System Output (kW)]],TOU_CTabulation[[#This Row],[AC System Output (kW)]])","v":117.91401199999999},{"$f":"VLOOKUP(TOU_CTabulation[[#This Row],[Month]],Season,2)","v":"Winter"},{"$f":"VLOOKUP(TOU_CTabulation[[#This Row],[Season]],CRate,2)","v":10.5},{"$f":"IF(A226>TOU_CTabulation[[#This Row],[Month]],TOU_CTabulation[[#This Row],[Day]]*TOU_CTabulation[[#This Row],[Base Allow]],0)","v":0},{"$f":"IF(A226>TOU_CTabulation[[#This Row],[Month]],TOU_CTabulation[[#This Row],[Month Cumm]],0)","v":0},{"$f":"IF(TOU_CTabulation[[#This Row],[Month Base Gen]]=0,0,TOU_CTabulation[[#This Row],[Month Base Gen]]-TOU_CTabulation[[#This Row],[Day]]*TOU_CTabulation[[#This Row],[Base Allow]])","v":0},{"$f":"VLOOKUP(TOU_CTabulation[[#This Row],[Hour]],daypart,2)","v":"All"},{"$f":"TOU_CTabulation[[#This Row],[Season]]&TOU_CTabulation[[#This Row],[Day-Part]]","v":"WinterAll"},{"$f":"VLOOKUP(TOU_CTabulation[[#This Row],[Daypart]],TOUC,2)","v":0.25901999999999997},{"$f":"VLOOKUP(TOU_CTabulation[[#This Row],[Daypart]],TOUC,3)","v":0.32596000000000003},{"$f":"TOU_CTabulation[[#This Row],[Month Base Allow]]*TOU_CTabulation[[#This Row],[Base Rate]]","v":0},{"$f":"TOU_CTabulation[[#This Row],[Month Overbase Gen]]*TOU_CTabulation[[#This Row],[Over Rate]]","v":0},{"$f":"TOU_CTabulation[[#This Row],[Base Value]]+TOU_CTabulation[[#This Row],[Over Value]]","v":0}]
[1,9,5,0,0,5,1,0,5,0,0,{"$f":"TOU_CTabulation[[#This Row],[AC System Output (W)]]/1000","v":0},{"$f":"IF(A225=TOU_CTabulation[[#This Row],[Month]],M225+TOU_CTabulation[[#This Row],[AC System Output (kW)]],TOU_CTabulation[[#This Row],[AC System Output (kW)]])","v":117.91401199999999},{"$f":"VLOOKUP(TOU_CTabulation[[#This Row],[Month]],Season,2)","v":"Winter"},{"$f":"VLOOKUP(TOU_CTabulation[[#This Row],[Season]],CRate,2)","v":10.5},{"$f":"IF(A227>TOU_CTabulation[[#This Row],[Month]],TOU_CTabulation[[#This Row],[Day]]*TOU_CTabulation[[#This Row],[Base Allow]],0)","v":0},{"$f":"IF(A227>TOU_CTabulation[[#This Row],[Month]],TOU_CTabulation[[#This Row],[Month Cumm]],0)","v":0},{"$f":"IF(TOU_CTabulation[[#This Row],[Month Base Gen]]=0,0,TOU_CTabulation[[#This Row],[Month Base Gen]]-TOU_CTabulation[[#This Row],[Day]]*TOU_CTabulation[[#This Row],[Base Allow]])","v":0},{"$f":"VLOOKUP(TOU_CTabulation[[#This Row],[Hour]],daypart,2)","v":"All"},{"$f":"TOU_CTabulation[[#This Row],[Season]]&TOU_CTabulation[[#This Row],[Day-Part]]","v":"WinterAll"},{"$f":"VLOOKUP(TOU_CTabulation[[#This Row],[Daypart]],TOUC,2)","v":0.25901999999999997},{"$f":"VLOOKUP(TOU_CTabulation[[#This Row],[Daypart]],TOUC,3)","v":0.32596000000000003},{"$f":"TOU_CTabulation[[#This Row],[Month Base Allow]]*TOU_CTabulation[[#This Row],[Base Rate]]","v":0},{"$f":"TOU_CTabulation[[#This Row],[Month Overbase Gen]]*TOU_CTabulation[[#This Row],[Over Rate]]","v":0},{"$f":"TOU_CTabulation[[#This Row],[Base Value]]+TOU_CTabulation[[#This Row],[Over Value]]","v":0}]
[1,9,6,0,0,5,1,0,5,0,0,{"$f":"TOU_CTabulation[[#This Row],[AC System Output (W)]]/1000","v":0},{"$f":"IF(A226=TOU_CTabulation[[#This Row],[Month]],M226+TOU_CTabulation[[#This Row],[AC System Output (kW)]],TOU_CTabulation[[#This Row],[AC System Output (kW)]])","v":117.91401199999999},{"$f":"VLOOKUP(TOU_CTabulation[[#This Row],[Month]],Season,2)","v":"Winter"},{"$f":"VLOOKUP(TOU_CTabulation[[#This Row],[Season]],CRate,2)","v":10.5},{"$f":"IF(A228>TOU_CTabulation[[#This Row],[Month]],TOU_CTabulation[[#This Row],[Day]]*TOU_CTabulation[[#This Row],[Base Allow]],0)","v":0},{"$f":"IF(A228>TOU_CTabulation[[#This Row],[Month]],TOU_CTabulation[[#This Row],[Month Cumm]],0)","v":0},{"$f":"IF(TOU_CTabulation[[#This Row],[Month Base Gen]]=0,0,TOU_CTabulation[[#This Row],[Month Base Gen]]-TOU_CTabulation[[#This Row],[Day]]*TOU_CTabulation[[#This Row],[Base Allow]])","v":0},{"$f":"VLOOKUP(TOU_CTabulation[[#This Row],[Hour]],daypart,2)","v":"All"},{"$f":"TOU_CTabulation[[#This Row],[Season]]&TOU_CTabulation[[#This Row],[Day-Part]]","v":"WinterAll"},{"$f":"VLOOKUP(TOU_CTabulation[[#This Row],[Daypart]],TOUC,2)","v":0.25901999999999997},{"$f":"VLOOKUP(TOU_CTabulation[[#This Row],[Daypart]],TOUC,3)","v":0.32596000000000003},{"$f":"TOU_CTabulation[[#This Row],[Month Base Allow]]*TOU_CTabulation[[#This Row],[Base Rate]]","v":0},{"$f":"TOU_CTabulation[[#This Row],[Month Overbase Gen]]*TOU_CTabulation[[#This Row],[Over Rate]]","v":0},{"$f":"TOU_CTabulation[[#This Row],[Base Value]]+TOU_CTabulation[[#This Row],[Over Value]]","v":0}]
[1,9,7,0,17,7,1,16.116,4.8280000000000003,60.637,39.122,{"$f":"TOU_CTabulation[[#This Row],[AC System Output (W)]]/1000","v":3.9121999999999997E-2},{"$f":"IF(A227=TOU_CTabulation[[#This Row],[Month]],M227+TOU_CTabulation[[#This Row],[AC System Output (kW)]],TOU_CTabulation[[#This Row],[AC System Output (kW)]])","v":117.95313399999999},{"$f":"VLOOKUP(TOU_CTabulation[[#This Row],[Month]],Season,2)","v":"Winter"},{"$f":"VLOOKUP(TOU_CTabulation[[#This Row],[Season]],CRate,2)","v":10.5},{"$f":"IF(A229>TOU_CTabulation[[#This Row],[Month]],TOU_CTabulation[[#This Row],[Day]]*TOU_CTabulation[[#This Row],[Base Allow]],0)","v":0},{"$f":"IF(A229>TOU_CTabulation[[#This Row],[Month]],TOU_CTabulation[[#This Row],[Month Cumm]],0)","v":0},{"$f":"IF(TOU_CTabulation[[#This Row],[Month Base Gen]]=0,0,TOU_CTabulation[[#This Row],[Month Base Gen]]-TOU_CTabulation[[#This Row],[Day]]*TOU_CTabulation[[#This Row],[Base Allow]])","v":0},{"$f":"VLOOKUP(TOU_CTabulation[[#This Row],[Hour]],daypart,2)","v":"All"},{"$f":"TOU_CTabulation[[#This Row],[Season]]&TOU_CTabulation[[#This Row],[Day-Part]]","v":"WinterAll"},{"$f":"VLOOKUP(TOU_CTabulation[[#This Row],[Daypart]],TOUC,2)","v":0.25901999999999997},{"$f":"VLOOKUP(TOU_CTabulation[[#This Row],[Daypart]],TOUC,3)","v":0.32596000000000003},{"$f":"TOU_CTabulation[[#This Row],[Month Base Allow]]*TOU_CTabulation[[#This Row],[Base Rate]]","v":0},{"$f":"TOU_CTabulation[[#This Row],[Month Overbase Gen]]*TOU_CTabulation[[#This Row],[Over Rate]]","v":0},{"$f":"TOU_CTabulation[[#This Row],[Base Value]]+TOU_CTabulation[[#This Row],[Over Value]]","v":0}]
[1,9,8,165,82,10,1,166.75899999999999,13.106999999999999,582.30100000000004,549.84500000000003,{"$f":"TOU_CTabulation[[#This Row],[AC System Output (W)]]/1000","v":0.54984500000000003},{"$f":"IF(A228=TOU_CTabulation[[#This Row],[Month]],M228+TOU_CTabulation[[#This Row],[AC System Output (kW)]],TOU_CTabulation[[#This Row],[AC System Output (kW)]])","v":118.502979},{"$f":"VLOOKUP(TOU_CTabulation[[#This Row],[Month]],Season,2)","v":"Winter"},{"$f":"VLOOKUP(TOU_CTabulation[[#This Row],[Season]],CRate,2)","v":10.5},{"$f":"IF(A230>TOU_CTabulation[[#This Row],[Month]],TOU_CTabulation[[#This Row],[Day]]*TOU_CTabulation[[#This Row],[Base Allow]],0)","v":0},{"$f":"IF(A230>TOU_CTabulation[[#This Row],[Month]],TOU_CTabulation[[#This Row],[Month Cumm]],0)","v":0},{"$f":"IF(TOU_CTabulation[[#This Row],[Month Base Gen]]=0,0,TOU_CTabulation[[#This Row],[Month Base Gen]]-TOU_CTabulation[[#This Row],[Day]]*TOU_CTabulation[[#This Row],[Base Allow]])","v":0},{"$f":"VLOOKUP(TOU_CTabulation[[#This Row],[Hour]],daypart,2)","v":"All"},{"$f":"TOU_CTabulation[[#This Row],[Season]]&TOU_CTabulation[[#This Row],[Day-Part]]","v":"WinterAll"},{"$f":"VLOOKUP(TOU_CTabulation[[#This Row],[Daypart]],TOUC,2)","v":0.25901999999999997},{"$f":"VLOOKUP(TOU_CTabulation[[#This Row],[Daypart]],TOUC,3)","v":0.32596000000000003},{"$f":"TOU_CTabulation[[#This Row],[Month Base Allow]]*TOU_CTabulation[[#This Row],[Base Rate]]","v":0},{"$f":"TOU_CTabulation[[#This Row],[Month Overbase Gen]]*TOU_CTabulation[[#This Row],[Over Rate]]","v":0},{"$f":"TOU_CTabulation[[#This Row],[Base Value]]+TOU_CTabulation[[#This Row],[Over Value]]","v":0}]
[1,9,9,856,60,13,2,583.32299999999998,27.387,1929.847,1857.422,{"$f":"TOU_CTabulation[[#This Row],[AC System Output (W)]]/1000","v":1.8574220000000001},{"$f":"IF(A229=TOU_CTabulation[[#This Row],[Month]],M229+TOU_CTabulation[[#This Row],[AC System Output (kW)]],TOU_CTabulation[[#This Row],[AC System Output (kW)]])","v":120.360401},{"$f":"VLOOKUP(TOU_CTabulation[[#This Row],[Month]],Season,2)","v":"Winter"},{"$f":"VLOOKUP(TOU_CTabulation[[#This Row],[Season]],CRate,2)","v":10.5},{"$f":"IF(A231>TOU_CTabulation[[#This Row],[Month]],TOU_CTabulation[[#This Row],[Day]]*TOU_CTabulation[[#This Row],[Base Allow]],0)","v":0},{"$f":"IF(A231>TOU_CTabulation[[#This Row],[Month]],TOU_CTabulation[[#This Row],[Month Cumm]],0)","v":0},{"$f":"IF(TOU_CTabulation[[#This Row],[Month Base Gen]]=0,0,TOU_CTabulation[[#This Row],[Month Base Gen]]-TOU_CTabulation[[#This Row],[Day]]*TOU_CTabulation[[#This Row],[Base Allow]])","v":0},{"$f":"VLOOKUP(TOU_CTabulation[[#This Row],[Hour]],daypart,2)","v":"All"},{"$f":"TOU_CTabulation[[#This Row],[Season]]&TOU_CTabulation[[#This Row],[Day-Part]]","v":"WinterAll"},{"$f":"VLOOKUP(TOU_CTabulation[[#This Row],[Daypart]],TOUC,2)","v":0.25901999999999997},{"$f":"VLOOKUP(TOU_CTabulation[[#This Row],[Daypart]],TOUC,3)","v":0.32596000000000003},{"$f":"TOU_CTabulation[[#This Row],[Month Base Allow]]*TOU_CTabulation[[#This Row],[Base Rate]]","v":0},{"$f":"TOU_CTabulation[[#This Row],[Month Overbase Gen]]*TOU_CTabulation[[#This Row],[Over Rate]]","v":0},{"$f":"TOU_CTabulation[[#This Row],[Base Value]]+TOU_CTabulation[[#This Row],[Over Value]]","v":0}]
[1,9,10,926,67,16,2,744.971,35.781999999999996,2405.2710000000002,2314.7170000000001,{"$f":"TOU_CTabulation[[#This Row],[AC System Output (W)]]/1000","v":2.3147169999999999},{"$f":"IF(A230=TOU_CTabulation[[#This Row],[Month]],M230+TOU_CTabulation[[#This Row],[AC System Output (kW)]],TOU_CTabulation[[#This Row],[AC System Output (kW)]])","v":122.675118},{"$f":"VLOOKUP(TOU_CTabulation[[#This Row],[Month]],Season,2)","v":"Winter"},{"$f":"VLOOKUP(TOU_CTabulation[[#This Row],[Season]],CRate,2)","v":10.5},{"$f":"IF(A232>TOU_CTabulation[[#This Row],[Month]],TOU_CTabulation[[#This Row],[Day]]*TOU_CTabulation[[#This Row],[Base Allow]],0)","v":0},{"$f":"IF(A232>TOU_CTabulation[[#This Row],[Month]],TOU_CTabulation[[#This Row],[Month Cumm]],0)","v":0},{"$f":"IF(TOU_CTabulation[[#This Row],[Month Base Gen]]=0,0,TOU_CTabulation[[#This Row],[Month Base Gen]]-TOU_CTabulation[[#This Row],[Day]]*TOU_CTabulation[[#This Row],[Base Allow]])","v":0},{"$f":"VLOOKUP(TOU_CTabulation[[#This Row],[Hour]],daypart,2)","v":"All"},{"$f":"TOU_CTabulation[[#This Row],[Season]]&TOU_CTabulation[[#This Row],[Day-Part]]","v":"WinterAll"},{"$f":"VLOOKUP(TOU_CTabulation[[#This Row],[Daypart]],TOUC,2)","v":0.25901999999999997},{"$f":"VLOOKUP(TOU_CTabulation[[#This Row],[Daypart]],TOUC,3)","v":0.32596000000000003},{"$f":"TOU_CTabulation[[#This Row],[Month Base Allow]]*TOU_CTabulation[[#This Row],[Base Rate]]","v":0},{"$f":"TOU_CTabulation[[#This Row],[Month Overbase Gen]]*TOU_CTabulation[[#This Row],[Over Rate]]","v":0},{"$f":"TOU_CTabulation[[#This Row],[Base Value]]+TOU_CTabulation[[#This Row],[Over Value]]","v":0}]
[1,9,11,554,166,18,2,637.673,35.487000000000002,2074.904,1997.17,{"$f":"TOU_CTabulation[[#This Row],[AC System Output (W)]]/1000","v":1.9971700000000001},{"$f":"IF(A231=TOU_CTabulation[[#This Row],[Month]],M231+TOU_CTabulation[[#This Row],[AC System Output (kW)]],TOU_CTabulation[[#This Row],[AC System Output (kW)]])","v":124.67228799999999},{"$f":"VLOOKUP(TOU_CTabulation[[#This Row],[Month]],Season,2)","v":"Winter"},{"$f":"VLOOKUP(TOU_CTabulation[[#This Row],[Season]],CRate,2)","v":10.5},{"$f":"IF(A233>TOU_CTabulation[[#This Row],[Month]],TOU_CTabulation[[#This Row],[Day]]*TOU_CTabulation[[#This Row],[Base Allow]],0)","v":0},{"$f":"IF(A233>TOU_CTabulation[[#This Row],[Month]],TOU_CTabulation[[#This Row],[Month Cumm]],0)","v":0},{"$f":"IF(TOU_CTabulation[[#This Row],[Month Base Gen]]=0,0,TOU_CTabulation[[#This Row],[Month Base Gen]]-TOU_CTabulation[[#This Row],[Day]]*TOU_CTabulation[[#This Row],[Base Allow]])","v":0},{"$f":"VLOOKUP(TOU_CTabulation[[#This Row],[Hour]],daypart,2)","v":"All"},{"$f":"TOU_CTabulation[[#This Row],[Season]]&TOU_CTabulation[[#This Row],[Day-Part]]","v":"WinterAll"},{"$f":"VLOOKUP(TOU_CTabulation[[#This Row],[Daypart]],TOUC,2)","v":0.25901999999999997},{"$f":"VLOOKUP(TOU_CTabulation[[#This Row],[Daypart]],TOUC,3)","v":0.32596000000000003},{"$f":"TOU_CTabulation[[#This Row],[Month Base Allow]]*TOU_CTabulation[[#This Row],[Base Rate]]","v":0},{"$f":"TOU_CTabulation[[#This Row],[Month Overbase Gen]]*TOU_CTabulation[[#This Row],[Over Rate]]","v":0},{"$f":"TOU_CTabulation[[#This Row],[Base Value]]+TOU_CTabulation[[#This Row],[Over Value]]","v":0}]
[1,9,12,962,70,19,2,851.57299999999998,41.502000000000002,2686.4749999999999,2584.2089999999998,{"$f":"TOU_CTabulation[[#This Row],[AC System Output (W)]]/1000","v":2.584209},{"$f":"IF(A232=TOU_CTabulation[[#This Row],[Month]],M232+TOU_CTabulation[[#This Row],[AC System Output (kW)]],TOU_CTabulation[[#This Row],[AC System Output (kW)]])","v":127.256497},{"$f":"VLOOKUP(TOU_CTabulation[[#This Row],[Month]],Season,2)","v":"Winter"},{"$f":"VLOOKUP(TOU_CTabulation[[#This Row],[Season]],CRate,2)","v":10.5},{"$f":"IF(A234>TOU_CTabulation[[#This Row],[Month]],TOU_CTabulation[[#This Row],[Day]]*TOU_CTabulation[[#This Row],[Base Allow]],0)","v":0},{"$f":"IF(A234>TOU_CTabulation[[#This Row],[Month]],TOU_CTabulation[[#This Row],[Month Cumm]],0)","v":0},{"$f":"IF(TOU_CTabulation[[#This Row],[Month Base Gen]]=0,0,TOU_CTabulation[[#This Row],[Month Base Gen]]-TOU_CTabulation[[#This Row],[Day]]*TOU_CTabulation[[#This Row],[Base Allow]])","v":0},{"$f":"VLOOKUP(TOU_CTabulation[[#This Row],[Hour]],daypart,2)","v":"All"},{"$f":"TOU_CTabulation[[#This Row],[Season]]&TOU_CTabulation[[#This Row],[Day-Part]]","v":"WinterAll"},{"$f":"VLOOKUP(TOU_CTabulation[[#This Row],[Daypart]],TOUC,2)","v":0.25901999999999997},{"$f":"VLOOKUP(TOU_CTabulation[[#This Row],[Daypart]],TOUC,3)","v":0.32596000000000003},{"$f":"TOU_CTabulation[[#This Row],[Month Base Allow]]*TOU_CTabulation[[#This Row],[Base Rate]]","v":0},{"$f":"TOU_CTabulation[[#This Row],[Month Overbase Gen]]*TOU_CTabulation[[#This Row],[Over Rate]]","v":0},{"$f":"TOU_CTabulation[[#This Row],[Base Value]]+TOU_CTabulation[[#This Row],[Over Value]]","v":0}]
[1,9,13,940,68,19,2,784.35799999999995,40.460999999999999,2479.7719999999999,2386.1860000000001,{"$f":"TOU_CTabulation[[#This Row],[AC System Output (W)]]/1000","v":2.3861860000000004},{"$f":"IF(A233=TOU_CTabulation[[#This Row],[Month]],M233+TOU_CTabulation[[#This Row],[AC System Output (kW)]],TOU_CTabulation[[#This Row],[AC System Output (kW)]])","v":129.64268300000001},{"$f":"VLOOKUP(TOU_CTabulation[[#This Row],[Month]],Season,2)","v":"Winter"},{"$f":"VLOOKUP(TOU_CTabulation[[#This Row],[Season]],CRate,2)","v":10.5},{"$f":"IF(A235>TOU_CTabulation[[#This Row],[Month]],TOU_CTabulation[[#This Row],[Day]]*TOU_CTabulation[[#This Row],[Base Allow]],0)","v":0},{"$f":"IF(A235>TOU_CTabulation[[#This Row],[Month]],TOU_CTabulation[[#This Row],[Month Cumm]],0)","v":0},{"$f":"IF(TOU_CTabulation[[#This Row],[Month Base Gen]]=0,0,TOU_CTabulation[[#This Row],[Month Base Gen]]-TOU_CTabulation[[#This Row],[Day]]*TOU_CTabulation[[#This Row],[Base Allow]])","v":0},{"$f":"VLOOKUP(TOU_CTabulation[[#This Row],[Hour]],daypart,2)","v":"All"},{"$f":"TOU_CTabulation[[#This Row],[Season]]&TOU_CTabulation[[#This Row],[Day-Part]]","v":"WinterAll"},{"$f":"VLOOKUP(TOU_CTabulation[[#This Row],[Daypart]],TOUC,2)","v":0.25901999999999997},{"$f":"VLOOKUP(TOU_CTabulation[[#This Row],[Daypart]],TOUC,3)","v":0.32596000000000003},{"$f":"TOU_CTabulation[[#This Row],[Month Base Allow]]*TOU_CTabulation[[#This Row],[Base Rate]]","v":0},{"$f":"TOU_CTabulation[[#This Row],[Month Overbase Gen]]*TOU_CTabulation[[#This Row],[Over Rate]]","v":0},{"$f":"TOU_CTabulation[[#This Row],[Base Value]]+TOU_CTabulation[[#This Row],[Over Value]]","v":0}]
[1,9,14,886,62,18,1,641.81299999999999,39.238,2018.877,1943.2170000000001,{"$f":"TOU_CTabulation[[#This Row],[AC System Output (W)]]/1000","v":1.9432170000000002},{"$f":"IF(A234=TOU_CTabulation[[#This Row],[Month]],M234+TOU_CTabulation[[#This Row],[AC System Output (kW)]],TOU_CTabulation[[#This Row],[AC System Output (kW)]])","v":131.58590000000001},{"$f":"VLOOKUP(TOU_CTabulation[[#This Row],[Month]],Season,2)","v":"Winter"},{"$f":"VLOOKUP(TOU_CTabulation[[#This Row],[Season]],CRate,2)","v":10.5},{"$f":"IF(A236>TOU_CTabulation[[#This Row],[Month]],TOU_CTabulation[[#This Row],[Day]]*TOU_CTabulation[[#This Row],[Base Allow]],0)","v":0},{"$f":"IF(A236>TOU_CTabulation[[#This Row],[Month]],TOU_CTabulation[[#This Row],[Month Cumm]],0)","v":0},{"$f":"IF(TOU_CTabulation[[#This Row],[Month Base Gen]]=0,0,TOU_CTabulation[[#This Row],[Month Base Gen]]-TOU_CTabulation[[#This Row],[Day]]*TOU_CTabulation[[#This Row],[Base Allow]])","v":0},{"$f":"VLOOKUP(TOU_CTabulation[[#This Row],[Hour]],daypart,2)","v":"All"},{"$f":"TOU_CTabulation[[#This Row],[Season]]&TOU_CTabulation[[#This Row],[Day-Part]]","v":"WinterAll"},{"$f":"VLOOKUP(TOU_CTabulation[[#This Row],[Daypart]],TOUC,2)","v":0.25901999999999997},{"$f":"VLOOKUP(TOU_CTabulation[[#This Row],[Daypart]],TOUC,3)","v":0.32596000000000003},{"$f":"TOU_CTabulation[[#This Row],[Month Base Allow]]*TOU_CTabulation[[#This Row],[Base Rate]]","v":0},{"$f":"TOU_CTabulation[[#This Row],[Month Overbase Gen]]*TOU_CTabulation[[#This Row],[Over Rate]]","v":0},{"$f":"TOU_CTabulation[[#This Row],[Base Value]]+TOU_CTabulation[[#This Row],[Over Value]]","v":0}]
[1,9,15,774,51,15,1,438.67500000000001,29.795999999999999,1395.4960000000001,1340.94,{"$f":"TOU_CTabulation[[#This Row],[AC System Output (W)]]/1000","v":1.34094},{"$f":"IF(A235=TOU_CTabulation[[#This Row],[Month]],M235+TOU_CTabulation[[#This Row],[AC System Output (kW)]],TOU_CTabulation[[#This Row],[AC System Output (kW)]])","v":132.92684},{"$f":"VLOOKUP(TOU_CTabulation[[#This Row],[Month]],Season,2)","v":"Winter"},{"$f":"VLOOKUP(TOU_CTabulation[[#This Row],[Season]],CRate,2)","v":10.5},{"$f":"IF(A237>TOU_CTabulation[[#This Row],[Month]],TOU_CTabulation[[#This Row],[Day]]*TOU_CTabulation[[#This Row],[Base Allow]],0)","v":0},{"$f":"IF(A237>TOU_CTabulation[[#This Row],[Month]],TOU_CTabulation[[#This Row],[Month Cumm]],0)","v":0},{"$f":"IF(TOU_CTabulation[[#This Row],[Month Base Gen]]=0,0,TOU_CTabulation[[#This Row],[Month Base Gen]]-TOU_CTabulation[[#This Row],[Day]]*TOU_CTabulation[[#This Row],[Base Allow]])","v":0},{"$f":"VLOOKUP(TOU_CTabulation[[#This Row],[Hour]],daypart,2)","v":"All"},{"$f":"TOU_CTabulation[[#This Row],[Season]]&TOU_CTabulation[[#This Row],[Day-Part]]","v":"WinterAll"},{"$f":"VLOOKUP(TOU_CTabulation[[#This Row],[Daypart]],TOUC,2)","v":0.25901999999999997},{"$f":"VLOOKUP(TOU_CTabulation[[#This Row],[Daypart]],TOUC,3)","v":0.32596000000000003},{"$f":"TOU_CTabulation[[#This Row],[Month Base Allow]]*TOU_CTabulation[[#This Row],[Base Rate]]","v":0},{"$f":"TOU_CTabulation[[#This Row],[Month Overbase Gen]]*TOU_CTabulation[[#This Row],[Over Rate]]","v":0},{"$f":"TOU_CTabulation[[#This Row],[Base Value]]+TOU_CTabulation[[#This Row],[Over Value]]","v":0}]
[1,9,16,498,29,11,1,181.92099999999999,16.899000000000001,549.33100000000002,517.64099999999996,{"$f":"TOU_CTabulation[[#This Row],[AC System Output (W)]]/1000","v":0.51764100000000002},{"$f":"IF(A236=TOU_CTabulation[[#This Row],[Month]],M236+TOU_CTabulation[[#This Row],[AC System Output (kW)]],TOU_CTabulation[[#This Row],[AC System Output (kW)]])","v":133.444481},{"$f":"VLOOKUP(TOU_CTabulation[[#This Row],[Month]],Season,2)","v":"Winter"},{"$f":"VLOOKUP(TOU_CTabulation[[#This Row],[Season]],CRate,2)","v":10.5},{"$f":"IF(A238>TOU_CTabulation[[#This Row],[Month]],TOU_CTabulation[[#This Row],[Day]]*TOU_CTabulation[[#This Row],[Base Allow]],0)","v":0},{"$f":"IF(A238>TOU_CTabulation[[#This Row],[Month]],TOU_CTabulation[[#This Row],[Month Cumm]],0)","v":0},{"$f":"IF(TOU_CTabulation[[#This Row],[Month Base Gen]]=0,0,TOU_CTabulation[[#This Row],[Month Base Gen]]-TOU_CTabulation[[#This Row],[Day]]*TOU_CTabulation[[#This Row],[Base Allow]])","v":0},{"$f":"VLOOKUP(TOU_CTabulation[[#This Row],[Hour]],daypart,2)","v":"All"},{"$f":"TOU_CTabulation[[#This Row],[Season]]&TOU_CTabulation[[#This Row],[Day-Part]]","v":"WinterAll"},{"$f":"VLOOKUP(TOU_CTabulation[[#This Row],[Daypart]],TOUC,2)","v":0.25901999999999997},{"$f":"VLOOKUP(TOU_CTabulation[[#This Row],[Daypart]],TOUC,3)","v":0.32596000000000003},{"$f":"TOU_CTabulation[[#This Row],[Month Base Allow]]*TOU_CTabulation[[#This Row],[Base Rate]]","v":0},{"$f":"TOU_CTabulation[[#This Row],[Month Overbase Gen]]*TOU_CTabulation[[#This Row],[Over Rate]]","v":0},{"$f":"TOU_CTabulation[[#This Row],[Base Value]]+TOU_CTabulation[[#This Row],[Over Value]]","v":0}]
[1,9,17,0,0,9,1,0,9,0,0,{"$f":"TOU_CTabulation[[#This Row],[AC System Output (W)]]/1000","v":0},{"$f":"IF(A237=TOU_CTabulation[[#This Row],[Month]],M237+TOU_CTabulation[[#This Row],[AC System Output (kW)]],TOU_CTabulation[[#This Row],[AC System Output (kW)]])","v":133.444481},{"$f":"VLOOKUP(TOU_CTabulation[[#This Row],[Month]],Season,2)","v":"Winter"},{"$f":"VLOOKUP(TOU_CTabulation[[#This Row],[Season]],CRate,2)","v":10.5},{"$f":"IF(A239>TOU_CTabulation[[#This Row],[Month]],TOU_CTabulation[[#This Row],[Day]]*TOU_CTabulation[[#This Row],[Base Allow]],0)","v":0},{"$f":"IF(A239>TOU_CTabulation[[#This Row],[Month]],TOU_CTabulation[[#This Row],[Month Cumm]],0)","v":0},{"$f":"IF(TOU_CTabulation[[#This Row],[Month Base Gen]]=0,0,TOU_CTabulation[[#This Row],[Month Base Gen]]-TOU_CTabulation[[#This Row],[Day]]*TOU_CTabulation[[#This Row],[Base Allow]])","v":0},{"$f":"VLOOKUP(TOU_CTabulation[[#This Row],[Hour]],daypart,2)","v":"All"},{"$f":"TOU_CTabulation[[#This Row],[Season]]&TOU_CTabulation[[#This Row],[Day-Part]]","v":"WinterAll"},{"$f":"VLOOKUP(TOU_CTabulation[[#This Row],[Daypart]],TOUC,2)","v":0.25901999999999997},{"$f":"VLOOKUP(TOU_CTabulation[[#This Row],[Daypart]],TOUC,3)","v":0.32596000000000003},{"$f":"TOU_CTabulation[[#This Row],[Month Base Allow]]*TOU_CTabulation[[#This Row],[Base Rate]]","v":0},{"$f":"TOU_CTabulation[[#This Row],[Month Overbase Gen]]*TOU_CTabulation[[#This Row],[Over Rate]]","v":0},{"$f":"TOU_CTabulation[[#This Row],[Base Value]]+TOU_CTabulation[[#This Row],[Over Value]]","v":0}]
[1,9,18,0,0,8,1,0,8,0,0,{"$f":"TOU_CTabulation[[#This Row],[AC System Output (W)]]/1000","v":0},{"$f":"IF(A238=TOU_CTabulation[[#This Row],[Month]],M238+TOU_CTabulation[[#This Row],[AC System Output (kW)]],TOU_CTabulation[[#This Row],[AC System Output (kW)]])","v":133.444481},{"$f":"VLOOKUP(TOU_CTabulation[[#This Row],[Month]],Season,2)","v":"Winter"},{"$f":"VLOOKUP(TOU_CTabulation[[#This Row],[Season]],CRate,2)","v":10.5},{"$f":"IF(A240>TOU_CTabulation[[#This Row],[Month]],TOU_CTabulation[[#This Row],[Day]]*TOU_CTabulation[[#This Row],[Base Allow]],0)","v":0},{"$f":"IF(A240>TOU_CTabulation[[#This Row],[Month]],TOU_CTabulation[[#This Row],[Month Cumm]],0)","v":0},{"$f":"IF(TOU_CTabulation[[#This Row],[Month Base Gen]]=0,0,TOU_CTabulation[[#This Row],[Month Base Gen]]-TOU_CTabulation[[#This Row],[Day]]*TOU_CTabulation[[#This Row],[Base Allow]])","v":0},{"$f":"VLOOKUP(TOU_CTabulation[[#This Row],[Hour]],daypart,2)","v":"All"},{"$f":"TOU_CTabulation[[#This Row],[Season]]&TOU_CTabulation[[#This Row],[Day-Part]]","v":"WinterAll"},{"$f":"VLOOKUP(TOU_CTabulation[[#This Row],[Daypart]],TOUC,2)","v":0.25901999999999997},{"$f":"VLOOKUP(TOU_CTabulation[[#This Row],[Daypart]],TOUC,3)","v":0.32596000000000003},{"$f":"TOU_CTabulation[[#This Row],[Month Base Allow]]*TOU_CTabulation[[#This Row],[Base Rate]]","v":0},{"$f":"TOU_CTabulation[[#This Row],[Month Overbase Gen]]*TOU_CTabulation[[#This Row],[Over Rate]]","v":0},{"$f":"TOU_CTabulation[[#This Row],[Base Value]]+TOU_CTabulation[[#This Row],[Over Value]]","v":0}]
[1,9,19,0,0,8,1,0,8,0,0,{"$f":"TOU_CTabulation[[#This Row],[AC System Output (W)]]/1000","v":0},{"$f":"IF(A239=TOU_CTabulation[[#This Row],[Month]],M239+TOU_CTabulation[[#This Row],[AC System Output (kW)]],TOU_CTabulation[[#This Row],[AC System Output (kW)]])","v":133.444481},{"$f":"VLOOKUP(TOU_CTabulation[[#This Row],[Month]],Season,2)","v":"Winter"},{"$f":"VLOOKUP(TOU_CTabulation[[#This Row],[Season]],CRate,2)","v":10.5},{"$f":"IF(A241>TOU_CTabulation[[#This Row],[Month]],TOU_CTabulation[[#This Row],[Day]]*TOU_CTabulation[[#This Row],[Base Allow]],0)","v":0},{"$f":"IF(A241>TOU_CTabulation[[#This Row],[Month]],TOU_CTabulation[[#This Row],[Month Cumm]],0)","v":0},{"$f":"IF(TOU_CTabulation[[#This Row],[Month Base Gen]]=0,0,TOU_CTabulation[[#This Row],[Month Base Gen]]-TOU_CTabulation[[#This Row],[Day]]*TOU_CTabulation[[#This Row],[Base Allow]])","v":0},{"$f":"VLOOKUP(TOU_CTabulation[[#This Row],[Hour]],daypart,2)","v":"All"},{"$f":"TOU_CTabulation[[#This Row],[Season]]&TOU_CTabulation[[#This Row],[Day-Part]]","v":"WinterAll"},{"$f":"VLOOKUP(TOU_CTabulation[[#This Row],[Daypart]],TOUC,2)","v":0.25901999999999997},{"$f":"VLOOKUP(TOU_CTabulation[[#This Row],[Daypart]],TOUC,3)","v":0.32596000000000003},{"$f":"TOU_CTabulation[[#This Row],[Month Base Allow]]*TOU_CTabulation[[#This Row],[Base Rate]]","v":0},{"$f":"TOU_CTabulation[[#This Row],[Month Overbase Gen]]*TOU_CTabulation[[#This Row],[Over Rate]]","v":0},{"$f":"TOU_CTabulation[[#This Row],[Base Value]]+TOU_CTabulation[[#This Row],[Over Value]]","v":0}]
[1,9,20,0,0,8,1,0,8,0,0,{"$f":"TOU_CTabulation[[#This Row],[AC System Output (W)]]/1000","v":0},{"$f":"IF(A240=TOU_CTabulation[[#This Row],[Month]],M240+TOU_CTabulation[[#This Row],[AC System Output (kW)]],TOU_CTabulation[[#This Row],[AC System Output (kW)]])","v":133.444481},{"$f":"VLOOKUP(TOU_CTabulation[[#This Row],[Month]],Season,2)","v":"Winter"},{"$f":"VLOOKUP(TOU_CTabulation[[#This Row],[Season]],CRate,2)","v":10.5},{"$f":"IF(A242>TOU_CTabulation[[#This Row],[Month]],TOU_CTabulation[[#This Row],[Day]]*TOU_CTabulation[[#This Row],[Base Allow]],0)","v":0},{"$f":"IF(A242>TOU_CTabulation[[#This Row],[Month]],TOU_CTabulation[[#This Row],[Month Cumm]],0)","v":0},{"$f":"IF(TOU_CTabulation[[#This Row],[Month Base Gen]]=0,0,TOU_CTabulation[[#This Row],[Month Base Gen]]-TOU_CTabulation[[#This Row],[Day]]*TOU_CTabulation[[#This Row],[Base Allow]])","v":0},{"$f":"VLOOKUP(TOU_CTabulation[[#This Row],[Hour]],daypart,2)","v":"All"},{"$f":"TOU_CTabulation[[#This Row],[Season]]&TOU_CTabulation[[#This Row],[Day-Part]]","v":"WinterAll"},{"$f":"VLOOKUP(TOU_CTabulation[[#This Row],[Daypart]],TOUC,2)","v":0.25901999999999997},{"$f":"VLOOKUP(TOU_CTabulation[[#This Row],[Daypart]],TOUC,3)","v":0.32596000000000003},{"$f":"TOU_CTabulation[[#This Row],[Month Base Allow]]*TOU_CTabulation[[#This Row],[Base Rate]]","v":0},{"$f":"TOU_CTabulation[[#This Row],[Month Overbase Gen]]*TOU_CTabulation[[#This Row],[Over Rate]]","v":0},{"$f":"TOU_CTabulation[[#This Row],[Base Value]]+TOU_CTabulation[[#This Row],[Over Value]]","v":0}]
[1,9,21,0,0,7,1,0,7,0,0,{"$f":"TOU_CTabulation[[#This Row],[AC System Output (W)]]/1000","v":0},{"$f":"IF(A241=TOU_CTabulation[[#This Row],[Month]],M241+TOU_CTabulation[[#This Row],[AC System Output (kW)]],TOU_CTabulation[[#This Row],[AC System Output (kW)]])","v":133.444481},{"$f":"VLOOKUP(TOU_CTabulation[[#This Row],[Month]],Season,2)","v":"Winter"},{"$f":"VLOOKUP(TOU_CTabulation[[#This Row],[Season]],CRate,2)","v":10.5},{"$f":"IF(A243>TOU_CTabulation[[#This Row],[Month]],TOU_CTabulation[[#This Row],[Day]]*TOU_CTabulation[[#This Row],[Base Allow]],0)","v":0},{"$f":"IF(A243>TOU_CTabulation[[#This Row],[Month]],TOU_CTabulation[[#This Row],[Month Cumm]],0)","v":0},{"$f":"IF(TOU_CTabulation[[#This Row],[Month Base Gen]]=0,0,TOU_CTabulation[[#This Row],[Month Base Gen]]-TOU_CTabulation[[#This Row],[Day]]*TOU_CTabulation[[#This Row],[Base Allow]])","v":0},{"$f":"VLOOKUP(TOU_CTabulation[[#This Row],[Hour]],daypart,2)","v":"All"},{"$f":"TOU_CTabulation[[#This Row],[Season]]&TOU_CTabulation[[#This Row],[Day-Part]]","v":"WinterAll"},{"$f":"VLOOKUP(TOU_CTabulation[[#This Row],[Daypart]],TOUC,2)","v":0.25901999999999997},{"$f":"VLOOKUP(TOU_CTabulation[[#This Row],[Daypart]],TOUC,3)","v":0.32596000000000003},{"$f":"TOU_CTabulation[[#This Row],[Month Base Allow]]*TOU_CTabulation[[#This Row],[Base Rate]]","v":0},{"$f":"TOU_CTabulation[[#This Row],[Month Overbase Gen]]*TOU_CTabulation[[#This Row],[Over Rate]]","v":0},{"$f":"TOU_CTabulation[[#This Row],[Base Value]]+TOU_CTabulation[[#This Row],[Over Value]]","v":0}]
[1,9,22,0,0,7,1,0,7,0,0,{"$f":"TOU_CTabulation[[#This Row],[AC System Output (W)]]/1000","v":0},{"$f":"IF(A242=TOU_CTabulation[[#This Row],[Month]],M242+TOU_CTabulation[[#This Row],[AC System Output (kW)]],TOU_CTabulation[[#This Row],[AC System Output (kW)]])","v":133.444481},{"$f":"VLOOKUP(TOU_CTabulation[[#This Row],[Month]],Season,2)","v":"Winter"},{"$f":"VLOOKUP(TOU_CTabulation[[#This Row],[Season]],CRate,2)","v":10.5},{"$f":"IF(A244>TOU_CTabulation[[#This Row],[Month]],TOU_CTabulation[[#This Row],[Day]]*TOU_CTabulation[[#This Row],[Base Allow]],0)","v":0},{"$f":"IF(A244>TOU_CTabulation[[#This Row],[Month]],TOU_CTabulation[[#This Row],[Month Cumm]],0)","v":0},{"$f":"IF(TOU_CTabulation[[#This Row],[Month Base Gen]]=0,0,TOU_CTabulation[[#This Row],[Month Base Gen]]-TOU_CTabulation[[#This Row],[Day]]*TOU_CTabulation[[#This Row],[Base Allow]])","v":0},{"$f":"VLOOKUP(TOU_CTabulation[[#This Row],[Hour]],daypart,2)","v":"All"},{"$f":"TOU_CTabulation[[#This Row],[Season]]&TOU_CTabulation[[#This Row],[Day-Part]]","v":"WinterAll"},{"$f":"VLOOKUP(TOU_CTabulation[[#This Row],[Daypart]],TOUC,2)","v":0.25901999999999997},{"$f":"VLOOKUP(TOU_CTabulation[[#This Row],[Daypart]],TOUC,3)","v":0.32596000000000003},{"$f":"TOU_CTabulation[[#This Row],[Month Base Allow]]*TOU_CTabulation[[#This Row],[Base Rate]]","v":0},{"$f":"TOU_CTabulation[[#This Row],[Month Overbase Gen]]*TOU_CTabulation[[#This Row],[Over Rate]]","v":0},{"$f":"TOU_CTabulation[[#This Row],[Base Value]]+TOU_CTabulation[[#This Row],[Over Value]]","v":0}]
[1,9,23,0,0,7,1,0,7,0,0,{"$f":"TOU_CTabulation[[#This Row],[AC System Output (W)]]/1000","v":0},{"$f":"IF(A243=TOU_CTabulation[[#This Row],[Month]],M243+TOU_CTabulation[[#This Row],[AC System Output (kW)]],TOU_CTabulation[[#This Row],[AC System Output (kW)]])","v":133.444481},{"$f":"VLOOKUP(TOU_CTabulation[[#This Row],[Month]],Season,2)","v":"Winter"},{"$f":"VLOOKUP(TOU_CTabulation[[#This Row],[Season]],CRate,2)","v":10.5},{"$f":"IF(A245>TOU_CTabulation[[#This Row],[Month]],TOU_CTabulation[[#This Row],[Day]]*TOU_CTabulation[[#This Row],[Base Allow]],0)","v":0},{"$f":"IF(A245>TOU_CTabulation[[#This Row],[Month]],TOU_CTabulation[[#This Row],[Month Cumm]],0)","v":0},{"$f":"IF(TOU_CTabulation[[#This Row],[Month Base Gen]]=0,0,TOU_CTabulation[[#This Row],[Month Base Gen]]-TOU_CTabulation[[#This Row],[Day]]*TOU_CTabulation[[#This Row],[Base Allow]])","v":0},{"$f":"VLOOKUP(TOU_CTabulation[[#This Row],[Hour]],daypart,2)","v":"All"},{"$f":"TOU_CTabulation[[#This Row],[Season]]&TOU_CTabulation[[#This Row],[Day-Part]]","v":"WinterAll"},{"$f":"VLOOKUP(TOU_CTabulation[[#This Row],[Daypart]],TOUC,2)","v":0.25901999999999997},{"$f":"VLOOKUP(TOU_CTabulation[[#This Row],[Daypart]],TOUC,3)","v":0.32596000000000003},{"$f":"TOU_CTabulation[[#This Row],[Month Base Allow]]*TOU_CTabulation[[#This Row],[Base Rate]]","v":0},{"$f":"TOU_CTabulation[[#This Row],[Month Overbase Gen]]*TOU_CTabulation[[#This Row],[Over Rate]]","v":0},{"$f":"TOU_CTabulation[[#This Row],[Base Value]]+TOU_CTabulation[[#This Row],[Over Value]]","v":0}]
[1,10,0,0,0,6,1,0,6,0,0,{"$f":"TOU_CTabulation[[#This Row],[AC System Output (W)]]/1000","v":0},{"$f":"IF(A244=TOU_CTabulation[[#This Row],[Month]],M244+TOU_CTabulation[[#This Row],[AC System Output (kW)]],TOU_CTabulation[[#This Row],[AC System Output (kW)]])","v":133.444481},{"$f":"VLOOKUP(TOU_CTabulation[[#This Row],[Month]],Season,2)","v":"Winter"},{"$f":"VLOOKUP(TOU_CTabulation[[#This Row],[Season]],CRate,2)","v":10.5},{"$f":"IF(A246>TOU_CTabulation[[#This Row],[Month]],TOU_CTabulation[[#This Row],[Day]]*TOU_CTabulation[[#This Row],[Base Allow]],0)","v":0},{"$f":"IF(A246>TOU_CTabulation[[#This Row],[Month]],TOU_CTabulation[[#This Row],[Month Cumm]],0)","v":0},{"$f":"IF(TOU_CTabulation[[#This Row],[Month Base Gen]]=0,0,TOU_CTabulation[[#This Row],[Month Base Gen]]-TOU_CTabulation[[#This Row],[Day]]*TOU_CTabulation[[#This Row],[Base Allow]])","v":0},{"$f":"VLOOKUP(TOU_CTabulation[[#This Row],[Hour]],daypart,2)","v":"All"},{"$f":"TOU_CTabulation[[#This Row],[Season]]&TOU_CTabulation[[#This Row],[Day-Part]]","v":"WinterAll"},{"$f":"VLOOKUP(TOU_CTabulation[[#This Row],[Daypart]],TOUC,2)","v":0.25901999999999997},{"$f":"VLOOKUP(TOU_CTabulation[[#This Row],[Daypart]],TOUC,3)","v":0.32596000000000003},{"$f":"TOU_CTabulation[[#This Row],[Month Base Allow]]*TOU_CTabulation[[#This Row],[Base Rate]]","v":0},{"$f":"TOU_CTabulation[[#This Row],[Month Overbase Gen]]*TOU_CTabulation[[#This Row],[Over Rate]]","v":0},{"$f":"TOU_CTabulation[[#This Row],[Base Value]]+TOU_CTabulation[[#This Row],[Over Value]]","v":0}]
[1,10,1,0,0,6,2,0,6,0,0,{"$f":"TOU_CTabulation[[#This Row],[AC System Output (W)]]/1000","v":0},{"$f":"IF(A245=TOU_CTabulation[[#This Row],[Month]],M245+TOU_CTabulation[[#This Row],[AC System Output (kW)]],TOU_CTabulation[[#This Row],[AC System Output (kW)]])","v":133.444481},{"$f":"VLOOKUP(TOU_CTabulation[[#This Row],[Month]],Season,2)","v":"Winter"},{"$f":"VLOOKUP(TOU_CTabulation[[#This Row],[Season]],CRate,2)","v":10.5},{"$f":"IF(A247>TOU_CTabulation[[#This Row],[Month]],TOU_CTabulation[[#This Row],[Day]]*TOU_CTabulation[[#This Row],[Base Allow]],0)","v":0},{"$f":"IF(A247>TOU_CTabulation[[#This Row],[Month]],TOU_CTabulation[[#This Row],[Month Cumm]],0)","v":0},{"$f":"IF(TOU_CTabulation[[#This Row],[Month Base Gen]]=0,0,TOU_CTabulation[[#This Row],[Month Base Gen]]-TOU_CTabulation[[#This Row],[Day]]*TOU_CTabulation[[#This Row],[Base Allow]])","v":0},{"$f":"VLOOKUP(TOU_CTabulation[[#This Row],[Hour]],daypart,2)","v":"All"},{"$f":"TOU_CTabulation[[#This Row],[Season]]&TOU_CTabulation[[#This Row],[Day-Part]]","v":"WinterAll"},{"$f":"VLOOKUP(TOU_CTabulation[[#This Row],[Daypart]],TOUC,2)","v":0.25901999999999997},{"$f":"VLOOKUP(TOU_CTabulation[[#This Row],[Daypart]],TOUC,3)","v":0.32596000000000003},{"$f":"TOU_CTabulation[[#This Row],[Month Base Allow]]*TOU_CTabulation[[#This Row],[Base Rate]]","v":0},{"$f":"TOU_CTabulation[[#This Row],[Month Overbase Gen]]*TOU_CTabulation[[#This Row],[Over Rate]]","v":0},{"$f":"TOU_CTabulation[[#This Row],[Base Value]]+TOU_CTabulation[[#This Row],[Over Value]]","v":0}]
[1,10,2,0,0,6,2,0,6,0,0,{"$f":"TOU_CTabulation[[#This Row],[AC System Output (W)]]/1000","v":0},{"$f":"IF(A246=TOU_CTabulation[[#This Row],[Month]],M246+TOU_CTabulation[[#This Row],[AC System Output (kW)]],TOU_CTabulation[[#This Row],[AC System Output (kW)]])","v":133.444481},{"$f":"VLOOKUP(TOU_CTabulation[[#This Row],[Month]],Season,2)","v":"Winter"},{"$f":"VLOOKUP(TOU_CTabulation[[#This Row],[Season]],CRate,2)","v":10.5},{"$f":"IF(A248>TOU_CTabulation[[#This Row],[Month]],TOU_CTabulation[[#This Row],[Day]]*TOU_CTabulation[[#This Row],[Base Allow]],0)","v":0},{"$f":"IF(A248>TOU_CTabulation[[#This Row],[Month]],TOU_CTabulation[[#This Row],[Month Cumm]],0)","v":0},{"$f":"IF(TOU_CTabulation[[#This Row],[Month Base Gen]]=0,0,TOU_CTabulation[[#This Row],[Month Base Gen]]-TOU_CTabulation[[#This Row],[Day]]*TOU_CTabulation[[#This Row],[Base Allow]])","v":0},{"$f":"VLOOKUP(TOU_CTabulation[[#This Row],[Hour]],daypart,2)","v":"All"},{"$f":"TOU_CTabulation[[#This Row],[Season]]&TOU_CTabulation[[#This Row],[Day-Part]]","v":"WinterAll"},{"$f":"VLOOKUP(TOU_CTabulation[[#This Row],[Daypart]],TOUC,2)","v":0.25901999999999997},{"$f":"VLOOKUP(TOU_CTabulation[[#This Row],[Daypart]],TOUC,3)","v":0.32596000000000003},{"$f":"TOU_CTabulation[[#This Row],[Month Base Allow]]*TOU_CTabulation[[#This Row],[Base Rate]]","v":0},{"$f":"TOU_CTabulation[[#This Row],[Month Overbase Gen]]*TOU_CTabulation[[#This Row],[Over Rate]]","v":0},{"$f":"TOU_CTabulation[[#This Row],[Base Value]]+TOU_CTabulation[[#This Row],[Over Value]]","v":0}]
[1,10,3,0,0,6,2,0,6,0,0,{"$f":"TOU_CTabulation[[#This Row],[AC System Output (W)]]/1000","v":0},{"$f":"IF(A247=TOU_CTabulation[[#This Row],[Month]],M247+TOU_CTabulation[[#This Row],[AC System Output (kW)]],TOU_CTabulation[[#This Row],[AC System Output (kW)]])","v":133.444481},{"$f":"VLOOKUP(TOU_CTabulation[[#This Row],[Month]],Season,2)","v":"Winter"},{"$f":"VLOOKUP(TOU_CTabulation[[#This Row],[Season]],CRate,2)","v":10.5},{"$f":"IF(A249>TOU_CTabulation[[#This Row],[Month]],TOU_CTabulation[[#This Row],[Day]]*TOU_CTabulation[[#This Row],[Base Allow]],0)","v":0},{"$f":"IF(A249>TOU_CTabulation[[#This Row],[Month]],TOU_CTabulation[[#This Row],[Month Cumm]],0)","v":0},{"$f":"IF(TOU_CTabulation[[#This Row],[Month Base Gen]]=0,0,TOU_CTabulation[[#This Row],[Month Base Gen]]-TOU_CTabulation[[#This Row],[Day]]*TOU_CTabulation[[#This Row],[Base Allow]])","v":0},{"$f":"VLOOKUP(TOU_CTabulation[[#This Row],[Hour]],daypart,2)","v":"All"},{"$f":"TOU_CTabulation[[#This Row],[Season]]&TOU_CTabulation[[#This Row],[Day-Part]]","v":"WinterAll"},{"$f":"VLOOKUP(TOU_CTabulation[[#This Row],[Daypart]],TOUC,2)","v":0.25901999999999997},{"$f":"VLOOKUP(TOU_CTabulation[[#This Row],[Daypart]],TOUC,3)","v":0.32596000000000003},{"$f":"TOU_CTabulation[[#This Row],[Month Base Allow]]*TOU_CTabulation[[#This Row],[Base Rate]]","v":0},{"$f":"TOU_CTabulation[[#This Row],[Month Overbase Gen]]*TOU_CTabulation[[#This Row],[Over Rate]]","v":0},{"$f":"TOU_CTabulation[[#This Row],[Base Value]]+TOU_CTabulation[[#This Row],[Over Value]]","v":0}]
[1,10,4,0,0,6,2,0,6,0,0,{"$f":"TOU_CTabulation[[#This Row],[AC System Output (W)]]/1000","v":0},{"$f":"IF(A248=TOU_CTabulation[[#This Row],[Month]],M248+TOU_CTabulation[[#This Row],[AC System Output (kW)]],TOU_CTabulation[[#This Row],[AC System Output (kW)]])","v":133.444481},{"$f":"VLOOKUP(TOU_CTabulation[[#This Row],[Month]],Season,2)","v":"Winter"},{"$f":"VLOOKUP(TOU_CTabulation[[#This Row],[Season]],CRate,2)","v":10.5},{"$f":"IF(A250>TOU_CTabulation[[#This Row],[Month]],TOU_CTabulation[[#This Row],[Day]]*TOU_CTabulation[[#This Row],[Base Allow]],0)","v":0},{"$f":"IF(A250>TOU_CTabulation[[#This Row],[Month]],TOU_CTabulation[[#This Row],[Month Cumm]],0)","v":0},{"$f":"IF(TOU_CTabulation[[#This Row],[Month Base Gen]]=0,0,TOU_CTabulation[[#This Row],[Month Base Gen]]-TOU_CTabulation[[#This Row],[Day]]*TOU_CTabulation[[#This Row],[Base Allow]])","v":0},{"$f":"VLOOKUP(TOU_CTabulation[[#This Row],[Hour]],daypart,2)","v":"All"},{"$f":"TOU_CTabulation[[#This Row],[Season]]&TOU_CTabulation[[#This Row],[Day-Part]]","v":"WinterAll"},{"$f":"VLOOKUP(TOU_CTabulation[[#This Row],[Daypart]],TOUC,2)","v":0.25901999999999997},{"$f":"VLOOKUP(TOU_CTabulation[[#This Row],[Daypart]],TOUC,3)","v":0.32596000000000003},{"$f":"TOU_CTabulation[[#This Row],[Month Base Allow]]*TOU_CTabulation[[#This Row],[Base Rate]]","v":0},{"$f":"TOU_CTabulation[[#This Row],[Month Overbase Gen]]*TOU_CTabulation[[#This Row],[Over Rate]]","v":0},{"$f":"TOU_CTabulation[[#This Row],[Base Value]]+TOU_CTabulation[[#This Row],[Over Value]]","v":0}]
[1,10,5,0,0,5,2,0,5,0,0,{"$f":"TOU_CTabulation[[#This Row],[AC System Output (W)]]/1000","v":0},{"$f":"IF(A249=TOU_CTabulation[[#This Row],[Month]],M249+TOU_CTabulation[[#This Row],[AC System Output (kW)]],TOU_CTabulation[[#This Row],[AC System Output (kW)]])","v":133.444481},{"$f":"VLOOKUP(TOU_CTabulation[[#This Row],[Month]],Season,2)","v":"Winter"},{"$f":"VLOOKUP(TOU_CTabulation[[#This Row],[Season]],CRate,2)","v":10.5},{"$f":"IF(A251>TOU_CTabulation[[#This Row],[Month]],TOU_CTabulation[[#This Row],[Day]]*TOU_CTabulation[[#This Row],[Base Allow]],0)","v":0},{"$f":"IF(A251>TOU_CTabulation[[#This Row],[Month]],TOU_CTabulation[[#This Row],[Month Cumm]],0)","v":0},{"$f":"IF(TOU_CTabulation[[#This Row],[Month Base Gen]]=0,0,TOU_CTabulation[[#This Row],[Month Base Gen]]-TOU_CTabulation[[#This Row],[Day]]*TOU_CTabulation[[#This Row],[Base Allow]])","v":0},{"$f":"VLOOKUP(TOU_CTabulation[[#This Row],[Hour]],daypart,2)","v":"All"},{"$f":"TOU_CTabulation[[#This Row],[Season]]&TOU_CTabulation[[#This Row],[Day-Part]]","v":"WinterAll"},{"$f":"VLOOKUP(TOU_CTabulation[[#This Row],[Daypart]],TOUC,2)","v":0.25901999999999997},{"$f":"VLOOKUP(TOU_CTabulation[[#This Row],[Daypart]],TOUC,3)","v":0.32596000000000003},{"$f":"TOU_CTabulation[[#This Row],[Month Base Allow]]*TOU_CTabulation[[#This Row],[Base Rate]]","v":0},{"$f":"TOU_CTabulation[[#This Row],[Month Overbase Gen]]*TOU_CTabulation[[#This Row],[Over Rate]]","v":0},{"$f":"TOU_CTabulation[[#This Row],[Base Value]]+TOU_CTabulation[[#This Row],[Over Value]]","v":0}]
[1,10,6,0,0,5,1,0,5,0,0,{"$f":"TOU_CTabulation[[#This Row],[AC System Output (W)]]/1000","v":0},{"$f":"IF(A250=TOU_CTabulation[[#This Row],[Month]],M250+TOU_CTabulation[[#This Row],[AC System Output (kW)]],TOU_CTabulation[[#This Row],[AC System Output (kW)]])","v":133.444481},{"$f":"VLOOKUP(TOU_CTabulation[[#This Row],[Month]],Season,2)","v":"Winter"},{"$f":"VLOOKUP(TOU_CTabulation[[#This Row],[Season]],CRate,2)","v":10.5},{"$f":"IF(A252>TOU_CTabulation[[#This Row],[Month]],TOU_CTabulation[[#This Row],[Day]]*TOU_CTabulation[[#This Row],[Base Allow]],0)","v":0},{"$f":"IF(A252>TOU_CTabulation[[#This Row],[Month]],TOU_CTabulation[[#This Row],[Month Cumm]],0)","v":0},{"$f":"IF(TOU_CTabulation[[#This Row],[Month Base Gen]]=0,0,TOU_CTabulation[[#This Row],[Month Base Gen]]-TOU_CTabulation[[#This Row],[Day]]*TOU_CTabulation[[#This Row],[Base Allow]])","v":0},{"$f":"VLOOKUP(TOU_CTabulation[[#This Row],[Hour]],daypart,2)","v":"All"},{"$f":"TOU_CTabulation[[#This Row],[Season]]&TOU_CTabulation[[#This Row],[Day-Part]]","v":"WinterAll"},{"$f":"VLOOKUP(TOU_CTabulation[[#This Row],[Daypart]],TOUC,2)","v":0.25901999999999997},{"$f":"VLOOKUP(TOU_CTabulation[[#This Row],[Daypart]],TOUC,3)","v":0.32596000000000003},{"$f":"TOU_CTabulation[[#This Row],[Month Base Allow]]*TOU_CTabulation[[#This Row],[Base Rate]]","v":0},{"$f":"TOU_CTabulation[[#This Row],[Month Overbase Gen]]*TOU_CTabulation[[#This Row],[Over Rate]]","v":0},{"$f":"TOU_CTabulation[[#This Row],[Base Value]]+TOU_CTabulation[[#This Row],[Over Value]]","v":0}]
[1,10,7,0,15,8,1,14.212999999999999,5.7869999999999999,53.258000000000003,31.879000000000001,{"$f":"TOU_CTabulation[[#This Row],[AC System Output (W)]]/1000","v":3.1879000000000005E-2},{"$f":"IF(A251=TOU_CTabulation[[#This Row],[Month]],M251+TOU_CTabulation[[#This Row],[AC System Output (kW)]],TOU_CTabulation[[#This Row],[AC System Output (kW)]])","v":133.47636},{"$f":"VLOOKUP(TOU_CTabulation[[#This Row],[Month]],Season,2)","v":"Winter"},{"$f":"VLOOKUP(TOU_CTabulation[[#This Row],[Season]],CRate,2)","v":10.5},{"$f":"IF(A253>TOU_CTabulation[[#This Row],[Month]],TOU_CTabulation[[#This Row],[Day]]*TOU_CTabulation[[#This Row],[Base Allow]],0)","v":0},{"$f":"IF(A253>TOU_CTabulation[[#This Row],[Month]],TOU_CTabulation[[#This Row],[Month Cumm]],0)","v":0},{"$f":"IF(TOU_CTabulation[[#This Row],[Month Base Gen]]=0,0,TOU_CTabulation[[#This Row],[Month Base Gen]]-TOU_CTabulation[[#This Row],[Day]]*TOU_CTabulation[[#This Row],[Base Allow]])","v":0},{"$f":"VLOOKUP(TOU_CTabulation[[#This Row],[Hour]],daypart,2)","v":"All"},{"$f":"TOU_CTabulation[[#This Row],[Season]]&TOU_CTabulation[[#This Row],[Day-Part]]","v":"WinterAll"},{"$f":"VLOOKUP(TOU_CTabulation[[#This Row],[Daypart]],TOUC,2)","v":0.25901999999999997},{"$f":"VLOOKUP(TOU_CTabulation[[#This Row],[Daypart]],TOUC,3)","v":0.32596000000000003},{"$f":"TOU_CTabulation[[#This Row],[Month Base Allow]]*TOU_CTabulation[[#This Row],[Base Rate]]","v":0},{"$f":"TOU_CTabulation[[#This Row],[Month Overbase Gen]]*TOU_CTabulation[[#This Row],[Over Rate]]","v":0},{"$f":"TOU_CTabulation[[#This Row],[Base Value]]+TOU_CTabulation[[#This Row],[Over Value]]","v":0}]
[1,10,8,91,83,11,2,131.55799999999999,12.651999999999999,465.74099999999999,435.94900000000001,{"$f":"TOU_CTabulation[[#This Row],[AC System Output (W)]]/1000","v":0.43594900000000003},{"$f":"IF(A252=TOU_CTabulation[[#This Row],[Month]],M252+TOU_CTabulation[[#This Row],[AC System Output (kW)]],TOU_CTabulation[[#This Row],[AC System Output (kW)]])","v":133.91230899999999},{"$f":"VLOOKUP(TOU_CTabulation[[#This Row],[Month]],Season,2)","v":"Winter"},{"$f":"VLOOKUP(TOU_CTabulation[[#This Row],[Season]],CRate,2)","v":10.5},{"$f":"IF(A254>TOU_CTabulation[[#This Row],[Month]],TOU_CTabulation[[#This Row],[Day]]*TOU_CTabulation[[#This Row],[Base Allow]],0)","v":0},{"$f":"IF(A254>TOU_CTabulation[[#This Row],[Month]],TOU_CTabulation[[#This Row],[Month Cumm]],0)","v":0},{"$f":"IF(TOU_CTabulation[[#This Row],[Month Base Gen]]=0,0,TOU_CTabulation[[#This Row],[Month Base Gen]]-TOU_CTabulation[[#This Row],[Day]]*TOU_CTabulation[[#This Row],[Base Allow]])","v":0},{"$f":"VLOOKUP(TOU_CTabulation[[#This Row],[Hour]],daypart,2)","v":"All"},{"$f":"TOU_CTabulation[[#This Row],[Season]]&TOU_CTabulation[[#This Row],[Day-Part]]","v":"WinterAll"},{"$f":"VLOOKUP(TOU_CTabulation[[#This Row],[Daypart]],TOUC,2)","v":0.25901999999999997},{"$f":"VLOOKUP(TOU_CTabulation[[#This Row],[Daypart]],TOUC,3)","v":0.32596000000000003},{"$f":"TOU_CTabulation[[#This Row],[Month Base Allow]]*TOU_CTabulation[[#This Row],[Base Rate]]","v":0},{"$f":"TOU_CTabulation[[#This Row],[Month Overbase Gen]]*TOU_CTabulation[[#This Row],[Over Rate]]","v":0},{"$f":"TOU_CTabulation[[#This Row],[Base Value]]+TOU_CTabulation[[#This Row],[Over Value]]","v":0}]
[1,10,9,257,145,14,2,319.84399999999999,21.251000000000001,1102.4359999999999,1056.5530000000001,{"$f":"TOU_CTabulation[[#This Row],[AC System Output (W)]]/1000","v":1.0565530000000001},{"$f":"IF(A253=TOU_CTabulation[[#This Row],[Month]],M253+TOU_CTabulation[[#This Row],[AC System Output (kW)]],TOU_CTabulation[[#This Row],[AC System Output (kW)]])","v":134.968862},{"$f":"VLOOKUP(TOU_CTabulation[[#This Row],[Month]],Season,2)","v":"Winter"},{"$f":"VLOOKUP(TOU_CTabulation[[#This Row],[Season]],CRate,2)","v":10.5},{"$f":"IF(A255>TOU_CTabulation[[#This Row],[Month]],TOU_CTabulation[[#This Row],[Day]]*TOU_CTabulation[[#This Row],[Base Allow]],0)","v":0},{"$f":"IF(A255>TOU_CTabulation[[#This Row],[Month]],TOU_CTabulation[[#This Row],[Month Cumm]],0)","v":0},{"$f":"IF(TOU_CTabulation[[#This Row],[Month Base Gen]]=0,0,TOU_CTabulation[[#This Row],[Month Base Gen]]-TOU_CTabulation[[#This Row],[Day]]*TOU_CTabulation[[#This Row],[Base Allow]])","v":0},{"$f":"VLOOKUP(TOU_CTabulation[[#This Row],[Hour]],daypart,2)","v":"All"},{"$f":"TOU_CTabulation[[#This Row],[Season]]&TOU_CTabulation[[#This Row],[Day-Part]]","v":"WinterAll"},{"$f":"VLOOKUP(TOU_CTabulation[[#This Row],[Daypart]],TOUC,2)","v":0.25901999999999997},{"$f":"VLOOKUP(TOU_CTabulation[[#This Row],[Daypart]],TOUC,3)","v":0.32596000000000003},{"$f":"TOU_CTabulation[[#This Row],[Month Base Allow]]*TOU_CTabulation[[#This Row],[Base Rate]]","v":0},{"$f":"TOU_CTabulation[[#This Row],[Month Overbase Gen]]*TOU_CTabulation[[#This Row],[Over Rate]]","v":0},{"$f":"TOU_CTabulation[[#This Row],[Base Value]]+TOU_CTabulation[[#This Row],[Over Value]]","v":0}]
[1,10,10,474,162,17,2,536.05600000000004,30.571999999999999,1780.866,1713.6890000000001,{"$f":"TOU_CTabulation[[#This Row],[AC System Output (W)]]/1000","v":1.713689},{"$f":"IF(A254=TOU_CTabulation[[#This Row],[Month]],M254+TOU_CTabulation[[#This Row],[AC System Output (kW)]],TOU_CTabulation[[#This Row],[AC System Output (kW)]])","v":136.68255099999999},{"$f":"VLOOKUP(TOU_CTabulation[[#This Row],[Month]],Season,2)","v":"Winter"},{"$f":"VLOOKUP(TOU_CTabulation[[#This Row],[Season]],CRate,2)","v":10.5},{"$f":"IF(A256>TOU_CTabulation[[#This Row],[Month]],TOU_CTabulation[[#This Row],[Day]]*TOU_CTabulation[[#This Row],[Base Allow]],0)","v":0},{"$f":"IF(A256>TOU_CTabulation[[#This Row],[Month]],TOU_CTabulation[[#This Row],[Month Cumm]],0)","v":0},{"$f":"IF(TOU_CTabulation[[#This Row],[Month Base Gen]]=0,0,TOU_CTabulation[[#This Row],[Month Base Gen]]-TOU_CTabulation[[#This Row],[Day]]*TOU_CTabulation[[#This Row],[Base Allow]])","v":0},{"$f":"VLOOKUP(TOU_CTabulation[[#This Row],[Hour]],daypart,2)","v":"All"},{"$f":"TOU_CTabulation[[#This Row],[Season]]&TOU_CTabulation[[#This Row],[Day-Part]]","v":"WinterAll"},{"$f":"VLOOKUP(TOU_CTabulation[[#This Row],[Daypart]],TOUC,2)","v":0.25901999999999997},{"$f":"VLOOKUP(TOU_CTabulation[[#This Row],[Daypart]],TOUC,3)","v":0.32596000000000003},{"$f":"TOU_CTabulation[[#This Row],[Month Base Allow]]*TOU_CTabulation[[#This Row],[Base Rate]]","v":0},{"$f":"TOU_CTabulation[[#This Row],[Month Overbase Gen]]*TOU_CTabulation[[#This Row],[Over Rate]]","v":0},{"$f":"TOU_CTabulation[[#This Row],[Base Value]]+TOU_CTabulation[[#This Row],[Over Value]]","v":0}]
[1,10,11,963,65,20,1,837.60699999999997,45.64,2585.3560000000002,2487.386,{"$f":"TOU_CTabulation[[#This Row],[AC System Output (W)]]/1000","v":2.4873859999999999},{"$f":"IF(A255=TOU_CTabulation[[#This Row],[Month]],M255+TOU_CTabulation[[#This Row],[AC System Output (kW)]],TOU_CTabulation[[#This Row],[AC System Output (kW)]])","v":139.16993699999998},{"$f":"VLOOKUP(TOU_CTabulation[[#This Row],[Month]],Season,2)","v":"Winter"},{"$f":"VLOOKUP(TOU_CTabulation[[#This Row],[Season]],CRate,2)","v":10.5},{"$f":"IF(A257>TOU_CTabulation[[#This Row],[Month]],TOU_CTabulation[[#This Row],[Day]]*TOU_CTabulation[[#This Row],[Base Allow]],0)","v":0},{"$f":"IF(A257>TOU_CTabulation[[#This Row],[Month]],TOU_CTabulation[[#This Row],[Month Cumm]],0)","v":0},{"$f":"IF(TOU_CTabulation[[#This Row],[Month Base Gen]]=0,0,TOU_CTabulation[[#This Row],[Month Base Gen]]-TOU_CTabulation[[#This Row],[Day]]*TOU_CTabulation[[#This Row],[Base Allow]])","v":0},{"$f":"VLOOKUP(TOU_CTabulation[[#This Row],[Hour]],daypart,2)","v":"All"},{"$f":"TOU_CTabulation[[#This Row],[Season]]&TOU_CTabulation[[#This Row],[Day-Part]]","v":"WinterAll"},{"$f":"VLOOKUP(TOU_CTabulation[[#This Row],[Daypart]],TOUC,2)","v":0.25901999999999997},{"$f":"VLOOKUP(TOU_CTabulation[[#This Row],[Daypart]],TOUC,3)","v":0.32596000000000003},{"$f":"TOU_CTabulation[[#This Row],[Month Base Allow]]*TOU_CTabulation[[#This Row],[Base Rate]]","v":0},{"$f":"TOU_CTabulation[[#This Row],[Month Overbase Gen]]*TOU_CTabulation[[#This Row],[Over Rate]]","v":0},{"$f":"TOU_CTabulation[[#This Row],[Base Value]]+TOU_CTabulation[[#This Row],[Over Value]]","v":0}]
[1,10,12,966,65,21,1,850.26400000000001,48.109000000000002,2592.1680000000001,2493.9119999999998,{"$f":"TOU_CTabulation[[#This Row],[AC System Output (W)]]/1000","v":2.4939119999999999},{"$f":"IF(A256=TOU_CTabulation[[#This Row],[Month]],M256+TOU_CTabulation[[#This Row],[AC System Output (kW)]],TOU_CTabulation[[#This Row],[AC System Output (kW)]])","v":141.66384899999997},{"$f":"VLOOKUP(TOU_CTabulation[[#This Row],[Month]],Season,2)","v":"Winter"},{"$f":"VLOOKUP(TOU_CTabulation[[#This Row],[Season]],CRate,2)","v":10.5},{"$f":"IF(A258>TOU_CTabulation[[#This Row],[Month]],TOU_CTabulation[[#This Row],[Day]]*TOU_CTabulation[[#This Row],[Base Allow]],0)","v":0},{"$f":"IF(A258>TOU_CTabulation[[#This Row],[Month]],TOU_CTabulation[[#This Row],[Month Cumm]],0)","v":0},{"$f":"IF(TOU_CTabulation[[#This Row],[Month Base Gen]]=0,0,TOU_CTabulation[[#This Row],[Month Base Gen]]-TOU_CTabulation[[#This Row],[Day]]*TOU_CTabulation[[#This Row],[Base Allow]])","v":0},{"$f":"VLOOKUP(TOU_CTabulation[[#This Row],[Hour]],daypart,2)","v":"All"},{"$f":"TOU_CTabulation[[#This Row],[Season]]&TOU_CTabulation[[#This Row],[Day-Part]]","v":"WinterAll"},{"$f":"VLOOKUP(TOU_CTabulation[[#This Row],[Daypart]],TOUC,2)","v":0.25901999999999997},{"$f":"VLOOKUP(TOU_CTabulation[[#This Row],[Daypart]],TOUC,3)","v":0.32596000000000003},{"$f":"TOU_CTabulation[[#This Row],[Month Base Allow]]*TOU_CTabulation[[#This Row],[Base Rate]]","v":0},{"$f":"TOU_CTabulation[[#This Row],[Month Overbase Gen]]*TOU_CTabulation[[#This Row],[Over Rate]]","v":0},{"$f":"TOU_CTabulation[[#This Row],[Base Value]]+TOU_CTabulation[[#This Row],[Over Value]]","v":0}]
[1,10,13,563,150,21,1,604.024,41.290999999999997,1905.2149999999999,1833.672,{"$f":"TOU_CTabulation[[#This Row],[AC System Output (W)]]/1000","v":1.833672},{"$f":"IF(A257=TOU_CTabulation[[#This Row],[Month]],M257+TOU_CTabulation[[#This Row],[AC System Output (kW)]],TOU_CTabulation[[#This Row],[AC System Output (kW)]])","v":143.49752099999998},{"$f":"VLOOKUP(TOU_CTabulation[[#This Row],[Month]],Season,2)","v":"Winter"},{"$f":"VLOOKUP(TOU_CTabulation[[#This Row],[Season]],CRate,2)","v":10.5},{"$f":"IF(A259>TOU_CTabulation[[#This Row],[Month]],TOU_CTabulation[[#This Row],[Day]]*TOU_CTabulation[[#This Row],[Base Allow]],0)","v":0},{"$f":"IF(A259>TOU_CTabulation[[#This Row],[Month]],TOU_CTabulation[[#This Row],[Month Cumm]],0)","v":0},{"$f":"IF(TOU_CTabulation[[#This Row],[Month Base Gen]]=0,0,TOU_CTabulation[[#This Row],[Month Base Gen]]-TOU_CTabulation[[#This Row],[Day]]*TOU_CTabulation[[#This Row],[Base Allow]])","v":0},{"$f":"VLOOKUP(TOU_CTabulation[[#This Row],[Hour]],daypart,2)","v":"All"},{"$f":"TOU_CTabulation[[#This Row],[Season]]&TOU_CTabulation[[#This Row],[Day-Part]]","v":"WinterAll"},{"$f":"VLOOKUP(TOU_CTabulation[[#This Row],[Daypart]],TOUC,2)","v":0.25901999999999997},{"$f":"VLOOKUP(TOU_CTabulation[[#This Row],[Daypart]],TOUC,3)","v":0.32596000000000003},{"$f":"TOU_CTabulation[[#This Row],[Month Base Allow]]*TOU_CTabulation[[#This Row],[Base Rate]]","v":0},{"$f":"TOU_CTabulation[[#This Row],[Month Overbase Gen]]*TOU_CTabulation[[#This Row],[Over Rate]]","v":0},{"$f":"TOU_CTabulation[[#This Row],[Base Value]]+TOU_CTabulation[[#This Row],[Over Value]]","v":0}]
[1,10,14,544,118,20,0,493.03500000000003,40.975999999999999,1543.633,1484.3889999999999,{"$f":"TOU_CTabulation[[#This Row],[AC System Output (W)]]/1000","v":1.484389},{"$f":"IF(A258=TOU_CTabulation[[#This Row],[Month]],M258+TOU_CTabulation[[#This Row],[AC System Output (kW)]],TOU_CTabulation[[#This Row],[AC System Output (kW)]])","v":144.98190999999997},{"$f":"VLOOKUP(TOU_CTabulation[[#This Row],[Month]],Season,2)","v":"Winter"},{"$f":"VLOOKUP(TOU_CTabulation[[#This Row],[Season]],CRate,2)","v":10.5},{"$f":"IF(A260>TOU_CTabulation[[#This Row],[Month]],TOU_CTabulation[[#This Row],[Day]]*TOU_CTabulation[[#This Row],[Base Allow]],0)","v":0},{"$f":"IF(A260>TOU_CTabulation[[#This Row],[Month]],TOU_CTabulation[[#This Row],[Month Cumm]],0)","v":0},{"$f":"IF(TOU_CTabulation[[#This Row],[Month Base Gen]]=0,0,TOU_CTabulation[[#This Row],[Month Base Gen]]-TOU_CTabulation[[#This Row],[Day]]*TOU_CTabulation[[#This Row],[Base Allow]])","v":0},{"$f":"VLOOKUP(TOU_CTabulation[[#This Row],[Hour]],daypart,2)","v":"All"},{"$f":"TOU_CTabulation[[#This Row],[Season]]&TOU_CTabulation[[#This Row],[Day-Part]]","v":"WinterAll"},{"$f":"VLOOKUP(TOU_CTabulation[[#This Row],[Daypart]],TOUC,2)","v":0.25901999999999997},{"$f":"VLOOKUP(TOU_CTabulation[[#This Row],[Daypart]],TOUC,3)","v":0.32596000000000003},{"$f":"TOU_CTabulation[[#This Row],[Month Base Allow]]*TOU_CTabulation[[#This Row],[Base Rate]]","v":0},{"$f":"TOU_CTabulation[[#This Row],[Month Overbase Gen]]*TOU_CTabulation[[#This Row],[Over Rate]]","v":0},{"$f":"TOU_CTabulation[[#This Row],[Base Value]]+TOU_CTabulation[[#This Row],[Over Value]]","v":0}]
[1,10,15,42,104,18,0,130.35599999999999,25.795999999999999,442.053,412.78699999999998,{"$f":"TOU_CTabulation[[#This Row],[AC System Output (W)]]/1000","v":0.41278699999999996},{"$f":"IF(A259=TOU_CTabulation[[#This Row],[Month]],M259+TOU_CTabulation[[#This Row],[AC System Output (kW)]],TOU_CTabulation[[#This Row],[AC System Output (kW)]])","v":145.39469699999998},{"$f":"VLOOKUP(TOU_CTabulation[[#This Row],[Month]],Season,2)","v":"Winter"},{"$f":"VLOOKUP(TOU_CTabulation[[#This Row],[Season]],CRate,2)","v":10.5},{"$f":"IF(A261>TOU_CTabulation[[#This Row],[Month]],TOU_CTabulation[[#This Row],[Day]]*TOU_CTabulation[[#This Row],[Base Allow]],0)","v":0},{"$f":"IF(A261>TOU_CTabulation[[#This Row],[Month]],TOU_CTabulation[[#This Row],[Month Cumm]],0)","v":0},{"$f":"IF(TOU_CTabulation[[#This Row],[Month Base Gen]]=0,0,TOU_CTabulation[[#This Row],[Month Base Gen]]-TOU_CTabulation[[#This Row],[Day]]*TOU_CTabulation[[#This Row],[Base Allow]])","v":0},{"$f":"VLOOKUP(TOU_CTabulation[[#This Row],[Hour]],daypart,2)","v":"All"},{"$f":"TOU_CTabulation[[#This Row],[Season]]&TOU_CTabulation[[#This Row],[Day-Part]]","v":"WinterAll"},{"$f":"VLOOKUP(TOU_CTabulation[[#This Row],[Daypart]],TOUC,2)","v":0.25901999999999997},{"$f":"VLOOKUP(TOU_CTabulation[[#This Row],[Daypart]],TOUC,3)","v":0.32596000000000003},{"$f":"TOU_CTabulation[[#This Row],[Month Base Allow]]*TOU_CTabulation[[#This Row],[Base Rate]]","v":0},{"$f":"TOU_CTabulation[[#This Row],[Month Overbase Gen]]*TOU_CTabulation[[#This Row],[Over Rate]]","v":0},{"$f":"TOU_CTabulation[[#This Row],[Base Value]]+TOU_CTabulation[[#This Row],[Over Value]]","v":0}]
[1,10,16,0,10,16,0,9.4600000000000009,14.428000000000001,34.128999999999998,13.102,{"$f":"TOU_CTabulation[[#This Row],[AC System Output (W)]]/1000","v":1.3102000000000001E-2},{"$f":"IF(A260=TOU_CTabulation[[#This Row],[Month]],M260+TOU_CTabulation[[#This Row],[AC System Output (kW)]],TOU_CTabulation[[#This Row],[AC System Output (kW)]])","v":145.40779899999998},{"$f":"VLOOKUP(TOU_CTabulation[[#This Row],[Month]],Season,2)","v":"Winter"},{"$f":"VLOOKUP(TOU_CTabulation[[#This Row],[Season]],CRate,2)","v":10.5},{"$f":"IF(A262>TOU_CTabulation[[#This Row],[Month]],TOU_CTabulation[[#This Row],[Day]]*TOU_CTabulation[[#This Row],[Base Allow]],0)","v":0},{"$f":"IF(A262>TOU_CTabulation[[#This Row],[Month]],TOU_CTabulation[[#This Row],[Month Cumm]],0)","v":0},{"$f":"IF(TOU_CTabulation[[#This Row],[Month Base Gen]]=0,0,TOU_CTabulation[[#This Row],[Month Base Gen]]-TOU_CTabulation[[#This Row],[Day]]*TOU_CTabulation[[#This Row],[Base Allow]])","v":0},{"$f":"VLOOKUP(TOU_CTabulation[[#This Row],[Hour]],daypart,2)","v":"All"},{"$f":"TOU_CTabulation[[#This Row],[Season]]&TOU_CTabulation[[#This Row],[Day-Part]]","v":"WinterAll"},{"$f":"VLOOKUP(TOU_CTabulation[[#This Row],[Daypart]],TOUC,2)","v":0.25901999999999997},{"$f":"VLOOKUP(TOU_CTabulation[[#This Row],[Daypart]],TOUC,3)","v":0.32596000000000003},{"$f":"TOU_CTabulation[[#This Row],[Month Base Allow]]*TOU_CTabulation[[#This Row],[Base Rate]]","v":0},{"$f":"TOU_CTabulation[[#This Row],[Month Overbase Gen]]*TOU_CTabulation[[#This Row],[Over Rate]]","v":0},{"$f":"TOU_CTabulation[[#This Row],[Base Value]]+TOU_CTabulation[[#This Row],[Over Value]]","v":0}]
[1,10,17,0,0,15,0,0,15,0,0,{"$f":"TOU_CTabulation[[#This Row],[AC System Output (W)]]/1000","v":0},{"$f":"IF(A261=TOU_CTabulation[[#This Row],[Month]],M261+TOU_CTabulation[[#This Row],[AC System Output (kW)]],TOU_CTabulation[[#This Row],[AC System Output (kW)]])","v":145.40779899999998},{"$f":"VLOOKUP(TOU_CTabulation[[#This Row],[Month]],Season,2)","v":"Winter"},{"$f":"VLOOKUP(TOU_CTabulation[[#This Row],[Season]],CRate,2)","v":10.5},{"$f":"IF(A263>TOU_CTabulation[[#This Row],[Month]],TOU_CTabulation[[#This Row],[Day]]*TOU_CTabulation[[#This Row],[Base Allow]],0)","v":0},{"$f":"IF(A263>TOU_CTabulation[[#This Row],[Month]],TOU_CTabulation[[#This Row],[Month Cumm]],0)","v":0},{"$f":"IF(TOU_CTabulation[[#This Row],[Month Base Gen]]=0,0,TOU_CTabulation[[#This Row],[Month Base Gen]]-TOU_CTabulation[[#This Row],[Day]]*TOU_CTabulation[[#This Row],[Base Allow]])","v":0},{"$f":"VLOOKUP(TOU_CTabulation[[#This Row],[Hour]],daypart,2)","v":"All"},{"$f":"TOU_CTabulation[[#This Row],[Season]]&TOU_CTabulation[[#This Row],[Day-Part]]","v":"WinterAll"},{"$f":"VLOOKUP(TOU_CTabulation[[#This Row],[Daypart]],TOUC,2)","v":0.25901999999999997},{"$f":"VLOOKUP(TOU_CTabulation[[#This Row],[Daypart]],TOUC,3)","v":0.32596000000000003},{"$f":"TOU_CTabulation[[#This Row],[Month Base Allow]]*TOU_CTabulation[[#This Row],[Base Rate]]","v":0},{"$f":"TOU_CTabulation[[#This Row],[Month Overbase Gen]]*TOU_CTabulation[[#This Row],[Over Rate]]","v":0},{"$f":"TOU_CTabulation[[#This Row],[Base Value]]+TOU_CTabulation[[#This Row],[Over Value]]","v":0}]
[1,10,18,0,0,14,0,0,14,0,0,{"$f":"TOU_CTabulation[[#This Row],[AC System Output (W)]]/1000","v":0},{"$f":"IF(A262=TOU_CTabulation[[#This Row],[Month]],M262+TOU_CTabulation[[#This Row],[AC System Output (kW)]],TOU_CTabulation[[#This Row],[AC System Output (kW)]])","v":145.40779899999998},{"$f":"VLOOKUP(TOU_CTabulation[[#This Row],[Month]],Season,2)","v":"Winter"},{"$f":"VLOOKUP(TOU_CTabulation[[#This Row],[Season]],CRate,2)","v":10.5},{"$f":"IF(A264>TOU_CTabulation[[#This Row],[Month]],TOU_CTabulation[[#This Row],[Day]]*TOU_CTabulation[[#This Row],[Base Allow]],0)","v":0},{"$f":"IF(A264>TOU_CTabulation[[#This Row],[Month]],TOU_CTabulation[[#This Row],[Month Cumm]],0)","v":0},{"$f":"IF(TOU_CTabulation[[#This Row],[Month Base Gen]]=0,0,TOU_CTabulation[[#This Row],[Month Base Gen]]-TOU_CTabulation[[#This Row],[Day]]*TOU_CTabulation[[#This Row],[Base Allow]])","v":0},{"$f":"VLOOKUP(TOU_CTabulation[[#This Row],[Hour]],daypart,2)","v":"All"},{"$f":"TOU_CTabulation[[#This Row],[Season]]&TOU_CTabulation[[#This Row],[Day-Part]]","v":"WinterAll"},{"$f":"VLOOKUP(TOU_CTabulation[[#This Row],[Daypart]],TOUC,2)","v":0.25901999999999997},{"$f":"VLOOKUP(TOU_CTabulation[[#This Row],[Daypart]],TOUC,3)","v":0.32596000000000003},{"$f":"TOU_CTabulation[[#This Row],[Month Base Allow]]*TOU_CTabulation[[#This Row],[Base Rate]]","v":0},{"$f":"TOU_CTabulation[[#This Row],[Month Overbase Gen]]*TOU_CTabulation[[#This Row],[Over Rate]]","v":0},{"$f":"TOU_CTabulation[[#This Row],[Base Value]]+TOU_CTabulation[[#This Row],[Over Value]]","v":0}]
[1,10,19,0,0,12,1,0,12,0,0,{"$f":"TOU_CTabulation[[#This Row],[AC System Output (W)]]/1000","v":0},{"$f":"IF(A263=TOU_CTabulation[[#This Row],[Month]],M263+TOU_CTabulation[[#This Row],[AC System Output (kW)]],TOU_CTabulation[[#This Row],[AC System Output (kW)]])","v":145.40779899999998},{"$f":"VLOOKUP(TOU_CTabulation[[#This Row],[Month]],Season,2)","v":"Winter"},{"$f":"VLOOKUP(TOU_CTabulation[[#This Row],[Season]],CRate,2)","v":10.5},{"$f":"IF(A265>TOU_CTabulation[[#This Row],[Month]],TOU_CTabulation[[#This Row],[Day]]*TOU_CTabulation[[#This Row],[Base Allow]],0)","v":0},{"$f":"IF(A265>TOU_CTabulation[[#This Row],[Month]],TOU_CTabulation[[#This Row],[Month Cumm]],0)","v":0},{"$f":"IF(TOU_CTabulation[[#This Row],[Month Base Gen]]=0,0,TOU_CTabulation[[#This Row],[Month Base Gen]]-TOU_CTabulation[[#This Row],[Day]]*TOU_CTabulation[[#This Row],[Base Allow]])","v":0},{"$f":"VLOOKUP(TOU_CTabulation[[#This Row],[Hour]],daypart,2)","v":"All"},{"$f":"TOU_CTabulation[[#This Row],[Season]]&TOU_CTabulation[[#This Row],[Day-Part]]","v":"WinterAll"},{"$f":"VLOOKUP(TOU_CTabulation[[#This Row],[Daypart]],TOUC,2)","v":0.25901999999999997},{"$f":"VLOOKUP(TOU_CTabulation[[#This Row],[Daypart]],TOUC,3)","v":0.32596000000000003},{"$f":"TOU_CTabulation[[#This Row],[Month Base Allow]]*TOU_CTabulation[[#This Row],[Base Rate]]","v":0},{"$f":"TOU_CTabulation[[#This Row],[Month Overbase Gen]]*TOU_CTabulation[[#This Row],[Over Rate]]","v":0},{"$f":"TOU_CTabulation[[#This Row],[Base Value]]+TOU_CTabulation[[#This Row],[Over Value]]","v":0}]
[1,10,20,0,0,12,1,0,12,0,0,{"$f":"TOU_CTabulation[[#This Row],[AC System Output (W)]]/1000","v":0},{"$f":"IF(A264=TOU_CTabulation[[#This Row],[Month]],M264+TOU_CTabulation[[#This Row],[AC System Output (kW)]],TOU_CTabulation[[#This Row],[AC System Output (kW)]])","v":145.40779899999998},{"$f":"VLOOKUP(TOU_CTabulation[[#This Row],[Month]],Season,2)","v":"Winter"},{"$f":"VLOOKUP(TOU_CTabulation[[#This Row],[Season]],CRate,2)","v":10.5},{"$f":"IF(A266>TOU_CTabulation[[#This Row],[Month]],TOU_CTabulation[[#This Row],[Day]]*TOU_CTabulation[[#This Row],[Base Allow]],0)","v":0},{"$f":"IF(A266>TOU_CTabulation[[#This Row],[Month]],TOU_CTabulation[[#This Row],[Month Cumm]],0)","v":0},{"$f":"IF(TOU_CTabulation[[#This Row],[Month Base Gen]]=0,0,TOU_CTabulation[[#This Row],[Month Base Gen]]-TOU_CTabulation[[#This Row],[Day]]*TOU_CTabulation[[#This Row],[Base Allow]])","v":0},{"$f":"VLOOKUP(TOU_CTabulation[[#This Row],[Hour]],daypart,2)","v":"All"},{"$f":"TOU_CTabulation[[#This Row],[Season]]&TOU_CTabulation[[#This Row],[Day-Part]]","v":"WinterAll"},{"$f":"VLOOKUP(TOU_CTabulation[[#This Row],[Daypart]],TOUC,2)","v":0.25901999999999997},{"$f":"VLOOKUP(TOU_CTabulation[[#This Row],[Daypart]],TOUC,3)","v":0.32596000000000003},{"$f":"TOU_CTabulation[[#This Row],[Month Base Allow]]*TOU_CTabulation[[#This Row],[Base Rate]]","v":0},{"$f":"TOU_CTabulation[[#This Row],[Month Overbase Gen]]*TOU_CTabulation[[#This Row],[Over Rate]]","v":0},{"$f":"TOU_CTabulation[[#This Row],[Base Value]]+TOU_CTabulation[[#This Row],[Over Value]]","v":0}]
[1,10,21,0,0,11,1,0,11,0,0,{"$f":"TOU_CTabulation[[#This Row],[AC System Output (W)]]/1000","v":0},{"$f":"IF(A265=TOU_CTabulation[[#This Row],[Month]],M265+TOU_CTabulation[[#This Row],[AC System Output (kW)]],TOU_CTabulation[[#This Row],[AC System Output (kW)]])","v":145.40779899999998},{"$f":"VLOOKUP(TOU_CTabulation[[#This Row],[Month]],Season,2)","v":"Winter"},{"$f":"VLOOKUP(TOU_CTabulation[[#This Row],[Season]],CRate,2)","v":10.5},{"$f":"IF(A267>TOU_CTabulation[[#This Row],[Month]],TOU_CTabulation[[#This Row],[Day]]*TOU_CTabulation[[#This Row],[Base Allow]],0)","v":0},{"$f":"IF(A267>TOU_CTabulation[[#This Row],[Month]],TOU_CTabulation[[#This Row],[Month Cumm]],0)","v":0},{"$f":"IF(TOU_CTabulation[[#This Row],[Month Base Gen]]=0,0,TOU_CTabulation[[#This Row],[Month Base Gen]]-TOU_CTabulation[[#This Row],[Day]]*TOU_CTabulation[[#This Row],[Base Allow]])","v":0},{"$f":"VLOOKUP(TOU_CTabulation[[#This Row],[Hour]],daypart,2)","v":"All"},{"$f":"TOU_CTabulation[[#This Row],[Season]]&TOU_CTabulation[[#This Row],[Day-Part]]","v":"WinterAll"},{"$f":"VLOOKUP(TOU_CTabulation[[#This Row],[Daypart]],TOUC,2)","v":0.25901999999999997},{"$f":"VLOOKUP(TOU_CTabulation[[#This Row],[Daypart]],TOUC,3)","v":0.32596000000000003},{"$f":"TOU_CTabulation[[#This Row],[Month Base Allow]]*TOU_CTabulation[[#This Row],[Base Rate]]","v":0},{"$f":"TOU_CTabulation[[#This Row],[Month Overbase Gen]]*TOU_CTabulation[[#This Row],[Over Rate]]","v":0},{"$f":"TOU_CTabulation[[#This Row],[Base Value]]+TOU_CTabulation[[#This Row],[Over Value]]","v":0}]
[1,10,22,0,0,11,0,0,11,0,0,{"$f":"TOU_CTabulation[[#This Row],[AC System Output (W)]]/1000","v":0},{"$f":"IF(A266=TOU_CTabulation[[#This Row],[Month]],M266+TOU_CTabulation[[#This Row],[AC System Output (kW)]],TOU_CTabulation[[#This Row],[AC System Output (kW)]])","v":145.40779899999998},{"$f":"VLOOKUP(TOU_CTabulation[[#This Row],[Month]],Season,2)","v":"Winter"},{"$f":"VLOOKUP(TOU_CTabulation[[#This Row],[Season]],CRate,2)","v":10.5},{"$f":"IF(A268>TOU_CTabulation[[#This Row],[Month]],TOU_CTabulation[[#This Row],[Day]]*TOU_CTabulation[[#This Row],[Base Allow]],0)","v":0},{"$f":"IF(A268>TOU_CTabulation[[#This Row],[Month]],TOU_CTabulation[[#This Row],[Month Cumm]],0)","v":0},{"$f":"IF(TOU_CTabulation[[#This Row],[Month Base Gen]]=0,0,TOU_CTabulation[[#This Row],[Month Base Gen]]-TOU_CTabulation[[#This Row],[Day]]*TOU_CTabulation[[#This Row],[Base Allow]])","v":0},{"$f":"VLOOKUP(TOU_CTabulation[[#This Row],[Hour]],daypart,2)","v":"All"},{"$f":"TOU_CTabulation[[#This Row],[Season]]&TOU_CTabulation[[#This Row],[Day-Part]]","v":"WinterAll"},{"$f":"VLOOKUP(TOU_CTabulation[[#This Row],[Daypart]],TOUC,2)","v":0.25901999999999997},{"$f":"VLOOKUP(TOU_CTabulation[[#This Row],[Daypart]],TOUC,3)","v":0.32596000000000003},{"$f":"TOU_CTabulation[[#This Row],[Month Base Allow]]*TOU_CTabulation[[#This Row],[Base Rate]]","v":0},{"$f":"TOU_CTabulation[[#This Row],[Month Overbase Gen]]*TOU_CTabulation[[#This Row],[Over Rate]]","v":0},{"$f":"TOU_CTabulation[[#This Row],[Base Value]]+TOU_CTabulation[[#This Row],[Over Value]]","v":0}]
[1,10,23,0,0,11,0,0,11,0,0,{"$f":"TOU_CTabulation[[#This Row],[AC System Output (W)]]/1000","v":0},{"$f":"IF(A267=TOU_CTabulation[[#This Row],[Month]],M267+TOU_CTabulation[[#This Row],[AC System Output (kW)]],TOU_CTabulation[[#This Row],[AC System Output (kW)]])","v":145.40779899999998},{"$f":"VLOOKUP(TOU_CTabulation[[#This Row],[Month]],Season,2)","v":"Winter"},{"$f":"VLOOKUP(TOU_CTabulation[[#This Row],[Season]],CRate,2)","v":10.5},{"$f":"IF(A269>TOU_CTabulation[[#This Row],[Month]],TOU_CTabulation[[#This Row],[Day]]*TOU_CTabulation[[#This Row],[Base Allow]],0)","v":0},{"$f":"IF(A269>TOU_CTabulation[[#This Row],[Month]],TOU_CTabulation[[#This Row],[Month Cumm]],0)","v":0},{"$f":"IF(TOU_CTabulation[[#This Row],[Month Base Gen]]=0,0,TOU_CTabulation[[#This Row],[Month Base Gen]]-TOU_CTabulation[[#This Row],[Day]]*TOU_CTabulation[[#This Row],[Base Allow]])","v":0},{"$f":"VLOOKUP(TOU_CTabulation[[#This Row],[Hour]],daypart,2)","v":"All"},{"$f":"TOU_CTabulation[[#This Row],[Season]]&TOU_CTabulation[[#This Row],[Day-Part]]","v":"WinterAll"},{"$f":"VLOOKUP(TOU_CTabulation[[#This Row],[Daypart]],TOUC,2)","v":0.25901999999999997},{"$f":"VLOOKUP(TOU_CTabulation[[#This Row],[Daypart]],TOUC,3)","v":0.32596000000000003},{"$f":"TOU_CTabulation[[#This Row],[Month Base Allow]]*TOU_CTabulation[[#This Row],[Base Rate]]","v":0},{"$f":"TOU_CTabulation[[#This Row],[Month Overbase Gen]]*TOU_CTabulation[[#This Row],[Over Rate]]","v":0},{"$f":"TOU_CTabulation[[#This Row],[Base Value]]+TOU_CTabulation[[#This Row],[Over Value]]","v":0}]
[1,11,0,0,0,11,0,0,11,0,0,{"$f":"TOU_CTabulation[[#This Row],[AC System Output (W)]]/1000","v":0},{"$f":"IF(A268=TOU_CTabulation[[#This Row],[Month]],M268+TOU_CTabulation[[#This Row],[AC System Output (kW)]],TOU_CTabulation[[#This Row],[AC System Output (kW)]])","v":145.40779899999998},{"$f":"VLOOKUP(TOU_CTabulation[[#This Row],[Month]],Season,2)","v":"Winter"},{"$f":"VLOOKUP(TOU_CTabulation[[#This Row],[Season]],CRate,2)","v":10.5},{"$f":"IF(A270>TOU_CTabulation[[#This Row],[Month]],TOU_CTabulation[[#This Row],[Day]]*TOU_CTabulation[[#This Row],[Base Allow]],0)","v":0},{"$f":"IF(A270>TOU_CTabulation[[#This Row],[Month]],TOU_CTabulation[[#This Row],[Month Cumm]],0)","v":0},{"$f":"IF(TOU_CTabulation[[#This Row],[Month Base Gen]]=0,0,TOU_CTabulation[[#This Row],[Month Base Gen]]-TOU_CTabulation[[#This Row],[Day]]*TOU_CTabulation[[#This Row],[Base Allow]])","v":0},{"$f":"VLOOKUP(TOU_CTabulation[[#This Row],[Hour]],daypart,2)","v":"All"},{"$f":"TOU_CTabulation[[#This Row],[Season]]&TOU_CTabulation[[#This Row],[Day-Part]]","v":"WinterAll"},{"$f":"VLOOKUP(TOU_CTabulation[[#This Row],[Daypart]],TOUC,2)","v":0.25901999999999997},{"$f":"VLOOKUP(TOU_CTabulation[[#This Row],[Daypart]],TOUC,3)","v":0.32596000000000003},{"$f":"TOU_CTabulation[[#This Row],[Month Base Allow]]*TOU_CTabulation[[#This Row],[Base Rate]]","v":0},{"$f":"TOU_CTabulation[[#This Row],[Month Overbase Gen]]*TOU_CTabulation[[#This Row],[Over Rate]]","v":0},{"$f":"TOU_CTabulation[[#This Row],[Base Value]]+TOU_CTabulation[[#This Row],[Over Value]]","v":0}]
[1,11,1,0,0,11,0,0,11,0,0,{"$f":"TOU_CTabulation[[#This Row],[AC System Output (W)]]/1000","v":0},{"$f":"IF(A269=TOU_CTabulation[[#This Row],[Month]],M269+TOU_CTabulation[[#This Row],[AC System Output (kW)]],TOU_CTabulation[[#This Row],[AC System Output (kW)]])","v":145.40779899999998},{"$f":"VLOOKUP(TOU_CTabulation[[#This Row],[Month]],Season,2)","v":"Winter"},{"$f":"VLOOKUP(TOU_CTabulation[[#This Row],[Season]],CRate,2)","v":10.5},{"$f":"IF(A271>TOU_CTabulation[[#This Row],[Month]],TOU_CTabulation[[#This Row],[Day]]*TOU_CTabulation[[#This Row],[Base Allow]],0)","v":0},{"$f":"IF(A271>TOU_CTabulation[[#This Row],[Month]],TOU_CTabulation[[#This Row],[Month Cumm]],0)","v":0},{"$f":"IF(TOU_CTabulation[[#This Row],[Month Base Gen]]=0,0,TOU_CTabulation[[#This Row],[Month Base Gen]]-TOU_CTabulation[[#This Row],[Day]]*TOU_CTabulation[[#This Row],[Base Allow]])","v":0},{"$f":"VLOOKUP(TOU_CTabulation[[#This Row],[Hour]],daypart,2)","v":"All"},{"$f":"TOU_CTabulation[[#This Row],[Season]]&TOU_CTabulation[[#This Row],[Day-Part]]","v":"WinterAll"},{"$f":"VLOOKUP(TOU_CTabulation[[#This Row],[Daypart]],TOUC,2)","v":0.25901999999999997},{"$f":"VLOOKUP(TOU_CTabulation[[#This Row],[Daypart]],TOUC,3)","v":0.32596000000000003},{"$f":"TOU_CTabulation[[#This Row],[Month Base Allow]]*TOU_CTabulation[[#This Row],[Base Rate]]","v":0},{"$f":"TOU_CTabulation[[#This Row],[Month Overbase Gen]]*TOU_CTabulation[[#This Row],[Over Rate]]","v":0},{"$f":"TOU_CTabulation[[#This Row],[Base Value]]+TOU_CTabulation[[#This Row],[Over Value]]","v":0}]
[1,11,2,0,0,11,0,0,11,0,0,{"$f":"TOU_CTabulation[[#This Row],[AC System Output (W)]]/1000","v":0},{"$f":"IF(A270=TOU_CTabulation[[#This Row],[Month]],M270+TOU_CTabulation[[#This Row],[AC System Output (kW)]],TOU_CTabulation[[#This Row],[AC System Output (kW)]])","v":145.40779899999998},{"$f":"VLOOKUP(TOU_CTabulation[[#This Row],[Month]],Season,2)","v":"Winter"},{"$f":"VLOOKUP(TOU_CTabulation[[#This Row],[Season]],CRate,2)","v":10.5},{"$f":"IF(A272>TOU_CTabulation[[#This Row],[Month]],TOU_CTabulation[[#This Row],[Day]]*TOU_CTabulation[[#This Row],[Base Allow]],0)","v":0},{"$f":"IF(A272>TOU_CTabulation[[#This Row],[Month]],TOU_CTabulation[[#This Row],[Month Cumm]],0)","v":0},{"$f":"IF(TOU_CTabulation[[#This Row],[Month Base Gen]]=0,0,TOU_CTabulation[[#This Row],[Month Base Gen]]-TOU_CTabulation[[#This Row],[Day]]*TOU_CTabulation[[#This Row],[Base Allow]])","v":0},{"$f":"VLOOKUP(TOU_CTabulation[[#This Row],[Hour]],daypart,2)","v":"All"},{"$f":"TOU_CTabulation[[#This Row],[Season]]&TOU_CTabulation[[#This Row],[Day-Part]]","v":"WinterAll"},{"$f":"VLOOKUP(TOU_CTabulation[[#This Row],[Daypart]],TOUC,2)","v":0.25901999999999997},{"$f":"VLOOKUP(TOU_CTabulation[[#This Row],[Daypart]],TOUC,3)","v":0.32596000000000003},{"$f":"TOU_CTabulation[[#This Row],[Month Base Allow]]*TOU_CTabulation[[#This Row],[Base Rate]]","v":0},{"$f":"TOU_CTabulation[[#This Row],[Month Overbase Gen]]*TOU_CTabulation[[#This Row],[Over Rate]]","v":0},{"$f":"TOU_CTabulation[[#This Row],[Base Value]]+TOU_CTabulation[[#This Row],[Over Value]]","v":0}]
[1,11,3,0,0,11,0,0,11,0,0,{"$f":"TOU_CTabulation[[#This Row],[AC System Output (W)]]/1000","v":0},{"$f":"IF(A271=TOU_CTabulation[[#This Row],[Month]],M271+TOU_CTabulation[[#This Row],[AC System Output (kW)]],TOU_CTabulation[[#This Row],[AC System Output (kW)]])","v":145.40779899999998},{"$f":"VLOOKUP(TOU_CTabulation[[#This Row],[Month]],Season,2)","v":"Winter"},{"$f":"VLOOKUP(TOU_CTabulation[[#This Row],[Season]],CRate,2)","v":10.5},{"$f":"IF(A273>TOU_CTabulation[[#This Row],[Month]],TOU_CTabulation[[#This Row],[Day]]*TOU_CTabulation[[#This Row],[Base Allow]],0)","v":0},{"$f":"IF(A273>TOU_CTabulation[[#This Row],[Month]],TOU_CTabulation[[#This Row],[Month Cumm]],0)","v":0},{"$f":"IF(TOU_CTabulation[[#This Row],[Month Base Gen]]=0,0,TOU_CTabulation[[#This Row],[Month Base Gen]]-TOU_CTabulation[[#This Row],[Day]]*TOU_CTabulation[[#This Row],[Base Allow]])","v":0},{"$f":"VLOOKUP(TOU_CTabulation[[#This Row],[Hour]],daypart,2)","v":"All"},{"$f":"TOU_CTabulation[[#This Row],[Season]]&TOU_CTabulation[[#This Row],[Day-Part]]","v":"WinterAll"},{"$f":"VLOOKUP(TOU_CTabulation[[#This Row],[Daypart]],TOUC,2)","v":0.25901999999999997},{"$f":"VLOOKUP(TOU_CTabulation[[#This Row],[Daypart]],TOUC,3)","v":0.32596000000000003},{"$f":"TOU_CTabulation[[#This Row],[Month Base Allow]]*TOU_CTabulation[[#This Row],[Base Rate]]","v":0},{"$f":"TOU_CTabulation[[#This Row],[Month Overbase Gen]]*TOU_CTabulation[[#This Row],[Over Rate]]","v":0},{"$f":"TOU_CTabulation[[#This Row],[Base Value]]+TOU_CTabulation[[#This Row],[Over Value]]","v":0}]
[1,11,4,0,0,11,0,0,11,0,0,{"$f":"TOU_CTabulation[[#This Row],[AC System Output (W)]]/1000","v":0},{"$f":"IF(A272=TOU_CTabulation[[#This Row],[Month]],M272+TOU_CTabulation[[#This Row],[AC System Output (kW)]],TOU_CTabulation[[#This Row],[AC System Output (kW)]])","v":145.40779899999998},{"$f":"VLOOKUP(TOU_CTabulation[[#This Row],[Month]],Season,2)","v":"Winter"},{"$f":"VLOOKUP(TOU_CTabulation[[#This Row],[Season]],CRate,2)","v":10.5},{"$f":"IF(A274>TOU_CTabulation[[#This Row],[Month]],TOU_CTabulation[[#This Row],[Day]]*TOU_CTabulation[[#This Row],[Base Allow]],0)","v":0},{"$f":"IF(A274>TOU_CTabulation[[#This Row],[Month]],TOU_CTabulation[[#This Row],[Month Cumm]],0)","v":0},{"$f":"IF(TOU_CTabulation[[#This Row],[Month Base Gen]]=0,0,TOU_CTabulation[[#This Row],[Month Base Gen]]-TOU_CTabulation[[#This Row],[Day]]*TOU_CTabulation[[#This Row],[Base Allow]])","v":0},{"$f":"VLOOKUP(TOU_CTabulation[[#This Row],[Hour]],daypart,2)","v":"All"},{"$f":"TOU_CTabulation[[#This Row],[Season]]&TOU_CTabulation[[#This Row],[Day-Part]]","v":"WinterAll"},{"$f":"VLOOKUP(TOU_CTabulation[[#This Row],[Daypart]],TOUC,2)","v":0.25901999999999997},{"$f":"VLOOKUP(TOU_CTabulation[[#This Row],[Daypart]],TOUC,3)","v":0.32596000000000003},{"$f":"TOU_CTabulation[[#This Row],[Month Base Allow]]*TOU_CTabulation[[#This Row],[Base Rate]]","v":0},{"$f":"TOU_CTabulation[[#This Row],[Month Overbase Gen]]*TOU_CTabulation[[#This Row],[Over Rate]]","v":0},{"$f":"TOU_CTabulation[[#This Row],[Base Value]]+TOU_CTabulation[[#This Row],[Over Value]]","v":0}]
[1,11,5,0,0,10,0,0,10,0,0,{"$f":"TOU_CTabulation[[#This Row],[AC System Output (W)]]/1000","v":0},{"$f":"IF(A273=TOU_CTabulation[[#This Row],[Month]],M273+TOU_CTabulation[[#This Row],[AC System Output (kW)]],TOU_CTabulation[[#This Row],[AC System Output (kW)]])","v":145.40779899999998},{"$f":"VLOOKUP(TOU_CTabulation[[#This Row],[Month]],Season,2)","v":"Winter"},{"$f":"VLOOKUP(TOU_CTabulation[[#This Row],[Season]],CRate,2)","v":10.5},{"$f":"IF(A275>TOU_CTabulation[[#This Row],[Month]],TOU_CTabulation[[#This Row],[Day]]*TOU_CTabulation[[#This Row],[Base Allow]],0)","v":0},{"$f":"IF(A275>TOU_CTabulation[[#This Row],[Month]],TOU_CTabulation[[#This Row],[Month Cumm]],0)","v":0},{"$f":"IF(TOU_CTabulation[[#This Row],[Month Base Gen]]=0,0,TOU_CTabulation[[#This Row],[Month Base Gen]]-TOU_CTabulation[[#This Row],[Day]]*TOU_CTabulation[[#This Row],[Base Allow]])","v":0},{"$f":"VLOOKUP(TOU_CTabulation[[#This Row],[Hour]],daypart,2)","v":"All"},{"$f":"TOU_CTabulation[[#This Row],[Season]]&TOU_CTabulation[[#This Row],[Day-Part]]","v":"WinterAll"},{"$f":"VLOOKUP(TOU_CTabulation[[#This Row],[Daypart]],TOUC,2)","v":0.25901999999999997},{"$f":"VLOOKUP(TOU_CTabulation[[#This Row],[Daypart]],TOUC,3)","v":0.32596000000000003},{"$f":"TOU_CTabulation[[#This Row],[Month Base Allow]]*TOU_CTabulation[[#This Row],[Base Rate]]","v":0},{"$f":"TOU_CTabulation[[#This Row],[Month Overbase Gen]]*TOU_CTabulation[[#This Row],[Over Rate]]","v":0},{"$f":"TOU_CTabulation[[#This Row],[Base Value]]+TOU_CTabulation[[#This Row],[Over Value]]","v":0}]
[1,11,6,0,0,10,0,0,10,0,0,{"$f":"TOU_CTabulation[[#This Row],[AC System Output (W)]]/1000","v":0},{"$f":"IF(A274=TOU_CTabulation[[#This Row],[Month]],M274+TOU_CTabulation[[#This Row],[AC System Output (kW)]],TOU_CTabulation[[#This Row],[AC System Output (kW)]])","v":145.40779899999998},{"$f":"VLOOKUP(TOU_CTabulation[[#This Row],[Month]],Season,2)","v":"Winter"},{"$f":"VLOOKUP(TOU_CTabulation[[#This Row],[Season]],CRate,2)","v":10.5},{"$f":"IF(A276>TOU_CTabulation[[#This Row],[Month]],TOU_CTabulation[[#This Row],[Day]]*TOU_CTabulation[[#This Row],[Base Allow]],0)","v":0},{"$f":"IF(A276>TOU_CTabulation[[#This Row],[Month]],TOU_CTabulation[[#This Row],[Month Cumm]],0)","v":0},{"$f":"IF(TOU_CTabulation[[#This Row],[Month Base Gen]]=0,0,TOU_CTabulation[[#This Row],[Month Base Gen]]-TOU_CTabulation[[#This Row],[Day]]*TOU_CTabulation[[#This Row],[Base Allow]])","v":0},{"$f":"VLOOKUP(TOU_CTabulation[[#This Row],[Hour]],daypart,2)","v":"All"},{"$f":"TOU_CTabulation[[#This Row],[Season]]&TOU_CTabulation[[#This Row],[Day-Part]]","v":"WinterAll"},{"$f":"VLOOKUP(TOU_CTabulation[[#This Row],[Daypart]],TOUC,2)","v":0.25901999999999997},{"$f":"VLOOKUP(TOU_CTabulation[[#This Row],[Daypart]],TOUC,3)","v":0.32596000000000003},{"$f":"TOU_CTabulation[[#This Row],[Month Base Allow]]*TOU_CTabulation[[#This Row],[Base Rate]]","v":0},{"$f":"TOU_CTabulation[[#This Row],[Month Overbase Gen]]*TOU_CTabulation[[#This Row],[Over Rate]]","v":0},{"$f":"TOU_CTabulation[[#This Row],[Base Value]]+TOU_CTabulation[[#This Row],[Over Value]]","v":0}]
[1,11,7,0,19,11,0,18.02,7.6779999999999999,66.971999999999994,45.338999999999999,{"$f":"TOU_CTabulation[[#This Row],[AC System Output (W)]]/1000","v":4.5338999999999997E-2},{"$f":"IF(A275=TOU_CTabulation[[#This Row],[Month]],M275+TOU_CTabulation[[#This Row],[AC System Output (kW)]],TOU_CTabulation[[#This Row],[AC System Output (kW)]])","v":145.453138},{"$f":"VLOOKUP(TOU_CTabulation[[#This Row],[Month]],Season,2)","v":"Winter"},{"$f":"VLOOKUP(TOU_CTabulation[[#This Row],[Season]],CRate,2)","v":10.5},{"$f":"IF(A277>TOU_CTabulation[[#This Row],[Month]],TOU_CTabulation[[#This Row],[Day]]*TOU_CTabulation[[#This Row],[Base Allow]],0)","v":0},{"$f":"IF(A277>TOU_CTabulation[[#This Row],[Month]],TOU_CTabulation[[#This Row],[Month Cumm]],0)","v":0},{"$f":"IF(TOU_CTabulation[[#This Row],[Month Base Gen]]=0,0,TOU_CTabulation[[#This Row],[Month Base Gen]]-TOU_CTabulation[[#This Row],[Day]]*TOU_CTabulation[[#This Row],[Base Allow]])","v":0},{"$f":"VLOOKUP(TOU_CTabulation[[#This Row],[Hour]],daypart,2)","v":"All"},{"$f":"TOU_CTabulation[[#This Row],[Season]]&TOU_CTabulation[[#This Row],[Day-Part]]","v":"WinterAll"},{"$f":"VLOOKUP(TOU_CTabulation[[#This Row],[Daypart]],TOUC,2)","v":0.25901999999999997},{"$f":"VLOOKUP(TOU_CTabulation[[#This Row],[Daypart]],TOUC,3)","v":0.32596000000000003},{"$f":"TOU_CTabulation[[#This Row],[Month Base Allow]]*TOU_CTabulation[[#This Row],[Base Rate]]","v":0},{"$f":"TOU_CTabulation[[#This Row],[Month Overbase Gen]]*TOU_CTabulation[[#This Row],[Over Rate]]","v":0},{"$f":"TOU_CTabulation[[#This Row],[Base Value]]+TOU_CTabulation[[#This Row],[Over Value]]","v":0}]
[1,11,8,283,76,13,0,214.42,19.36,718.31899999999996,682.59500000000003,{"$f":"TOU_CTabulation[[#This Row],[AC System Output (W)]]/1000","v":0.68259500000000006},{"$f":"IF(A276=TOU_CTabulation[[#This Row],[Month]],M276+TOU_CTabulation[[#This Row],[AC System Output (kW)]],TOU_CTabulation[[#This Row],[AC System Output (kW)]])","v":146.13573299999999},{"$f":"VLOOKUP(TOU_CTabulation[[#This Row],[Month]],Season,2)","v":"Winter"},{"$f":"VLOOKUP(TOU_CTabulation[[#This Row],[Season]],CRate,2)","v":10.5},{"$f":"IF(A278>TOU_CTabulation[[#This Row],[Month]],TOU_CTabulation[[#This Row],[Day]]*TOU_CTabulation[[#This Row],[Base Allow]],0)","v":0},{"$f":"IF(A278>TOU_CTabulation[[#This Row],[Month]],TOU_CTabulation[[#This Row],[Month Cumm]],0)","v":0},{"$f":"IF(TOU_CTabulation[[#This Row],[Month Base Gen]]=0,0,TOU_CTabulation[[#This Row],[Month Base Gen]]-TOU_CTabulation[[#This Row],[Day]]*TOU_CTabulation[[#This Row],[Base Allow]])","v":0},{"$f":"VLOOKUP(TOU_CTabulation[[#This Row],[Hour]],daypart,2)","v":"All"},{"$f":"TOU_CTabulation[[#This Row],[Season]]&TOU_CTabulation[[#This Row],[Day-Part]]","v":"WinterAll"},{"$f":"VLOOKUP(TOU_CTabulation[[#This Row],[Daypart]],TOUC,2)","v":0.25901999999999997},{"$f":"VLOOKUP(TOU_CTabulation[[#This Row],[Daypart]],TOUC,3)","v":0.32596000000000003},{"$f":"TOU_CTabulation[[#This Row],[Month Base Allow]]*TOU_CTabulation[[#This Row],[Base Rate]]","v":0},{"$f":"TOU_CTabulation[[#This Row],[Month Overbase Gen]]*TOU_CTabulation[[#This Row],[Over Rate]]","v":0},{"$f":"TOU_CTabulation[[#This Row],[Base Value]]+TOU_CTabulation[[#This Row],[Over Value]]","v":0}]
[1,11,9,619,88,15,1,479.37700000000001,29.042999999999999,1578.748,1518.3630000000001,{"$f":"TOU_CTabulation[[#This Row],[AC System Output (W)]]/1000","v":1.5183630000000001},{"$f":"IF(A277=TOU_CTabulation[[#This Row],[Month]],M277+TOU_CTabulation[[#This Row],[AC System Output (kW)]],TOU_CTabulation[[#This Row],[AC System Output (kW)]])","v":147.65409599999998},{"$f":"VLOOKUP(TOU_CTabulation[[#This Row],[Month]],Season,2)","v":"Winter"},{"$f":"VLOOKUP(TOU_CTabulation[[#This Row],[Season]],CRate,2)","v":10.5},{"$f":"IF(A279>TOU_CTabulation[[#This Row],[Month]],TOU_CTabulation[[#This Row],[Day]]*TOU_CTabulation[[#This Row],[Base Allow]],0)","v":0},{"$f":"IF(A279>TOU_CTabulation[[#This Row],[Month]],TOU_CTabulation[[#This Row],[Month Cumm]],0)","v":0},{"$f":"IF(TOU_CTabulation[[#This Row],[Month Base Gen]]=0,0,TOU_CTabulation[[#This Row],[Month Base Gen]]-TOU_CTabulation[[#This Row],[Day]]*TOU_CTabulation[[#This Row],[Base Allow]])","v":0},{"$f":"VLOOKUP(TOU_CTabulation[[#This Row],[Hour]],daypart,2)","v":"All"},{"$f":"TOU_CTabulation[[#This Row],[Season]]&TOU_CTabulation[[#This Row],[Day-Part]]","v":"WinterAll"},{"$f":"VLOOKUP(TOU_CTabulation[[#This Row],[Daypart]],TOUC,2)","v":0.25901999999999997},{"$f":"VLOOKUP(TOU_CTabulation[[#This Row],[Daypart]],TOUC,3)","v":0.32596000000000003},{"$f":"TOU_CTabulation[[#This Row],[Month Base Allow]]*TOU_CTabulation[[#This Row],[Base Rate]]","v":0},{"$f":"TOU_CTabulation[[#This Row],[Month Overbase Gen]]*TOU_CTabulation[[#This Row],[Over Rate]]","v":0},{"$f":"TOU_CTabulation[[#This Row],[Base Value]]+TOU_CTabulation[[#This Row],[Over Value]]","v":0}]
[1,11,10,906,68,18,0,733.34799999999996,45.921999999999997,2249.308,2164.9319999999998,{"$f":"TOU_CTabulation[[#This Row],[AC System Output (W)]]/1000","v":2.1649319999999999},{"$f":"IF(A278=TOU_CTabulation[[#This Row],[Month]],M278+TOU_CTabulation[[#This Row],[AC System Output (kW)]],TOU_CTabulation[[#This Row],[AC System Output (kW)]])","v":149.81902799999997},{"$f":"VLOOKUP(TOU_CTabulation[[#This Row],[Month]],Season,2)","v":"Winter"},{"$f":"VLOOKUP(TOU_CTabulation[[#This Row],[Season]],CRate,2)","v":10.5},{"$f":"IF(A280>TOU_CTabulation[[#This Row],[Month]],TOU_CTabulation[[#This Row],[Day]]*TOU_CTabulation[[#This Row],[Base Allow]],0)","v":0},{"$f":"IF(A280>TOU_CTabulation[[#This Row],[Month]],TOU_CTabulation[[#This Row],[Month Cumm]],0)","v":0},{"$f":"IF(TOU_CTabulation[[#This Row],[Month Base Gen]]=0,0,TOU_CTabulation[[#This Row],[Month Base Gen]]-TOU_CTabulation[[#This Row],[Day]]*TOU_CTabulation[[#This Row],[Base Allow]])","v":0},{"$f":"VLOOKUP(TOU_CTabulation[[#This Row],[Hour]],daypart,2)","v":"All"},{"$f":"TOU_CTabulation[[#This Row],[Season]]&TOU_CTabulation[[#This Row],[Day-Part]]","v":"WinterAll"},{"$f":"VLOOKUP(TOU_CTabulation[[#This Row],[Daypart]],TOUC,2)","v":0.25901999999999997},{"$f":"VLOOKUP(TOU_CTabulation[[#This Row],[Daypart]],TOUC,3)","v":0.32596000000000003},{"$f":"TOU_CTabulation[[#This Row],[Month Base Allow]]*TOU_CTabulation[[#This Row],[Base Rate]]","v":0},{"$f":"TOU_CTabulation[[#This Row],[Month Overbase Gen]]*TOU_CTabulation[[#This Row],[Over Rate]]","v":0},{"$f":"TOU_CTabulation[[#This Row],[Base Value]]+TOU_CTabulation[[#This Row],[Over Value]]","v":0}]
[1,11,11,935,73,19,0,826.55200000000002,51.093000000000004,2479.1950000000002,2385.6329999999998,{"$f":"TOU_CTabulation[[#This Row],[AC System Output (W)]]/1000","v":2.3856329999999999},{"$f":"IF(A279=TOU_CTabulation[[#This Row],[Month]],M279+TOU_CTabulation[[#This Row],[AC System Output (kW)]],TOU_CTabulation[[#This Row],[AC System Output (kW)]])","v":152.20466099999999},{"$f":"VLOOKUP(TOU_CTabulation[[#This Row],[Month]],Season,2)","v":"Winter"},{"$f":"VLOOKUP(TOU_CTabulation[[#This Row],[Season]],CRate,2)","v":10.5},{"$f":"IF(A281>TOU_CTabulation[[#This Row],[Month]],TOU_CTabulation[[#This Row],[Day]]*TOU_CTabulation[[#This Row],[Base Allow]],0)","v":0},{"$f":"IF(A281>TOU_CTabulation[[#This Row],[Month]],TOU_CTabulation[[#This Row],[Month Cumm]],0)","v":0},{"$f":"IF(TOU_CTabulation[[#This Row],[Month Base Gen]]=0,0,TOU_CTabulation[[#This Row],[Month Base Gen]]-TOU_CTabulation[[#This Row],[Day]]*TOU_CTabulation[[#This Row],[Base Allow]])","v":0},{"$f":"VLOOKUP(TOU_CTabulation[[#This Row],[Hour]],daypart,2)","v":"All"},{"$f":"TOU_CTabulation[[#This Row],[Season]]&TOU_CTabulation[[#This Row],[Day-Part]]","v":"WinterAll"},{"$f":"VLOOKUP(TOU_CTabulation[[#This Row],[Daypart]],TOUC,2)","v":0.25901999999999997},{"$f":"VLOOKUP(TOU_CTabulation[[#This Row],[Daypart]],TOUC,3)","v":0.32596000000000003},{"$f":"TOU_CTabulation[[#This Row],[Month Base Allow]]*TOU_CTabulation[[#This Row],[Base Rate]]","v":0},{"$f":"TOU_CTabulation[[#This Row],[Month Overbase Gen]]*TOU_CTabulation[[#This Row],[Over Rate]]","v":0},{"$f":"TOU_CTabulation[[#This Row],[Base Value]]+TOU_CTabulation[[#This Row],[Over Value]]","v":0}]
[1,11,12,328,229,19,1,526.42999999999995,37.054000000000002,1702.271,1637.7809999999999,{"$f":"TOU_CTabulation[[#This Row],[AC System Output (W)]]/1000","v":1.6377809999999999},{"$f":"IF(A280=TOU_CTabulation[[#This Row],[Month]],M280+TOU_CTabulation[[#This Row],[AC System Output (kW)]],TOU_CTabulation[[#This Row],[AC System Output (kW)]])","v":153.84244199999998},{"$f":"VLOOKUP(TOU_CTabulation[[#This Row],[Month]],Season,2)","v":"Winter"},{"$f":"VLOOKUP(TOU_CTabulation[[#This Row],[Season]],CRate,2)","v":10.5},{"$f":"IF(A282>TOU_CTabulation[[#This Row],[Month]],TOU_CTabulation[[#This Row],[Day]]*TOU_CTabulation[[#This Row],[Base Allow]],0)","v":0},{"$f":"IF(A282>TOU_CTabulation[[#This Row],[Month]],TOU_CTabulation[[#This Row],[Month Cumm]],0)","v":0},{"$f":"IF(TOU_CTabulation[[#This Row],[Month Base Gen]]=0,0,TOU_CTabulation[[#This Row],[Month Base Gen]]-TOU_CTabulation[[#This Row],[Day]]*TOU_CTabulation[[#This Row],[Base Allow]])","v":0},{"$f":"VLOOKUP(TOU_CTabulation[[#This Row],[Hour]],daypart,2)","v":"All"},{"$f":"TOU_CTabulation[[#This Row],[Season]]&TOU_CTabulation[[#This Row],[Day-Part]]","v":"WinterAll"},{"$f":"VLOOKUP(TOU_CTabulation[[#This Row],[Daypart]],TOUC,2)","v":0.25901999999999997},{"$f":"VLOOKUP(TOU_CTabulation[[#This Row],[Daypart]],TOUC,3)","v":0.32596000000000003},{"$f":"TOU_CTabulation[[#This Row],[Month Base Allow]]*TOU_CTabulation[[#This Row],[Base Rate]]","v":0},{"$f":"TOU_CTabulation[[#This Row],[Month Overbase Gen]]*TOU_CTabulation[[#This Row],[Over Rate]]","v":0},{"$f":"TOU_CTabulation[[#This Row],[Base Value]]+TOU_CTabulation[[#This Row],[Over Value]]","v":0}]
[1,11,13,525,163,18,1,591.67100000000005,36.697000000000003,1910.636,1838.9,{"$f":"TOU_CTabulation[[#This Row],[AC System Output (W)]]/1000","v":1.8389000000000002},{"$f":"IF(A281=TOU_CTabulation[[#This Row],[Month]],M281+TOU_CTabulation[[#This Row],[AC System Output (kW)]],TOU_CTabulation[[#This Row],[AC System Output (kW)]])","v":155.68134199999997},{"$f":"VLOOKUP(TOU_CTabulation[[#This Row],[Month]],Season,2)","v":"Winter"},{"$f":"VLOOKUP(TOU_CTabulation[[#This Row],[Season]],CRate,2)","v":10.5},{"$f":"IF(A283>TOU_CTabulation[[#This Row],[Month]],TOU_CTabulation[[#This Row],[Day]]*TOU_CTabulation[[#This Row],[Base Allow]],0)","v":0},{"$f":"IF(A283>TOU_CTabulation[[#This Row],[Month]],TOU_CTabulation[[#This Row],[Month Cumm]],0)","v":0},{"$f":"IF(TOU_CTabulation[[#This Row],[Month Base Gen]]=0,0,TOU_CTabulation[[#This Row],[Month Base Gen]]-TOU_CTabulation[[#This Row],[Day]]*TOU_CTabulation[[#This Row],[Base Allow]])","v":0},{"$f":"VLOOKUP(TOU_CTabulation[[#This Row],[Hour]],daypart,2)","v":"All"},{"$f":"TOU_CTabulation[[#This Row],[Season]]&TOU_CTabulation[[#This Row],[Day-Part]]","v":"WinterAll"},{"$f":"VLOOKUP(TOU_CTabulation[[#This Row],[Daypart]],TOUC,2)","v":0.25901999999999997},{"$f":"VLOOKUP(TOU_CTabulation[[#This Row],[Daypart]],TOUC,3)","v":0.32596000000000003},{"$f":"TOU_CTabulation[[#This Row],[Month Base Allow]]*TOU_CTabulation[[#This Row],[Base Rate]]","v":0},{"$f":"TOU_CTabulation[[#This Row],[Month Overbase Gen]]*TOU_CTabulation[[#This Row],[Over Rate]]","v":0},{"$f":"TOU_CTabulation[[#This Row],[Base Value]]+TOU_CTabulation[[#This Row],[Over Value]]","v":0}]
[1,11,14,471,134,17,2,465.97800000000001,29.617000000000001,1545.413,1486.1120000000001,{"$f":"TOU_CTabulation[[#This Row],[AC System Output (W)]]/1000","v":1.4861120000000001},{"$f":"IF(A282=TOU_CTabulation[[#This Row],[Month]],M282+TOU_CTabulation[[#This Row],[AC System Output (kW)]],TOU_CTabulation[[#This Row],[AC System Output (kW)]])","v":157.16745399999996},{"$f":"VLOOKUP(TOU_CTabulation[[#This Row],[Month]],Season,2)","v":"Winter"},{"$f":"VLOOKUP(TOU_CTabulation[[#This Row],[Season]],CRate,2)","v":10.5},{"$f":"IF(A284>TOU_CTabulation[[#This Row],[Month]],TOU_CTabulation[[#This Row],[Day]]*TOU_CTabulation[[#This Row],[Base Allow]],0)","v":0},{"$f":"IF(A284>TOU_CTabulation[[#This Row],[Month]],TOU_CTabulation[[#This Row],[Month Cumm]],0)","v":0},{"$f":"IF(TOU_CTabulation[[#This Row],[Month Base Gen]]=0,0,TOU_CTabulation[[#This Row],[Month Base Gen]]-TOU_CTabulation[[#This Row],[Day]]*TOU_CTabulation[[#This Row],[Base Allow]])","v":0},{"$f":"VLOOKUP(TOU_CTabulation[[#This Row],[Hour]],daypart,2)","v":"All"},{"$f":"TOU_CTabulation[[#This Row],[Season]]&TOU_CTabulation[[#This Row],[Day-Part]]","v":"WinterAll"},{"$f":"VLOOKUP(TOU_CTabulation[[#This Row],[Daypart]],TOUC,2)","v":0.25901999999999997},{"$f":"VLOOKUP(TOU_CTabulation[[#This Row],[Daypart]],TOUC,3)","v":0.32596000000000003},{"$f":"TOU_CTabulation[[#This Row],[Month Base Allow]]*TOU_CTabulation[[#This Row],[Base Rate]]","v":0},{"$f":"TOU_CTabulation[[#This Row],[Month Overbase Gen]]*TOU_CTabulation[[#This Row],[Over Rate]]","v":0},{"$f":"TOU_CTabulation[[#This Row],[Base Value]]+TOU_CTabulation[[#This Row],[Over Value]]","v":0}]
[1,11,15,134,109,15,1,186.63200000000001,21.163,639.17600000000004,605.375,{"$f":"TOU_CTabulation[[#This Row],[AC System Output (W)]]/1000","v":0.605375},{"$f":"IF(A283=TOU_CTabulation[[#This Row],[Month]],M283+TOU_CTabulation[[#This Row],[AC System Output (kW)]],TOU_CTabulation[[#This Row],[AC System Output (kW)]])","v":157.77282899999997},{"$f":"VLOOKUP(TOU_CTabulation[[#This Row],[Month]],Season,2)","v":"Winter"},{"$f":"VLOOKUP(TOU_CTabulation[[#This Row],[Season]],CRate,2)","v":10.5},{"$f":"IF(A285>TOU_CTabulation[[#This Row],[Month]],TOU_CTabulation[[#This Row],[Day]]*TOU_CTabulation[[#This Row],[Base Allow]],0)","v":0},{"$f":"IF(A285>TOU_CTabulation[[#This Row],[Month]],TOU_CTabulation[[#This Row],[Month Cumm]],0)","v":0},{"$f":"IF(TOU_CTabulation[[#This Row],[Month Base Gen]]=0,0,TOU_CTabulation[[#This Row],[Month Base Gen]]-TOU_CTabulation[[#This Row],[Day]]*TOU_CTabulation[[#This Row],[Base Allow]])","v":0},{"$f":"VLOOKUP(TOU_CTabulation[[#This Row],[Hour]],daypart,2)","v":"All"},{"$f":"TOU_CTabulation[[#This Row],[Season]]&TOU_CTabulation[[#This Row],[Day-Part]]","v":"WinterAll"},{"$f":"VLOOKUP(TOU_CTabulation[[#This Row],[Daypart]],TOUC,2)","v":0.25901999999999997},{"$f":"VLOOKUP(TOU_CTabulation[[#This Row],[Daypart]],TOUC,3)","v":0.32596000000000003},{"$f":"TOU_CTabulation[[#This Row],[Month Base Allow]]*TOU_CTabulation[[#This Row],[Base Rate]]","v":0},{"$f":"TOU_CTabulation[[#This Row],[Month Overbase Gen]]*TOU_CTabulation[[#This Row],[Over Rate]]","v":0},{"$f":"TOU_CTabulation[[#This Row],[Base Value]]+TOU_CTabulation[[#This Row],[Over Value]]","v":0}]
[1,11,16,1,36,12,1,36.399000000000001,11.712,132.708,109.831,{"$f":"TOU_CTabulation[[#This Row],[AC System Output (W)]]/1000","v":0.109831},{"$f":"IF(A284=TOU_CTabulation[[#This Row],[Month]],M284+TOU_CTabulation[[#This Row],[AC System Output (kW)]],TOU_CTabulation[[#This Row],[AC System Output (kW)]])","v":157.88265999999999},{"$f":"VLOOKUP(TOU_CTabulation[[#This Row],[Month]],Season,2)","v":"Winter"},{"$f":"VLOOKUP(TOU_CTabulation[[#This Row],[Season]],CRate,2)","v":10.5},{"$f":"IF(A286>TOU_CTabulation[[#This Row],[Month]],TOU_CTabulation[[#This Row],[Day]]*TOU_CTabulation[[#This Row],[Base Allow]],0)","v":0},{"$f":"IF(A286>TOU_CTabulation[[#This Row],[Month]],TOU_CTabulation[[#This Row],[Month Cumm]],0)","v":0},{"$f":"IF(TOU_CTabulation[[#This Row],[Month Base Gen]]=0,0,TOU_CTabulation[[#This Row],[Month Base Gen]]-TOU_CTabulation[[#This Row],[Day]]*TOU_CTabulation[[#This Row],[Base Allow]])","v":0},{"$f":"VLOOKUP(TOU_CTabulation[[#This Row],[Hour]],daypart,2)","v":"All"},{"$f":"TOU_CTabulation[[#This Row],[Season]]&TOU_CTabulation[[#This Row],[Day-Part]]","v":"WinterAll"},{"$f":"VLOOKUP(TOU_CTabulation[[#This Row],[Daypart]],TOUC,2)","v":0.25901999999999997},{"$f":"VLOOKUP(TOU_CTabulation[[#This Row],[Daypart]],TOUC,3)","v":0.32596000000000003},{"$f":"TOU_CTabulation[[#This Row],[Month Base Allow]]*TOU_CTabulation[[#This Row],[Base Rate]]","v":0},{"$f":"TOU_CTabulation[[#This Row],[Month Overbase Gen]]*TOU_CTabulation[[#This Row],[Over Rate]]","v":0},{"$f":"TOU_CTabulation[[#This Row],[Base Value]]+TOU_CTabulation[[#This Row],[Over Value]]","v":0}]
[1,11,17,0,0,10,1,0,10,0,0,{"$f":"TOU_CTabulation[[#This Row],[AC System Output (W)]]/1000","v":0},{"$f":"IF(A285=TOU_CTabulation[[#This Row],[Month]],M285+TOU_CTabulation[[#This Row],[AC System Output (kW)]],TOU_CTabulation[[#This Row],[AC System Output (kW)]])","v":157.88265999999999},{"$f":"VLOOKUP(TOU_CTabulation[[#This Row],[Month]],Season,2)","v":"Winter"},{"$f":"VLOOKUP(TOU_CTabulation[[#This Row],[Season]],CRate,2)","v":10.5},{"$f":"IF(A287>TOU_CTabulation[[#This Row],[Month]],TOU_CTabulation[[#This Row],[Day]]*TOU_CTabulation[[#This Row],[Base Allow]],0)","v":0},{"$f":"IF(A287>TOU_CTabulation[[#This Row],[Month]],TOU_CTabulation[[#This Row],[Month Cumm]],0)","v":0},{"$f":"IF(TOU_CTabulation[[#This Row],[Month Base Gen]]=0,0,TOU_CTabulation[[#This Row],[Month Base Gen]]-TOU_CTabulation[[#This Row],[Day]]*TOU_CTabulation[[#This Row],[Base Allow]])","v":0},{"$f":"VLOOKUP(TOU_CTabulation[[#This Row],[Hour]],daypart,2)","v":"All"},{"$f":"TOU_CTabulation[[#This Row],[Season]]&TOU_CTabulation[[#This Row],[Day-Part]]","v":"WinterAll"},{"$f":"VLOOKUP(TOU_CTabulation[[#This Row],[Daypart]],TOUC,2)","v":0.25901999999999997},{"$f":"VLOOKUP(TOU_CTabulation[[#This Row],[Daypart]],TOUC,3)","v":0.32596000000000003},{"$f":"TOU_CTabulation[[#This Row],[Month Base Allow]]*TOU_CTabulation[[#This Row],[Base Rate]]","v":0},{"$f":"TOU_CTabulation[[#This Row],[Month Overbase Gen]]*TOU_CTabulation[[#This Row],[Over Rate]]","v":0},{"$f":"TOU_CTabulation[[#This Row],[Base Value]]+TOU_CTabulation[[#This Row],[Over Value]]","v":0}]
[1,11,18,0,0,9,1,0,9,0,0,{"$f":"TOU_CTabulation[[#This Row],[AC System Output (W)]]/1000","v":0},{"$f":"IF(A286=TOU_CTabulation[[#This Row],[Month]],M286+TOU_CTabulation[[#This Row],[AC System Output (kW)]],TOU_CTabulation[[#This Row],[AC System Output (kW)]])","v":157.88265999999999},{"$f":"VLOOKUP(TOU_CTabulation[[#This Row],[Month]],Season,2)","v":"Winter"},{"$f":"VLOOKUP(TOU_CTabulation[[#This Row],[Season]],CRate,2)","v":10.5},{"$f":"IF(A288>TOU_CTabulation[[#This Row],[Month]],TOU_CTabulation[[#This Row],[Day]]*TOU_CTabulation[[#This Row],[Base Allow]],0)","v":0},{"$f":"IF(A288>TOU_CTabulation[[#This Row],[Month]],TOU_CTabulation[[#This Row],[Month Cumm]],0)","v":0},{"$f":"IF(TOU_CTabulation[[#This Row],[Month Base Gen]]=0,0,TOU_CTabulation[[#This Row],[Month Base Gen]]-TOU_CTabulation[[#This Row],[Day]]*TOU_CTabulation[[#This Row],[Base Allow]])","v":0},{"$f":"VLOOKUP(TOU_CTabulation[[#This Row],[Hour]],daypart,2)","v":"All"},{"$f":"TOU_CTabulation[[#This Row],[Season]]&TOU_CTabulation[[#This Row],[Day-Part]]","v":"WinterAll"},{"$f":"VLOOKUP(TOU_CTabulation[[#This Row],[Daypart]],TOUC,2)","v":0.25901999999999997},{"$f":"VLOOKUP(TOU_CTabulation[[#This Row],[Daypart]],TOUC,3)","v":0.32596000000000003},{"$f":"TOU_CTabulation[[#This Row],[Month Base Allow]]*TOU_CTabulation[[#This Row],[Base Rate]]","v":0},{"$f":"TOU_CTabulation[[#This Row],[Month Overbase Gen]]*TOU_CTabulation[[#This Row],[Over Rate]]","v":0},{"$f":"TOU_CTabulation[[#This Row],[Base Value]]+TOU_CTabulation[[#This Row],[Over Value]]","v":0}]
[1,11,19,0,0,9,1,0,9,0,0,{"$f":"TOU_CTabulation[[#This Row],[AC System Output (W)]]/1000","v":0},{"$f":"IF(A287=TOU_CTabulation[[#This Row],[Month]],M287+TOU_CTabulation[[#This Row],[AC System Output (kW)]],TOU_CTabulation[[#This Row],[AC System Output (kW)]])","v":157.88265999999999},{"$f":"VLOOKUP(TOU_CTabulation[[#This Row],[Month]],Season,2)","v":"Winter"},{"$f":"VLOOKUP(TOU_CTabulation[[#This Row],[Season]],CRate,2)","v":10.5},{"$f":"IF(A289>TOU_CTabulation[[#This Row],[Month]],TOU_CTabulation[[#This Row],[Day]]*TOU_CTabulation[[#This Row],[Base Allow]],0)","v":0},{"$f":"IF(A289>TOU_CTabulation[[#This Row],[Month]],TOU_CTabulation[[#This Row],[Month Cumm]],0)","v":0},{"$f":"IF(TOU_CTabulation[[#This Row],[Month Base Gen]]=0,0,TOU_CTabulation[[#This Row],[Month Base Gen]]-TOU_CTabulation[[#This Row],[Day]]*TOU_CTabulation[[#This Row],[Base Allow]])","v":0},{"$f":"VLOOKUP(TOU_CTabulation[[#This Row],[Hour]],daypart,2)","v":"All"},{"$f":"TOU_CTabulation[[#This Row],[Season]]&TOU_CTabulation[[#This Row],[Day-Part]]","v":"WinterAll"},{"$f":"VLOOKUP(TOU_CTabulation[[#This Row],[Daypart]],TOUC,2)","v":0.25901999999999997},{"$f":"VLOOKUP(TOU_CTabulation[[#This Row],[Daypart]],TOUC,3)","v":0.32596000000000003},{"$f":"TOU_CTabulation[[#This Row],[Month Base Allow]]*TOU_CTabulation[[#This Row],[Base Rate]]","v":0},{"$f":"TOU_CTabulation[[#This Row],[Month Overbase Gen]]*TOU_CTabulation[[#This Row],[Over Rate]]","v":0},{"$f":"TOU_CTabulation[[#This Row],[Base Value]]+TOU_CTabulation[[#This Row],[Over Value]]","v":0}]
[1,11,20,0,0,9,1,0,9,0,0,{"$f":"TOU_CTabulation[[#This Row],[AC System Output (W)]]/1000","v":0},{"$f":"IF(A288=TOU_CTabulation[[#This Row],[Month]],M288+TOU_CTabulation[[#This Row],[AC System Output (kW)]],TOU_CTabulation[[#This Row],[AC System Output (kW)]])","v":157.88265999999999},{"$f":"VLOOKUP(TOU_CTabulation[[#This Row],[Month]],Season,2)","v":"Winter"},{"$f":"VLOOKUP(TOU_CTabulation[[#This Row],[Season]],CRate,2)","v":10.5},{"$f":"IF(A290>TOU_CTabulation[[#This Row],[Month]],TOU_CTabulation[[#This Row],[Day]]*TOU_CTabulation[[#This Row],[Base Allow]],0)","v":0},{"$f":"IF(A290>TOU_CTabulation[[#This Row],[Month]],TOU_CTabulation[[#This Row],[Month Cumm]],0)","v":0},{"$f":"IF(TOU_CTabulation[[#This Row],[Month Base Gen]]=0,0,TOU_CTabulation[[#This Row],[Month Base Gen]]-TOU_CTabulation[[#This Row],[Day]]*TOU_CTabulation[[#This Row],[Base Allow]])","v":0},{"$f":"VLOOKUP(TOU_CTabulation[[#This Row],[Hour]],daypart,2)","v":"All"},{"$f":"TOU_CTabulation[[#This Row],[Season]]&TOU_CTabulation[[#This Row],[Day-Part]]","v":"WinterAll"},{"$f":"VLOOKUP(TOU_CTabulation[[#This Row],[Daypart]],TOUC,2)","v":0.25901999999999997},{"$f":"VLOOKUP(TOU_CTabulation[[#This Row],[Daypart]],TOUC,3)","v":0.32596000000000003},{"$f":"TOU_CTabulation[[#This Row],[Month Base Allow]]*TOU_CTabulation[[#This Row],[Base Rate]]","v":0},{"$f":"TOU_CTabulation[[#This Row],[Month Overbase Gen]]*TOU_CTabulation[[#This Row],[Over Rate]]","v":0},{"$f":"TOU_CTabulation[[#This Row],[Base Value]]+TOU_CTabulation[[#This Row],[Over Value]]","v":0}]
[1,11,21,0,0,8,1,0,8,0,0,{"$f":"TOU_CTabulation[[#This Row],[AC System Output (W)]]/1000","v":0},{"$f":"IF(A289=TOU_CTabulation[[#This Row],[Month]],M289+TOU_CTabulation[[#This Row],[AC System Output (kW)]],TOU_CTabulation[[#This Row],[AC System Output (kW)]])","v":157.88265999999999},{"$f":"VLOOKUP(TOU_CTabulation[[#This Row],[Month]],Season,2)","v":"Winter"},{"$f":"VLOOKUP(TOU_CTabulation[[#This Row],[Season]],CRate,2)","v":10.5},{"$f":"IF(A291>TOU_CTabulation[[#This Row],[Month]],TOU_CTabulation[[#This Row],[Day]]*TOU_CTabulation[[#This Row],[Base Allow]],0)","v":0},{"$f":"IF(A291>TOU_CTabulation[[#This Row],[Month]],TOU_CTabulation[[#This Row],[Month Cumm]],0)","v":0},{"$f":"IF(TOU_CTabulation[[#This Row],[Month Base Gen]]=0,0,TOU_CTabulation[[#This Row],[Month Base Gen]]-TOU_CTabulation[[#This Row],[Day]]*TOU_CTabulation[[#This Row],[Base Allow]])","v":0},{"$f":"VLOOKUP(TOU_CTabulation[[#This Row],[Hour]],daypart,2)","v":"All"},{"$f":"TOU_CTabulation[[#This Row],[Season]]&TOU_CTabulation[[#This Row],[Day-Part]]","v":"WinterAll"},{"$f":"VLOOKUP(TOU_CTabulation[[#This Row],[Daypart]],TOUC,2)","v":0.25901999999999997},{"$f":"VLOOKUP(TOU_CTabulation[[#This Row],[Daypart]],TOUC,3)","v":0.32596000000000003},{"$f":"TOU_CTabulation[[#This Row],[Month Base Allow]]*TOU_CTabulation[[#This Row],[Base Rate]]","v":0},{"$f":"TOU_CTabulation[[#This Row],[Month Overbase Gen]]*TOU_CTabulation[[#This Row],[Over Rate]]","v":0},{"$f":"TOU_CTabulation[[#This Row],[Base Value]]+TOU_CTabulation[[#This Row],[Over Value]]","v":0}]
[1,11,22,0,0,7,1,0,7,0,0,{"$f":"TOU_CTabulation[[#This Row],[AC System Output (W)]]/1000","v":0},{"$f":"IF(A290=TOU_CTabulation[[#This Row],[Month]],M290+TOU_CTabulation[[#This Row],[AC System Output (kW)]],TOU_CTabulation[[#This Row],[AC System Output (kW)]])","v":157.88265999999999},{"$f":"VLOOKUP(TOU_CTabulation[[#This Row],[Month]],Season,2)","v":"Winter"},{"$f":"VLOOKUP(TOU_CTabulation[[#This Row],[Season]],CRate,2)","v":10.5},{"$f":"IF(A292>TOU_CTabulation[[#This Row],[Month]],TOU_CTabulation[[#This Row],[Day]]*TOU_CTabulation[[#This Row],[Base Allow]],0)","v":0},{"$f":"IF(A292>TOU_CTabulation[[#This Row],[Month]],TOU_CTabulation[[#This Row],[Month Cumm]],0)","v":0},{"$f":"IF(TOU_CTabulation[[#This Row],[Month Base Gen]]=0,0,TOU_CTabulation[[#This Row],[Month Base Gen]]-TOU_CTabulation[[#This Row],[Day]]*TOU_CTabulation[[#This Row],[Base Allow]])","v":0},{"$f":"VLOOKUP(TOU_CTabulation[[#This Row],[Hour]],daypart,2)","v":"All"},{"$f":"TOU_CTabulation[[#This Row],[Season]]&TOU_CTabulation[[#This Row],[Day-Part]]","v":"WinterAll"},{"$f":"VLOOKUP(TOU_CTabulation[[#This Row],[Daypart]],TOUC,2)","v":0.25901999999999997},{"$f":"VLOOKUP(TOU_CTabulation[[#This Row],[Daypart]],TOUC,3)","v":0.32596000000000003},{"$f":"TOU_CTabulation[[#This Row],[Month Base Allow]]*TOU_CTabulation[[#This Row],[Base Rate]]","v":0},{"$f":"TOU_CTabulation[[#This Row],[Month Overbase Gen]]*TOU_CTabulation[[#This Row],[Over Rate]]","v":0},{"$f":"TOU_CTabulation[[#This Row],[Base Value]]+TOU_CTabulation[[#This Row],[Over Value]]","v":0}]
[1,11,23,0,0,6,1,0,6,0,0,{"$f":"TOU_CTabulation[[#This Row],[AC System Output (W)]]/1000","v":0},{"$f":"IF(A291=TOU_CTabulation[[#This Row],[Month]],M291+TOU_CTabulation[[#This Row],[AC System Output (kW)]],TOU_CTabulation[[#This Row],[AC System Output (kW)]])","v":157.88265999999999},{"$f":"VLOOKUP(TOU_CTabulation[[#This Row],[Month]],Season,2)","v":"Winter"},{"$f":"VLOOKUP(TOU_CTabulation[[#This Row],[Season]],CRate,2)","v":10.5},{"$f":"IF(A293>TOU_CTabulation[[#This Row],[Month]],TOU_CTabulation[[#This Row],[Day]]*TOU_CTabulation[[#This Row],[Base Allow]],0)","v":0},{"$f":"IF(A293>TOU_CTabulation[[#This Row],[Month]],TOU_CTabulation[[#This Row],[Month Cumm]],0)","v":0},{"$f":"IF(TOU_CTabulation[[#This Row],[Month Base Gen]]=0,0,TOU_CTabulation[[#This Row],[Month Base Gen]]-TOU_CTabulation[[#This Row],[Day]]*TOU_CTabulation[[#This Row],[Base Allow]])","v":0},{"$f":"VLOOKUP(TOU_CTabulation[[#This Row],[Hour]],daypart,2)","v":"All"},{"$f":"TOU_CTabulation[[#This Row],[Season]]&TOU_CTabulation[[#This Row],[Day-Part]]","v":"WinterAll"},{"$f":"VLOOKUP(TOU_CTabulation[[#This Row],[Daypart]],TOUC,2)","v":0.25901999999999997},{"$f":"VLOOKUP(TOU_CTabulation[[#This Row],[Daypart]],TOUC,3)","v":0.32596000000000003},{"$f":"TOU_CTabulation[[#This Row],[Month Base Allow]]*TOU_CTabulation[[#This Row],[Base Rate]]","v":0},{"$f":"TOU_CTabulation[[#This Row],[Month Overbase Gen]]*TOU_CTabulation[[#This Row],[Over Rate]]","v":0},{"$f":"TOU_CTabulation[[#This Row],[Base Value]]+TOU_CTabulation[[#This Row],[Over Value]]","v":0}]
[1,12,0,0,0,5,1,0,5,0,0,{"$f":"TOU_CTabulation[[#This Row],[AC System Output (W)]]/1000","v":0},{"$f":"IF(A292=TOU_CTabulation[[#This Row],[Month]],M292+TOU_CTabulation[[#This Row],[AC System Output (kW)]],TOU_CTabulation[[#This Row],[AC System Output (kW)]])","v":157.88265999999999},{"$f":"VLOOKUP(TOU_CTabulation[[#This Row],[Month]],Season,2)","v":"Winter"},{"$f":"VLOOKUP(TOU_CTabulation[[#This Row],[Season]],CRate,2)","v":10.5},{"$f":"IF(A294>TOU_CTabulation[[#This Row],[Month]],TOU_CTabulation[[#This Row],[Day]]*TOU_CTabulation[[#This Row],[Base Allow]],0)","v":0},{"$f":"IF(A294>TOU_CTabulation[[#This Row],[Month]],TOU_CTabulation[[#This Row],[Month Cumm]],0)","v":0},{"$f":"IF(TOU_CTabulation[[#This Row],[Month Base Gen]]=0,0,TOU_CTabulation[[#This Row],[Month Base Gen]]-TOU_CTabulation[[#This Row],[Day]]*TOU_CTabulation[[#This Row],[Base Allow]])","v":0},{"$f":"VLOOKUP(TOU_CTabulation[[#This Row],[Hour]],daypart,2)","v":"All"},{"$f":"TOU_CTabulation[[#This Row],[Season]]&TOU_CTabulation[[#This Row],[Day-Part]]","v":"WinterAll"},{"$f":"VLOOKUP(TOU_CTabulation[[#This Row],[Daypart]],TOUC,2)","v":0.25901999999999997},{"$f":"VLOOKUP(TOU_CTabulation[[#This Row],[Daypart]],TOUC,3)","v":0.32596000000000003},{"$f":"TOU_CTabulation[[#This Row],[Month Base Allow]]*TOU_CTabulation[[#This Row],[Base Rate]]","v":0},{"$f":"TOU_CTabulation[[#This Row],[Month Overbase Gen]]*TOU_CTabulation[[#This Row],[Over Rate]]","v":0},{"$f":"TOU_CTabulation[[#This Row],[Base Value]]+TOU_CTabulation[[#This Row],[Over Value]]","v":0}]
[1,12,1,0,0,4,1,0,4,0,0,{"$f":"TOU_CTabulation[[#This Row],[AC System Output (W)]]/1000","v":0},{"$f":"IF(A293=TOU_CTabulation[[#This Row],[Month]],M293+TOU_CTabulation[[#This Row],[AC System Output (kW)]],TOU_CTabulation[[#This Row],[AC System Output (kW)]])","v":157.88265999999999},{"$f":"VLOOKUP(TOU_CTabulation[[#This Row],[Month]],Season,2)","v":"Winter"},{"$f":"VLOOKUP(TOU_CTabulation[[#This Row],[Season]],CRate,2)","v":10.5},{"$f":"IF(A295>TOU_CTabulation[[#This Row],[Month]],TOU_CTabulation[[#This Row],[Day]]*TOU_CTabulation[[#This Row],[Base Allow]],0)","v":0},{"$f":"IF(A295>TOU_CTabulation[[#This Row],[Month]],TOU_CTabulation[[#This Row],[Month Cumm]],0)","v":0},{"$f":"IF(TOU_CTabulation[[#This Row],[Month Base Gen]]=0,0,TOU_CTabulation[[#This Row],[Month Base Gen]]-TOU_CTabulation[[#This Row],[Day]]*TOU_CTabulation[[#This Row],[Base Allow]])","v":0},{"$f":"VLOOKUP(TOU_CTabulation[[#This Row],[Hour]],daypart,2)","v":"All"},{"$f":"TOU_CTabulation[[#This Row],[Season]]&TOU_CTabulation[[#This Row],[Day-Part]]","v":"WinterAll"},{"$f":"VLOOKUP(TOU_CTabulation[[#This Row],[Daypart]],TOUC,2)","v":0.25901999999999997},{"$f":"VLOOKUP(TOU_CTabulation[[#This Row],[Daypart]],TOUC,3)","v":0.32596000000000003},{"$f":"TOU_CTabulation[[#This Row],[Month Base Allow]]*TOU_CTabulation[[#This Row],[Base Rate]]","v":0},{"$f":"TOU_CTabulation[[#This Row],[Month Overbase Gen]]*TOU_CTabulation[[#This Row],[Over Rate]]","v":0},{"$f":"TOU_CTabulation[[#This Row],[Base Value]]+TOU_CTabulation[[#This Row],[Over Value]]","v":0}]
[1,12,2,0,0,3,1,0,3,0,0,{"$f":"TOU_CTabulation[[#This Row],[AC System Output (W)]]/1000","v":0},{"$f":"IF(A294=TOU_CTabulation[[#This Row],[Month]],M294+TOU_CTabulation[[#This Row],[AC System Output (kW)]],TOU_CTabulation[[#This Row],[AC System Output (kW)]])","v":157.88265999999999},{"$f":"VLOOKUP(TOU_CTabulation[[#This Row],[Month]],Season,2)","v":"Winter"},{"$f":"VLOOKUP(TOU_CTabulation[[#This Row],[Season]],CRate,2)","v":10.5},{"$f":"IF(A296>TOU_CTabulation[[#This Row],[Month]],TOU_CTabulation[[#This Row],[Day]]*TOU_CTabulation[[#This Row],[Base Allow]],0)","v":0},{"$f":"IF(A296>TOU_CTabulation[[#This Row],[Month]],TOU_CTabulation[[#This Row],[Month Cumm]],0)","v":0},{"$f":"IF(TOU_CTabulation[[#This Row],[Month Base Gen]]=0,0,TOU_CTabulation[[#This Row],[Month Base Gen]]-TOU_CTabulation[[#This Row],[Day]]*TOU_CTabulation[[#This Row],[Base Allow]])","v":0},{"$f":"VLOOKUP(TOU_CTabulation[[#This Row],[Hour]],daypart,2)","v":"All"},{"$f":"TOU_CTabulation[[#This Row],[Season]]&TOU_CTabulation[[#This Row],[Day-Part]]","v":"WinterAll"},{"$f":"VLOOKUP(TOU_CTabulation[[#This Row],[Daypart]],TOUC,2)","v":0.25901999999999997},{"$f":"VLOOKUP(TOU_CTabulation[[#This Row],[Daypart]],TOUC,3)","v":0.32596000000000003},{"$f":"TOU_CTabulation[[#This Row],[Month Base Allow]]*TOU_CTabulation[[#This Row],[Base Rate]]","v":0},{"$f":"TOU_CTabulation[[#This Row],[Month Overbase Gen]]*TOU_CTabulation[[#This Row],[Over Rate]]","v":0},{"$f":"TOU_CTabulation[[#This Row],[Base Value]]+TOU_CTabulation[[#This Row],[Over Value]]","v":0}]
[1,12,3,0,0,3,1,0,3,0,0,{"$f":"TOU_CTabulation[[#This Row],[AC System Output (W)]]/1000","v":0},{"$f":"IF(A295=TOU_CTabulation[[#This Row],[Month]],M295+TOU_CTabulation[[#This Row],[AC System Output (kW)]],TOU_CTabulation[[#This Row],[AC System Output (kW)]])","v":157.88265999999999},{"$f":"VLOOKUP(TOU_CTabulation[[#This Row],[Month]],Season,2)","v":"Winter"},{"$f":"VLOOKUP(TOU_CTabulation[[#This Row],[Season]],CRate,2)","v":10.5},{"$f":"IF(A297>TOU_CTabulation[[#This Row],[Month]],TOU_CTabulation[[#This Row],[Day]]*TOU_CTabulation[[#This Row],[Base Allow]],0)","v":0},{"$f":"IF(A297>TOU_CTabulation[[#This Row],[Month]],TOU_CTabulation[[#This Row],[Month Cumm]],0)","v":0},{"$f":"IF(TOU_CTabulation[[#This Row],[Month Base Gen]]=0,0,TOU_CTabulation[[#This Row],[Month Base Gen]]-TOU_CTabulation[[#This Row],[Day]]*TOU_CTabulation[[#This Row],[Base Allow]])","v":0},{"$f":"VLOOKUP(TOU_CTabulation[[#This Row],[Hour]],daypart,2)","v":"All"},{"$f":"TOU_CTabulation[[#This Row],[Season]]&TOU_CTabulation[[#This Row],[Day-Part]]","v":"WinterAll"},{"$f":"VLOOKUP(TOU_CTabulation[[#This Row],[Daypart]],TOUC,2)","v":0.25901999999999997},{"$f":"VLOOKUP(TOU_CTabulation[[#This Row],[Daypart]],TOUC,3)","v":0.32596000000000003},{"$f":"TOU_CTabulation[[#This Row],[Month Base Allow]]*TOU_CTabulation[[#This Row],[Base Rate]]","v":0},{"$f":"TOU_CTabulation[[#This Row],[Month Overbase Gen]]*TOU_CTabulation[[#This Row],[Over Rate]]","v":0},{"$f":"TOU_CTabulation[[#This Row],[Base Value]]+TOU_CTabulation[[#This Row],[Over Value]]","v":0}]
[1,12,4,0,0,3,1,0,3,0,0,{"$f":"TOU_CTabulation[[#This Row],[AC System Output (W)]]/1000","v":0},{"$f":"IF(A296=TOU_CTabulation[[#This Row],[Month]],M296+TOU_CTabulation[[#This Row],[AC System Output (kW)]],TOU_CTabulation[[#This Row],[AC System Output (kW)]])","v":157.88265999999999},{"$f":"VLOOKUP(TOU_CTabulation[[#This Row],[Month]],Season,2)","v":"Winter"},{"$f":"VLOOKUP(TOU_CTabulation[[#This Row],[Season]],CRate,2)","v":10.5},{"$f":"IF(A298>TOU_CTabulation[[#This Row],[Month]],TOU_CTabulation[[#This Row],[Day]]*TOU_CTabulation[[#This Row],[Base Allow]],0)","v":0},{"$f":"IF(A298>TOU_CTabulation[[#This Row],[Month]],TOU_CTabulation[[#This Row],[Month Cumm]],0)","v":0},{"$f":"IF(TOU_CTabulation[[#This Row],[Month Base Gen]]=0,0,TOU_CTabulation[[#This Row],[Month Base Gen]]-TOU_CTabulation[[#This Row],[Day]]*TOU_CTabulation[[#This Row],[Base Allow]])","v":0},{"$f":"VLOOKUP(TOU_CTabulation[[#This Row],[Hour]],daypart,2)","v":"All"},{"$f":"TOU_CTabulation[[#This Row],[Season]]&TOU_CTabulation[[#This Row],[Day-Part]]","v":"WinterAll"},{"$f":"VLOOKUP(TOU_CTabulation[[#This Row],[Daypart]],TOUC,2)","v":0.25901999999999997},{"$f":"VLOOKUP(TOU_CTabulation[[#This Row],[Daypart]],TOUC,3)","v":0.32596000000000003},{"$f":"TOU_CTabulation[[#This Row],[Month Base Allow]]*TOU_CTabulation[[#This Row],[Base Rate]]","v":0},{"$f":"TOU_CTabulation[[#This Row],[Month Overbase Gen]]*TOU_CTabulation[[#This Row],[Over Rate]]","v":0},{"$f":"TOU_CTabulation[[#This Row],[Base Value]]+TOU_CTabulation[[#This Row],[Over Value]]","v":0}]
[1,12,5,0,0,3,1,0,3,0,0,{"$f":"TOU_CTabulation[[#This Row],[AC System Output (W)]]/1000","v":0},{"$f":"IF(A297=TOU_CTabulation[[#This Row],[Month]],M297+TOU_CTabulation[[#This Row],[AC System Output (kW)]],TOU_CTabulation[[#This Row],[AC System Output (kW)]])","v":157.88265999999999},{"$f":"VLOOKUP(TOU_CTabulation[[#This Row],[Month]],Season,2)","v":"Winter"},{"$f":"VLOOKUP(TOU_CTabulation[[#This Row],[Season]],CRate,2)","v":10.5},{"$f":"IF(A299>TOU_CTabulation[[#This Row],[Month]],TOU_CTabulation[[#This Row],[Day]]*TOU_CTabulation[[#This Row],[Base Allow]],0)","v":0},{"$f":"IF(A299>TOU_CTabulation[[#This Row],[Month]],TOU_CTabulation[[#This Row],[Month Cumm]],0)","v":0},{"$f":"IF(TOU_CTabulation[[#This Row],[Month Base Gen]]=0,0,TOU_CTabulation[[#This Row],[Month Base Gen]]-TOU_CTabulation[[#This Row],[Day]]*TOU_CTabulation[[#This Row],[Base Allow]])","v":0},{"$f":"VLOOKUP(TOU_CTabulation[[#This Row],[Hour]],daypart,2)","v":"All"},{"$f":"TOU_CTabulation[[#This Row],[Season]]&TOU_CTabulation[[#This Row],[Day-Part]]","v":"WinterAll"},{"$f":"VLOOKUP(TOU_CTabulation[[#This Row],[Daypart]],TOUC,2)","v":0.25901999999999997},{"$f":"VLOOKUP(TOU_CTabulation[[#This Row],[Daypart]],TOUC,3)","v":0.32596000000000003},{"$f":"TOU_CTabulation[[#This Row],[Month Base Allow]]*TOU_CTabulation[[#This Row],[Base Rate]]","v":0},{"$f":"TOU_CTabulation[[#This Row],[Month Overbase Gen]]*TOU_CTabulation[[#This Row],[Over Rate]]","v":0},{"$f":"TOU_CTabulation[[#This Row],[Base Value]]+TOU_CTabulation[[#This Row],[Over Value]]","v":0}]
[1,12,6,0,0,3,1,0,3,0,0,{"$f":"TOU_CTabulation[[#This Row],[AC System Output (W)]]/1000","v":0},{"$f":"IF(A298=TOU_CTabulation[[#This Row],[Month]],M298+TOU_CTabulation[[#This Row],[AC System Output (kW)]],TOU_CTabulation[[#This Row],[AC System Output (kW)]])","v":157.88265999999999},{"$f":"VLOOKUP(TOU_CTabulation[[#This Row],[Month]],Season,2)","v":"Winter"},{"$f":"VLOOKUP(TOU_CTabulation[[#This Row],[Season]],CRate,2)","v":10.5},{"$f":"IF(A300>TOU_CTabulation[[#This Row],[Month]],TOU_CTabulation[[#This Row],[Day]]*TOU_CTabulation[[#This Row],[Base Allow]],0)","v":0},{"$f":"IF(A300>TOU_CTabulation[[#This Row],[Month]],TOU_CTabulation[[#This Row],[Month Cumm]],0)","v":0},{"$f":"IF(TOU_CTabulation[[#This Row],[Month Base Gen]]=0,0,TOU_CTabulation[[#This Row],[Month Base Gen]]-TOU_CTabulation[[#This Row],[Day]]*TOU_CTabulation[[#This Row],[Base Allow]])","v":0},{"$f":"VLOOKUP(TOU_CTabulation[[#This Row],[Hour]],daypart,2)","v":"All"},{"$f":"TOU_CTabulation[[#This Row],[Season]]&TOU_CTabulation[[#This Row],[Day-Part]]","v":"WinterAll"},{"$f":"VLOOKUP(TOU_CTabulation[[#This Row],[Daypart]],TOUC,2)","v":0.25901999999999997},{"$f":"VLOOKUP(TOU_CTabulation[[#This Row],[Daypart]],TOUC,3)","v":0.32596000000000003},{"$f":"TOU_CTabulation[[#This Row],[Month Base Allow]]*TOU_CTabulation[[#This Row],[Base Rate]]","v":0},{"$f":"TOU_CTabulation[[#This Row],[Month Overbase Gen]]*TOU_CTabulation[[#This Row],[Over Rate]]","v":0},{"$f":"TOU_CTabulation[[#This Row],[Base Value]]+TOU_CTabulation[[#This Row],[Over Value]]","v":0}]
[1,12,7,0,8,5,1,7.5679999999999996,2.4910000000000001,28.76,7.8319999999999999,{"$f":"TOU_CTabulation[[#This Row],[AC System Output (W)]]/1000","v":7.8320000000000004E-3},{"$f":"IF(A299=TOU_CTabulation[[#This Row],[Month]],M299+TOU_CTabulation[[#This Row],[AC System Output (kW)]],TOU_CTabulation[[#This Row],[AC System Output (kW)]])","v":157.89049199999999},{"$f":"VLOOKUP(TOU_CTabulation[[#This Row],[Month]],Season,2)","v":"Winter"},{"$f":"VLOOKUP(TOU_CTabulation[[#This Row],[Season]],CRate,2)","v":10.5},{"$f":"IF(A301>TOU_CTabulation[[#This Row],[Month]],TOU_CTabulation[[#This Row],[Day]]*TOU_CTabulation[[#This Row],[Base Allow]],0)","v":0},{"$f":"IF(A301>TOU_CTabulation[[#This Row],[Month]],TOU_CTabulation[[#This Row],[Month Cumm]],0)","v":0},{"$f":"IF(TOU_CTabulation[[#This Row],[Month Base Gen]]=0,0,TOU_CTabulation[[#This Row],[Month Base Gen]]-TOU_CTabulation[[#This Row],[Day]]*TOU_CTabulation[[#This Row],[Base Allow]])","v":0},{"$f":"VLOOKUP(TOU_CTabulation[[#This Row],[Hour]],daypart,2)","v":"All"},{"$f":"TOU_CTabulation[[#This Row],[Season]]&TOU_CTabulation[[#This Row],[Day-Part]]","v":"WinterAll"},{"$f":"VLOOKUP(TOU_CTabulation[[#This Row],[Daypart]],TOUC,2)","v":0.25901999999999997},{"$f":"VLOOKUP(TOU_CTabulation[[#This Row],[Daypart]],TOUC,3)","v":0.32596000000000003},{"$f":"TOU_CTabulation[[#This Row],[Month Base Allow]]*TOU_CTabulation[[#This Row],[Base Rate]]","v":0},{"$f":"TOU_CTabulation[[#This Row],[Month Overbase Gen]]*TOU_CTabulation[[#This Row],[Over Rate]]","v":0},{"$f":"TOU_CTabulation[[#This Row],[Base Value]]+TOU_CTabulation[[#This Row],[Over Value]]","v":0}]
[1,12,8,0,55,7,2,52.954999999999998,6.3550000000000004,197.94300000000001,173.79300000000001,{"$f":"TOU_CTabulation[[#This Row],[AC System Output (W)]]/1000","v":0.173793},{"$f":"IF(A300=TOU_CTabulation[[#This Row],[Month]],M300+TOU_CTabulation[[#This Row],[AC System Output (kW)]],TOU_CTabulation[[#This Row],[AC System Output (kW)]])","v":158.06428499999998},{"$f":"VLOOKUP(TOU_CTabulation[[#This Row],[Month]],Season,2)","v":"Winter"},{"$f":"VLOOKUP(TOU_CTabulation[[#This Row],[Season]],CRate,2)","v":10.5},{"$f":"IF(A302>TOU_CTabulation[[#This Row],[Month]],TOU_CTabulation[[#This Row],[Day]]*TOU_CTabulation[[#This Row],[Base Allow]],0)","v":0},{"$f":"IF(A302>TOU_CTabulation[[#This Row],[Month]],TOU_CTabulation[[#This Row],[Month Cumm]],0)","v":0},{"$f":"IF(TOU_CTabulation[[#This Row],[Month Base Gen]]=0,0,TOU_CTabulation[[#This Row],[Month Base Gen]]-TOU_CTabulation[[#This Row],[Day]]*TOU_CTabulation[[#This Row],[Base Allow]])","v":0},{"$f":"VLOOKUP(TOU_CTabulation[[#This Row],[Hour]],daypart,2)","v":"All"},{"$f":"TOU_CTabulation[[#This Row],[Season]]&TOU_CTabulation[[#This Row],[Day-Part]]","v":"WinterAll"},{"$f":"VLOOKUP(TOU_CTabulation[[#This Row],[Daypart]],TOUC,2)","v":0.25901999999999997},{"$f":"VLOOKUP(TOU_CTabulation[[#This Row],[Daypart]],TOUC,3)","v":0.32596000000000003},{"$f":"TOU_CTabulation[[#This Row],[Month Base Allow]]*TOU_CTabulation[[#This Row],[Base Rate]]","v":0},{"$f":"TOU_CTabulation[[#This Row],[Month Overbase Gen]]*TOU_CTabulation[[#This Row],[Over Rate]]","v":0},{"$f":"TOU_CTabulation[[#This Row],[Base Value]]+TOU_CTabulation[[#This Row],[Over Value]]","v":0}]
[1,12,9,26,140,9,2,162.67400000000001,11.641999999999999,592.47900000000004,559.78399999999999,{"$f":"TOU_CTabulation[[#This Row],[AC System Output (W)]]/1000","v":0.55978399999999995},{"$f":"IF(A301=TOU_CTabulation[[#This Row],[Month]],M301+TOU_CTabulation[[#This Row],[AC System Output (kW)]],TOU_CTabulation[[#This Row],[AC System Output (kW)]])","v":158.62406899999999},{"$f":"VLOOKUP(TOU_CTabulation[[#This Row],[Month]],Season,2)","v":"Winter"},{"$f":"VLOOKUP(TOU_CTabulation[[#This Row],[Season]],CRate,2)","v":10.5},{"$f":"IF(A303>TOU_CTabulation[[#This Row],[Month]],TOU_CTabulation[[#This Row],[Day]]*TOU_CTabulation[[#This Row],[Base Allow]],0)","v":0},{"$f":"IF(A303>TOU_CTabulation[[#This Row],[Month]],TOU_CTabulation[[#This Row],[Month Cumm]],0)","v":0},{"$f":"IF(TOU_CTabulation[[#This Row],[Month Base Gen]]=0,0,TOU_CTabulation[[#This Row],[Month Base Gen]]-TOU_CTabulation[[#This Row],[Day]]*TOU_CTabulation[[#This Row],[Base Allow]])","v":0},{"$f":"VLOOKUP(TOU_CTabulation[[#This Row],[Hour]],daypart,2)","v":"All"},{"$f":"TOU_CTabulation[[#This Row],[Season]]&TOU_CTabulation[[#This Row],[Day-Part]]","v":"WinterAll"},{"$f":"VLOOKUP(TOU_CTabulation[[#This Row],[Daypart]],TOUC,2)","v":0.25901999999999997},{"$f":"VLOOKUP(TOU_CTabulation[[#This Row],[Daypart]],TOUC,3)","v":0.32596000000000003},{"$f":"TOU_CTabulation[[#This Row],[Month Base Allow]]*TOU_CTabulation[[#This Row],[Base Rate]]","v":0},{"$f":"TOU_CTabulation[[#This Row],[Month Overbase Gen]]*TOU_CTabulation[[#This Row],[Over Rate]]","v":0},{"$f":"TOU_CTabulation[[#This Row],[Base Value]]+TOU_CTabulation[[#This Row],[Over Value]]","v":0}]
[1,12,10,890,66,12,2,720.303,29.969000000000001,2393.181,2303.114,{"$f":"TOU_CTabulation[[#This Row],[AC System Output (W)]]/1000","v":2.3031139999999999},{"$f":"IF(A302=TOU_CTabulation[[#This Row],[Month]],M302+TOU_CTabulation[[#This Row],[AC System Output (kW)]],TOU_CTabulation[[#This Row],[AC System Output (kW)]])","v":160.92718299999999},{"$f":"VLOOKUP(TOU_CTabulation[[#This Row],[Month]],Season,2)","v":"Winter"},{"$f":"VLOOKUP(TOU_CTabulation[[#This Row],[Season]],CRate,2)","v":10.5},{"$f":"IF(A304>TOU_CTabulation[[#This Row],[Month]],TOU_CTabulation[[#This Row],[Day]]*TOU_CTabulation[[#This Row],[Base Allow]],0)","v":0},{"$f":"IF(A304>TOU_CTabulation[[#This Row],[Month]],TOU_CTabulation[[#This Row],[Month Cumm]],0)","v":0},{"$f":"IF(TOU_CTabulation[[#This Row],[Month Base Gen]]=0,0,TOU_CTabulation[[#This Row],[Month Base Gen]]-TOU_CTabulation[[#This Row],[Day]]*TOU_CTabulation[[#This Row],[Base Allow]])","v":0},{"$f":"VLOOKUP(TOU_CTabulation[[#This Row],[Hour]],daypart,2)","v":"All"},{"$f":"TOU_CTabulation[[#This Row],[Season]]&TOU_CTabulation[[#This Row],[Day-Part]]","v":"WinterAll"},{"$f":"VLOOKUP(TOU_CTabulation[[#This Row],[Daypart]],TOUC,2)","v":0.25901999999999997},{"$f":"VLOOKUP(TOU_CTabulation[[#This Row],[Daypart]],TOUC,3)","v":0.32596000000000003},{"$f":"TOU_CTabulation[[#This Row],[Month Base Allow]]*TOU_CTabulation[[#This Row],[Base Rate]]","v":0},{"$f":"TOU_CTabulation[[#This Row],[Month Overbase Gen]]*TOU_CTabulation[[#This Row],[Over Rate]]","v":0},{"$f":"TOU_CTabulation[[#This Row],[Base Value]]+TOU_CTabulation[[#This Row],[Over Value]]","v":0}]
[1,12,11,921,69,14,1,811.98299999999995,40.03,2579.9810000000002,2482.2359999999999,{"$f":"TOU_CTabulation[[#This Row],[AC System Output (W)]]/1000","v":2.4822359999999999},{"$f":"IF(A303=TOU_CTabulation[[#This Row],[Month]],M303+TOU_CTabulation[[#This Row],[AC System Output (kW)]],TOU_CTabulation[[#This Row],[AC System Output (kW)]])","v":163.40941899999999},{"$f":"VLOOKUP(TOU_CTabulation[[#This Row],[Month]],Season,2)","v":"Winter"},{"$f":"VLOOKUP(TOU_CTabulation[[#This Row],[Season]],CRate,2)","v":10.5},{"$f":"IF(A305>TOU_CTabulation[[#This Row],[Month]],TOU_CTabulation[[#This Row],[Day]]*TOU_CTabulation[[#This Row],[Base Allow]],0)","v":0},{"$f":"IF(A305>TOU_CTabulation[[#This Row],[Month]],TOU_CTabulation[[#This Row],[Month Cumm]],0)","v":0},{"$f":"IF(TOU_CTabulation[[#This Row],[Month Base Gen]]=0,0,TOU_CTabulation[[#This Row],[Month Base Gen]]-TOU_CTabulation[[#This Row],[Day]]*TOU_CTabulation[[#This Row],[Base Allow]])","v":0},{"$f":"VLOOKUP(TOU_CTabulation[[#This Row],[Hour]],daypart,2)","v":"All"},{"$f":"TOU_CTabulation[[#This Row],[Season]]&TOU_CTabulation[[#This Row],[Day-Part]]","v":"WinterAll"},{"$f":"VLOOKUP(TOU_CTabulation[[#This Row],[Daypart]],TOUC,2)","v":0.25901999999999997},{"$f":"VLOOKUP(TOU_CTabulation[[#This Row],[Daypart]],TOUC,3)","v":0.32596000000000003},{"$f":"TOU_CTabulation[[#This Row],[Month Base Allow]]*TOU_CTabulation[[#This Row],[Base Rate]]","v":0},{"$f":"TOU_CTabulation[[#This Row],[Month Overbase Gen]]*TOU_CTabulation[[#This Row],[Over Rate]]","v":0},{"$f":"TOU_CTabulation[[#This Row],[Base Value]]+TOU_CTabulation[[#This Row],[Over Value]]","v":0}]
[1,12,12,926,69,15,1,826.56500000000005,41.75,2605.0160000000001,2506.2179999999998,{"$f":"TOU_CTabulation[[#This Row],[AC System Output (W)]]/1000","v":2.5062180000000001},{"$f":"IF(A304=TOU_CTabulation[[#This Row],[Month]],M304+TOU_CTabulation[[#This Row],[AC System Output (kW)]],TOU_CTabulation[[#This Row],[AC System Output (kW)]])","v":165.91563699999998},{"$f":"VLOOKUP(TOU_CTabulation[[#This Row],[Month]],Season,2)","v":"Winter"},{"$f":"VLOOKUP(TOU_CTabulation[[#This Row],[Season]],CRate,2)","v":10.5},{"$f":"IF(A306>TOU_CTabulation[[#This Row],[Month]],TOU_CTabulation[[#This Row],[Day]]*TOU_CTabulation[[#This Row],[Base Allow]],0)","v":0},{"$f":"IF(A306>TOU_CTabulation[[#This Row],[Month]],TOU_CTabulation[[#This Row],[Month Cumm]],0)","v":0},{"$f":"IF(TOU_CTabulation[[#This Row],[Month Base Gen]]=0,0,TOU_CTabulation[[#This Row],[Month Base Gen]]-TOU_CTabulation[[#This Row],[Day]]*TOU_CTabulation[[#This Row],[Base Allow]])","v":0},{"$f":"VLOOKUP(TOU_CTabulation[[#This Row],[Hour]],daypart,2)","v":"All"},{"$f":"TOU_CTabulation[[#This Row],[Season]]&TOU_CTabulation[[#This Row],[Day-Part]]","v":"WinterAll"},{"$f":"VLOOKUP(TOU_CTabulation[[#This Row],[Daypart]],TOUC,2)","v":0.25901999999999997},{"$f":"VLOOKUP(TOU_CTabulation[[#This Row],[Daypart]],TOUC,3)","v":0.32596000000000003},{"$f":"TOU_CTabulation[[#This Row],[Month Base Allow]]*TOU_CTabulation[[#This Row],[Base Rate]]","v":0},{"$f":"TOU_CTabulation[[#This Row],[Month Overbase Gen]]*TOU_CTabulation[[#This Row],[Over Rate]]","v":0},{"$f":"TOU_CTabulation[[#This Row],[Base Value]]+TOU_CTabulation[[#This Row],[Over Value]]","v":0}]
[1,12,13,907,67,16,1,764.22500000000002,40.996000000000002,2410.6970000000001,2319.924,{"$f":"TOU_CTabulation[[#This Row],[AC System Output (W)]]/1000","v":2.3199239999999999},{"$f":"IF(A305=TOU_CTabulation[[#This Row],[Month]],M305+TOU_CTabulation[[#This Row],[AC System Output (kW)]],TOU_CTabulation[[#This Row],[AC System Output (kW)]])","v":168.23556099999996},{"$f":"VLOOKUP(TOU_CTabulation[[#This Row],[Month]],Season,2)","v":"Winter"},{"$f":"VLOOKUP(TOU_CTabulation[[#This Row],[Season]],CRate,2)","v":10.5},{"$f":"IF(A307>TOU_CTabulation[[#This Row],[Month]],TOU_CTabulation[[#This Row],[Day]]*TOU_CTabulation[[#This Row],[Base Allow]],0)","v":0},{"$f":"IF(A307>TOU_CTabulation[[#This Row],[Month]],TOU_CTabulation[[#This Row],[Month Cumm]],0)","v":0},{"$f":"IF(TOU_CTabulation[[#This Row],[Month Base Gen]]=0,0,TOU_CTabulation[[#This Row],[Month Base Gen]]-TOU_CTabulation[[#This Row],[Day]]*TOU_CTabulation[[#This Row],[Base Allow]])","v":0},{"$f":"VLOOKUP(TOU_CTabulation[[#This Row],[Hour]],daypart,2)","v":"All"},{"$f":"TOU_CTabulation[[#This Row],[Season]]&TOU_CTabulation[[#This Row],[Day-Part]]","v":"WinterAll"},{"$f":"VLOOKUP(TOU_CTabulation[[#This Row],[Daypart]],TOUC,2)","v":0.25901999999999997},{"$f":"VLOOKUP(TOU_CTabulation[[#This Row],[Daypart]],TOUC,3)","v":0.32596000000000003},{"$f":"TOU_CTabulation[[#This Row],[Month Base Allow]]*TOU_CTabulation[[#This Row],[Base Rate]]","v":0},{"$f":"TOU_CTabulation[[#This Row],[Month Overbase Gen]]*TOU_CTabulation[[#This Row],[Over Rate]]","v":0},{"$f":"TOU_CTabulation[[#This Row],[Base Value]]+TOU_CTabulation[[#This Row],[Over Value]]","v":0}]
[1,12,14,855,61,15,1,626.78599999999994,35.875999999999998,2007.0340000000001,1931.808,{"$f":"TOU_CTabulation[[#This Row],[AC System Output (W)]]/1000","v":1.931808},{"$f":"IF(A306=TOU_CTabulation[[#This Row],[Month]],M306+TOU_CTabulation[[#This Row],[AC System Output (kW)]],TOU_CTabulation[[#This Row],[AC System Output (kW)]])","v":170.16736899999995},{"$f":"VLOOKUP(TOU_CTabulation[[#This Row],[Month]],Season,2)","v":"Winter"},{"$f":"VLOOKUP(TOU_CTabulation[[#This Row],[Season]],CRate,2)","v":10.5},{"$f":"IF(A308>TOU_CTabulation[[#This Row],[Month]],TOU_CTabulation[[#This Row],[Day]]*TOU_CTabulation[[#This Row],[Base Allow]],0)","v":0},{"$f":"IF(A308>TOU_CTabulation[[#This Row],[Month]],TOU_CTabulation[[#This Row],[Month Cumm]],0)","v":0},{"$f":"IF(TOU_CTabulation[[#This Row],[Month Base Gen]]=0,0,TOU_CTabulation[[#This Row],[Month Base Gen]]-TOU_CTabulation[[#This Row],[Day]]*TOU_CTabulation[[#This Row],[Base Allow]])","v":0},{"$f":"VLOOKUP(TOU_CTabulation[[#This Row],[Hour]],daypart,2)","v":"All"},{"$f":"TOU_CTabulation[[#This Row],[Season]]&TOU_CTabulation[[#This Row],[Day-Part]]","v":"WinterAll"},{"$f":"VLOOKUP(TOU_CTabulation[[#This Row],[Daypart]],TOUC,2)","v":0.25901999999999997},{"$f":"VLOOKUP(TOU_CTabulation[[#This Row],[Daypart]],TOUC,3)","v":0.32596000000000003},{"$f":"TOU_CTabulation[[#This Row],[Month Base Allow]]*TOU_CTabulation[[#This Row],[Base Rate]]","v":0},{"$f":"TOU_CTabulation[[#This Row],[Month Overbase Gen]]*TOU_CTabulation[[#This Row],[Over Rate]]","v":0},{"$f":"TOU_CTabulation[[#This Row],[Base Value]]+TOU_CTabulation[[#This Row],[Over Value]]","v":0}]
[1,12,15,745,51,13,0,430.30599999999998,32.451000000000001,1355.0830000000001,1301.77,{"$f":"TOU_CTabulation[[#This Row],[AC System Output (W)]]/1000","v":1.3017699999999999},{"$f":"IF(A307=TOU_CTabulation[[#This Row],[Month]],M307+TOU_CTabulation[[#This Row],[AC System Output (kW)]],TOU_CTabulation[[#This Row],[AC System Output (kW)]])","v":171.46913899999996},{"$f":"VLOOKUP(TOU_CTabulation[[#This Row],[Month]],Season,2)","v":"Winter"},{"$f":"VLOOKUP(TOU_CTabulation[[#This Row],[Season]],CRate,2)","v":10.5},{"$f":"IF(A309>TOU_CTabulation[[#This Row],[Month]],TOU_CTabulation[[#This Row],[Day]]*TOU_CTabulation[[#This Row],[Base Allow]],0)","v":0},{"$f":"IF(A309>TOU_CTabulation[[#This Row],[Month]],TOU_CTabulation[[#This Row],[Month Cumm]],0)","v":0},{"$f":"IF(TOU_CTabulation[[#This Row],[Month Base Gen]]=0,0,TOU_CTabulation[[#This Row],[Month Base Gen]]-TOU_CTabulation[[#This Row],[Day]]*TOU_CTabulation[[#This Row],[Base Allow]])","v":0},{"$f":"VLOOKUP(TOU_CTabulation[[#This Row],[Hour]],daypart,2)","v":"All"},{"$f":"TOU_CTabulation[[#This Row],[Season]]&TOU_CTabulation[[#This Row],[Day-Part]]","v":"WinterAll"},{"$f":"VLOOKUP(TOU_CTabulation[[#This Row],[Daypart]],TOUC,2)","v":0.25901999999999997},{"$f":"VLOOKUP(TOU_CTabulation[[#This Row],[Daypart]],TOUC,3)","v":0.32596000000000003},{"$f":"TOU_CTabulation[[#This Row],[Month Base Allow]]*TOU_CTabulation[[#This Row],[Base Rate]]","v":0},{"$f":"TOU_CTabulation[[#This Row],[Month Overbase Gen]]*TOU_CTabulation[[#This Row],[Over Rate]]","v":0},{"$f":"TOU_CTabulation[[#This Row],[Base Value]]+TOU_CTabulation[[#This Row],[Over Value]]","v":0}]
[1,12,16,387,35,11,0,162.738,19.581,498.209,467.68799999999999,{"$f":"TOU_CTabulation[[#This Row],[AC System Output (W)]]/1000","v":0.46768799999999999},{"$f":"IF(A308=TOU_CTabulation[[#This Row],[Month]],M308+TOU_CTabulation[[#This Row],[AC System Output (kW)]],TOU_CTabulation[[#This Row],[AC System Output (kW)]])","v":171.93682699999997},{"$f":"VLOOKUP(TOU_CTabulation[[#This Row],[Month]],Season,2)","v":"Winter"},{"$f":"VLOOKUP(TOU_CTabulation[[#This Row],[Season]],CRate,2)","v":10.5},{"$f":"IF(A310>TOU_CTabulation[[#This Row],[Month]],TOU_CTabulation[[#This Row],[Day]]*TOU_CTabulation[[#This Row],[Base Allow]],0)","v":0},{"$f":"IF(A310>TOU_CTabulation[[#This Row],[Month]],TOU_CTabulation[[#This Row],[Month Cumm]],0)","v":0},{"$f":"IF(TOU_CTabulation[[#This Row],[Month Base Gen]]=0,0,TOU_CTabulation[[#This Row],[Month Base Gen]]-TOU_CTabulation[[#This Row],[Day]]*TOU_CTabulation[[#This Row],[Base Allow]])","v":0},{"$f":"VLOOKUP(TOU_CTabulation[[#This Row],[Hour]],daypart,2)","v":"All"},{"$f":"TOU_CTabulation[[#This Row],[Season]]&TOU_CTabulation[[#This Row],[Day-Part]]","v":"WinterAll"},{"$f":"VLOOKUP(TOU_CTabulation[[#This Row],[Daypart]],TOUC,2)","v":0.25901999999999997},{"$f":"VLOOKUP(TOU_CTabulation[[#This Row],[Daypart]],TOUC,3)","v":0.32596000000000003},{"$f":"TOU_CTabulation[[#This Row],[Month Base Allow]]*TOU_CTabulation[[#This Row],[Base Rate]]","v":0},{"$f":"TOU_CTabulation[[#This Row],[Month Overbase Gen]]*TOU_CTabulation[[#This Row],[Over Rate]]","v":0},{"$f":"TOU_CTabulation[[#This Row],[Base Value]]+TOU_CTabulation[[#This Row],[Over Value]]","v":0}]
[1,12,17,0,0,9,0,0,9,0,0,{"$f":"TOU_CTabulation[[#This Row],[AC System Output (W)]]/1000","v":0},{"$f":"IF(A309=TOU_CTabulation[[#This Row],[Month]],M309+TOU_CTabulation[[#This Row],[AC System Output (kW)]],TOU_CTabulation[[#This Row],[AC System Output (kW)]])","v":171.93682699999997},{"$f":"VLOOKUP(TOU_CTabulation[[#This Row],[Month]],Season,2)","v":"Winter"},{"$f":"VLOOKUP(TOU_CTabulation[[#This Row],[Season]],CRate,2)","v":10.5},{"$f":"IF(A311>TOU_CTabulation[[#This Row],[Month]],TOU_CTabulation[[#This Row],[Day]]*TOU_CTabulation[[#This Row],[Base Allow]],0)","v":0},{"$f":"IF(A311>TOU_CTabulation[[#This Row],[Month]],TOU_CTabulation[[#This Row],[Month Cumm]],0)","v":0},{"$f":"IF(TOU_CTabulation[[#This Row],[Month Base Gen]]=0,0,TOU_CTabulation[[#This Row],[Month Base Gen]]-TOU_CTabulation[[#This Row],[Day]]*TOU_CTabulation[[#This Row],[Base Allow]])","v":0},{"$f":"VLOOKUP(TOU_CTabulation[[#This Row],[Hour]],daypart,2)","v":"All"},{"$f":"TOU_CTabulation[[#This Row],[Season]]&TOU_CTabulation[[#This Row],[Day-Part]]","v":"WinterAll"},{"$f":"VLOOKUP(TOU_CTabulation[[#This Row],[Daypart]],TOUC,2)","v":0.25901999999999997},{"$f":"VLOOKUP(TOU_CTabulation[[#This Row],[Daypart]],TOUC,3)","v":0.32596000000000003},{"$f":"TOU_CTabulation[[#This Row],[Month Base Allow]]*TOU_CTabulation[[#This Row],[Base Rate]]","v":0},{"$f":"TOU_CTabulation[[#This Row],[Month Overbase Gen]]*TOU_CTabulation[[#This Row],[Over Rate]]","v":0},{"$f":"TOU_CTabulation[[#This Row],[Base Value]]+TOU_CTabulation[[#This Row],[Over Value]]","v":0}]
[1,12,18,0,0,7,1,0,7,0,0,{"$f":"TOU_CTabulation[[#This Row],[AC System Output (W)]]/1000","v":0},{"$f":"IF(A310=TOU_CTabulation[[#This Row],[Month]],M310+TOU_CTabulation[[#This Row],[AC System Output (kW)]],TOU_CTabulation[[#This Row],[AC System Output (kW)]])","v":171.93682699999997},{"$f":"VLOOKUP(TOU_CTabulation[[#This Row],[Month]],Season,2)","v":"Winter"},{"$f":"VLOOKUP(TOU_CTabulation[[#This Row],[Season]],CRate,2)","v":10.5},{"$f":"IF(A312>TOU_CTabulation[[#This Row],[Month]],TOU_CTabulation[[#This Row],[Day]]*TOU_CTabulation[[#This Row],[Base Allow]],0)","v":0},{"$f":"IF(A312>TOU_CTabulation[[#This Row],[Month]],TOU_CTabulation[[#This Row],[Month Cumm]],0)","v":0},{"$f":"IF(TOU_CTabulation[[#This Row],[Month Base Gen]]=0,0,TOU_CTabulation[[#This Row],[Month Base Gen]]-TOU_CTabulation[[#This Row],[Day]]*TOU_CTabulation[[#This Row],[Base Allow]])","v":0},{"$f":"VLOOKUP(TOU_CTabulation[[#This Row],[Hour]],daypart,2)","v":"All"},{"$f":"TOU_CTabulation[[#This Row],[Season]]&TOU_CTabulation[[#This Row],[Day-Part]]","v":"WinterAll"},{"$f":"VLOOKUP(TOU_CTabulation[[#This Row],[Daypart]],TOUC,2)","v":0.25901999999999997},{"$f":"VLOOKUP(TOU_CTabulation[[#This Row],[Daypart]],TOUC,3)","v":0.32596000000000003},{"$f":"TOU_CTabulation[[#This Row],[Month Base Allow]]*TOU_CTabulation[[#This Row],[Base Rate]]","v":0},{"$f":"TOU_CTabulation[[#This Row],[Month Overbase Gen]]*TOU_CTabulation[[#This Row],[Over Rate]]","v":0},{"$f":"TOU_CTabulation[[#This Row],[Base Value]]+TOU_CTabulation[[#This Row],[Over Value]]","v":0}]
[1,12,19,0,0,6,1,0,6,0,0,{"$f":"TOU_CTabulation[[#This Row],[AC System Output (W)]]/1000","v":0},{"$f":"IF(A311=TOU_CTabulation[[#This Row],[Month]],M311+TOU_CTabulation[[#This Row],[AC System Output (kW)]],TOU_CTabulation[[#This Row],[AC System Output (kW)]])","v":171.93682699999997},{"$f":"VLOOKUP(TOU_CTabulation[[#This Row],[Month]],Season,2)","v":"Winter"},{"$f":"VLOOKUP(TOU_CTabulation[[#This Row],[Season]],CRate,2)","v":10.5},{"$f":"IF(A313>TOU_CTabulation[[#This Row],[Month]],TOU_CTabulation[[#This Row],[Day]]*TOU_CTabulation[[#This Row],[Base Allow]],0)","v":0},{"$f":"IF(A313>TOU_CTabulation[[#This Row],[Month]],TOU_CTabulation[[#This Row],[Month Cumm]],0)","v":0},{"$f":"IF(TOU_CTabulation[[#This Row],[Month Base Gen]]=0,0,TOU_CTabulation[[#This Row],[Month Base Gen]]-TOU_CTabulation[[#This Row],[Day]]*TOU_CTabulation[[#This Row],[Base Allow]])","v":0},{"$f":"VLOOKUP(TOU_CTabulation[[#This Row],[Hour]],daypart,2)","v":"All"},{"$f":"TOU_CTabulation[[#This Row],[Season]]&TOU_CTabulation[[#This Row],[Day-Part]]","v":"WinterAll"},{"$f":"VLOOKUP(TOU_CTabulation[[#This Row],[Daypart]],TOUC,2)","v":0.25901999999999997},{"$f":"VLOOKUP(TOU_CTabulation[[#This Row],[Daypart]],TOUC,3)","v":0.32596000000000003},{"$f":"TOU_CTabulation[[#This Row],[Month Base Allow]]*TOU_CTabulation[[#This Row],[Base Rate]]","v":0},{"$f":"TOU_CTabulation[[#This Row],[Month Overbase Gen]]*TOU_CTabulation[[#This Row],[Over Rate]]","v":0},{"$f":"TOU_CTabulation[[#This Row],[Base Value]]+TOU_CTabulation[[#This Row],[Over Value]]","v":0}]
[1,12,20,0,0,5,1,0,5,0,0,{"$f":"TOU_CTabulation[[#This Row],[AC System Output (W)]]/1000","v":0},{"$f":"IF(A312=TOU_CTabulation[[#This Row],[Month]],M312+TOU_CTabulation[[#This Row],[AC System Output (kW)]],TOU_CTabulation[[#This Row],[AC System Output (kW)]])","v":171.93682699999997},{"$f":"VLOOKUP(TOU_CTabulation[[#This Row],[Month]],Season,2)","v":"Winter"},{"$f":"VLOOKUP(TOU_CTabulation[[#This Row],[Season]],CRate,2)","v":10.5},{"$f":"IF(A314>TOU_CTabulation[[#This Row],[Month]],TOU_CTabulation[[#This Row],[Day]]*TOU_CTabulation[[#This Row],[Base Allow]],0)","v":0},{"$f":"IF(A314>TOU_CTabulation[[#This Row],[Month]],TOU_CTabulation[[#This Row],[Month Cumm]],0)","v":0},{"$f":"IF(TOU_CTabulation[[#This Row],[Month Base Gen]]=0,0,TOU_CTabulation[[#This Row],[Month Base Gen]]-TOU_CTabulation[[#This Row],[Day]]*TOU_CTabulation[[#This Row],[Base Allow]])","v":0},{"$f":"VLOOKUP(TOU_CTabulation[[#This Row],[Hour]],daypart,2)","v":"All"},{"$f":"TOU_CTabulation[[#This Row],[Season]]&TOU_CTabulation[[#This Row],[Day-Part]]","v":"WinterAll"},{"$f":"VLOOKUP(TOU_CTabulation[[#This Row],[Daypart]],TOUC,2)","v":0.25901999999999997},{"$f":"VLOOKUP(TOU_CTabulation[[#This Row],[Daypart]],TOUC,3)","v":0.32596000000000003},{"$f":"TOU_CTabulation[[#This Row],[Month Base Allow]]*TOU_CTabulation[[#This Row],[Base Rate]]","v":0},{"$f":"TOU_CTabulation[[#This Row],[Month Overbase Gen]]*TOU_CTabulation[[#This Row],[Over Rate]]","v":0},{"$f":"TOU_CTabulation[[#This Row],[Base Value]]+TOU_CTabulation[[#This Row],[Over Value]]","v":0}]
[1,12,21,0,0,5,1,0,5,0,0,{"$f":"TOU_CTabulation[[#This Row],[AC System Output (W)]]/1000","v":0},{"$f":"IF(A313=TOU_CTabulation[[#This Row],[Month]],M313+TOU_CTabulation[[#This Row],[AC System Output (kW)]],TOU_CTabulation[[#This Row],[AC System Output (kW)]])","v":171.93682699999997},{"$f":"VLOOKUP(TOU_CTabulation[[#This Row],[Month]],Season,2)","v":"Winter"},{"$f":"VLOOKUP(TOU_CTabulation[[#This Row],[Season]],CRate,2)","v":10.5},{"$f":"IF(A315>TOU_CTabulation[[#This Row],[Month]],TOU_CTabulation[[#This Row],[Day]]*TOU_CTabulation[[#This Row],[Base Allow]],0)","v":0},{"$f":"IF(A315>TOU_CTabulation[[#This Row],[Month]],TOU_CTabulation[[#This Row],[Month Cumm]],0)","v":0},{"$f":"IF(TOU_CTabulation[[#This Row],[Month Base Gen]]=0,0,TOU_CTabulation[[#This Row],[Month Base Gen]]-TOU_CTabulation[[#This Row],[Day]]*TOU_CTabulation[[#This Row],[Base Allow]])","v":0},{"$f":"VLOOKUP(TOU_CTabulation[[#This Row],[Hour]],daypart,2)","v":"All"},{"$f":"TOU_CTabulation[[#This Row],[Season]]&TOU_CTabulation[[#This Row],[Day-Part]]","v":"WinterAll"},{"$f":"VLOOKUP(TOU_CTabulation[[#This Row],[Daypart]],TOUC,2)","v":0.25901999999999997},{"$f":"VLOOKUP(TOU_CTabulation[[#This Row],[Daypart]],TOUC,3)","v":0.32596000000000003},{"$f":"TOU_CTabulation[[#This Row],[Month Base Allow]]*TOU_CTabulation[[#This Row],[Base Rate]]","v":0},{"$f":"TOU_CTabulation[[#This Row],[Month Overbase Gen]]*TOU_CTabulation[[#This Row],[Over Rate]]","v":0},{"$f":"TOU_CTabulation[[#This Row],[Base Value]]+TOU_CTabulation[[#This Row],[Over Value]]","v":0}]
[1,12,22,0,0,5,1,0,5,0,0,{"$f":"TOU_CTabulation[[#This Row],[AC System Output (W)]]/1000","v":0},{"$f":"IF(A314=TOU_CTabulation[[#This Row],[Month]],M314+TOU_CTabulation[[#This Row],[AC System Output (kW)]],TOU_CTabulation[[#This Row],[AC System Output (kW)]])","v":171.93682699999997},{"$f":"VLOOKUP(TOU_CTabulation[[#This Row],[Month]],Season,2)","v":"Winter"},{"$f":"VLOOKUP(TOU_CTabulation[[#This Row],[Season]],CRate,2)","v":10.5},{"$f":"IF(A316>TOU_CTabulation[[#This Row],[Month]],TOU_CTabulation[[#This Row],[Day]]*TOU_CTabulation[[#This Row],[Base Allow]],0)","v":0},{"$f":"IF(A316>TOU_CTabulation[[#This Row],[Month]],TOU_CTabulation[[#This Row],[Month Cumm]],0)","v":0},{"$f":"IF(TOU_CTabulation[[#This Row],[Month Base Gen]]=0,0,TOU_CTabulation[[#This Row],[Month Base Gen]]-TOU_CTabulation[[#This Row],[Day]]*TOU_CTabulation[[#This Row],[Base Allow]])","v":0},{"$f":"VLOOKUP(TOU_CTabulation[[#This Row],[Hour]],daypart,2)","v":"All"},{"$f":"TOU_CTabulation[[#This Row],[Season]]&TOU_CTabulation[[#This Row],[Day-Part]]","v":"WinterAll"},{"$f":"VLOOKUP(TOU_CTabulation[[#This Row],[Daypart]],TOUC,2)","v":0.25901999999999997},{"$f":"VLOOKUP(TOU_CTabulation[[#This Row],[Daypart]],TOUC,3)","v":0.32596000000000003},{"$f":"TOU_CTabulation[[#This Row],[Month Base Allow]]*TOU_CTabulation[[#This Row],[Base Rate]]","v":0},{"$f":"TOU_CTabulation[[#This Row],[Month Overbase Gen]]*TOU_CTabulation[[#This Row],[Over Rate]]","v":0},{"$f":"TOU_CTabulation[[#This Row],[Base Value]]+TOU_CTabulation[[#This Row],[Over Value]]","v":0}]
[1,12,23,0,0,4,1,0,4,0,0,{"$f":"TOU_CTabulation[[#This Row],[AC System Output (W)]]/1000","v":0},{"$f":"IF(A315=TOU_CTabulation[[#This Row],[Month]],M315+TOU_CTabulation[[#This Row],[AC System Output (kW)]],TOU_CTabulation[[#This Row],[AC System Output (kW)]])","v":171.93682699999997},{"$f":"VLOOKUP(TOU_CTabulation[[#This Row],[Month]],Season,2)","v":"Winter"},{"$f":"VLOOKUP(TOU_CTabulation[[#This Row],[Season]],CRate,2)","v":10.5},{"$f":"IF(A317>TOU_CTabulation[[#This Row],[Month]],TOU_CTabulation[[#This Row],[Day]]*TOU_CTabulation[[#This Row],[Base Allow]],0)","v":0},{"$f":"IF(A317>TOU_CTabulation[[#This Row],[Month]],TOU_CTabulation[[#This Row],[Month Cumm]],0)","v":0},{"$f":"IF(TOU_CTabulation[[#This Row],[Month Base Gen]]=0,0,TOU_CTabulation[[#This Row],[Month Base Gen]]-TOU_CTabulation[[#This Row],[Day]]*TOU_CTabulation[[#This Row],[Base Allow]])","v":0},{"$f":"VLOOKUP(TOU_CTabulation[[#This Row],[Hour]],daypart,2)","v":"All"},{"$f":"TOU_CTabulation[[#This Row],[Season]]&TOU_CTabulation[[#This Row],[Day-Part]]","v":"WinterAll"},{"$f":"VLOOKUP(TOU_CTabulation[[#This Row],[Daypart]],TOUC,2)","v":0.25901999999999997},{"$f":"VLOOKUP(TOU_CTabulation[[#This Row],[Daypart]],TOUC,3)","v":0.32596000000000003},{"$f":"TOU_CTabulation[[#This Row],[Month Base Allow]]*TOU_CTabulation[[#This Row],[Base Rate]]","v":0},{"$f":"TOU_CTabulation[[#This Row],[Month Overbase Gen]]*TOU_CTabulation[[#This Row],[Over Rate]]","v":0},{"$f":"TOU_CTabulation[[#This Row],[Base Value]]+TOU_CTabulation[[#This Row],[Over Value]]","v":0}]
[1,13,0,0,0,4,1,0,4,0,0,{"$f":"TOU_CTabulation[[#This Row],[AC System Output (W)]]/1000","v":0},{"$f":"IF(A316=TOU_CTabulation[[#This Row],[Month]],M316+TOU_CTabulation[[#This Row],[AC System Output (kW)]],TOU_CTabulation[[#This Row],[AC System Output (kW)]])","v":171.93682699999997},{"$f":"VLOOKUP(TOU_CTabulation[[#This Row],[Month]],Season,2)","v":"Winter"},{"$f":"VLOOKUP(TOU_CTabulation[[#This Row],[Season]],CRate,2)","v":10.5},{"$f":"IF(A318>TOU_CTabulation[[#This Row],[Month]],TOU_CTabulation[[#This Row],[Day]]*TOU_CTabulation[[#This Row],[Base Allow]],0)","v":0},{"$f":"IF(A318>TOU_CTabulation[[#This Row],[Month]],TOU_CTabulation[[#This Row],[Month Cumm]],0)","v":0},{"$f":"IF(TOU_CTabulation[[#This Row],[Month Base Gen]]=0,0,TOU_CTabulation[[#This Row],[Month Base Gen]]-TOU_CTabulation[[#This Row],[Day]]*TOU_CTabulation[[#This Row],[Base Allow]])","v":0},{"$f":"VLOOKUP(TOU_CTabulation[[#This Row],[Hour]],daypart,2)","v":"All"},{"$f":"TOU_CTabulation[[#This Row],[Season]]&TOU_CTabulation[[#This Row],[Day-Part]]","v":"WinterAll"},{"$f":"VLOOKUP(TOU_CTabulation[[#This Row],[Daypart]],TOUC,2)","v":0.25901999999999997},{"$f":"VLOOKUP(TOU_CTabulation[[#This Row],[Daypart]],TOUC,3)","v":0.32596000000000003},{"$f":"TOU_CTabulation[[#This Row],[Month Base Allow]]*TOU_CTabulation[[#This Row],[Base Rate]]","v":0},{"$f":"TOU_CTabulation[[#This Row],[Month Overbase Gen]]*TOU_CTabulation[[#This Row],[Over Rate]]","v":0},{"$f":"TOU_CTabulation[[#This Row],[Base Value]]+TOU_CTabulation[[#This Row],[Over Value]]","v":0}]
[1,13,1,0,0,3,1,0,3,0,0,{"$f":"TOU_CTabulation[[#This Row],[AC System Output (W)]]/1000","v":0},{"$f":"IF(A317=TOU_CTabulation[[#This Row],[Month]],M317+TOU_CTabulation[[#This Row],[AC System Output (kW)]],TOU_CTabulation[[#This Row],[AC System Output (kW)]])","v":171.93682699999997},{"$f":"VLOOKUP(TOU_CTabulation[[#This Row],[Month]],Season,2)","v":"Winter"},{"$f":"VLOOKUP(TOU_CTabulation[[#This Row],[Season]],CRate,2)","v":10.5},{"$f":"IF(A319>TOU_CTabulation[[#This Row],[Month]],TOU_CTabulation[[#This Row],[Day]]*TOU_CTabulation[[#This Row],[Base Allow]],0)","v":0},{"$f":"IF(A319>TOU_CTabulation[[#This Row],[Month]],TOU_CTabulation[[#This Row],[Month Cumm]],0)","v":0},{"$f":"IF(TOU_CTabulation[[#This Row],[Month Base Gen]]=0,0,TOU_CTabulation[[#This Row],[Month Base Gen]]-TOU_CTabulation[[#This Row],[Day]]*TOU_CTabulation[[#This Row],[Base Allow]])","v":0},{"$f":"VLOOKUP(TOU_CTabulation[[#This Row],[Hour]],daypart,2)","v":"All"},{"$f":"TOU_CTabulation[[#This Row],[Season]]&TOU_CTabulation[[#This Row],[Day-Part]]","v":"WinterAll"},{"$f":"VLOOKUP(TOU_CTabulation[[#This Row],[Daypart]],TOUC,2)","v":0.25901999999999997},{"$f":"VLOOKUP(TOU_CTabulation[[#This Row],[Daypart]],TOUC,3)","v":0.32596000000000003},{"$f":"TOU_CTabulation[[#This Row],[Month Base Allow]]*TOU_CTabulation[[#This Row],[Base Rate]]","v":0},{"$f":"TOU_CTabulation[[#This Row],[Month Overbase Gen]]*TOU_CTabulation[[#This Row],[Over Rate]]","v":0},{"$f":"TOU_CTabulation[[#This Row],[Base Value]]+TOU_CTabulation[[#This Row],[Over Value]]","v":0}]
[1,13,2,0,0,3,1,0,3,0,0,{"$f":"TOU_CTabulation[[#This Row],[AC System Output (W)]]/1000","v":0},{"$f":"IF(A318=TOU_CTabulation[[#This Row],[Month]],M318+TOU_CTabulation[[#This Row],[AC System Output (kW)]],TOU_CTabulation[[#This Row],[AC System Output (kW)]])","v":171.93682699999997},{"$f":"VLOOKUP(TOU_CTabulation[[#This Row],[Month]],Season,2)","v":"Winter"},{"$f":"VLOOKUP(TOU_CTabulation[[#This Row],[Season]],CRate,2)","v":10.5},{"$f":"IF(A320>TOU_CTabulation[[#This Row],[Month]],TOU_CTabulation[[#This Row],[Day]]*TOU_CTabulation[[#This Row],[Base Allow]],0)","v":0},{"$f":"IF(A320>TOU_CTabulation[[#This Row],[Month]],TOU_CTabulation[[#This Row],[Month Cumm]],0)","v":0},{"$f":"IF(TOU_CTabulation[[#This Row],[Month Base Gen]]=0,0,TOU_CTabulation[[#This Row],[Month Base Gen]]-TOU_CTabulation[[#This Row],[Day]]*TOU_CTabulation[[#This Row],[Base Allow]])","v":0},{"$f":"VLOOKUP(TOU_CTabulation[[#This Row],[Hour]],daypart,2)","v":"All"},{"$f":"TOU_CTabulation[[#This Row],[Season]]&TOU_CTabulation[[#This Row],[Day-Part]]","v":"WinterAll"},{"$f":"VLOOKUP(TOU_CTabulation[[#This Row],[Daypart]],TOUC,2)","v":0.25901999999999997},{"$f":"VLOOKUP(TOU_CTabulation[[#This Row],[Daypart]],TOUC,3)","v":0.32596000000000003},{"$f":"TOU_CTabulation[[#This Row],[Month Base Allow]]*TOU_CTabulation[[#This Row],[Base Rate]]","v":0},{"$f":"TOU_CTabulation[[#This Row],[Month Overbase Gen]]*TOU_CTabulation[[#This Row],[Over Rate]]","v":0},{"$f":"TOU_CTabulation[[#This Row],[Base Value]]+TOU_CTabulation[[#This Row],[Over Value]]","v":0}]
[1,13,3,0,0,3,1,0,3,0,0,{"$f":"TOU_CTabulation[[#This Row],[AC System Output (W)]]/1000","v":0},{"$f":"IF(A319=TOU_CTabulation[[#This Row],[Month]],M319+TOU_CTabulation[[#This Row],[AC System Output (kW)]],TOU_CTabulation[[#This Row],[AC System Output (kW)]])","v":171.93682699999997},{"$f":"VLOOKUP(TOU_CTabulation[[#This Row],[Month]],Season,2)","v":"Winter"},{"$f":"VLOOKUP(TOU_CTabulation[[#This Row],[Season]],CRate,2)","v":10.5},{"$f":"IF(A321>TOU_CTabulation[[#This Row],[Month]],TOU_CTabulation[[#This Row],[Day]]*TOU_CTabulation[[#This Row],[Base Allow]],0)","v":0},{"$f":"IF(A321>TOU_CTabulation[[#This Row],[Month]],TOU_CTabulation[[#This Row],[Month Cumm]],0)","v":0},{"$f":"IF(TOU_CTabulation[[#This Row],[Month Base Gen]]=0,0,TOU_CTabulation[[#This Row],[Month Base Gen]]-TOU_CTabulation[[#This Row],[Day]]*TOU_CTabulation[[#This Row],[Base Allow]])","v":0},{"$f":"VLOOKUP(TOU_CTabulation[[#This Row],[Hour]],daypart,2)","v":"All"},{"$f":"TOU_CTabulation[[#This Row],[Season]]&TOU_CTabulation[[#This Row],[Day-Part]]","v":"WinterAll"},{"$f":"VLOOKUP(TOU_CTabulation[[#This Row],[Daypart]],TOUC,2)","v":0.25901999999999997},{"$f":"VLOOKUP(TOU_CTabulation[[#This Row],[Daypart]],TOUC,3)","v":0.32596000000000003},{"$f":"TOU_CTabulation[[#This Row],[Month Base Allow]]*TOU_CTabulation[[#This Row],[Base Rate]]","v":0},{"$f":"TOU_CTabulation[[#This Row],[Month Overbase Gen]]*TOU_CTabulation[[#This Row],[Over Rate]]","v":0},{"$f":"TOU_CTabulation[[#This Row],[Base Value]]+TOU_CTabulation[[#This Row],[Over Value]]","v":0}]
[1,13,4,0,0,2,1,0,2,0,0,{"$f":"TOU_CTabulation[[#This Row],[AC System Output (W)]]/1000","v":0},{"$f":"IF(A320=TOU_CTabulation[[#This Row],[Month]],M320+TOU_CTabulation[[#This Row],[AC System Output (kW)]],TOU_CTabulation[[#This Row],[AC System Output (kW)]])","v":171.93682699999997},{"$f":"VLOOKUP(TOU_CTabulation[[#This Row],[Month]],Season,2)","v":"Winter"},{"$f":"VLOOKUP(TOU_CTabulation[[#This Row],[Season]],CRate,2)","v":10.5},{"$f":"IF(A322>TOU_CTabulation[[#This Row],[Month]],TOU_CTabulation[[#This Row],[Day]]*TOU_CTabulation[[#This Row],[Base Allow]],0)","v":0},{"$f":"IF(A322>TOU_CTabulation[[#This Row],[Month]],TOU_CTabulation[[#This Row],[Month Cumm]],0)","v":0},{"$f":"IF(TOU_CTabulation[[#This Row],[Month Base Gen]]=0,0,TOU_CTabulation[[#This Row],[Month Base Gen]]-TOU_CTabulation[[#This Row],[Day]]*TOU_CTabulation[[#This Row],[Base Allow]])","v":0},{"$f":"VLOOKUP(TOU_CTabulation[[#This Row],[Hour]],daypart,2)","v":"All"},{"$f":"TOU_CTabulation[[#This Row],[Season]]&TOU_CTabulation[[#This Row],[Day-Part]]","v":"WinterAll"},{"$f":"VLOOKUP(TOU_CTabulation[[#This Row],[Daypart]],TOUC,2)","v":0.25901999999999997},{"$f":"VLOOKUP(TOU_CTabulation[[#This Row],[Daypart]],TOUC,3)","v":0.32596000000000003},{"$f":"TOU_CTabulation[[#This Row],[Month Base Allow]]*TOU_CTabulation[[#This Row],[Base Rate]]","v":0},{"$f":"TOU_CTabulation[[#This Row],[Month Overbase Gen]]*TOU_CTabulation[[#This Row],[Over Rate]]","v":0},{"$f":"TOU_CTabulation[[#This Row],[Base Value]]+TOU_CTabulation[[#This Row],[Over Value]]","v":0}]
[1,13,5,0,0,2,1,0,2,0,0,{"$f":"TOU_CTabulation[[#This Row],[AC System Output (W)]]/1000","v":0},{"$f":"IF(A321=TOU_CTabulation[[#This Row],[Month]],M321+TOU_CTabulation[[#This Row],[AC System Output (kW)]],TOU_CTabulation[[#This Row],[AC System Output (kW)]])","v":171.93682699999997},{"$f":"VLOOKUP(TOU_CTabulation[[#This Row],[Month]],Season,2)","v":"Winter"},{"$f":"VLOOKUP(TOU_CTabulation[[#This Row],[Season]],CRate,2)","v":10.5},{"$f":"IF(A323>TOU_CTabulation[[#This Row],[Month]],TOU_CTabulation[[#This Row],[Day]]*TOU_CTabulation[[#This Row],[Base Allow]],0)","v":0},{"$f":"IF(A323>TOU_CTabulation[[#This Row],[Month]],TOU_CTabulation[[#This Row],[Month Cumm]],0)","v":0},{"$f":"IF(TOU_CTabulation[[#This Row],[Month Base Gen]]=0,0,TOU_CTabulation[[#This Row],[Month Base Gen]]-TOU_CTabulation[[#This Row],[Day]]*TOU_CTabulation[[#This Row],[Base Allow]])","v":0},{"$f":"VLOOKUP(TOU_CTabulation[[#This Row],[Hour]],daypart,2)","v":"All"},{"$f":"TOU_CTabulation[[#This Row],[Season]]&TOU_CTabulation[[#This Row],[Day-Part]]","v":"WinterAll"},{"$f":"VLOOKUP(TOU_CTabulation[[#This Row],[Daypart]],TOUC,2)","v":0.25901999999999997},{"$f":"VLOOKUP(TOU_CTabulation[[#This Row],[Daypart]],TOUC,3)","v":0.32596000000000003},{"$f":"TOU_CTabulation[[#This Row],[Month Base Allow]]*TOU_CTabulation[[#This Row],[Base Rate]]","v":0},{"$f":"TOU_CTabulation[[#This Row],[Month Overbase Gen]]*TOU_CTabulation[[#This Row],[Over Rate]]","v":0},{"$f":"TOU_CTabulation[[#This Row],[Base Value]]+TOU_CTabulation[[#This Row],[Over Value]]","v":0}]
[1,13,6,0,0,2,1,0,2,0,0,{"$f":"TOU_CTabulation[[#This Row],[AC System Output (W)]]/1000","v":0},{"$f":"IF(A322=TOU_CTabulation[[#This Row],[Month]],M322+TOU_CTabulation[[#This Row],[AC System Output (kW)]],TOU_CTabulation[[#This Row],[AC System Output (kW)]])","v":171.93682699999997},{"$f":"VLOOKUP(TOU_CTabulation[[#This Row],[Month]],Season,2)","v":"Winter"},{"$f":"VLOOKUP(TOU_CTabulation[[#This Row],[Season]],CRate,2)","v":10.5},{"$f":"IF(A324>TOU_CTabulation[[#This Row],[Month]],TOU_CTabulation[[#This Row],[Day]]*TOU_CTabulation[[#This Row],[Base Allow]],0)","v":0},{"$f":"IF(A324>TOU_CTabulation[[#This Row],[Month]],TOU_CTabulation[[#This Row],[Month Cumm]],0)","v":0},{"$f":"IF(TOU_CTabulation[[#This Row],[Month Base Gen]]=0,0,TOU_CTabulation[[#This Row],[Month Base Gen]]-TOU_CTabulation[[#This Row],[Day]]*TOU_CTabulation[[#This Row],[Base Allow]])","v":0},{"$f":"VLOOKUP(TOU_CTabulation[[#This Row],[Hour]],daypart,2)","v":"All"},{"$f":"TOU_CTabulation[[#This Row],[Season]]&TOU_CTabulation[[#This Row],[Day-Part]]","v":"WinterAll"},{"$f":"VLOOKUP(TOU_CTabulation[[#This Row],[Daypart]],TOUC,2)","v":0.25901999999999997},{"$f":"VLOOKUP(TOU_CTabulation[[#This Row],[Daypart]],TOUC,3)","v":0.32596000000000003},{"$f":"TOU_CTabulation[[#This Row],[Month Base Allow]]*TOU_CTabulation[[#This Row],[Base Rate]]","v":0},{"$f":"TOU_CTabulation[[#This Row],[Month Overbase Gen]]*TOU_CTabulation[[#This Row],[Over Rate]]","v":0},{"$f":"TOU_CTabulation[[#This Row],[Base Value]]+TOU_CTabulation[[#This Row],[Over Value]]","v":0}]
[1,13,7,0,6,4,1,5.673,1.4039999999999999,21.66,0.86,{"$f":"TOU_CTabulation[[#This Row],[AC System Output (W)]]/1000","v":8.5999999999999998E-4},{"$f":"IF(A323=TOU_CTabulation[[#This Row],[Month]],M323+TOU_CTabulation[[#This Row],[AC System Output (kW)]],TOU_CTabulation[[#This Row],[AC System Output (kW)]])","v":171.93768699999995},{"$f":"VLOOKUP(TOU_CTabulation[[#This Row],[Month]],Season,2)","v":"Winter"},{"$f":"VLOOKUP(TOU_CTabulation[[#This Row],[Season]],CRate,2)","v":10.5},{"$f":"IF(A325>TOU_CTabulation[[#This Row],[Month]],TOU_CTabulation[[#This Row],[Day]]*TOU_CTabulation[[#This Row],[Base Allow]],0)","v":0},{"$f":"IF(A325>TOU_CTabulation[[#This Row],[Month]],TOU_CTabulation[[#This Row],[Month Cumm]],0)","v":0},{"$f":"IF(TOU_CTabulation[[#This Row],[Month Base Gen]]=0,0,TOU_CTabulation[[#This Row],[Month Base Gen]]-TOU_CTabulation[[#This Row],[Day]]*TOU_CTabulation[[#This Row],[Base Allow]])","v":0},{"$f":"VLOOKUP(TOU_CTabulation[[#This Row],[Hour]],daypart,2)","v":"All"},{"$f":"TOU_CTabulation[[#This Row],[Season]]&TOU_CTabulation[[#This Row],[Day-Part]]","v":"WinterAll"},{"$f":"VLOOKUP(TOU_CTabulation[[#This Row],[Daypart]],TOUC,2)","v":0.25901999999999997},{"$f":"VLOOKUP(TOU_CTabulation[[#This Row],[Daypart]],TOUC,3)","v":0.32596000000000003},{"$f":"TOU_CTabulation[[#This Row],[Month Base Allow]]*TOU_CTabulation[[#This Row],[Base Rate]]","v":0},{"$f":"TOU_CTabulation[[#This Row],[Month Overbase Gen]]*TOU_CTabulation[[#This Row],[Over Rate]]","v":0},{"$f":"TOU_CTabulation[[#This Row],[Base Value]]+TOU_CTabulation[[#This Row],[Over Value]]","v":0}]
[1,13,8,0,47,7,2,44.609000000000002,6.1109999999999998,166.922,143.38300000000001,{"$f":"TOU_CTabulation[[#This Row],[AC System Output (W)]]/1000","v":0.14338300000000001},{"$f":"IF(A324=TOU_CTabulation[[#This Row],[Month]],M324+TOU_CTabulation[[#This Row],[AC System Output (kW)]],TOU_CTabulation[[#This Row],[AC System Output (kW)]])","v":172.08106999999995},{"$f":"VLOOKUP(TOU_CTabulation[[#This Row],[Month]],Season,2)","v":"Winter"},{"$f":"VLOOKUP(TOU_CTabulation[[#This Row],[Season]],CRate,2)","v":10.5},{"$f":"IF(A326>TOU_CTabulation[[#This Row],[Month]],TOU_CTabulation[[#This Row],[Day]]*TOU_CTabulation[[#This Row],[Base Allow]],0)","v":0},{"$f":"IF(A326>TOU_CTabulation[[#This Row],[Month]],TOU_CTabulation[[#This Row],[Month Cumm]],0)","v":0},{"$f":"IF(TOU_CTabulation[[#This Row],[Month Base Gen]]=0,0,TOU_CTabulation[[#This Row],[Month Base Gen]]-TOU_CTabulation[[#This Row],[Day]]*TOU_CTabulation[[#This Row],[Base Allow]])","v":0},{"$f":"VLOOKUP(TOU_CTabulation[[#This Row],[Hour]],daypart,2)","v":"All"},{"$f":"TOU_CTabulation[[#This Row],[Season]]&TOU_CTabulation[[#This Row],[Day-Part]]","v":"WinterAll"},{"$f":"VLOOKUP(TOU_CTabulation[[#This Row],[Daypart]],TOUC,2)","v":0.25901999999999997},{"$f":"VLOOKUP(TOU_CTabulation[[#This Row],[Daypart]],TOUC,3)","v":0.32596000000000003},{"$f":"TOU_CTabulation[[#This Row],[Month Base Allow]]*TOU_CTabulation[[#This Row],[Base Rate]]","v":0},{"$f":"TOU_CTabulation[[#This Row],[Month Overbase Gen]]*TOU_CTabulation[[#This Row],[Over Rate]]","v":0},{"$f":"TOU_CTabulation[[#This Row],[Base Value]]+TOU_CTabulation[[#This Row],[Over Value]]","v":0}]
[1,13,9,0,105,9,2,102.59099999999999,9.9260000000000002,377.56400000000002,349.70299999999997,{"$f":"TOU_CTabulation[[#This Row],[AC System Output (W)]]/1000","v":0.34970299999999999},{"$f":"IF(A325=TOU_CTabulation[[#This Row],[Month]],M325+TOU_CTabulation[[#This Row],[AC System Output (kW)]],TOU_CTabulation[[#This Row],[AC System Output (kW)]])","v":172.43077299999996},{"$f":"VLOOKUP(TOU_CTabulation[[#This Row],[Month]],Season,2)","v":"Winter"},{"$f":"VLOOKUP(TOU_CTabulation[[#This Row],[Season]],CRate,2)","v":10.5},{"$f":"IF(A327>TOU_CTabulation[[#This Row],[Month]],TOU_CTabulation[[#This Row],[Day]]*TOU_CTabulation[[#This Row],[Base Allow]],0)","v":0},{"$f":"IF(A327>TOU_CTabulation[[#This Row],[Month]],TOU_CTabulation[[#This Row],[Month Cumm]],0)","v":0},{"$f":"IF(TOU_CTabulation[[#This Row],[Month Base Gen]]=0,0,TOU_CTabulation[[#This Row],[Month Base Gen]]-TOU_CTabulation[[#This Row],[Day]]*TOU_CTabulation[[#This Row],[Base Allow]])","v":0},{"$f":"VLOOKUP(TOU_CTabulation[[#This Row],[Hour]],daypart,2)","v":"All"},{"$f":"TOU_CTabulation[[#This Row],[Season]]&TOU_CTabulation[[#This Row],[Day-Part]]","v":"WinterAll"},{"$f":"VLOOKUP(TOU_CTabulation[[#This Row],[Daypart]],TOUC,2)","v":0.25901999999999997},{"$f":"VLOOKUP(TOU_CTabulation[[#This Row],[Daypart]],TOUC,3)","v":0.32596000000000003},{"$f":"TOU_CTabulation[[#This Row],[Month Base Allow]]*TOU_CTabulation[[#This Row],[Base Rate]]","v":0},{"$f":"TOU_CTabulation[[#This Row],[Month Overbase Gen]]*TOU_CTabulation[[#This Row],[Over Rate]]","v":0},{"$f":"TOU_CTabulation[[#This Row],[Base Value]]+TOU_CTabulation[[#This Row],[Over Value]]","v":0}]
[1,13,10,59,201,12,2,255.62899999999999,17.404,908.19899999999996,867.62400000000002,{"$f":"TOU_CTabulation[[#This Row],[AC System Output (W)]]/1000","v":0.86762400000000006},{"$f":"IF(A326=TOU_CTabulation[[#This Row],[Month]],M326+TOU_CTabulation[[#This Row],[AC System Output (kW)]],TOU_CTabulation[[#This Row],[AC System Output (kW)]])","v":173.29839699999997},{"$f":"VLOOKUP(TOU_CTabulation[[#This Row],[Month]],Season,2)","v":"Winter"},{"$f":"VLOOKUP(TOU_CTabulation[[#This Row],[Season]],CRate,2)","v":10.5},{"$f":"IF(A328>TOU_CTabulation[[#This Row],[Month]],TOU_CTabulation[[#This Row],[Day]]*TOU_CTabulation[[#This Row],[Base Allow]],0)","v":0},{"$f":"IF(A328>TOU_CTabulation[[#This Row],[Month]],TOU_CTabulation[[#This Row],[Month Cumm]],0)","v":0},{"$f":"IF(TOU_CTabulation[[#This Row],[Month Base Gen]]=0,0,TOU_CTabulation[[#This Row],[Month Base Gen]]-TOU_CTabulation[[#This Row],[Day]]*TOU_CTabulation[[#This Row],[Base Allow]])","v":0},{"$f":"VLOOKUP(TOU_CTabulation[[#This Row],[Hour]],daypart,2)","v":"All"},{"$f":"TOU_CTabulation[[#This Row],[Season]]&TOU_CTabulation[[#This Row],[Day-Part]]","v":"WinterAll"},{"$f":"VLOOKUP(TOU_CTabulation[[#This Row],[Daypart]],TOUC,2)","v":0.25901999999999997},{"$f":"VLOOKUP(TOU_CTabulation[[#This Row],[Daypart]],TOUC,3)","v":0.32596000000000003},{"$f":"TOU_CTabulation[[#This Row],[Month Base Allow]]*TOU_CTabulation[[#This Row],[Base Rate]]","v":0},{"$f":"TOU_CTabulation[[#This Row],[Month Overbase Gen]]*TOU_CTabulation[[#This Row],[Over Rate]]","v":0},{"$f":"TOU_CTabulation[[#This Row],[Base Value]]+TOU_CTabulation[[#This Row],[Over Value]]","v":0}]
[1,13,11,918,76,13,1,819.35199999999998,37.353000000000002,2638.989,2538.7510000000002,{"$f":"TOU_CTabulation[[#This Row],[AC System Output (W)]]/1000","v":2.5387510000000004},{"$f":"IF(A327=TOU_CTabulation[[#This Row],[Month]],M327+TOU_CTabulation[[#This Row],[AC System Output (kW)]],TOU_CTabulation[[#This Row],[AC System Output (kW)]])","v":175.83714799999996},{"$f":"VLOOKUP(TOU_CTabulation[[#This Row],[Month]],Season,2)","v":"Winter"},{"$f":"VLOOKUP(TOU_CTabulation[[#This Row],[Season]],CRate,2)","v":10.5},{"$f":"IF(A329>TOU_CTabulation[[#This Row],[Month]],TOU_CTabulation[[#This Row],[Day]]*TOU_CTabulation[[#This Row],[Base Allow]],0)","v":0},{"$f":"IF(A329>TOU_CTabulation[[#This Row],[Month]],TOU_CTabulation[[#This Row],[Month Cumm]],0)","v":0},{"$f":"IF(TOU_CTabulation[[#This Row],[Month Base Gen]]=0,0,TOU_CTabulation[[#This Row],[Month Base Gen]]-TOU_CTabulation[[#This Row],[Day]]*TOU_CTabulation[[#This Row],[Base Allow]])","v":0},{"$f":"VLOOKUP(TOU_CTabulation[[#This Row],[Hour]],daypart,2)","v":"All"},{"$f":"TOU_CTabulation[[#This Row],[Season]]&TOU_CTabulation[[#This Row],[Day-Part]]","v":"WinterAll"},{"$f":"VLOOKUP(TOU_CTabulation[[#This Row],[Daypart]],TOUC,2)","v":0.25901999999999997},{"$f":"VLOOKUP(TOU_CTabulation[[#This Row],[Daypart]],TOUC,3)","v":0.32596000000000003},{"$f":"TOU_CTabulation[[#This Row],[Month Base Allow]]*TOU_CTabulation[[#This Row],[Base Rate]]","v":0},{"$f":"TOU_CTabulation[[#This Row],[Month Overbase Gen]]*TOU_CTabulation[[#This Row],[Over Rate]]","v":0},{"$f":"TOU_CTabulation[[#This Row],[Base Value]]+TOU_CTabulation[[#This Row],[Over Value]]","v":0}]
[1,13,12,921,77,14,1,833.88099999999997,41.052,2637.819,2537.6309999999999,{"$f":"TOU_CTabulation[[#This Row],[AC System Output (W)]]/1000","v":2.5376309999999997},{"$f":"IF(A328=TOU_CTabulation[[#This Row],[Month]],M328+TOU_CTabulation[[#This Row],[AC System Output (kW)]],TOU_CTabulation[[#This Row],[AC System Output (kW)]])","v":178.37477899999996},{"$f":"VLOOKUP(TOU_CTabulation[[#This Row],[Month]],Season,2)","v":"Winter"},{"$f":"VLOOKUP(TOU_CTabulation[[#This Row],[Season]],CRate,2)","v":10.5},{"$f":"IF(A330>TOU_CTabulation[[#This Row],[Month]],TOU_CTabulation[[#This Row],[Day]]*TOU_CTabulation[[#This Row],[Base Allow]],0)","v":0},{"$f":"IF(A330>TOU_CTabulation[[#This Row],[Month]],TOU_CTabulation[[#This Row],[Month Cumm]],0)","v":0},{"$f":"IF(TOU_CTabulation[[#This Row],[Month Base Gen]]=0,0,TOU_CTabulation[[#This Row],[Month Base Gen]]-TOU_CTabulation[[#This Row],[Day]]*TOU_CTabulation[[#This Row],[Base Allow]])","v":0},{"$f":"VLOOKUP(TOU_CTabulation[[#This Row],[Hour]],daypart,2)","v":"All"},{"$f":"TOU_CTabulation[[#This Row],[Season]]&TOU_CTabulation[[#This Row],[Day-Part]]","v":"WinterAll"},{"$f":"VLOOKUP(TOU_CTabulation[[#This Row],[Daypart]],TOUC,2)","v":0.25901999999999997},{"$f":"VLOOKUP(TOU_CTabulation[[#This Row],[Daypart]],TOUC,3)","v":0.32596000000000003},{"$f":"TOU_CTabulation[[#This Row],[Month Base Allow]]*TOU_CTabulation[[#This Row],[Base Rate]]","v":0},{"$f":"TOU_CTabulation[[#This Row],[Month Overbase Gen]]*TOU_CTabulation[[#This Row],[Over Rate]]","v":0},{"$f":"TOU_CTabulation[[#This Row],[Base Value]]+TOU_CTabulation[[#This Row],[Over Value]]","v":0}]
[1,13,13,900,74,15,1,769.34,40.234000000000002,2436.826,2344.9940000000001,{"$f":"TOU_CTabulation[[#This Row],[AC System Output (W)]]/1000","v":2.3449940000000002},{"$f":"IF(A329=TOU_CTabulation[[#This Row],[Month]],M329+TOU_CTabulation[[#This Row],[AC System Output (kW)]],TOU_CTabulation[[#This Row],[AC System Output (kW)]])","v":180.71977299999998},{"$f":"VLOOKUP(TOU_CTabulation[[#This Row],[Month]],Season,2)","v":"Winter"},{"$f":"VLOOKUP(TOU_CTabulation[[#This Row],[Season]],CRate,2)","v":10.5},{"$f":"IF(A331>TOU_CTabulation[[#This Row],[Month]],TOU_CTabulation[[#This Row],[Day]]*TOU_CTabulation[[#This Row],[Base Allow]],0)","v":0},{"$f":"IF(A331>TOU_CTabulation[[#This Row],[Month]],TOU_CTabulation[[#This Row],[Month Cumm]],0)","v":0},{"$f":"IF(TOU_CTabulation[[#This Row],[Month Base Gen]]=0,0,TOU_CTabulation[[#This Row],[Month Base Gen]]-TOU_CTabulation[[#This Row],[Day]]*TOU_CTabulation[[#This Row],[Base Allow]])","v":0},{"$f":"VLOOKUP(TOU_CTabulation[[#This Row],[Hour]],daypart,2)","v":"All"},{"$f":"TOU_CTabulation[[#This Row],[Season]]&TOU_CTabulation[[#This Row],[Day-Part]]","v":"WinterAll"},{"$f":"VLOOKUP(TOU_CTabulation[[#This Row],[Daypart]],TOUC,2)","v":0.25901999999999997},{"$f":"VLOOKUP(TOU_CTabulation[[#This Row],[Daypart]],TOUC,3)","v":0.32596000000000003},{"$f":"TOU_CTabulation[[#This Row],[Month Base Allow]]*TOU_CTabulation[[#This Row],[Base Rate]]","v":0},{"$f":"TOU_CTabulation[[#This Row],[Month Overbase Gen]]*TOU_CTabulation[[#This Row],[Over Rate]]","v":0},{"$f":"TOU_CTabulation[[#This Row],[Base Value]]+TOU_CTabulation[[#This Row],[Over Value]]","v":0}]
[1,13,14,846,67,14,1,634.47900000000004,35.173000000000002,2040.1179999999999,1963.675,{"$f":"TOU_CTabulation[[#This Row],[AC System Output (W)]]/1000","v":1.9636750000000001},{"$f":"IF(A330=TOU_CTabulation[[#This Row],[Month]],M330+TOU_CTabulation[[#This Row],[AC System Output (kW)]],TOU_CTabulation[[#This Row],[AC System Output (kW)]])","v":182.68344799999997},{"$f":"VLOOKUP(TOU_CTabulation[[#This Row],[Month]],Season,2)","v":"Winter"},{"$f":"VLOOKUP(TOU_CTabulation[[#This Row],[Season]],CRate,2)","v":10.5},{"$f":"IF(A332>TOU_CTabulation[[#This Row],[Month]],TOU_CTabulation[[#This Row],[Day]]*TOU_CTabulation[[#This Row],[Base Allow]],0)","v":0},{"$f":"IF(A332>TOU_CTabulation[[#This Row],[Month]],TOU_CTabulation[[#This Row],[Month Cumm]],0)","v":0},{"$f":"IF(TOU_CTabulation[[#This Row],[Month Base Gen]]=0,0,TOU_CTabulation[[#This Row],[Month Base Gen]]-TOU_CTabulation[[#This Row],[Day]]*TOU_CTabulation[[#This Row],[Base Allow]])","v":0},{"$f":"VLOOKUP(TOU_CTabulation[[#This Row],[Hour]],daypart,2)","v":"All"},{"$f":"TOU_CTabulation[[#This Row],[Season]]&TOU_CTabulation[[#This Row],[Day-Part]]","v":"WinterAll"},{"$f":"VLOOKUP(TOU_CTabulation[[#This Row],[Daypart]],TOUC,2)","v":0.25901999999999997},{"$f":"VLOOKUP(TOU_CTabulation[[#This Row],[Daypart]],TOUC,3)","v":0.32596000000000003},{"$f":"TOU_CTabulation[[#This Row],[Month Base Allow]]*TOU_CTabulation[[#This Row],[Base Rate]]","v":0},{"$f":"TOU_CTabulation[[#This Row],[Month Overbase Gen]]*TOU_CTabulation[[#This Row],[Over Rate]]","v":0},{"$f":"TOU_CTabulation[[#This Row],[Base Value]]+TOU_CTabulation[[#This Row],[Over Value]]","v":0}]
[1,13,15,734,55,12,1,431.36399999999998,26.643999999999998,1398.8789999999999,1344.2180000000001,{"$f":"TOU_CTabulation[[#This Row],[AC System Output (W)]]/1000","v":1.3442180000000001},{"$f":"IF(A331=TOU_CTabulation[[#This Row],[Month]],M331+TOU_CTabulation[[#This Row],[AC System Output (kW)]],TOU_CTabulation[[#This Row],[AC System Output (kW)]])","v":184.02766599999998},{"$f":"VLOOKUP(TOU_CTabulation[[#This Row],[Month]],Season,2)","v":"Winter"},{"$f":"VLOOKUP(TOU_CTabulation[[#This Row],[Season]],CRate,2)","v":10.5},{"$f":"IF(A333>TOU_CTabulation[[#This Row],[Month]],TOU_CTabulation[[#This Row],[Day]]*TOU_CTabulation[[#This Row],[Base Allow]],0)","v":0},{"$f":"IF(A333>TOU_CTabulation[[#This Row],[Month]],TOU_CTabulation[[#This Row],[Month Cumm]],0)","v":0},{"$f":"IF(TOU_CTabulation[[#This Row],[Month Base Gen]]=0,0,TOU_CTabulation[[#This Row],[Month Base Gen]]-TOU_CTabulation[[#This Row],[Day]]*TOU_CTabulation[[#This Row],[Base Allow]])","v":0},{"$f":"VLOOKUP(TOU_CTabulation[[#This Row],[Hour]],daypart,2)","v":"All"},{"$f":"TOU_CTabulation[[#This Row],[Season]]&TOU_CTabulation[[#This Row],[Day-Part]]","v":"WinterAll"},{"$f":"VLOOKUP(TOU_CTabulation[[#This Row],[Daypart]],TOUC,2)","v":0.25901999999999997},{"$f":"VLOOKUP(TOU_CTabulation[[#This Row],[Daypart]],TOUC,3)","v":0.32596000000000003},{"$f":"TOU_CTabulation[[#This Row],[Month Base Allow]]*TOU_CTabulation[[#This Row],[Base Rate]]","v":0},{"$f":"TOU_CTabulation[[#This Row],[Month Overbase Gen]]*TOU_CTabulation[[#This Row],[Over Rate]]","v":0},{"$f":"TOU_CTabulation[[#This Row],[Base Value]]+TOU_CTabulation[[#This Row],[Over Value]]","v":0}]
[1,13,16,431,34,9,1,175.447,14.667,546.94200000000001,515.30799999999999,{"$f":"TOU_CTabulation[[#This Row],[AC System Output (W)]]/1000","v":0.51530799999999999},{"$f":"IF(A332=TOU_CTabulation[[#This Row],[Month]],M332+TOU_CTabulation[[#This Row],[AC System Output (kW)]],TOU_CTabulation[[#This Row],[AC System Output (kW)]])","v":184.54297399999999},{"$f":"VLOOKUP(TOU_CTabulation[[#This Row],[Month]],Season,2)","v":"Winter"},{"$f":"VLOOKUP(TOU_CTabulation[[#This Row],[Season]],CRate,2)","v":10.5},{"$f":"IF(A334>TOU_CTabulation[[#This Row],[Month]],TOU_CTabulation[[#This Row],[Day]]*TOU_CTabulation[[#This Row],[Base Allow]],0)","v":0},{"$f":"IF(A334>TOU_CTabulation[[#This Row],[Month]],TOU_CTabulation[[#This Row],[Month Cumm]],0)","v":0},{"$f":"IF(TOU_CTabulation[[#This Row],[Month Base Gen]]=0,0,TOU_CTabulation[[#This Row],[Month Base Gen]]-TOU_CTabulation[[#This Row],[Day]]*TOU_CTabulation[[#This Row],[Base Allow]])","v":0},{"$f":"VLOOKUP(TOU_CTabulation[[#This Row],[Hour]],daypart,2)","v":"All"},{"$f":"TOU_CTabulation[[#This Row],[Season]]&TOU_CTabulation[[#This Row],[Day-Part]]","v":"WinterAll"},{"$f":"VLOOKUP(TOU_CTabulation[[#This Row],[Daypart]],TOUC,2)","v":0.25901999999999997},{"$f":"VLOOKUP(TOU_CTabulation[[#This Row],[Daypart]],TOUC,3)","v":0.32596000000000003},{"$f":"TOU_CTabulation[[#This Row],[Month Base Allow]]*TOU_CTabulation[[#This Row],[Base Rate]]","v":0},{"$f":"TOU_CTabulation[[#This Row],[Month Overbase Gen]]*TOU_CTabulation[[#This Row],[Over Rate]]","v":0},{"$f":"TOU_CTabulation[[#This Row],[Base Value]]+TOU_CTabulation[[#This Row],[Over Value]]","v":0}]
[1,13,17,0,0,7,1,0,7,0,0,{"$f":"TOU_CTabulation[[#This Row],[AC System Output (W)]]/1000","v":0},{"$f":"IF(A333=TOU_CTabulation[[#This Row],[Month]],M333+TOU_CTabulation[[#This Row],[AC System Output (kW)]],TOU_CTabulation[[#This Row],[AC System Output (kW)]])","v":184.54297399999999},{"$f":"VLOOKUP(TOU_CTabulation[[#This Row],[Month]],Season,2)","v":"Winter"},{"$f":"VLOOKUP(TOU_CTabulation[[#This Row],[Season]],CRate,2)","v":10.5},{"$f":"IF(A335>TOU_CTabulation[[#This Row],[Month]],TOU_CTabulation[[#This Row],[Day]]*TOU_CTabulation[[#This Row],[Base Allow]],0)","v":0},{"$f":"IF(A335>TOU_CTabulation[[#This Row],[Month]],TOU_CTabulation[[#This Row],[Month Cumm]],0)","v":0},{"$f":"IF(TOU_CTabulation[[#This Row],[Month Base Gen]]=0,0,TOU_CTabulation[[#This Row],[Month Base Gen]]-TOU_CTabulation[[#This Row],[Day]]*TOU_CTabulation[[#This Row],[Base Allow]])","v":0},{"$f":"VLOOKUP(TOU_CTabulation[[#This Row],[Hour]],daypart,2)","v":"All"},{"$f":"TOU_CTabulation[[#This Row],[Season]]&TOU_CTabulation[[#This Row],[Day-Part]]","v":"WinterAll"},{"$f":"VLOOKUP(TOU_CTabulation[[#This Row],[Daypart]],TOUC,2)","v":0.25901999999999997},{"$f":"VLOOKUP(TOU_CTabulation[[#This Row],[Daypart]],TOUC,3)","v":0.32596000000000003},{"$f":"TOU_CTabulation[[#This Row],[Month Base Allow]]*TOU_CTabulation[[#This Row],[Base Rate]]","v":0},{"$f":"TOU_CTabulation[[#This Row],[Month Overbase Gen]]*TOU_CTabulation[[#This Row],[Over Rate]]","v":0},{"$f":"TOU_CTabulation[[#This Row],[Base Value]]+TOU_CTabulation[[#This Row],[Over Value]]","v":0}]
[1,13,18,0,0,6,1,0,6,0,0,{"$f":"TOU_CTabulation[[#This Row],[AC System Output (W)]]/1000","v":0},{"$f":"IF(A334=TOU_CTabulation[[#This Row],[Month]],M334+TOU_CTabulation[[#This Row],[AC System Output (kW)]],TOU_CTabulation[[#This Row],[AC System Output (kW)]])","v":184.54297399999999},{"$f":"VLOOKUP(TOU_CTabulation[[#This Row],[Month]],Season,2)","v":"Winter"},{"$f":"VLOOKUP(TOU_CTabulation[[#This Row],[Season]],CRate,2)","v":10.5},{"$f":"IF(A336>TOU_CTabulation[[#This Row],[Month]],TOU_CTabulation[[#This Row],[Day]]*TOU_CTabulation[[#This Row],[Base Allow]],0)","v":0},{"$f":"IF(A336>TOU_CTabulation[[#This Row],[Month]],TOU_CTabulation[[#This Row],[Month Cumm]],0)","v":0},{"$f":"IF(TOU_CTabulation[[#This Row],[Month Base Gen]]=0,0,TOU_CTabulation[[#This Row],[Month Base Gen]]-TOU_CTabulation[[#This Row],[Day]]*TOU_CTabulation[[#This Row],[Base Allow]])","v":0},{"$f":"VLOOKUP(TOU_CTabulation[[#This Row],[Hour]],daypart,2)","v":"All"},{"$f":"TOU_CTabulation[[#This Row],[Season]]&TOU_CTabulation[[#This Row],[Day-Part]]","v":"WinterAll"},{"$f":"VLOOKUP(TOU_CTabulation[[#This Row],[Daypart]],TOUC,2)","v":0.25901999999999997},{"$f":"VLOOKUP(TOU_CTabulation[[#This Row],[Daypart]],TOUC,3)","v":0.32596000000000003},{"$f":"TOU_CTabulation[[#This Row],[Month Base Allow]]*TOU_CTabulation[[#This Row],[Base Rate]]","v":0},{"$f":"TOU_CTabulation[[#This Row],[Month Overbase Gen]]*TOU_CTabulation[[#This Row],[Over Rate]]","v":0},{"$f":"TOU_CTabulation[[#This Row],[Base Value]]+TOU_CTabulation[[#This Row],[Over Value]]","v":0}]
[1,13,19,0,0,6,2,0,6,0,0,{"$f":"TOU_CTabulation[[#This Row],[AC System Output (W)]]/1000","v":0},{"$f":"IF(A335=TOU_CTabulation[[#This Row],[Month]],M335+TOU_CTabulation[[#This Row],[AC System Output (kW)]],TOU_CTabulation[[#This Row],[AC System Output (kW)]])","v":184.54297399999999},{"$f":"VLOOKUP(TOU_CTabulation[[#This Row],[Month]],Season,2)","v":"Winter"},{"$f":"VLOOKUP(TOU_CTabulation[[#This Row],[Season]],CRate,2)","v":10.5},{"$f":"IF(A337>TOU_CTabulation[[#This Row],[Month]],TOU_CTabulation[[#This Row],[Day]]*TOU_CTabulation[[#This Row],[Base Allow]],0)","v":0},{"$f":"IF(A337>TOU_CTabulation[[#This Row],[Month]],TOU_CTabulation[[#This Row],[Month Cumm]],0)","v":0},{"$f":"IF(TOU_CTabulation[[#This Row],[Month Base Gen]]=0,0,TOU_CTabulation[[#This Row],[Month Base Gen]]-TOU_CTabulation[[#This Row],[Day]]*TOU_CTabulation[[#This Row],[Base Allow]])","v":0},{"$f":"VLOOKUP(TOU_CTabulation[[#This Row],[Hour]],daypart,2)","v":"All"},{"$f":"TOU_CTabulation[[#This Row],[Season]]&TOU_CTabulation[[#This Row],[Day-Part]]","v":"WinterAll"},{"$f":"VLOOKUP(TOU_CTabulation[[#This Row],[Daypart]],TOUC,2)","v":0.25901999999999997},{"$f":"VLOOKUP(TOU_CTabulation[[#This Row],[Daypart]],TOUC,3)","v":0.32596000000000003},{"$f":"TOU_CTabulation[[#This Row],[Month Base Allow]]*TOU_CTabulation[[#This Row],[Base Rate]]","v":0},{"$f":"TOU_CTabulation[[#This Row],[Month Overbase Gen]]*TOU_CTabulation[[#This Row],[Over Rate]]","v":0},{"$f":"TOU_CTabulation[[#This Row],[Base Value]]+TOU_CTabulation[[#This Row],[Over Value]]","v":0}]
[1,13,20,0,0,5,2,0,5,0,0,{"$f":"TOU_CTabulation[[#This Row],[AC System Output (W)]]/1000","v":0},{"$f":"IF(A336=TOU_CTabulation[[#This Row],[Month]],M336+TOU_CTabulation[[#This Row],[AC System Output (kW)]],TOU_CTabulation[[#This Row],[AC System Output (kW)]])","v":184.54297399999999},{"$f":"VLOOKUP(TOU_CTabulation[[#This Row],[Month]],Season,2)","v":"Winter"},{"$f":"VLOOKUP(TOU_CTabulation[[#This Row],[Season]],CRate,2)","v":10.5},{"$f":"IF(A338>TOU_CTabulation[[#This Row],[Month]],TOU_CTabulation[[#This Row],[Day]]*TOU_CTabulation[[#This Row],[Base Allow]],0)","v":0},{"$f":"IF(A338>TOU_CTabulation[[#This Row],[Month]],TOU_CTabulation[[#This Row],[Month Cumm]],0)","v":0},{"$f":"IF(TOU_CTabulation[[#This Row],[Month Base Gen]]=0,0,TOU_CTabulation[[#This Row],[Month Base Gen]]-TOU_CTabulation[[#This Row],[Day]]*TOU_CTabulation[[#This Row],[Base Allow]])","v":0},{"$f":"VLOOKUP(TOU_CTabulation[[#This Row],[Hour]],daypart,2)","v":"All"},{"$f":"TOU_CTabulation[[#This Row],[Season]]&TOU_CTabulation[[#This Row],[Day-Part]]","v":"WinterAll"},{"$f":"VLOOKUP(TOU_CTabulation[[#This Row],[Daypart]],TOUC,2)","v":0.25901999999999997},{"$f":"VLOOKUP(TOU_CTabulation[[#This Row],[Daypart]],TOUC,3)","v":0.32596000000000003},{"$f":"TOU_CTabulation[[#This Row],[Month Base Allow]]*TOU_CTabulation[[#This Row],[Base Rate]]","v":0},{"$f":"TOU_CTabulation[[#This Row],[Month Overbase Gen]]*TOU_CTabulation[[#This Row],[Over Rate]]","v":0},{"$f":"TOU_CTabulation[[#This Row],[Base Value]]+TOU_CTabulation[[#This Row],[Over Value]]","v":0}]
[1,13,21,0,0,5,2,0,5,0,0,{"$f":"TOU_CTabulation[[#This Row],[AC System Output (W)]]/1000","v":0},{"$f":"IF(A337=TOU_CTabulation[[#This Row],[Month]],M337+TOU_CTabulation[[#This Row],[AC System Output (kW)]],TOU_CTabulation[[#This Row],[AC System Output (kW)]])","v":184.54297399999999},{"$f":"VLOOKUP(TOU_CTabulation[[#This Row],[Month]],Season,2)","v":"Winter"},{"$f":"VLOOKUP(TOU_CTabulation[[#This Row],[Season]],CRate,2)","v":10.5},{"$f":"IF(A339>TOU_CTabulation[[#This Row],[Month]],TOU_CTabulation[[#This Row],[Day]]*TOU_CTabulation[[#This Row],[Base Allow]],0)","v":0},{"$f":"IF(A339>TOU_CTabulation[[#This Row],[Month]],TOU_CTabulation[[#This Row],[Month Cumm]],0)","v":0},{"$f":"IF(TOU_CTabulation[[#This Row],[Month Base Gen]]=0,0,TOU_CTabulation[[#This Row],[Month Base Gen]]-TOU_CTabulation[[#This Row],[Day]]*TOU_CTabulation[[#This Row],[Base Allow]])","v":0},{"$f":"VLOOKUP(TOU_CTabulation[[#This Row],[Hour]],daypart,2)","v":"All"},{"$f":"TOU_CTabulation[[#This Row],[Season]]&TOU_CTabulation[[#This Row],[Day-Part]]","v":"WinterAll"},{"$f":"VLOOKUP(TOU_CTabulation[[#This Row],[Daypart]],TOUC,2)","v":0.25901999999999997},{"$f":"VLOOKUP(TOU_CTabulation[[#This Row],[Daypart]],TOUC,3)","v":0.32596000000000003},{"$f":"TOU_CTabulation[[#This Row],[Month Base Allow]]*TOU_CTabulation[[#This Row],[Base Rate]]","v":0},{"$f":"TOU_CTabulation[[#This Row],[Month Overbase Gen]]*TOU_CTabulation[[#This Row],[Over Rate]]","v":0},{"$f":"TOU_CTabulation[[#This Row],[Base Value]]+TOU_CTabulation[[#This Row],[Over Value]]","v":0}]
[1,13,22,0,0,4,2,0,4,0,0,{"$f":"TOU_CTabulation[[#This Row],[AC System Output (W)]]/1000","v":0},{"$f":"IF(A338=TOU_CTabulation[[#This Row],[Month]],M338+TOU_CTabulation[[#This Row],[AC System Output (kW)]],TOU_CTabulation[[#This Row],[AC System Output (kW)]])","v":184.54297399999999},{"$f":"VLOOKUP(TOU_CTabulation[[#This Row],[Month]],Season,2)","v":"Winter"},{"$f":"VLOOKUP(TOU_CTabulation[[#This Row],[Season]],CRate,2)","v":10.5},{"$f":"IF(A340>TOU_CTabulation[[#This Row],[Month]],TOU_CTabulation[[#This Row],[Day]]*TOU_CTabulation[[#This Row],[Base Allow]],0)","v":0},{"$f":"IF(A340>TOU_CTabulation[[#This Row],[Month]],TOU_CTabulation[[#This Row],[Month Cumm]],0)","v":0},{"$f":"IF(TOU_CTabulation[[#This Row],[Month Base Gen]]=0,0,TOU_CTabulation[[#This Row],[Month Base Gen]]-TOU_CTabulation[[#This Row],[Day]]*TOU_CTabulation[[#This Row],[Base Allow]])","v":0},{"$f":"VLOOKUP(TOU_CTabulation[[#This Row],[Hour]],daypart,2)","v":"All"},{"$f":"TOU_CTabulation[[#This Row],[Season]]&TOU_CTabulation[[#This Row],[Day-Part]]","v":"WinterAll"},{"$f":"VLOOKUP(TOU_CTabulation[[#This Row],[Daypart]],TOUC,2)","v":0.25901999999999997},{"$f":"VLOOKUP(TOU_CTabulation[[#This Row],[Daypart]],TOUC,3)","v":0.32596000000000003},{"$f":"TOU_CTabulation[[#This Row],[Month Base Allow]]*TOU_CTabulation[[#This Row],[Base Rate]]","v":0},{"$f":"TOU_CTabulation[[#This Row],[Month Overbase Gen]]*TOU_CTabulation[[#This Row],[Over Rate]]","v":0},{"$f":"TOU_CTabulation[[#This Row],[Base Value]]+TOU_CTabulation[[#This Row],[Over Value]]","v":0}]
[1,13,23,0,0,4,2,0,4,0,0,{"$f":"TOU_CTabulation[[#This Row],[AC System Output (W)]]/1000","v":0},{"$f":"IF(A339=TOU_CTabulation[[#This Row],[Month]],M339+TOU_CTabulation[[#This Row],[AC System Output (kW)]],TOU_CTabulation[[#This Row],[AC System Output (kW)]])","v":184.54297399999999},{"$f":"VLOOKUP(TOU_CTabulation[[#This Row],[Month]],Season,2)","v":"Winter"},{"$f":"VLOOKUP(TOU_CTabulation[[#This Row],[Season]],CRate,2)","v":10.5},{"$f":"IF(A341>TOU_CTabulation[[#This Row],[Month]],TOU_CTabulation[[#This Row],[Day]]*TOU_CTabulation[[#This Row],[Base Allow]],0)","v":0},{"$f":"IF(A341>TOU_CTabulation[[#This Row],[Month]],TOU_CTabulation[[#This Row],[Month Cumm]],0)","v":0},{"$f":"IF(TOU_CTabulation[[#This Row],[Month Base Gen]]=0,0,TOU_CTabulation[[#This Row],[Month Base Gen]]-TOU_CTabulation[[#This Row],[Day]]*TOU_CTabulation[[#This Row],[Base Allow]])","v":0},{"$f":"VLOOKUP(TOU_CTabulation[[#This Row],[Hour]],daypart,2)","v":"All"},{"$f":"TOU_CTabulation[[#This Row],[Season]]&TOU_CTabulation[[#This Row],[Day-Part]]","v":"WinterAll"},{"$f":"VLOOKUP(TOU_CTabulation[[#This Row],[Daypart]],TOUC,2)","v":0.25901999999999997},{"$f":"VLOOKUP(TOU_CTabulation[[#This Row],[Daypart]],TOUC,3)","v":0.32596000000000003},{"$f":"TOU_CTabulation[[#This Row],[Month Base Allow]]*TOU_CTabulation[[#This Row],[Base Rate]]","v":0},{"$f":"TOU_CTabulation[[#This Row],[Month Overbase Gen]]*TOU_CTabulation[[#This Row],[Over Rate]]","v":0},{"$f":"TOU_CTabulation[[#This Row],[Base Value]]+TOU_CTabulation[[#This Row],[Over Value]]","v":0}]
[1,14,0,0,0,5,2,0,5,0,0,{"$f":"TOU_CTabulation[[#This Row],[AC System Output (W)]]/1000","v":0},{"$f":"IF(A340=TOU_CTabulation[[#This Row],[Month]],M340+TOU_CTabulation[[#This Row],[AC System Output (kW)]],TOU_CTabulation[[#This Row],[AC System Output (kW)]])","v":184.54297399999999},{"$f":"VLOOKUP(TOU_CTabulation[[#This Row],[Month]],Season,2)","v":"Winter"},{"$f":"VLOOKUP(TOU_CTabulation[[#This Row],[Season]],CRate,2)","v":10.5},{"$f":"IF(A342>TOU_CTabulation[[#This Row],[Month]],TOU_CTabulation[[#This Row],[Day]]*TOU_CTabulation[[#This Row],[Base Allow]],0)","v":0},{"$f":"IF(A342>TOU_CTabulation[[#This Row],[Month]],TOU_CTabulation[[#This Row],[Month Cumm]],0)","v":0},{"$f":"IF(TOU_CTabulation[[#This Row],[Month Base Gen]]=0,0,TOU_CTabulation[[#This Row],[Month Base Gen]]-TOU_CTabulation[[#This Row],[Day]]*TOU_CTabulation[[#This Row],[Base Allow]])","v":0},{"$f":"VLOOKUP(TOU_CTabulation[[#This Row],[Hour]],daypart,2)","v":"All"},{"$f":"TOU_CTabulation[[#This Row],[Season]]&TOU_CTabulation[[#This Row],[Day-Part]]","v":"WinterAll"},{"$f":"VLOOKUP(TOU_CTabulation[[#This Row],[Daypart]],TOUC,2)","v":0.25901999999999997},{"$f":"VLOOKUP(TOU_CTabulation[[#This Row],[Daypart]],TOUC,3)","v":0.32596000000000003},{"$f":"TOU_CTabulation[[#This Row],[Month Base Allow]]*TOU_CTabulation[[#This Row],[Base Rate]]","v":0},{"$f":"TOU_CTabulation[[#This Row],[Month Overbase Gen]]*TOU_CTabulation[[#This Row],[Over Rate]]","v":0},{"$f":"TOU_CTabulation[[#This Row],[Base Value]]+TOU_CTabulation[[#This Row],[Over Value]]","v":0}]
[1,14,1,0,0,5,3,0,5,0,0,{"$f":"TOU_CTabulation[[#This Row],[AC System Output (W)]]/1000","v":0},{"$f":"IF(A341=TOU_CTabulation[[#This Row],[Month]],M341+TOU_CTabulation[[#This Row],[AC System Output (kW)]],TOU_CTabulation[[#This Row],[AC System Output (kW)]])","v":184.54297399999999},{"$f":"VLOOKUP(TOU_CTabulation[[#This Row],[Month]],Season,2)","v":"Winter"},{"$f":"VLOOKUP(TOU_CTabulation[[#This Row],[Season]],CRate,2)","v":10.5},{"$f":"IF(A343>TOU_CTabulation[[#This Row],[Month]],TOU_CTabulation[[#This Row],[Day]]*TOU_CTabulation[[#This Row],[Base Allow]],0)","v":0},{"$f":"IF(A343>TOU_CTabulation[[#This Row],[Month]],TOU_CTabulation[[#This Row],[Month Cumm]],0)","v":0},{"$f":"IF(TOU_CTabulation[[#This Row],[Month Base Gen]]=0,0,TOU_CTabulation[[#This Row],[Month Base Gen]]-TOU_CTabulation[[#This Row],[Day]]*TOU_CTabulation[[#This Row],[Base Allow]])","v":0},{"$f":"VLOOKUP(TOU_CTabulation[[#This Row],[Hour]],daypart,2)","v":"All"},{"$f":"TOU_CTabulation[[#This Row],[Season]]&TOU_CTabulation[[#This Row],[Day-Part]]","v":"WinterAll"},{"$f":"VLOOKUP(TOU_CTabulation[[#This Row],[Daypart]],TOUC,2)","v":0.25901999999999997},{"$f":"VLOOKUP(TOU_CTabulation[[#This Row],[Daypart]],TOUC,3)","v":0.32596000000000003},{"$f":"TOU_CTabulation[[#This Row],[Month Base Allow]]*TOU_CTabulation[[#This Row],[Base Rate]]","v":0},{"$f":"TOU_CTabulation[[#This Row],[Month Overbase Gen]]*TOU_CTabulation[[#This Row],[Over Rate]]","v":0},{"$f":"TOU_CTabulation[[#This Row],[Base Value]]+TOU_CTabulation[[#This Row],[Over Value]]","v":0}]
[1,14,2,0,0,5,3,0,5,0,0,{"$f":"TOU_CTabulation[[#This Row],[AC System Output (W)]]/1000","v":0},{"$f":"IF(A342=TOU_CTabulation[[#This Row],[Month]],M342+TOU_CTabulation[[#This Row],[AC System Output (kW)]],TOU_CTabulation[[#This Row],[AC System Output (kW)]])","v":184.54297399999999},{"$f":"VLOOKUP(TOU_CTabulation[[#This Row],[Month]],Season,2)","v":"Winter"},{"$f":"VLOOKUP(TOU_CTabulation[[#This Row],[Season]],CRate,2)","v":10.5},{"$f":"IF(A344>TOU_CTabulation[[#This Row],[Month]],TOU_CTabulation[[#This Row],[Day]]*TOU_CTabulation[[#This Row],[Base Allow]],0)","v":0},{"$f":"IF(A344>TOU_CTabulation[[#This Row],[Month]],TOU_CTabulation[[#This Row],[Month Cumm]],0)","v":0},{"$f":"IF(TOU_CTabulation[[#This Row],[Month Base Gen]]=0,0,TOU_CTabulation[[#This Row],[Month Base Gen]]-TOU_CTabulation[[#This Row],[Day]]*TOU_CTabulation[[#This Row],[Base Allow]])","v":0},{"$f":"VLOOKUP(TOU_CTabulation[[#This Row],[Hour]],daypart,2)","v":"All"},{"$f":"TOU_CTabulation[[#This Row],[Season]]&TOU_CTabulation[[#This Row],[Day-Part]]","v":"WinterAll"},{"$f":"VLOOKUP(TOU_CTabulation[[#This Row],[Daypart]],TOUC,2)","v":0.25901999999999997},{"$f":"VLOOKUP(TOU_CTabulation[[#This Row],[Daypart]],TOUC,3)","v":0.32596000000000003},{"$f":"TOU_CTabulation[[#This Row],[Month Base Allow]]*TOU_CTabulation[[#This Row],[Base Rate]]","v":0},{"$f":"TOU_CTabulation[[#This Row],[Month Overbase Gen]]*TOU_CTabulation[[#This Row],[Over Rate]]","v":0},{"$f":"TOU_CTabulation[[#This Row],[Base Value]]+TOU_CTabulation[[#This Row],[Over Value]]","v":0}]
[1,14,3,0,0,4,3,0,4,0,0,{"$f":"TOU_CTabulation[[#This Row],[AC System Output (W)]]/1000","v":0},{"$f":"IF(A343=TOU_CTabulation[[#This Row],[Month]],M343+TOU_CTabulation[[#This Row],[AC System Output (kW)]],TOU_CTabulation[[#This Row],[AC System Output (kW)]])","v":184.54297399999999},{"$f":"VLOOKUP(TOU_CTabulation[[#This Row],[Month]],Season,2)","v":"Winter"},{"$f":"VLOOKUP(TOU_CTabulation[[#This Row],[Season]],CRate,2)","v":10.5},{"$f":"IF(A345>TOU_CTabulation[[#This Row],[Month]],TOU_CTabulation[[#This Row],[Day]]*TOU_CTabulation[[#This Row],[Base Allow]],0)","v":0},{"$f":"IF(A345>TOU_CTabulation[[#This Row],[Month]],TOU_CTabulation[[#This Row],[Month Cumm]],0)","v":0},{"$f":"IF(TOU_CTabulation[[#This Row],[Month Base Gen]]=0,0,TOU_CTabulation[[#This Row],[Month Base Gen]]-TOU_CTabulation[[#This Row],[Day]]*TOU_CTabulation[[#This Row],[Base Allow]])","v":0},{"$f":"VLOOKUP(TOU_CTabulation[[#This Row],[Hour]],daypart,2)","v":"All"},{"$f":"TOU_CTabulation[[#This Row],[Season]]&TOU_CTabulation[[#This Row],[Day-Part]]","v":"WinterAll"},{"$f":"VLOOKUP(TOU_CTabulation[[#This Row],[Daypart]],TOUC,2)","v":0.25901999999999997},{"$f":"VLOOKUP(TOU_CTabulation[[#This Row],[Daypart]],TOUC,3)","v":0.32596000000000003},{"$f":"TOU_CTabulation[[#This Row],[Month Base Allow]]*TOU_CTabulation[[#This Row],[Base Rate]]","v":0},{"$f":"TOU_CTabulation[[#This Row],[Month Overbase Gen]]*TOU_CTabulation[[#This Row],[Over Rate]]","v":0},{"$f":"TOU_CTabulation[[#This Row],[Base Value]]+TOU_CTabulation[[#This Row],[Over Value]]","v":0}]
[1,14,4,0,0,4,3,0,4,0,0,{"$f":"TOU_CTabulation[[#This Row],[AC System Output (W)]]/1000","v":0},{"$f":"IF(A344=TOU_CTabulation[[#This Row],[Month]],M344+TOU_CTabulation[[#This Row],[AC System Output (kW)]],TOU_CTabulation[[#This Row],[AC System Output (kW)]])","v":184.54297399999999},{"$f":"VLOOKUP(TOU_CTabulation[[#This Row],[Month]],Season,2)","v":"Winter"},{"$f":"VLOOKUP(TOU_CTabulation[[#This Row],[Season]],CRate,2)","v":10.5},{"$f":"IF(A346>TOU_CTabulation[[#This Row],[Month]],TOU_CTabulation[[#This Row],[Day]]*TOU_CTabulation[[#This Row],[Base Allow]],0)","v":0},{"$f":"IF(A346>TOU_CTabulation[[#This Row],[Month]],TOU_CTabulation[[#This Row],[Month Cumm]],0)","v":0},{"$f":"IF(TOU_CTabulation[[#This Row],[Month Base Gen]]=0,0,TOU_CTabulation[[#This Row],[Month Base Gen]]-TOU_CTabulation[[#This Row],[Day]]*TOU_CTabulation[[#This Row],[Base Allow]])","v":0},{"$f":"VLOOKUP(TOU_CTabulation[[#This Row],[Hour]],daypart,2)","v":"All"},{"$f":"TOU_CTabulation[[#This Row],[Season]]&TOU_CTabulation[[#This Row],[Day-Part]]","v":"WinterAll"},{"$f":"VLOOKUP(TOU_CTabulation[[#This Row],[Daypart]],TOUC,2)","v":0.25901999999999997},{"$f":"VLOOKUP(TOU_CTabulation[[#This Row],[Daypart]],TOUC,3)","v":0.32596000000000003},{"$f":"TOU_CTabulation[[#This Row],[Month Base Allow]]*TOU_CTabulation[[#This Row],[Base Rate]]","v":0},{"$f":"TOU_CTabulation[[#This Row],[Month Overbase Gen]]*TOU_CTabulation[[#This Row],[Over Rate]]","v":0},{"$f":"TOU_CTabulation[[#This Row],[Base Value]]+TOU_CTabulation[[#This Row],[Over Value]]","v":0}]
[1,14,5,0,0,4,2,0,4,0,0,{"$f":"TOU_CTabulation[[#This Row],[AC System Output (W)]]/1000","v":0},{"$f":"IF(A345=TOU_CTabulation[[#This Row],[Month]],M345+TOU_CTabulation[[#This Row],[AC System Output (kW)]],TOU_CTabulation[[#This Row],[AC System Output (kW)]])","v":184.54297399999999},{"$f":"VLOOKUP(TOU_CTabulation[[#This Row],[Month]],Season,2)","v":"Winter"},{"$f":"VLOOKUP(TOU_CTabulation[[#This Row],[Season]],CRate,2)","v":10.5},{"$f":"IF(A347>TOU_CTabulation[[#This Row],[Month]],TOU_CTabulation[[#This Row],[Day]]*TOU_CTabulation[[#This Row],[Base Allow]],0)","v":0},{"$f":"IF(A347>TOU_CTabulation[[#This Row],[Month]],TOU_CTabulation[[#This Row],[Month Cumm]],0)","v":0},{"$f":"IF(TOU_CTabulation[[#This Row],[Month Base Gen]]=0,0,TOU_CTabulation[[#This Row],[Month Base Gen]]-TOU_CTabulation[[#This Row],[Day]]*TOU_CTabulation[[#This Row],[Base Allow]])","v":0},{"$f":"VLOOKUP(TOU_CTabulation[[#This Row],[Hour]],daypart,2)","v":"All"},{"$f":"TOU_CTabulation[[#This Row],[Season]]&TOU_CTabulation[[#This Row],[Day-Part]]","v":"WinterAll"},{"$f":"VLOOKUP(TOU_CTabulation[[#This Row],[Daypart]],TOUC,2)","v":0.25901999999999997},{"$f":"VLOOKUP(TOU_CTabulation[[#This Row],[Daypart]],TOUC,3)","v":0.32596000000000003},{"$f":"TOU_CTabulation[[#This Row],[Month Base Allow]]*TOU_CTabulation[[#This Row],[Base Rate]]","v":0},{"$f":"TOU_CTabulation[[#This Row],[Month Overbase Gen]]*TOU_CTabulation[[#This Row],[Over Rate]]","v":0},{"$f":"TOU_CTabulation[[#This Row],[Base Value]]+TOU_CTabulation[[#This Row],[Over Value]]","v":0}]
[1,14,6,0,0,4,2,0,4,0,0,{"$f":"TOU_CTabulation[[#This Row],[AC System Output (W)]]/1000","v":0},{"$f":"IF(A346=TOU_CTabulation[[#This Row],[Month]],M346+TOU_CTabulation[[#This Row],[AC System Output (kW)]],TOU_CTabulation[[#This Row],[AC System Output (kW)]])","v":184.54297399999999},{"$f":"VLOOKUP(TOU_CTabulation[[#This Row],[Month]],Season,2)","v":"Winter"},{"$f":"VLOOKUP(TOU_CTabulation[[#This Row],[Season]],CRate,2)","v":10.5},{"$f":"IF(A348>TOU_CTabulation[[#This Row],[Month]],TOU_CTabulation[[#This Row],[Day]]*TOU_CTabulation[[#This Row],[Base Allow]],0)","v":0},{"$f":"IF(A348>TOU_CTabulation[[#This Row],[Month]],TOU_CTabulation[[#This Row],[Month Cumm]],0)","v":0},{"$f":"IF(TOU_CTabulation[[#This Row],[Month Base Gen]]=0,0,TOU_CTabulation[[#This Row],[Month Base Gen]]-TOU_CTabulation[[#This Row],[Day]]*TOU_CTabulation[[#This Row],[Base Allow]])","v":0},{"$f":"VLOOKUP(TOU_CTabulation[[#This Row],[Hour]],daypart,2)","v":"All"},{"$f":"TOU_CTabulation[[#This Row],[Season]]&TOU_CTabulation[[#This Row],[Day-Part]]","v":"WinterAll"},{"$f":"VLOOKUP(TOU_CTabulation[[#This Row],[Daypart]],TOUC,2)","v":0.25901999999999997},{"$f":"VLOOKUP(TOU_CTabulation[[#This Row],[Daypart]],TOUC,3)","v":0.32596000000000003},{"$f":"TOU_CTabulation[[#This Row],[Month Base Allow]]*TOU_CTabulation[[#This Row],[Base Rate]]","v":0},{"$f":"TOU_CTabulation[[#This Row],[Month Overbase Gen]]*TOU_CTabulation[[#This Row],[Over Rate]]","v":0},{"$f":"TOU_CTabulation[[#This Row],[Base Value]]+TOU_CTabulation[[#This Row],[Over Value]]","v":0}]
[1,14,7,0,20,7,2,19.068999999999999,5.3639999999999999,71.585999999999999,49.868000000000002,{"$f":"TOU_CTabulation[[#This Row],[AC System Output (W)]]/1000","v":4.9868000000000003E-2},{"$f":"IF(A347=TOU_CTabulation[[#This Row],[Month]],M347+TOU_CTabulation[[#This Row],[AC System Output (kW)]],TOU_CTabulation[[#This Row],[AC System Output (kW)]])","v":184.59284199999999},{"$f":"VLOOKUP(TOU_CTabulation[[#This Row],[Month]],Season,2)","v":"Winter"},{"$f":"VLOOKUP(TOU_CTabulation[[#This Row],[Season]],CRate,2)","v":10.5},{"$f":"IF(A349>TOU_CTabulation[[#This Row],[Month]],TOU_CTabulation[[#This Row],[Day]]*TOU_CTabulation[[#This Row],[Base Allow]],0)","v":0},{"$f":"IF(A349>TOU_CTabulation[[#This Row],[Month]],TOU_CTabulation[[#This Row],[Month Cumm]],0)","v":0},{"$f":"IF(TOU_CTabulation[[#This Row],[Month Base Gen]]=0,0,TOU_CTabulation[[#This Row],[Month Base Gen]]-TOU_CTabulation[[#This Row],[Day]]*TOU_CTabulation[[#This Row],[Base Allow]])","v":0},{"$f":"VLOOKUP(TOU_CTabulation[[#This Row],[Hour]],daypart,2)","v":"All"},{"$f":"TOU_CTabulation[[#This Row],[Season]]&TOU_CTabulation[[#This Row],[Day-Part]]","v":"WinterAll"},{"$f":"VLOOKUP(TOU_CTabulation[[#This Row],[Daypart]],TOUC,2)","v":0.25901999999999997},{"$f":"VLOOKUP(TOU_CTabulation[[#This Row],[Daypart]],TOUC,3)","v":0.32596000000000003},{"$f":"TOU_CTabulation[[#This Row],[Month Base Allow]]*TOU_CTabulation[[#This Row],[Base Rate]]","v":0},{"$f":"TOU_CTabulation[[#This Row],[Month Overbase Gen]]*TOU_CTabulation[[#This Row],[Over Rate]]","v":0},{"$f":"TOU_CTabulation[[#This Row],[Base Value]]+TOU_CTabulation[[#This Row],[Over Value]]","v":0}]
[1,14,8,265,78,10,3,208.99100000000001,13.391,720.79700000000003,685.01199999999994,{"$f":"TOU_CTabulation[[#This Row],[AC System Output (W)]]/1000","v":0.68501199999999995},{"$f":"IF(A348=TOU_CTabulation[[#This Row],[Month]],M348+TOU_CTabulation[[#This Row],[AC System Output (kW)]],TOU_CTabulation[[#This Row],[AC System Output (kW)]])","v":185.27785399999999},{"$f":"VLOOKUP(TOU_CTabulation[[#This Row],[Month]],Season,2)","v":"Winter"},{"$f":"VLOOKUP(TOU_CTabulation[[#This Row],[Season]],CRate,2)","v":10.5},{"$f":"IF(A350>TOU_CTabulation[[#This Row],[Month]],TOU_CTabulation[[#This Row],[Day]]*TOU_CTabulation[[#This Row],[Base Allow]],0)","v":0},{"$f":"IF(A350>TOU_CTabulation[[#This Row],[Month]],TOU_CTabulation[[#This Row],[Month Cumm]],0)","v":0},{"$f":"IF(TOU_CTabulation[[#This Row],[Month Base Gen]]=0,0,TOU_CTabulation[[#This Row],[Month Base Gen]]-TOU_CTabulation[[#This Row],[Day]]*TOU_CTabulation[[#This Row],[Base Allow]])","v":0},{"$f":"VLOOKUP(TOU_CTabulation[[#This Row],[Hour]],daypart,2)","v":"All"},{"$f":"TOU_CTabulation[[#This Row],[Season]]&TOU_CTabulation[[#This Row],[Day-Part]]","v":"WinterAll"},{"$f":"VLOOKUP(TOU_CTabulation[[#This Row],[Daypart]],TOUC,2)","v":0.25901999999999997},{"$f":"VLOOKUP(TOU_CTabulation[[#This Row],[Daypart]],TOUC,3)","v":0.32596000000000003},{"$f":"TOU_CTabulation[[#This Row],[Month Base Allow]]*TOU_CTabulation[[#This Row],[Base Rate]]","v":0},{"$f":"TOU_CTabulation[[#This Row],[Month Overbase Gen]]*TOU_CTabulation[[#This Row],[Over Rate]]","v":0},{"$f":"TOU_CTabulation[[#This Row],[Base Value]]+TOU_CTabulation[[#This Row],[Over Value]]","v":0}]
[1,14,9,137,156,13,2,254.31299999999999,18.741,891.11,850.98500000000001,{"$f":"TOU_CTabulation[[#This Row],[AC System Output (W)]]/1000","v":0.85098499999999999},{"$f":"IF(A349=TOU_CTabulation[[#This Row],[Month]],M349+TOU_CTabulation[[#This Row],[AC System Output (kW)]],TOU_CTabulation[[#This Row],[AC System Output (kW)]])","v":186.128839},{"$f":"VLOOKUP(TOU_CTabulation[[#This Row],[Month]],Season,2)","v":"Winter"},{"$f":"VLOOKUP(TOU_CTabulation[[#This Row],[Season]],CRate,2)","v":10.5},{"$f":"IF(A351>TOU_CTabulation[[#This Row],[Month]],TOU_CTabulation[[#This Row],[Day]]*TOU_CTabulation[[#This Row],[Base Allow]],0)","v":0},{"$f":"IF(A351>TOU_CTabulation[[#This Row],[Month]],TOU_CTabulation[[#This Row],[Month Cumm]],0)","v":0},{"$f":"IF(TOU_CTabulation[[#This Row],[Month Base Gen]]=0,0,TOU_CTabulation[[#This Row],[Month Base Gen]]-TOU_CTabulation[[#This Row],[Day]]*TOU_CTabulation[[#This Row],[Base Allow]])","v":0},{"$f":"VLOOKUP(TOU_CTabulation[[#This Row],[Hour]],daypart,2)","v":"All"},{"$f":"TOU_CTabulation[[#This Row],[Season]]&TOU_CTabulation[[#This Row],[Day-Part]]","v":"WinterAll"},{"$f":"VLOOKUP(TOU_CTabulation[[#This Row],[Daypart]],TOUC,2)","v":0.25901999999999997},{"$f":"VLOOKUP(TOU_CTabulation[[#This Row],[Daypart]],TOUC,3)","v":0.32596000000000003},{"$f":"TOU_CTabulation[[#This Row],[Month Base Allow]]*TOU_CTabulation[[#This Row],[Base Rate]]","v":0},{"$f":"TOU_CTabulation[[#This Row],[Month Overbase Gen]]*TOU_CTabulation[[#This Row],[Over Rate]]","v":0},{"$f":"TOU_CTabulation[[#This Row],[Base Value]]+TOU_CTabulation[[#This Row],[Over Value]]","v":0}]
[1,14,10,533,151,14,2,567.33799999999997,28.233000000000001,1905.6089999999999,1834.0519999999999,{"$f":"TOU_CTabulation[[#This Row],[AC System Output (W)]]/1000","v":1.834052},{"$f":"IF(A350=TOU_CTabulation[[#This Row],[Month]],M350+TOU_CTabulation[[#This Row],[AC System Output (kW)]],TOU_CTabulation[[#This Row],[AC System Output (kW)]])","v":187.96289100000001},{"$f":"VLOOKUP(TOU_CTabulation[[#This Row],[Month]],Season,2)","v":"Winter"},{"$f":"VLOOKUP(TOU_CTabulation[[#This Row],[Season]],CRate,2)","v":10.5},{"$f":"IF(A352>TOU_CTabulation[[#This Row],[Month]],TOU_CTabulation[[#This Row],[Day]]*TOU_CTabulation[[#This Row],[Base Allow]],0)","v":0},{"$f":"IF(A352>TOU_CTabulation[[#This Row],[Month]],TOU_CTabulation[[#This Row],[Month Cumm]],0)","v":0},{"$f":"IF(TOU_CTabulation[[#This Row],[Month Base Gen]]=0,0,TOU_CTabulation[[#This Row],[Month Base Gen]]-TOU_CTabulation[[#This Row],[Day]]*TOU_CTabulation[[#This Row],[Base Allow]])","v":0},{"$f":"VLOOKUP(TOU_CTabulation[[#This Row],[Hour]],daypart,2)","v":"All"},{"$f":"TOU_CTabulation[[#This Row],[Season]]&TOU_CTabulation[[#This Row],[Day-Part]]","v":"WinterAll"},{"$f":"VLOOKUP(TOU_CTabulation[[#This Row],[Daypart]],TOUC,2)","v":0.25901999999999997},{"$f":"VLOOKUP(TOU_CTabulation[[#This Row],[Daypart]],TOUC,3)","v":0.32596000000000003},{"$f":"TOU_CTabulation[[#This Row],[Month Base Allow]]*TOU_CTabulation[[#This Row],[Base Rate]]","v":0},{"$f":"TOU_CTabulation[[#This Row],[Month Overbase Gen]]*TOU_CTabulation[[#This Row],[Over Rate]]","v":0},{"$f":"TOU_CTabulation[[#This Row],[Base Value]]+TOU_CTabulation[[#This Row],[Over Value]]","v":0}]
[1,14,11,569,165,16,2,651.83799999999997,33.360999999999997,2143.808,2063.4839999999999,{"$f":"TOU_CTabulation[[#This Row],[AC System Output (W)]]/1000","v":2.0634839999999999},{"$f":"IF(A351=TOU_CTabulation[[#This Row],[Month]],M351+TOU_CTabulation[[#This Row],[AC System Output (kW)]],TOU_CTabulation[[#This Row],[AC System Output (kW)]])","v":190.026375},{"$f":"VLOOKUP(TOU_CTabulation[[#This Row],[Month]],Season,2)","v":"Winter"},{"$f":"VLOOKUP(TOU_CTabulation[[#This Row],[Season]],CRate,2)","v":10.5},{"$f":"IF(A353>TOU_CTabulation[[#This Row],[Month]],TOU_CTabulation[[#This Row],[Day]]*TOU_CTabulation[[#This Row],[Base Allow]],0)","v":0},{"$f":"IF(A353>TOU_CTabulation[[#This Row],[Month]],TOU_CTabulation[[#This Row],[Month Cumm]],0)","v":0},{"$f":"IF(TOU_CTabulation[[#This Row],[Month Base Gen]]=0,0,TOU_CTabulation[[#This Row],[Month Base Gen]]-TOU_CTabulation[[#This Row],[Day]]*TOU_CTabulation[[#This Row],[Base Allow]])","v":0},{"$f":"VLOOKUP(TOU_CTabulation[[#This Row],[Hour]],daypart,2)","v":"All"},{"$f":"TOU_CTabulation[[#This Row],[Season]]&TOU_CTabulation[[#This Row],[Day-Part]]","v":"WinterAll"},{"$f":"VLOOKUP(TOU_CTabulation[[#This Row],[Daypart]],TOUC,2)","v":0.25901999999999997},{"$f":"VLOOKUP(TOU_CTabulation[[#This Row],[Daypart]],TOUC,3)","v":0.32596000000000003},{"$f":"TOU_CTabulation[[#This Row],[Month Base Allow]]*TOU_CTabulation[[#This Row],[Base Rate]]","v":0},{"$f":"TOU_CTabulation[[#This Row],[Month Overbase Gen]]*TOU_CTabulation[[#This Row],[Over Rate]]","v":0},{"$f":"TOU_CTabulation[[#This Row],[Base Value]]+TOU_CTabulation[[#This Row],[Over Value]]","v":0}]
[1,14,12,426,212,18,1,597.51499999999999,37.402999999999999,1928.356,1855.9839999999999,{"$f":"TOU_CTabulation[[#This Row],[AC System Output (W)]]/1000","v":1.8559839999999999},{"$f":"IF(A352=TOU_CTabulation[[#This Row],[Month]],M352+TOU_CTabulation[[#This Row],[AC System Output (kW)]],TOU_CTabulation[[#This Row],[AC System Output (kW)]])","v":191.88235900000001},{"$f":"VLOOKUP(TOU_CTabulation[[#This Row],[Month]],Season,2)","v":"Winter"},{"$f":"VLOOKUP(TOU_CTabulation[[#This Row],[Season]],CRate,2)","v":10.5},{"$f":"IF(A354>TOU_CTabulation[[#This Row],[Month]],TOU_CTabulation[[#This Row],[Day]]*TOU_CTabulation[[#This Row],[Base Allow]],0)","v":0},{"$f":"IF(A354>TOU_CTabulation[[#This Row],[Month]],TOU_CTabulation[[#This Row],[Month Cumm]],0)","v":0},{"$f":"IF(TOU_CTabulation[[#This Row],[Month Base Gen]]=0,0,TOU_CTabulation[[#This Row],[Month Base Gen]]-TOU_CTabulation[[#This Row],[Day]]*TOU_CTabulation[[#This Row],[Base Allow]])","v":0},{"$f":"VLOOKUP(TOU_CTabulation[[#This Row],[Hour]],daypart,2)","v":"All"},{"$f":"TOU_CTabulation[[#This Row],[Season]]&TOU_CTabulation[[#This Row],[Day-Part]]","v":"WinterAll"},{"$f":"VLOOKUP(TOU_CTabulation[[#This Row],[Daypart]],TOUC,2)","v":0.25901999999999997},{"$f":"VLOOKUP(TOU_CTabulation[[#This Row],[Daypart]],TOUC,3)","v":0.32596000000000003},{"$f":"TOU_CTabulation[[#This Row],[Month Base Allow]]*TOU_CTabulation[[#This Row],[Base Rate]]","v":0},{"$f":"TOU_CTabulation[[#This Row],[Month Overbase Gen]]*TOU_CTabulation[[#This Row],[Over Rate]]","v":0},{"$f":"TOU_CTabulation[[#This Row],[Base Value]]+TOU_CTabulation[[#This Row],[Over Value]]","v":0}]
[1,14,13,517,169,19,1,595.71,38.079000000000001,1911.2619999999999,1839.5029999999999,{"$f":"TOU_CTabulation[[#This Row],[AC System Output (W)]]/1000","v":1.8395029999999999},{"$f":"IF(A353=TOU_CTabulation[[#This Row],[Month]],M353+TOU_CTabulation[[#This Row],[AC System Output (kW)]],TOU_CTabulation[[#This Row],[AC System Output (kW)]])","v":193.72186200000002},{"$f":"VLOOKUP(TOU_CTabulation[[#This Row],[Month]],Season,2)","v":"Winter"},{"$f":"VLOOKUP(TOU_CTabulation[[#This Row],[Season]],CRate,2)","v":10.5},{"$f":"IF(A355>TOU_CTabulation[[#This Row],[Month]],TOU_CTabulation[[#This Row],[Day]]*TOU_CTabulation[[#This Row],[Base Allow]],0)","v":0},{"$f":"IF(A355>TOU_CTabulation[[#This Row],[Month]],TOU_CTabulation[[#This Row],[Month Cumm]],0)","v":0},{"$f":"IF(TOU_CTabulation[[#This Row],[Month Base Gen]]=0,0,TOU_CTabulation[[#This Row],[Month Base Gen]]-TOU_CTabulation[[#This Row],[Day]]*TOU_CTabulation[[#This Row],[Base Allow]])","v":0},{"$f":"VLOOKUP(TOU_CTabulation[[#This Row],[Hour]],daypart,2)","v":"All"},{"$f":"TOU_CTabulation[[#This Row],[Season]]&TOU_CTabulation[[#This Row],[Day-Part]]","v":"WinterAll"},{"$f":"VLOOKUP(TOU_CTabulation[[#This Row],[Daypart]],TOUC,2)","v":0.25901999999999997},{"$f":"VLOOKUP(TOU_CTabulation[[#This Row],[Daypart]],TOUC,3)","v":0.32596000000000003},{"$f":"TOU_CTabulation[[#This Row],[Month Base Allow]]*TOU_CTabulation[[#This Row],[Base Rate]]","v":0},{"$f":"TOU_CTabulation[[#This Row],[Month Overbase Gen]]*TOU_CTabulation[[#This Row],[Over Rate]]","v":0},{"$f":"TOU_CTabulation[[#This Row],[Base Value]]+TOU_CTabulation[[#This Row],[Over Value]]","v":0}]
[1,14,14,306,166,18,1,389.99599999999998,31.035,1289.1559999999999,1237.8399999999999,{"$f":"TOU_CTabulation[[#This Row],[AC System Output (W)]]/1000","v":1.2378399999999998},{"$f":"IF(A354=TOU_CTabulation[[#This Row],[Month]],M354+TOU_CTabulation[[#This Row],[AC System Output (kW)]],TOU_CTabulation[[#This Row],[AC System Output (kW)]])","v":194.95970200000002},{"$f":"VLOOKUP(TOU_CTabulation[[#This Row],[Month]],Season,2)","v":"Winter"},{"$f":"VLOOKUP(TOU_CTabulation[[#This Row],[Season]],CRate,2)","v":10.5},{"$f":"IF(A356>TOU_CTabulation[[#This Row],[Month]],TOU_CTabulation[[#This Row],[Day]]*TOU_CTabulation[[#This Row],[Base Allow]],0)","v":0},{"$f":"IF(A356>TOU_CTabulation[[#This Row],[Month]],TOU_CTabulation[[#This Row],[Month Cumm]],0)","v":0},{"$f":"IF(TOU_CTabulation[[#This Row],[Month Base Gen]]=0,0,TOU_CTabulation[[#This Row],[Month Base Gen]]-TOU_CTabulation[[#This Row],[Day]]*TOU_CTabulation[[#This Row],[Base Allow]])","v":0},{"$f":"VLOOKUP(TOU_CTabulation[[#This Row],[Hour]],daypart,2)","v":"All"},{"$f":"TOU_CTabulation[[#This Row],[Season]]&TOU_CTabulation[[#This Row],[Day-Part]]","v":"WinterAll"},{"$f":"VLOOKUP(TOU_CTabulation[[#This Row],[Daypart]],TOUC,2)","v":0.25901999999999997},{"$f":"VLOOKUP(TOU_CTabulation[[#This Row],[Daypart]],TOUC,3)","v":0.32596000000000003},{"$f":"TOU_CTabulation[[#This Row],[Month Base Allow]]*TOU_CTabulation[[#This Row],[Base Rate]]","v":0},{"$f":"TOU_CTabulation[[#This Row],[Month Overbase Gen]]*TOU_CTabulation[[#This Row],[Over Rate]]","v":0},{"$f":"TOU_CTabulation[[#This Row],[Base Value]]+TOU_CTabulation[[#This Row],[Over Value]]","v":0}]
[1,14,15,305,102,16,0,268.69400000000002,27.969000000000001,881.07600000000002,841.21500000000003,{"$f":"TOU_CTabulation[[#This Row],[AC System Output (W)]]/1000","v":0.84121500000000005},{"$f":"IF(A355=TOU_CTabulation[[#This Row],[Month]],M355+TOU_CTabulation[[#This Row],[AC System Output (kW)]],TOU_CTabulation[[#This Row],[AC System Output (kW)]])","v":195.80091700000003},{"$f":"VLOOKUP(TOU_CTabulation[[#This Row],[Month]],Season,2)","v":"Winter"},{"$f":"VLOOKUP(TOU_CTabulation[[#This Row],[Season]],CRate,2)","v":10.5},{"$f":"IF(A357>TOU_CTabulation[[#This Row],[Month]],TOU_CTabulation[[#This Row],[Day]]*TOU_CTabulation[[#This Row],[Base Allow]],0)","v":0},{"$f":"IF(A357>TOU_CTabulation[[#This Row],[Month]],TOU_CTabulation[[#This Row],[Month Cumm]],0)","v":0},{"$f":"IF(TOU_CTabulation[[#This Row],[Month Base Gen]]=0,0,TOU_CTabulation[[#This Row],[Month Base Gen]]-TOU_CTabulation[[#This Row],[Day]]*TOU_CTabulation[[#This Row],[Base Allow]])","v":0},{"$f":"VLOOKUP(TOU_CTabulation[[#This Row],[Hour]],daypart,2)","v":"All"},{"$f":"TOU_CTabulation[[#This Row],[Season]]&TOU_CTabulation[[#This Row],[Day-Part]]","v":"WinterAll"},{"$f":"VLOOKUP(TOU_CTabulation[[#This Row],[Daypart]],TOUC,2)","v":0.25901999999999997},{"$f":"VLOOKUP(TOU_CTabulation[[#This Row],[Daypart]],TOUC,3)","v":0.32596000000000003},{"$f":"TOU_CTabulation[[#This Row],[Month Base Allow]]*TOU_CTabulation[[#This Row],[Base Rate]]","v":0},{"$f":"TOU_CTabulation[[#This Row],[Month Overbase Gen]]*TOU_CTabulation[[#This Row],[Over Rate]]","v":0},{"$f":"TOU_CTabulation[[#This Row],[Base Value]]+TOU_CTabulation[[#This Row],[Over Value]]","v":0}]
[1,14,16,0,28,14,0,26.56,15.494,95.358999999999995,73.194000000000003,{"$f":"TOU_CTabulation[[#This Row],[AC System Output (W)]]/1000","v":7.3194000000000009E-2},{"$f":"IF(A356=TOU_CTabulation[[#This Row],[Month]],M356+TOU_CTabulation[[#This Row],[AC System Output (kW)]],TOU_CTabulation[[#This Row],[AC System Output (kW)]])","v":195.87411100000003},{"$f":"VLOOKUP(TOU_CTabulation[[#This Row],[Month]],Season,2)","v":"Winter"},{"$f":"VLOOKUP(TOU_CTabulation[[#This Row],[Season]],CRate,2)","v":10.5},{"$f":"IF(A358>TOU_CTabulation[[#This Row],[Month]],TOU_CTabulation[[#This Row],[Day]]*TOU_CTabulation[[#This Row],[Base Allow]],0)","v":0},{"$f":"IF(A358>TOU_CTabulation[[#This Row],[Month]],TOU_CTabulation[[#This Row],[Month Cumm]],0)","v":0},{"$f":"IF(TOU_CTabulation[[#This Row],[Month Base Gen]]=0,0,TOU_CTabulation[[#This Row],[Month Base Gen]]-TOU_CTabulation[[#This Row],[Day]]*TOU_CTabulation[[#This Row],[Base Allow]])","v":0},{"$f":"VLOOKUP(TOU_CTabulation[[#This Row],[Hour]],daypart,2)","v":"All"},{"$f":"TOU_CTabulation[[#This Row],[Season]]&TOU_CTabulation[[#This Row],[Day-Part]]","v":"WinterAll"},{"$f":"VLOOKUP(TOU_CTabulation[[#This Row],[Daypart]],TOUC,2)","v":0.25901999999999997},{"$f":"VLOOKUP(TOU_CTabulation[[#This Row],[Daypart]],TOUC,3)","v":0.32596000000000003},{"$f":"TOU_CTabulation[[#This Row],[Month Base Allow]]*TOU_CTabulation[[#This Row],[Base Rate]]","v":0},{"$f":"TOU_CTabulation[[#This Row],[Month Overbase Gen]]*TOU_CTabulation[[#This Row],[Over Rate]]","v":0},{"$f":"TOU_CTabulation[[#This Row],[Base Value]]+TOU_CTabulation[[#This Row],[Over Value]]","v":0}]
[1,14,17,0,0,12,1,0,12,0,0,{"$f":"TOU_CTabulation[[#This Row],[AC System Output (W)]]/1000","v":0},{"$f":"IF(A357=TOU_CTabulation[[#This Row],[Month]],M357+TOU_CTabulation[[#This Row],[AC System Output (kW)]],TOU_CTabulation[[#This Row],[AC System Output (kW)]])","v":195.87411100000003},{"$f":"VLOOKUP(TOU_CTabulation[[#This Row],[Month]],Season,2)","v":"Winter"},{"$f":"VLOOKUP(TOU_CTabulation[[#This Row],[Season]],CRate,2)","v":10.5},{"$f":"IF(A359>TOU_CTabulation[[#This Row],[Month]],TOU_CTabulation[[#This Row],[Day]]*TOU_CTabulation[[#This Row],[Base Allow]],0)","v":0},{"$f":"IF(A359>TOU_CTabulation[[#This Row],[Month]],TOU_CTabulation[[#This Row],[Month Cumm]],0)","v":0},{"$f":"IF(TOU_CTabulation[[#This Row],[Month Base Gen]]=0,0,TOU_CTabulation[[#This Row],[Month Base Gen]]-TOU_CTabulation[[#This Row],[Day]]*TOU_CTabulation[[#This Row],[Base Allow]])","v":0},{"$f":"VLOOKUP(TOU_CTabulation[[#This Row],[Hour]],daypart,2)","v":"All"},{"$f":"TOU_CTabulation[[#This Row],[Season]]&TOU_CTabulation[[#This Row],[Day-Part]]","v":"WinterAll"},{"$f":"VLOOKUP(TOU_CTabulation[[#This Row],[Daypart]],TOUC,2)","v":0.25901999999999997},{"$f":"VLOOKUP(TOU_CTabulation[[#This Row],[Daypart]],TOUC,3)","v":0.32596000000000003},{"$f":"TOU_CTabulation[[#This Row],[Month Base Allow]]*TOU_CTabulation[[#This Row],[Base Rate]]","v":0},{"$f":"TOU_CTabulation[[#This Row],[Month Overbase Gen]]*TOU_CTabulation[[#This Row],[Over Rate]]","v":0},{"$f":"TOU_CTabulation[[#This Row],[Base Value]]+TOU_CTabulation[[#This Row],[Over Value]]","v":0}]
[1,14,18,0,0,11,1,0,11,0,0,{"$f":"TOU_CTabulation[[#This Row],[AC System Output (W)]]/1000","v":0},{"$f":"IF(A358=TOU_CTabulation[[#This Row],[Month]],M358+TOU_CTabulation[[#This Row],[AC System Output (kW)]],TOU_CTabulation[[#This Row],[AC System Output (kW)]])","v":195.87411100000003},{"$f":"VLOOKUP(TOU_CTabulation[[#This Row],[Month]],Season,2)","v":"Winter"},{"$f":"VLOOKUP(TOU_CTabulation[[#This Row],[Season]],CRate,2)","v":10.5},{"$f":"IF(A360>TOU_CTabulation[[#This Row],[Month]],TOU_CTabulation[[#This Row],[Day]]*TOU_CTabulation[[#This Row],[Base Allow]],0)","v":0},{"$f":"IF(A360>TOU_CTabulation[[#This Row],[Month]],TOU_CTabulation[[#This Row],[Month Cumm]],0)","v":0},{"$f":"IF(TOU_CTabulation[[#This Row],[Month Base Gen]]=0,0,TOU_CTabulation[[#This Row],[Month Base Gen]]-TOU_CTabulation[[#This Row],[Day]]*TOU_CTabulation[[#This Row],[Base Allow]])","v":0},{"$f":"VLOOKUP(TOU_CTabulation[[#This Row],[Hour]],daypart,2)","v":"All"},{"$f":"TOU_CTabulation[[#This Row],[Season]]&TOU_CTabulation[[#This Row],[Day-Part]]","v":"WinterAll"},{"$f":"VLOOKUP(TOU_CTabulation[[#This Row],[Daypart]],TOUC,2)","v":0.25901999999999997},{"$f":"VLOOKUP(TOU_CTabulation[[#This Row],[Daypart]],TOUC,3)","v":0.32596000000000003},{"$f":"TOU_CTabulation[[#This Row],[Month Base Allow]]*TOU_CTabulation[[#This Row],[Base Rate]]","v":0},{"$f":"TOU_CTabulation[[#This Row],[Month Overbase Gen]]*TOU_CTabulation[[#This Row],[Over Rate]]","v":0},{"$f":"TOU_CTabulation[[#This Row],[Base Value]]+TOU_CTabulation[[#This Row],[Over Value]]","v":0}]
[1,14,19,0,0,10,1,0,10,0,0,{"$f":"TOU_CTabulation[[#This Row],[AC System Output (W)]]/1000","v":0},{"$f":"IF(A359=TOU_CTabulation[[#This Row],[Month]],M359+TOU_CTabulation[[#This Row],[AC System Output (kW)]],TOU_CTabulation[[#This Row],[AC System Output (kW)]])","v":195.87411100000003},{"$f":"VLOOKUP(TOU_CTabulation[[#This Row],[Month]],Season,2)","v":"Winter"},{"$f":"VLOOKUP(TOU_CTabulation[[#This Row],[Season]],CRate,2)","v":10.5},{"$f":"IF(A361>TOU_CTabulation[[#This Row],[Month]],TOU_CTabulation[[#This Row],[Day]]*TOU_CTabulation[[#This Row],[Base Allow]],0)","v":0},{"$f":"IF(A361>TOU_CTabulation[[#This Row],[Month]],TOU_CTabulation[[#This Row],[Month Cumm]],0)","v":0},{"$f":"IF(TOU_CTabulation[[#This Row],[Month Base Gen]]=0,0,TOU_CTabulation[[#This Row],[Month Base Gen]]-TOU_CTabulation[[#This Row],[Day]]*TOU_CTabulation[[#This Row],[Base Allow]])","v":0},{"$f":"VLOOKUP(TOU_CTabulation[[#This Row],[Hour]],daypart,2)","v":"All"},{"$f":"TOU_CTabulation[[#This Row],[Season]]&TOU_CTabulation[[#This Row],[Day-Part]]","v":"WinterAll"},{"$f":"VLOOKUP(TOU_CTabulation[[#This Row],[Daypart]],TOUC,2)","v":0.25901999999999997},{"$f":"VLOOKUP(TOU_CTabulation[[#This Row],[Daypart]],TOUC,3)","v":0.32596000000000003},{"$f":"TOU_CTabulation[[#This Row],[Month Base Allow]]*TOU_CTabulation[[#This Row],[Base Rate]]","v":0},{"$f":"TOU_CTabulation[[#This Row],[Month Overbase Gen]]*TOU_CTabulation[[#This Row],[Over Rate]]","v":0},{"$f":"TOU_CTabulation[[#This Row],[Base Value]]+TOU_CTabulation[[#This Row],[Over Value]]","v":0}]
[1,14,20,0,0,9,1,0,9,0,0,{"$f":"TOU_CTabulation[[#This Row],[AC System Output (W)]]/1000","v":0},{"$f":"IF(A360=TOU_CTabulation[[#This Row],[Month]],M360+TOU_CTabulation[[#This Row],[AC System Output (kW)]],TOU_CTabulation[[#This Row],[AC System Output (kW)]])","v":195.87411100000003},{"$f":"VLOOKUP(TOU_CTabulation[[#This Row],[Month]],Season,2)","v":"Winter"},{"$f":"VLOOKUP(TOU_CTabulation[[#This Row],[Season]],CRate,2)","v":10.5},{"$f":"IF(A362>TOU_CTabulation[[#This Row],[Month]],TOU_CTabulation[[#This Row],[Day]]*TOU_CTabulation[[#This Row],[Base Allow]],0)","v":0},{"$f":"IF(A362>TOU_CTabulation[[#This Row],[Month]],TOU_CTabulation[[#This Row],[Month Cumm]],0)","v":0},{"$f":"IF(TOU_CTabulation[[#This Row],[Month Base Gen]]=0,0,TOU_CTabulation[[#This Row],[Month Base Gen]]-TOU_CTabulation[[#This Row],[Day]]*TOU_CTabulation[[#This Row],[Base Allow]])","v":0},{"$f":"VLOOKUP(TOU_CTabulation[[#This Row],[Hour]],daypart,2)","v":"All"},{"$f":"TOU_CTabulation[[#This Row],[Season]]&TOU_CTabulation[[#This Row],[Day-Part]]","v":"WinterAll"},{"$f":"VLOOKUP(TOU_CTabulation[[#This Row],[Daypart]],TOUC,2)","v":0.25901999999999997},{"$f":"VLOOKUP(TOU_CTabulation[[#This Row],[Daypart]],TOUC,3)","v":0.32596000000000003},{"$f":"TOU_CTabulation[[#This Row],[Month Base Allow]]*TOU_CTabulation[[#This Row],[Base Rate]]","v":0},{"$f":"TOU_CTabulation[[#This Row],[Month Overbase Gen]]*TOU_CTabulation[[#This Row],[Over Rate]]","v":0},{"$f":"TOU_CTabulation[[#This Row],[Base Value]]+TOU_CTabulation[[#This Row],[Over Value]]","v":0}]
[1,14,21,0,0,9,1,0,9,0,0,{"$f":"TOU_CTabulation[[#This Row],[AC System Output (W)]]/1000","v":0},{"$f":"IF(A361=TOU_CTabulation[[#This Row],[Month]],M361+TOU_CTabulation[[#This Row],[AC System Output (kW)]],TOU_CTabulation[[#This Row],[AC System Output (kW)]])","v":195.87411100000003},{"$f":"VLOOKUP(TOU_CTabulation[[#This Row],[Month]],Season,2)","v":"Winter"},{"$f":"VLOOKUP(TOU_CTabulation[[#This Row],[Season]],CRate,2)","v":10.5},{"$f":"IF(A363>TOU_CTabulation[[#This Row],[Month]],TOU_CTabulation[[#This Row],[Day]]*TOU_CTabulation[[#This Row],[Base Allow]],0)","v":0},{"$f":"IF(A363>TOU_CTabulation[[#This Row],[Month]],TOU_CTabulation[[#This Row],[Month Cumm]],0)","v":0},{"$f":"IF(TOU_CTabulation[[#This Row],[Month Base Gen]]=0,0,TOU_CTabulation[[#This Row],[Month Base Gen]]-TOU_CTabulation[[#This Row],[Day]]*TOU_CTabulation[[#This Row],[Base Allow]])","v":0},{"$f":"VLOOKUP(TOU_CTabulation[[#This Row],[Hour]],daypart,2)","v":"All"},{"$f":"TOU_CTabulation[[#This Row],[Season]]&TOU_CTabulation[[#This Row],[Day-Part]]","v":"WinterAll"},{"$f":"VLOOKUP(TOU_CTabulation[[#This Row],[Daypart]],TOUC,2)","v":0.25901999999999997},{"$f":"VLOOKUP(TOU_CTabulation[[#This Row],[Daypart]],TOUC,3)","v":0.32596000000000003},{"$f":"TOU_CTabulation[[#This Row],[Month Base Allow]]*TOU_CTabulation[[#This Row],[Base Rate]]","v":0},{"$f":"TOU_CTabulation[[#This Row],[Month Overbase Gen]]*TOU_CTabulation[[#This Row],[Over Rate]]","v":0},{"$f":"TOU_CTabulation[[#This Row],[Base Value]]+TOU_CTabulation[[#This Row],[Over Value]]","v":0}]
[1,14,22,0,0,8,1,0,8,0,0,{"$f":"TOU_CTabulation[[#This Row],[AC System Output (W)]]/1000","v":0},{"$f":"IF(A362=TOU_CTabulation[[#This Row],[Month]],M362+TOU_CTabulation[[#This Row],[AC System Output (kW)]],TOU_CTabulation[[#This Row],[AC System Output (kW)]])","v":195.87411100000003},{"$f":"VLOOKUP(TOU_CTabulation[[#This Row],[Month]],Season,2)","v":"Winter"},{"$f":"VLOOKUP(TOU_CTabulation[[#This Row],[Season]],CRate,2)","v":10.5},{"$f":"IF(A364>TOU_CTabulation[[#This Row],[Month]],TOU_CTabulation[[#This Row],[Day]]*TOU_CTabulation[[#This Row],[Base Allow]],0)","v":0},{"$f":"IF(A364>TOU_CTabulation[[#This Row],[Month]],TOU_CTabulation[[#This Row],[Month Cumm]],0)","v":0},{"$f":"IF(TOU_CTabulation[[#This Row],[Month Base Gen]]=0,0,TOU_CTabulation[[#This Row],[Month Base Gen]]-TOU_CTabulation[[#This Row],[Day]]*TOU_CTabulation[[#This Row],[Base Allow]])","v":0},{"$f":"VLOOKUP(TOU_CTabulation[[#This Row],[Hour]],daypart,2)","v":"All"},{"$f":"TOU_CTabulation[[#This Row],[Season]]&TOU_CTabulation[[#This Row],[Day-Part]]","v":"WinterAll"},{"$f":"VLOOKUP(TOU_CTabulation[[#This Row],[Daypart]],TOUC,2)","v":0.25901999999999997},{"$f":"VLOOKUP(TOU_CTabulation[[#This Row],[Daypart]],TOUC,3)","v":0.32596000000000003},{"$f":"TOU_CTabulation[[#This Row],[Month Base Allow]]*TOU_CTabulation[[#This Row],[Base Rate]]","v":0},{"$f":"TOU_CTabulation[[#This Row],[Month Overbase Gen]]*TOU_CTabulation[[#This Row],[Over Rate]]","v":0},{"$f":"TOU_CTabulation[[#This Row],[Base Value]]+TOU_CTabulation[[#This Row],[Over Value]]","v":0}]
[1,14,23,0,0,8,1,0,8,0,0,{"$f":"TOU_CTabulation[[#This Row],[AC System Output (W)]]/1000","v":0},{"$f":"IF(A363=TOU_CTabulation[[#This Row],[Month]],M363+TOU_CTabulation[[#This Row],[AC System Output (kW)]],TOU_CTabulation[[#This Row],[AC System Output (kW)]])","v":195.87411100000003},{"$f":"VLOOKUP(TOU_CTabulation[[#This Row],[Month]],Season,2)","v":"Winter"},{"$f":"VLOOKUP(TOU_CTabulation[[#This Row],[Season]],CRate,2)","v":10.5},{"$f":"IF(A365>TOU_CTabulation[[#This Row],[Month]],TOU_CTabulation[[#This Row],[Day]]*TOU_CTabulation[[#This Row],[Base Allow]],0)","v":0},{"$f":"IF(A365>TOU_CTabulation[[#This Row],[Month]],TOU_CTabulation[[#This Row],[Month Cumm]],0)","v":0},{"$f":"IF(TOU_CTabulation[[#This Row],[Month Base Gen]]=0,0,TOU_CTabulation[[#This Row],[Month Base Gen]]-TOU_CTabulation[[#This Row],[Day]]*TOU_CTabulation[[#This Row],[Base Allow]])","v":0},{"$f":"VLOOKUP(TOU_CTabulation[[#This Row],[Hour]],daypart,2)","v":"All"},{"$f":"TOU_CTabulation[[#This Row],[Season]]&TOU_CTabulation[[#This Row],[Day-Part]]","v":"WinterAll"},{"$f":"VLOOKUP(TOU_CTabulation[[#This Row],[Daypart]],TOUC,2)","v":0.25901999999999997},{"$f":"VLOOKUP(TOU_CTabulation[[#This Row],[Daypart]],TOUC,3)","v":0.32596000000000003},{"$f":"TOU_CTabulation[[#This Row],[Month Base Allow]]*TOU_CTabulation[[#This Row],[Base Rate]]","v":0},{"$f":"TOU_CTabulation[[#This Row],[Month Overbase Gen]]*TOU_CTabulation[[#This Row],[Over Rate]]","v":0},{"$f":"TOU_CTabulation[[#This Row],[Base Value]]+TOU_CTabulation[[#This Row],[Over Value]]","v":0}]
[1,15,0,0,0,7,1,0,7,0,0,{"$f":"TOU_CTabulation[[#This Row],[AC System Output (W)]]/1000","v":0},{"$f":"IF(A364=TOU_CTabulation[[#This Row],[Month]],M364+TOU_CTabulation[[#This Row],[AC System Output (kW)]],TOU_CTabulation[[#This Row],[AC System Output (kW)]])","v":195.87411100000003},{"$f":"VLOOKUP(TOU_CTabulation[[#This Row],[Month]],Season,2)","v":"Winter"},{"$f":"VLOOKUP(TOU_CTabulation[[#This Row],[Season]],CRate,2)","v":10.5},{"$f":"IF(A366>TOU_CTabulation[[#This Row],[Month]],TOU_CTabulation[[#This Row],[Day]]*TOU_CTabulation[[#This Row],[Base Allow]],0)","v":0},{"$f":"IF(A366>TOU_CTabulation[[#This Row],[Month]],TOU_CTabulation[[#This Row],[Month Cumm]],0)","v":0},{"$f":"IF(TOU_CTabulation[[#This Row],[Month Base Gen]]=0,0,TOU_CTabulation[[#This Row],[Month Base Gen]]-TOU_CTabulation[[#This Row],[Day]]*TOU_CTabulation[[#This Row],[Base Allow]])","v":0},{"$f":"VLOOKUP(TOU_CTabulation[[#This Row],[Hour]],daypart,2)","v":"All"},{"$f":"TOU_CTabulation[[#This Row],[Season]]&TOU_CTabulation[[#This Row],[Day-Part]]","v":"WinterAll"},{"$f":"VLOOKUP(TOU_CTabulation[[#This Row],[Daypart]],TOUC,2)","v":0.25901999999999997},{"$f":"VLOOKUP(TOU_CTabulation[[#This Row],[Daypart]],TOUC,3)","v":0.32596000000000003},{"$f":"TOU_CTabulation[[#This Row],[Month Base Allow]]*TOU_CTabulation[[#This Row],[Base Rate]]","v":0},{"$f":"TOU_CTabulation[[#This Row],[Month Overbase Gen]]*TOU_CTabulation[[#This Row],[Over Rate]]","v":0},{"$f":"TOU_CTabulation[[#This Row],[Base Value]]+TOU_CTabulation[[#This Row],[Over Value]]","v":0}]
[1,15,1,0,0,7,1,0,7,0,0,{"$f":"TOU_CTabulation[[#This Row],[AC System Output (W)]]/1000","v":0},{"$f":"IF(A365=TOU_CTabulation[[#This Row],[Month]],M365+TOU_CTabulation[[#This Row],[AC System Output (kW)]],TOU_CTabulation[[#This Row],[AC System Output (kW)]])","v":195.87411100000003},{"$f":"VLOOKUP(TOU_CTabulation[[#This Row],[Month]],Season,2)","v":"Winter"},{"$f":"VLOOKUP(TOU_CTabulation[[#This Row],[Season]],CRate,2)","v":10.5},{"$f":"IF(A367>TOU_CTabulation[[#This Row],[Month]],TOU_CTabulation[[#This Row],[Day]]*TOU_CTabulation[[#This Row],[Base Allow]],0)","v":0},{"$f":"IF(A367>TOU_CTabulation[[#This Row],[Month]],TOU_CTabulation[[#This Row],[Month Cumm]],0)","v":0},{"$f":"IF(TOU_CTabulation[[#This Row],[Month Base Gen]]=0,0,TOU_CTabulation[[#This Row],[Month Base Gen]]-TOU_CTabulation[[#This Row],[Day]]*TOU_CTabulation[[#This Row],[Base Allow]])","v":0},{"$f":"VLOOKUP(TOU_CTabulation[[#This Row],[Hour]],daypart,2)","v":"All"},{"$f":"TOU_CTabulation[[#This Row],[Season]]&TOU_CTabulation[[#This Row],[Day-Part]]","v":"WinterAll"},{"$f":"VLOOKUP(TOU_CTabulation[[#This Row],[Daypart]],TOUC,2)","v":0.25901999999999997},{"$f":"VLOOKUP(TOU_CTabulation[[#This Row],[Daypart]],TOUC,3)","v":0.32596000000000003},{"$f":"TOU_CTabulation[[#This Row],[Month Base Allow]]*TOU_CTabulation[[#This Row],[Base Rate]]","v":0},{"$f":"TOU_CTabulation[[#This Row],[Month Overbase Gen]]*TOU_CTabulation[[#This Row],[Over Rate]]","v":0},{"$f":"TOU_CTabulation[[#This Row],[Base Value]]+TOU_CTabulation[[#This Row],[Over Value]]","v":0}]
[1,15,2,0,0,7,1,0,7,0,0,{"$f":"TOU_CTabulation[[#This Row],[AC System Output (W)]]/1000","v":0},{"$f":"IF(A366=TOU_CTabulation[[#This Row],[Month]],M366+TOU_CTabulation[[#This Row],[AC System Output (kW)]],TOU_CTabulation[[#This Row],[AC System Output (kW)]])","v":195.87411100000003},{"$f":"VLOOKUP(TOU_CTabulation[[#This Row],[Month]],Season,2)","v":"Winter"},{"$f":"VLOOKUP(TOU_CTabulation[[#This Row],[Season]],CRate,2)","v":10.5},{"$f":"IF(A368>TOU_CTabulation[[#This Row],[Month]],TOU_CTabulation[[#This Row],[Day]]*TOU_CTabulation[[#This Row],[Base Allow]],0)","v":0},{"$f":"IF(A368>TOU_CTabulation[[#This Row],[Month]],TOU_CTabulation[[#This Row],[Month Cumm]],0)","v":0},{"$f":"IF(TOU_CTabulation[[#This Row],[Month Base Gen]]=0,0,TOU_CTabulation[[#This Row],[Month Base Gen]]-TOU_CTabulation[[#This Row],[Day]]*TOU_CTabulation[[#This Row],[Base Allow]])","v":0},{"$f":"VLOOKUP(TOU_CTabulation[[#This Row],[Hour]],daypart,2)","v":"All"},{"$f":"TOU_CTabulation[[#This Row],[Season]]&TOU_CTabulation[[#This Row],[Day-Part]]","v":"WinterAll"},{"$f":"VLOOKUP(TOU_CTabulation[[#This Row],[Daypart]],TOUC,2)","v":0.25901999999999997},{"$f":"VLOOKUP(TOU_CTabulation[[#This Row],[Daypart]],TOUC,3)","v":0.32596000000000003},{"$f":"TOU_CTabulation[[#This Row],[Month Base Allow]]*TOU_CTabulation[[#This Row],[Base Rate]]","v":0},{"$f":"TOU_CTabulation[[#This Row],[Month Overbase Gen]]*TOU_CTabulation[[#This Row],[Over Rate]]","v":0},{"$f":"TOU_CTabulation[[#This Row],[Base Value]]+TOU_CTabulation[[#This Row],[Over Value]]","v":0}]
[1,15,3,0,0,7,1,0,7,0,0,{"$f":"TOU_CTabulation[[#This Row],[AC System Output (W)]]/1000","v":0},{"$f":"IF(A367=TOU_CTabulation[[#This Row],[Month]],M367+TOU_CTabulation[[#This Row],[AC System Output (kW)]],TOU_CTabulation[[#This Row],[AC System Output (kW)]])","v":195.87411100000003},{"$f":"VLOOKUP(TOU_CTabulation[[#This Row],[Month]],Season,2)","v":"Winter"},{"$f":"VLOOKUP(TOU_CTabulation[[#This Row],[Season]],CRate,2)","v":10.5},{"$f":"IF(A369>TOU_CTabulation[[#This Row],[Month]],TOU_CTabulation[[#This Row],[Day]]*TOU_CTabulation[[#This Row],[Base Allow]],0)","v":0},{"$f":"IF(A369>TOU_CTabulation[[#This Row],[Month]],TOU_CTabulation[[#This Row],[Month Cumm]],0)","v":0},{"$f":"IF(TOU_CTabulation[[#This Row],[Month Base Gen]]=0,0,TOU_CTabulation[[#This Row],[Month Base Gen]]-TOU_CTabulation[[#This Row],[Day]]*TOU_CTabulation[[#This Row],[Base Allow]])","v":0},{"$f":"VLOOKUP(TOU_CTabulation[[#This Row],[Hour]],daypart,2)","v":"All"},{"$f":"TOU_CTabulation[[#This Row],[Season]]&TOU_CTabulation[[#This Row],[Day-Part]]","v":"WinterAll"},{"$f":"VLOOKUP(TOU_CTabulation[[#This Row],[Daypart]],TOUC,2)","v":0.25901999999999997},{"$f":"VLOOKUP(TOU_CTabulation[[#This Row],[Daypart]],TOUC,3)","v":0.32596000000000003},{"$f":"TOU_CTabulation[[#This Row],[Month Base Allow]]*TOU_CTabulation[[#This Row],[Base Rate]]","v":0},{"$f":"TOU_CTabulation[[#This Row],[Month Overbase Gen]]*TOU_CTabulation[[#This Row],[Over Rate]]","v":0},{"$f":"TOU_CTabulation[[#This Row],[Base Value]]+TOU_CTabulation[[#This Row],[Over Value]]","v":0}]
[1,15,4,0,0,7,2,0,7,0,0,{"$f":"TOU_CTabulation[[#This Row],[AC System Output (W)]]/1000","v":0},{"$f":"IF(A368=TOU_CTabulation[[#This Row],[Month]],M368+TOU_CTabulation[[#This Row],[AC System Output (kW)]],TOU_CTabulation[[#This Row],[AC System Output (kW)]])","v":195.87411100000003},{"$f":"VLOOKUP(TOU_CTabulation[[#This Row],[Month]],Season,2)","v":"Winter"},{"$f":"VLOOKUP(TOU_CTabulation[[#This Row],[Season]],CRate,2)","v":10.5},{"$f":"IF(A370>TOU_CTabulation[[#This Row],[Month]],TOU_CTabulation[[#This Row],[Day]]*TOU_CTabulation[[#This Row],[Base Allow]],0)","v":0},{"$f":"IF(A370>TOU_CTabulation[[#This Row],[Month]],TOU_CTabulation[[#This Row],[Month Cumm]],0)","v":0},{"$f":"IF(TOU_CTabulation[[#This Row],[Month Base Gen]]=0,0,TOU_CTabulation[[#This Row],[Month Base Gen]]-TOU_CTabulation[[#This Row],[Day]]*TOU_CTabulation[[#This Row],[Base Allow]])","v":0},{"$f":"VLOOKUP(TOU_CTabulation[[#This Row],[Hour]],daypart,2)","v":"All"},{"$f":"TOU_CTabulation[[#This Row],[Season]]&TOU_CTabulation[[#This Row],[Day-Part]]","v":"WinterAll"},{"$f":"VLOOKUP(TOU_CTabulation[[#This Row],[Daypart]],TOUC,2)","v":0.25901999999999997},{"$f":"VLOOKUP(TOU_CTabulation[[#This Row],[Daypart]],TOUC,3)","v":0.32596000000000003},{"$f":"TOU_CTabulation[[#This Row],[Month Base Allow]]*TOU_CTabulation[[#This Row],[Base Rate]]","v":0},{"$f":"TOU_CTabulation[[#This Row],[Month Overbase Gen]]*TOU_CTabulation[[#This Row],[Over Rate]]","v":0},{"$f":"TOU_CTabulation[[#This Row],[Base Value]]+TOU_CTabulation[[#This Row],[Over Value]]","v":0}]
[1,15,5,0,0,7,2,0,7,0,0,{"$f":"TOU_CTabulation[[#This Row],[AC System Output (W)]]/1000","v":0},{"$f":"IF(A369=TOU_CTabulation[[#This Row],[Month]],M369+TOU_CTabulation[[#This Row],[AC System Output (kW)]],TOU_CTabulation[[#This Row],[AC System Output (kW)]])","v":195.87411100000003},{"$f":"VLOOKUP(TOU_CTabulation[[#This Row],[Month]],Season,2)","v":"Winter"},{"$f":"VLOOKUP(TOU_CTabulation[[#This Row],[Season]],CRate,2)","v":10.5},{"$f":"IF(A371>TOU_CTabulation[[#This Row],[Month]],TOU_CTabulation[[#This Row],[Day]]*TOU_CTabulation[[#This Row],[Base Allow]],0)","v":0},{"$f":"IF(A371>TOU_CTabulation[[#This Row],[Month]],TOU_CTabulation[[#This Row],[Month Cumm]],0)","v":0},{"$f":"IF(TOU_CTabulation[[#This Row],[Month Base Gen]]=0,0,TOU_CTabulation[[#This Row],[Month Base Gen]]-TOU_CTabulation[[#This Row],[Day]]*TOU_CTabulation[[#This Row],[Base Allow]])","v":0},{"$f":"VLOOKUP(TOU_CTabulation[[#This Row],[Hour]],daypart,2)","v":"All"},{"$f":"TOU_CTabulation[[#This Row],[Season]]&TOU_CTabulation[[#This Row],[Day-Part]]","v":"WinterAll"},{"$f":"VLOOKUP(TOU_CTabulation[[#This Row],[Daypart]],TOUC,2)","v":0.25901999999999997},{"$f":"VLOOKUP(TOU_CTabulation[[#This Row],[Daypart]],TOUC,3)","v":0.32596000000000003},{"$f":"TOU_CTabulation[[#This Row],[Month Base Allow]]*TOU_CTabulation[[#This Row],[Base Rate]]","v":0},{"$f":"TOU_CTabulation[[#This Row],[Month Overbase Gen]]*TOU_CTabulation[[#This Row],[Over Rate]]","v":0},{"$f":"TOU_CTabulation[[#This Row],[Base Value]]+TOU_CTabulation[[#This Row],[Over Value]]","v":0}]
[1,15,6,0,0,8,2,0,8,0,0,{"$f":"TOU_CTabulation[[#This Row],[AC System Output (W)]]/1000","v":0},{"$f":"IF(A370=TOU_CTabulation[[#This Row],[Month]],M370+TOU_CTabulation[[#This Row],[AC System Output (kW)]],TOU_CTabulation[[#This Row],[AC System Output (kW)]])","v":195.87411100000003},{"$f":"VLOOKUP(TOU_CTabulation[[#This Row],[Month]],Season,2)","v":"Winter"},{"$f":"VLOOKUP(TOU_CTabulation[[#This Row],[Season]],CRate,2)","v":10.5},{"$f":"IF(A372>TOU_CTabulation[[#This Row],[Month]],TOU_CTabulation[[#This Row],[Day]]*TOU_CTabulation[[#This Row],[Base Allow]],0)","v":0},{"$f":"IF(A372>TOU_CTabulation[[#This Row],[Month]],TOU_CTabulation[[#This Row],[Month Cumm]],0)","v":0},{"$f":"IF(TOU_CTabulation[[#This Row],[Month Base Gen]]=0,0,TOU_CTabulation[[#This Row],[Month Base Gen]]-TOU_CTabulation[[#This Row],[Day]]*TOU_CTabulation[[#This Row],[Base Allow]])","v":0},{"$f":"VLOOKUP(TOU_CTabulation[[#This Row],[Hour]],daypart,2)","v":"All"},{"$f":"TOU_CTabulation[[#This Row],[Season]]&TOU_CTabulation[[#This Row],[Day-Part]]","v":"WinterAll"},{"$f":"VLOOKUP(TOU_CTabulation[[#This Row],[Daypart]],TOUC,2)","v":0.25901999999999997},{"$f":"VLOOKUP(TOU_CTabulation[[#This Row],[Daypart]],TOUC,3)","v":0.32596000000000003},{"$f":"TOU_CTabulation[[#This Row],[Month Base Allow]]*TOU_CTabulation[[#This Row],[Base Rate]]","v":0},{"$f":"TOU_CTabulation[[#This Row],[Month Overbase Gen]]*TOU_CTabulation[[#This Row],[Over Rate]]","v":0},{"$f":"TOU_CTabulation[[#This Row],[Base Value]]+TOU_CTabulation[[#This Row],[Over Value]]","v":0}]
[1,15,7,0,14,9,2,13.260999999999999,7.2370000000000001,49.381999999999998,28.074999999999999,{"$f":"TOU_CTabulation[[#This Row],[AC System Output (W)]]/1000","v":2.8074999999999999E-2},{"$f":"IF(A371=TOU_CTabulation[[#This Row],[Month]],M371+TOU_CTabulation[[#This Row],[AC System Output (kW)]],TOU_CTabulation[[#This Row],[AC System Output (kW)]])","v":195.90218600000003},{"$f":"VLOOKUP(TOU_CTabulation[[#This Row],[Month]],Season,2)","v":"Winter"},{"$f":"VLOOKUP(TOU_CTabulation[[#This Row],[Season]],CRate,2)","v":10.5},{"$f":"IF(A373>TOU_CTabulation[[#This Row],[Month]],TOU_CTabulation[[#This Row],[Day]]*TOU_CTabulation[[#This Row],[Base Allow]],0)","v":0},{"$f":"IF(A373>TOU_CTabulation[[#This Row],[Month]],TOU_CTabulation[[#This Row],[Month Cumm]],0)","v":0},{"$f":"IF(TOU_CTabulation[[#This Row],[Month Base Gen]]=0,0,TOU_CTabulation[[#This Row],[Month Base Gen]]-TOU_CTabulation[[#This Row],[Day]]*TOU_CTabulation[[#This Row],[Base Allow]])","v":0},{"$f":"VLOOKUP(TOU_CTabulation[[#This Row],[Hour]],daypart,2)","v":"All"},{"$f":"TOU_CTabulation[[#This Row],[Season]]&TOU_CTabulation[[#This Row],[Day-Part]]","v":"WinterAll"},{"$f":"VLOOKUP(TOU_CTabulation[[#This Row],[Daypart]],TOUC,2)","v":0.25901999999999997},{"$f":"VLOOKUP(TOU_CTabulation[[#This Row],[Daypart]],TOUC,3)","v":0.32596000000000003},{"$f":"TOU_CTabulation[[#This Row],[Month Base Allow]]*TOU_CTabulation[[#This Row],[Base Rate]]","v":0},{"$f":"TOU_CTabulation[[#This Row],[Month Overbase Gen]]*TOU_CTabulation[[#This Row],[Over Rate]]","v":0},{"$f":"TOU_CTabulation[[#This Row],[Base Value]]+TOU_CTabulation[[#This Row],[Over Value]]","v":0}]
[1,15,8,64,85,10,2,116.994,11.228999999999999,419.18299999999999,390.42,{"$f":"TOU_CTabulation[[#This Row],[AC System Output (W)]]/1000","v":0.39041999999999999},{"$f":"IF(A372=TOU_CTabulation[[#This Row],[Month]],M372+TOU_CTabulation[[#This Row],[AC System Output (kW)]],TOU_CTabulation[[#This Row],[AC System Output (kW)]])","v":196.29260600000003},{"$f":"VLOOKUP(TOU_CTabulation[[#This Row],[Month]],Season,2)","v":"Winter"},{"$f":"VLOOKUP(TOU_CTabulation[[#This Row],[Season]],CRate,2)","v":10.5},{"$f":"IF(A374>TOU_CTabulation[[#This Row],[Month]],TOU_CTabulation[[#This Row],[Day]]*TOU_CTabulation[[#This Row],[Base Allow]],0)","v":0},{"$f":"IF(A374>TOU_CTabulation[[#This Row],[Month]],TOU_CTabulation[[#This Row],[Month Cumm]],0)","v":0},{"$f":"IF(TOU_CTabulation[[#This Row],[Month Base Gen]]=0,0,TOU_CTabulation[[#This Row],[Month Base Gen]]-TOU_CTabulation[[#This Row],[Day]]*TOU_CTabulation[[#This Row],[Base Allow]])","v":0},{"$f":"VLOOKUP(TOU_CTabulation[[#This Row],[Hour]],daypart,2)","v":"All"},{"$f":"TOU_CTabulation[[#This Row],[Season]]&TOU_CTabulation[[#This Row],[Day-Part]]","v":"WinterAll"},{"$f":"VLOOKUP(TOU_CTabulation[[#This Row],[Daypart]],TOUC,2)","v":0.25901999999999997},{"$f":"VLOOKUP(TOU_CTabulation[[#This Row],[Daypart]],TOUC,3)","v":0.32596000000000003},{"$f":"TOU_CTabulation[[#This Row],[Month Base Allow]]*TOU_CTabulation[[#This Row],[Base Rate]]","v":0},{"$f":"TOU_CTabulation[[#This Row],[Month Overbase Gen]]*TOU_CTabulation[[#This Row],[Over Rate]]","v":0},{"$f":"TOU_CTabulation[[#This Row],[Base Value]]+TOU_CTabulation[[#This Row],[Over Value]]","v":0}]
[1,15,9,375,133,12,2,383.755,20.931999999999999,1320.8209999999999,1268.55,{"$f":"TOU_CTabulation[[#This Row],[AC System Output (W)]]/1000","v":1.2685499999999998},{"$f":"IF(A373=TOU_CTabulation[[#This Row],[Month]],M373+TOU_CTabulation[[#This Row],[AC System Output (kW)]],TOU_CTabulation[[#This Row],[AC System Output (kW)]])","v":197.56115600000004},{"$f":"VLOOKUP(TOU_CTabulation[[#This Row],[Month]],Season,2)","v":"Winter"},{"$f":"VLOOKUP(TOU_CTabulation[[#This Row],[Season]],CRate,2)","v":10.5},{"$f":"IF(A375>TOU_CTabulation[[#This Row],[Month]],TOU_CTabulation[[#This Row],[Day]]*TOU_CTabulation[[#This Row],[Base Allow]],0)","v":0},{"$f":"IF(A375>TOU_CTabulation[[#This Row],[Month]],TOU_CTabulation[[#This Row],[Month Cumm]],0)","v":0},{"$f":"IF(TOU_CTabulation[[#This Row],[Month Base Gen]]=0,0,TOU_CTabulation[[#This Row],[Month Base Gen]]-TOU_CTabulation[[#This Row],[Day]]*TOU_CTabulation[[#This Row],[Base Allow]])","v":0},{"$f":"VLOOKUP(TOU_CTabulation[[#This Row],[Hour]],daypart,2)","v":"All"},{"$f":"TOU_CTabulation[[#This Row],[Season]]&TOU_CTabulation[[#This Row],[Day-Part]]","v":"WinterAll"},{"$f":"VLOOKUP(TOU_CTabulation[[#This Row],[Daypart]],TOUC,2)","v":0.25901999999999997},{"$f":"VLOOKUP(TOU_CTabulation[[#This Row],[Daypart]],TOUC,3)","v":0.32596000000000003},{"$f":"TOU_CTabulation[[#This Row],[Month Base Allow]]*TOU_CTabulation[[#This Row],[Base Rate]]","v":0},{"$f":"TOU_CTabulation[[#This Row],[Month Overbase Gen]]*TOU_CTabulation[[#This Row],[Over Rate]]","v":0},{"$f":"TOU_CTabulation[[#This Row],[Base Value]]+TOU_CTabulation[[#This Row],[Over Value]]","v":0}]
[1,15,10,308,198,14,2,449.97899999999998,25.57,1533.875,1474.9459999999999,{"$f":"TOU_CTabulation[[#This Row],[AC System Output (W)]]/1000","v":1.4749459999999999},{"$f":"IF(A374=TOU_CTabulation[[#This Row],[Month]],M374+TOU_CTabulation[[#This Row],[AC System Output (kW)]],TOU_CTabulation[[#This Row],[AC System Output (kW)]])","v":199.03610200000003},{"$f":"VLOOKUP(TOU_CTabulation[[#This Row],[Month]],Season,2)","v":"Winter"},{"$f":"VLOOKUP(TOU_CTabulation[[#This Row],[Season]],CRate,2)","v":10.5},{"$f":"IF(A376>TOU_CTabulation[[#This Row],[Month]],TOU_CTabulation[[#This Row],[Day]]*TOU_CTabulation[[#This Row],[Base Allow]],0)","v":0},{"$f":"IF(A376>TOU_CTabulation[[#This Row],[Month]],TOU_CTabulation[[#This Row],[Month Cumm]],0)","v":0},{"$f":"IF(TOU_CTabulation[[#This Row],[Month Base Gen]]=0,0,TOU_CTabulation[[#This Row],[Month Base Gen]]-TOU_CTabulation[[#This Row],[Day]]*TOU_CTabulation[[#This Row],[Base Allow]])","v":0},{"$f":"VLOOKUP(TOU_CTabulation[[#This Row],[Hour]],daypart,2)","v":"All"},{"$f":"TOU_CTabulation[[#This Row],[Season]]&TOU_CTabulation[[#This Row],[Day-Part]]","v":"WinterAll"},{"$f":"VLOOKUP(TOU_CTabulation[[#This Row],[Daypart]],TOUC,2)","v":0.25901999999999997},{"$f":"VLOOKUP(TOU_CTabulation[[#This Row],[Daypart]],TOUC,3)","v":0.32596000000000003},{"$f":"TOU_CTabulation[[#This Row],[Month Base Allow]]*TOU_CTabulation[[#This Row],[Base Rate]]","v":0},{"$f":"TOU_CTabulation[[#This Row],[Month Overbase Gen]]*TOU_CTabulation[[#This Row],[Over Rate]]","v":0},{"$f":"TOU_CTabulation[[#This Row],[Base Value]]+TOU_CTabulation[[#This Row],[Over Value]]","v":0}]
[1,15,11,881,79,17,3,796.44600000000003,35.338999999999999,2591.5340000000001,2493.3040000000001,{"$f":"TOU_CTabulation[[#This Row],[AC System Output (W)]]/1000","v":2.4933040000000002},{"$f":"IF(A375=TOU_CTabulation[[#This Row],[Month]],M375+TOU_CTabulation[[#This Row],[AC System Output (kW)]],TOU_CTabulation[[#This Row],[AC System Output (kW)]])","v":201.52940600000002},{"$f":"VLOOKUP(TOU_CTabulation[[#This Row],[Month]],Season,2)","v":"Winter"},{"$f":"VLOOKUP(TOU_CTabulation[[#This Row],[Season]],CRate,2)","v":10.5},{"$f":"IF(A377>TOU_CTabulation[[#This Row],[Month]],TOU_CTabulation[[#This Row],[Day]]*TOU_CTabulation[[#This Row],[Base Allow]],0)","v":0},{"$f":"IF(A377>TOU_CTabulation[[#This Row],[Month]],TOU_CTabulation[[#This Row],[Month Cumm]],0)","v":0},{"$f":"IF(TOU_CTabulation[[#This Row],[Month Base Gen]]=0,0,TOU_CTabulation[[#This Row],[Month Base Gen]]-TOU_CTabulation[[#This Row],[Day]]*TOU_CTabulation[[#This Row],[Base Allow]])","v":0},{"$f":"VLOOKUP(TOU_CTabulation[[#This Row],[Hour]],daypart,2)","v":"All"},{"$f":"TOU_CTabulation[[#This Row],[Season]]&TOU_CTabulation[[#This Row],[Day-Part]]","v":"WinterAll"},{"$f":"VLOOKUP(TOU_CTabulation[[#This Row],[Daypart]],TOUC,2)","v":0.25901999999999997},{"$f":"VLOOKUP(TOU_CTabulation[[#This Row],[Daypart]],TOUC,3)","v":0.32596000000000003},{"$f":"TOU_CTabulation[[#This Row],[Month Base Allow]]*TOU_CTabulation[[#This Row],[Base Rate]]","v":0},{"$f":"TOU_CTabulation[[#This Row],[Month Overbase Gen]]*TOU_CTabulation[[#This Row],[Over Rate]]","v":0},{"$f":"TOU_CTabulation[[#This Row],[Base Value]]+TOU_CTabulation[[#This Row],[Over Value]]","v":0}]
[1,15,12,230,250,19,3,462.89699999999999,30.445,1547.17,1487.8109999999999,{"$f":"TOU_CTabulation[[#This Row],[AC System Output (W)]]/1000","v":1.487811},{"$f":"IF(A376=TOU_CTabulation[[#This Row],[Month]],M376+TOU_CTabulation[[#This Row],[AC System Output (kW)]],TOU_CTabulation[[#This Row],[AC System Output (kW)]])","v":203.01721700000002},{"$f":"VLOOKUP(TOU_CTabulation[[#This Row],[Month]],Season,2)","v":"Winter"},{"$f":"VLOOKUP(TOU_CTabulation[[#This Row],[Season]],CRate,2)","v":10.5},{"$f":"IF(A378>TOU_CTabulation[[#This Row],[Month]],TOU_CTabulation[[#This Row],[Day]]*TOU_CTabulation[[#This Row],[Base Allow]],0)","v":0},{"$f":"IF(A378>TOU_CTabulation[[#This Row],[Month]],TOU_CTabulation[[#This Row],[Month Cumm]],0)","v":0},{"$f":"IF(TOU_CTabulation[[#This Row],[Month Base Gen]]=0,0,TOU_CTabulation[[#This Row],[Month Base Gen]]-TOU_CTabulation[[#This Row],[Day]]*TOU_CTabulation[[#This Row],[Base Allow]])","v":0},{"$f":"VLOOKUP(TOU_CTabulation[[#This Row],[Hour]],daypart,2)","v":"All"},{"$f":"TOU_CTabulation[[#This Row],[Season]]&TOU_CTabulation[[#This Row],[Day-Part]]","v":"WinterAll"},{"$f":"VLOOKUP(TOU_CTabulation[[#This Row],[Daypart]],TOUC,2)","v":0.25901999999999997},{"$f":"VLOOKUP(TOU_CTabulation[[#This Row],[Daypart]],TOUC,3)","v":0.32596000000000003},{"$f":"TOU_CTabulation[[#This Row],[Month Base Allow]]*TOU_CTabulation[[#This Row],[Base Rate]]","v":0},{"$f":"TOU_CTabulation[[#This Row],[Month Overbase Gen]]*TOU_CTabulation[[#This Row],[Over Rate]]","v":0},{"$f":"TOU_CTabulation[[#This Row],[Base Value]]+TOU_CTabulation[[#This Row],[Over Value]]","v":0}]
[1,15,13,433,190,19,3,556.95500000000004,31.812999999999999,1844.1849999999999,1774.8040000000001,{"$f":"TOU_CTabulation[[#This Row],[AC System Output (W)]]/1000","v":1.774804},{"$f":"IF(A377=TOU_CTabulation[[#This Row],[Month]],M377+TOU_CTabulation[[#This Row],[AC System Output (kW)]],TOU_CTabulation[[#This Row],[AC System Output (kW)]])","v":204.79202100000001},{"$f":"VLOOKUP(TOU_CTabulation[[#This Row],[Month]],Season,2)","v":"Winter"},{"$f":"VLOOKUP(TOU_CTabulation[[#This Row],[Season]],CRate,2)","v":10.5},{"$f":"IF(A379>TOU_CTabulation[[#This Row],[Month]],TOU_CTabulation[[#This Row],[Day]]*TOU_CTabulation[[#This Row],[Base Allow]],0)","v":0},{"$f":"IF(A379>TOU_CTabulation[[#This Row],[Month]],TOU_CTabulation[[#This Row],[Month Cumm]],0)","v":0},{"$f":"IF(TOU_CTabulation[[#This Row],[Month Base Gen]]=0,0,TOU_CTabulation[[#This Row],[Month Base Gen]]-TOU_CTabulation[[#This Row],[Day]]*TOU_CTabulation[[#This Row],[Base Allow]])","v":0},{"$f":"VLOOKUP(TOU_CTabulation[[#This Row],[Hour]],daypart,2)","v":"All"},{"$f":"TOU_CTabulation[[#This Row],[Season]]&TOU_CTabulation[[#This Row],[Day-Part]]","v":"WinterAll"},{"$f":"VLOOKUP(TOU_CTabulation[[#This Row],[Daypart]],TOUC,2)","v":0.25901999999999997},{"$f":"VLOOKUP(TOU_CTabulation[[#This Row],[Daypart]],TOUC,3)","v":0.32596000000000003},{"$f":"TOU_CTabulation[[#This Row],[Month Base Allow]]*TOU_CTabulation[[#This Row],[Base Rate]]","v":0},{"$f":"TOU_CTabulation[[#This Row],[Month Overbase Gen]]*TOU_CTabulation[[#This Row],[Over Rate]]","v":0},{"$f":"TOU_CTabulation[[#This Row],[Base Value]]+TOU_CTabulation[[#This Row],[Over Value]]","v":0}]
[1,15,14,795,74,18,2,613.68899999999996,34.296999999999997,1983.806,1909.4290000000001,{"$f":"TOU_CTabulation[[#This Row],[AC System Output (W)]]/1000","v":1.909429},{"$f":"IF(A378=TOU_CTabulation[[#This Row],[Month]],M378+TOU_CTabulation[[#This Row],[AC System Output (kW)]],TOU_CTabulation[[#This Row],[AC System Output (kW)]])","v":206.70144999999999},{"$f":"VLOOKUP(TOU_CTabulation[[#This Row],[Month]],Season,2)","v":"Winter"},{"$f":"VLOOKUP(TOU_CTabulation[[#This Row],[Season]],CRate,2)","v":10.5},{"$f":"IF(A380>TOU_CTabulation[[#This Row],[Month]],TOU_CTabulation[[#This Row],[Day]]*TOU_CTabulation[[#This Row],[Base Allow]],0)","v":0},{"$f":"IF(A380>TOU_CTabulation[[#This Row],[Month]],TOU_CTabulation[[#This Row],[Month Cumm]],0)","v":0},{"$f":"IF(TOU_CTabulation[[#This Row],[Month Base Gen]]=0,0,TOU_CTabulation[[#This Row],[Month Base Gen]]-TOU_CTabulation[[#This Row],[Day]]*TOU_CTabulation[[#This Row],[Base Allow]])","v":0},{"$f":"VLOOKUP(TOU_CTabulation[[#This Row],[Hour]],daypart,2)","v":"All"},{"$f":"TOU_CTabulation[[#This Row],[Season]]&TOU_CTabulation[[#This Row],[Day-Part]]","v":"WinterAll"},{"$f":"VLOOKUP(TOU_CTabulation[[#This Row],[Daypart]],TOUC,2)","v":0.25901999999999997},{"$f":"VLOOKUP(TOU_CTabulation[[#This Row],[Daypart]],TOUC,3)","v":0.32596000000000003},{"$f":"TOU_CTabulation[[#This Row],[Month Base Allow]]*TOU_CTabulation[[#This Row],[Base Rate]]","v":0},{"$f":"TOU_CTabulation[[#This Row],[Month Overbase Gen]]*TOU_CTabulation[[#This Row],[Over Rate]]","v":0},{"$f":"TOU_CTabulation[[#This Row],[Base Value]]+TOU_CTabulation[[#This Row],[Over Value]]","v":0}]
[1,15,15,672,62,15,1,414.60899999999998,28.94,1334.5830000000001,1281.896,{"$f":"TOU_CTabulation[[#This Row],[AC System Output (W)]]/1000","v":1.2818959999999999},{"$f":"IF(A379=TOU_CTabulation[[#This Row],[Month]],M379+TOU_CTabulation[[#This Row],[AC System Output (kW)]],TOU_CTabulation[[#This Row],[AC System Output (kW)]])","v":207.98334599999998},{"$f":"VLOOKUP(TOU_CTabulation[[#This Row],[Month]],Season,2)","v":"Winter"},{"$f":"VLOOKUP(TOU_CTabulation[[#This Row],[Season]],CRate,2)","v":10.5},{"$f":"IF(A381>TOU_CTabulation[[#This Row],[Month]],TOU_CTabulation[[#This Row],[Day]]*TOU_CTabulation[[#This Row],[Base Allow]],0)","v":0},{"$f":"IF(A381>TOU_CTabulation[[#This Row],[Month]],TOU_CTabulation[[#This Row],[Month Cumm]],0)","v":0},{"$f":"IF(TOU_CTabulation[[#This Row],[Month Base Gen]]=0,0,TOU_CTabulation[[#This Row],[Month Base Gen]]-TOU_CTabulation[[#This Row],[Day]]*TOU_CTabulation[[#This Row],[Base Allow]])","v":0},{"$f":"VLOOKUP(TOU_CTabulation[[#This Row],[Hour]],daypart,2)","v":"All"},{"$f":"TOU_CTabulation[[#This Row],[Season]]&TOU_CTabulation[[#This Row],[Day-Part]]","v":"WinterAll"},{"$f":"VLOOKUP(TOU_CTabulation[[#This Row],[Daypart]],TOUC,2)","v":0.25901999999999997},{"$f":"VLOOKUP(TOU_CTabulation[[#This Row],[Daypart]],TOUC,3)","v":0.32596000000000003},{"$f":"TOU_CTabulation[[#This Row],[Month Base Allow]]*TOU_CTabulation[[#This Row],[Base Rate]]","v":0},{"$f":"TOU_CTabulation[[#This Row],[Month Overbase Gen]]*TOU_CTabulation[[#This Row],[Over Rate]]","v":0},{"$f":"TOU_CTabulation[[#This Row],[Base Value]]+TOU_CTabulation[[#This Row],[Over Value]]","v":0}]
[1,15,16,410,36,13,1,173.43799999999999,18.486999999999998,535.44399999999996,504.07499999999999,{"$f":"TOU_CTabulation[[#This Row],[AC System Output (W)]]/1000","v":0.50407499999999994},{"$f":"IF(A380=TOU_CTabulation[[#This Row],[Month]],M380+TOU_CTabulation[[#This Row],[AC System Output (kW)]],TOU_CTabulation[[#This Row],[AC System Output (kW)]])","v":208.48742099999998},{"$f":"VLOOKUP(TOU_CTabulation[[#This Row],[Month]],Season,2)","v":"Winter"},{"$f":"VLOOKUP(TOU_CTabulation[[#This Row],[Season]],CRate,2)","v":10.5},{"$f":"IF(A382>TOU_CTabulation[[#This Row],[Month]],TOU_CTabulation[[#This Row],[Day]]*TOU_CTabulation[[#This Row],[Base Allow]],0)","v":0},{"$f":"IF(A382>TOU_CTabulation[[#This Row],[Month]],TOU_CTabulation[[#This Row],[Month Cumm]],0)","v":0},{"$f":"IF(TOU_CTabulation[[#This Row],[Month Base Gen]]=0,0,TOU_CTabulation[[#This Row],[Month Base Gen]]-TOU_CTabulation[[#This Row],[Day]]*TOU_CTabulation[[#This Row],[Base Allow]])","v":0},{"$f":"VLOOKUP(TOU_CTabulation[[#This Row],[Hour]],daypart,2)","v":"All"},{"$f":"TOU_CTabulation[[#This Row],[Season]]&TOU_CTabulation[[#This Row],[Day-Part]]","v":"WinterAll"},{"$f":"VLOOKUP(TOU_CTabulation[[#This Row],[Daypart]],TOUC,2)","v":0.25901999999999997},{"$f":"VLOOKUP(TOU_CTabulation[[#This Row],[Daypart]],TOUC,3)","v":0.32596000000000003},{"$f":"TOU_CTabulation[[#This Row],[Month Base Allow]]*TOU_CTabulation[[#This Row],[Base Rate]]","v":0},{"$f":"TOU_CTabulation[[#This Row],[Month Overbase Gen]]*TOU_CTabulation[[#This Row],[Over Rate]]","v":0},{"$f":"TOU_CTabulation[[#This Row],[Base Value]]+TOU_CTabulation[[#This Row],[Over Value]]","v":0}]
[1,15,17,0,0,13,1,0,13,0,0,{"$f":"TOU_CTabulation[[#This Row],[AC System Output (W)]]/1000","v":0},{"$f":"IF(A381=TOU_CTabulation[[#This Row],[Month]],M381+TOU_CTabulation[[#This Row],[AC System Output (kW)]],TOU_CTabulation[[#This Row],[AC System Output (kW)]])","v":208.48742099999998},{"$f":"VLOOKUP(TOU_CTabulation[[#This Row],[Month]],Season,2)","v":"Winter"},{"$f":"VLOOKUP(TOU_CTabulation[[#This Row],[Season]],CRate,2)","v":10.5},{"$f":"IF(A383>TOU_CTabulation[[#This Row],[Month]],TOU_CTabulation[[#This Row],[Day]]*TOU_CTabulation[[#This Row],[Base Allow]],0)","v":0},{"$f":"IF(A383>TOU_CTabulation[[#This Row],[Month]],TOU_CTabulation[[#This Row],[Month Cumm]],0)","v":0},{"$f":"IF(TOU_CTabulation[[#This Row],[Month Base Gen]]=0,0,TOU_CTabulation[[#This Row],[Month Base Gen]]-TOU_CTabulation[[#This Row],[Day]]*TOU_CTabulation[[#This Row],[Base Allow]])","v":0},{"$f":"VLOOKUP(TOU_CTabulation[[#This Row],[Hour]],daypart,2)","v":"All"},{"$f":"TOU_CTabulation[[#This Row],[Season]]&TOU_CTabulation[[#This Row],[Day-Part]]","v":"WinterAll"},{"$f":"VLOOKUP(TOU_CTabulation[[#This Row],[Daypart]],TOUC,2)","v":0.25901999999999997},{"$f":"VLOOKUP(TOU_CTabulation[[#This Row],[Daypart]],TOUC,3)","v":0.32596000000000003},{"$f":"TOU_CTabulation[[#This Row],[Month Base Allow]]*TOU_CTabulation[[#This Row],[Base Rate]]","v":0},{"$f":"TOU_CTabulation[[#This Row],[Month Overbase Gen]]*TOU_CTabulation[[#This Row],[Over Rate]]","v":0},{"$f":"TOU_CTabulation[[#This Row],[Base Value]]+TOU_CTabulation[[#This Row],[Over Value]]","v":0}]
[1,15,18,0,0,12,1,0,12,0,0,{"$f":"TOU_CTabulation[[#This Row],[AC System Output (W)]]/1000","v":0},{"$f":"IF(A382=TOU_CTabulation[[#This Row],[Month]],M382+TOU_CTabulation[[#This Row],[AC System Output (kW)]],TOU_CTabulation[[#This Row],[AC System Output (kW)]])","v":208.48742099999998},{"$f":"VLOOKUP(TOU_CTabulation[[#This Row],[Month]],Season,2)","v":"Winter"},{"$f":"VLOOKUP(TOU_CTabulation[[#This Row],[Season]],CRate,2)","v":10.5},{"$f":"IF(A384>TOU_CTabulation[[#This Row],[Month]],TOU_CTabulation[[#This Row],[Day]]*TOU_CTabulation[[#This Row],[Base Allow]],0)","v":0},{"$f":"IF(A384>TOU_CTabulation[[#This Row],[Month]],TOU_CTabulation[[#This Row],[Month Cumm]],0)","v":0},{"$f":"IF(TOU_CTabulation[[#This Row],[Month Base Gen]]=0,0,TOU_CTabulation[[#This Row],[Month Base Gen]]-TOU_CTabulation[[#This Row],[Day]]*TOU_CTabulation[[#This Row],[Base Allow]])","v":0},{"$f":"VLOOKUP(TOU_CTabulation[[#This Row],[Hour]],daypart,2)","v":"All"},{"$f":"TOU_CTabulation[[#This Row],[Season]]&TOU_CTabulation[[#This Row],[Day-Part]]","v":"WinterAll"},{"$f":"VLOOKUP(TOU_CTabulation[[#This Row],[Daypart]],TOUC,2)","v":0.25901999999999997},{"$f":"VLOOKUP(TOU_CTabulation[[#This Row],[Daypart]],TOUC,3)","v":0.32596000000000003},{"$f":"TOU_CTabulation[[#This Row],[Month Base Allow]]*TOU_CTabulation[[#This Row],[Base Rate]]","v":0},{"$f":"TOU_CTabulation[[#This Row],[Month Overbase Gen]]*TOU_CTabulation[[#This Row],[Over Rate]]","v":0},{"$f":"TOU_CTabulation[[#This Row],[Base Value]]+TOU_CTabulation[[#This Row],[Over Value]]","v":0}]
[1,15,19,0,0,11,1,0,11,0,0,{"$f":"TOU_CTabulation[[#This Row],[AC System Output (W)]]/1000","v":0},{"$f":"IF(A383=TOU_CTabulation[[#This Row],[Month]],M383+TOU_CTabulation[[#This Row],[AC System Output (kW)]],TOU_CTabulation[[#This Row],[AC System Output (kW)]])","v":208.48742099999998},{"$f":"VLOOKUP(TOU_CTabulation[[#This Row],[Month]],Season,2)","v":"Winter"},{"$f":"VLOOKUP(TOU_CTabulation[[#This Row],[Season]],CRate,2)","v":10.5},{"$f":"IF(A385>TOU_CTabulation[[#This Row],[Month]],TOU_CTabulation[[#This Row],[Day]]*TOU_CTabulation[[#This Row],[Base Allow]],0)","v":0},{"$f":"IF(A385>TOU_CTabulation[[#This Row],[Month]],TOU_CTabulation[[#This Row],[Month Cumm]],0)","v":0},{"$f":"IF(TOU_CTabulation[[#This Row],[Month Base Gen]]=0,0,TOU_CTabulation[[#This Row],[Month Base Gen]]-TOU_CTabulation[[#This Row],[Day]]*TOU_CTabulation[[#This Row],[Base Allow]])","v":0},{"$f":"VLOOKUP(TOU_CTabulation[[#This Row],[Hour]],daypart,2)","v":"All"},{"$f":"TOU_CTabulation[[#This Row],[Season]]&TOU_CTabulation[[#This Row],[Day-Part]]","v":"WinterAll"},{"$f":"VLOOKUP(TOU_CTabulation[[#This Row],[Daypart]],TOUC,2)","v":0.25901999999999997},{"$f":"VLOOKUP(TOU_CTabulation[[#This Row],[Daypart]],TOUC,3)","v":0.32596000000000003},{"$f":"TOU_CTabulation[[#This Row],[Month Base Allow]]*TOU_CTabulation[[#This Row],[Base Rate]]","v":0},{"$f":"TOU_CTabulation[[#This Row],[Month Overbase Gen]]*TOU_CTabulation[[#This Row],[Over Rate]]","v":0},{"$f":"TOU_CTabulation[[#This Row],[Base Value]]+TOU_CTabulation[[#This Row],[Over Value]]","v":0}]
[1,15,20,0,0,11,1,0,11,0,0,{"$f":"TOU_CTabulation[[#This Row],[AC System Output (W)]]/1000","v":0},{"$f":"IF(A384=TOU_CTabulation[[#This Row],[Month]],M384+TOU_CTabulation[[#This Row],[AC System Output (kW)]],TOU_CTabulation[[#This Row],[AC System Output (kW)]])","v":208.48742099999998},{"$f":"VLOOKUP(TOU_CTabulation[[#This Row],[Month]],Season,2)","v":"Winter"},{"$f":"VLOOKUP(TOU_CTabulation[[#This Row],[Season]],CRate,2)","v":10.5},{"$f":"IF(A386>TOU_CTabulation[[#This Row],[Month]],TOU_CTabulation[[#This Row],[Day]]*TOU_CTabulation[[#This Row],[Base Allow]],0)","v":0},{"$f":"IF(A386>TOU_CTabulation[[#This Row],[Month]],TOU_CTabulation[[#This Row],[Month Cumm]],0)","v":0},{"$f":"IF(TOU_CTabulation[[#This Row],[Month Base Gen]]=0,0,TOU_CTabulation[[#This Row],[Month Base Gen]]-TOU_CTabulation[[#This Row],[Day]]*TOU_CTabulation[[#This Row],[Base Allow]])","v":0},{"$f":"VLOOKUP(TOU_CTabulation[[#This Row],[Hour]],daypart,2)","v":"All"},{"$f":"TOU_CTabulation[[#This Row],[Season]]&TOU_CTabulation[[#This Row],[Day-Part]]","v":"WinterAll"},{"$f":"VLOOKUP(TOU_CTabulation[[#This Row],[Daypart]],TOUC,2)","v":0.25901999999999997},{"$f":"VLOOKUP(TOU_CTabulation[[#This Row],[Daypart]],TOUC,3)","v":0.32596000000000003},{"$f":"TOU_CTabulation[[#This Row],[Month Base Allow]]*TOU_CTabulation[[#This Row],[Base Rate]]","v":0},{"$f":"TOU_CTabulation[[#This Row],[Month Overbase Gen]]*TOU_CTabulation[[#This Row],[Over Rate]]","v":0},{"$f":"TOU_CTabulation[[#This Row],[Base Value]]+TOU_CTabulation[[#This Row],[Over Value]]","v":0}]
[1,15,21,0,0,10,1,0,10,0,0,{"$f":"TOU_CTabulation[[#This Row],[AC System Output (W)]]/1000","v":0},{"$f":"IF(A385=TOU_CTabulation[[#This Row],[Month]],M385+TOU_CTabulation[[#This Row],[AC System Output (kW)]],TOU_CTabulation[[#This Row],[AC System Output (kW)]])","v":208.48742099999998},{"$f":"VLOOKUP(TOU_CTabulation[[#This Row],[Month]],Season,2)","v":"Winter"},{"$f":"VLOOKUP(TOU_CTabulation[[#This Row],[Season]],CRate,2)","v":10.5},{"$f":"IF(A387>TOU_CTabulation[[#This Row],[Month]],TOU_CTabulation[[#This Row],[Day]]*TOU_CTabulation[[#This Row],[Base Allow]],0)","v":0},{"$f":"IF(A387>TOU_CTabulation[[#This Row],[Month]],TOU_CTabulation[[#This Row],[Month Cumm]],0)","v":0},{"$f":"IF(TOU_CTabulation[[#This Row],[Month Base Gen]]=0,0,TOU_CTabulation[[#This Row],[Month Base Gen]]-TOU_CTabulation[[#This Row],[Day]]*TOU_CTabulation[[#This Row],[Base Allow]])","v":0},{"$f":"VLOOKUP(TOU_CTabulation[[#This Row],[Hour]],daypart,2)","v":"All"},{"$f":"TOU_CTabulation[[#This Row],[Season]]&TOU_CTabulation[[#This Row],[Day-Part]]","v":"WinterAll"},{"$f":"VLOOKUP(TOU_CTabulation[[#This Row],[Daypart]],TOUC,2)","v":0.25901999999999997},{"$f":"VLOOKUP(TOU_CTabulation[[#This Row],[Daypart]],TOUC,3)","v":0.32596000000000003},{"$f":"TOU_CTabulation[[#This Row],[Month Base Allow]]*TOU_CTabulation[[#This Row],[Base Rate]]","v":0},{"$f":"TOU_CTabulation[[#This Row],[Month Overbase Gen]]*TOU_CTabulation[[#This Row],[Over Rate]]","v":0},{"$f":"TOU_CTabulation[[#This Row],[Base Value]]+TOU_CTabulation[[#This Row],[Over Value]]","v":0}]
[1,15,22,0,0,10,1,0,10,0,0,{"$f":"TOU_CTabulation[[#This Row],[AC System Output (W)]]/1000","v":0},{"$f":"IF(A386=TOU_CTabulation[[#This Row],[Month]],M386+TOU_CTabulation[[#This Row],[AC System Output (kW)]],TOU_CTabulation[[#This Row],[AC System Output (kW)]])","v":208.48742099999998},{"$f":"VLOOKUP(TOU_CTabulation[[#This Row],[Month]],Season,2)","v":"Winter"},{"$f":"VLOOKUP(TOU_CTabulation[[#This Row],[Season]],CRate,2)","v":10.5},{"$f":"IF(A388>TOU_CTabulation[[#This Row],[Month]],TOU_CTabulation[[#This Row],[Day]]*TOU_CTabulation[[#This Row],[Base Allow]],0)","v":0},{"$f":"IF(A388>TOU_CTabulation[[#This Row],[Month]],TOU_CTabulation[[#This Row],[Month Cumm]],0)","v":0},{"$f":"IF(TOU_CTabulation[[#This Row],[Month Base Gen]]=0,0,TOU_CTabulation[[#This Row],[Month Base Gen]]-TOU_CTabulation[[#This Row],[Day]]*TOU_CTabulation[[#This Row],[Base Allow]])","v":0},{"$f":"VLOOKUP(TOU_CTabulation[[#This Row],[Hour]],daypart,2)","v":"All"},{"$f":"TOU_CTabulation[[#This Row],[Season]]&TOU_CTabulation[[#This Row],[Day-Part]]","v":"WinterAll"},{"$f":"VLOOKUP(TOU_CTabulation[[#This Row],[Daypart]],TOUC,2)","v":0.25901999999999997},{"$f":"VLOOKUP(TOU_CTabulation[[#This Row],[Daypart]],TOUC,3)","v":0.32596000000000003},{"$f":"TOU_CTabulation[[#This Row],[Month Base Allow]]*TOU_CTabulation[[#This Row],[Base Rate]]","v":0},{"$f":"TOU_CTabulation[[#This Row],[Month Overbase Gen]]*TOU_CTabulation[[#This Row],[Over Rate]]","v":0},{"$f":"TOU_CTabulation[[#This Row],[Base Value]]+TOU_CTabulation[[#This Row],[Over Value]]","v":0}]
[1,15,23,0,0,9,1,0,9,0,0,{"$f":"TOU_CTabulation[[#This Row],[AC System Output (W)]]/1000","v":0},{"$f":"IF(A387=TOU_CTabulation[[#This Row],[Month]],M387+TOU_CTabulation[[#This Row],[AC System Output (kW)]],TOU_CTabulation[[#This Row],[AC System Output (kW)]])","v":208.48742099999998},{"$f":"VLOOKUP(TOU_CTabulation[[#This Row],[Month]],Season,2)","v":"Winter"},{"$f":"VLOOKUP(TOU_CTabulation[[#This Row],[Season]],CRate,2)","v":10.5},{"$f":"IF(A389>TOU_CTabulation[[#This Row],[Month]],TOU_CTabulation[[#This Row],[Day]]*TOU_CTabulation[[#This Row],[Base Allow]],0)","v":0},{"$f":"IF(A389>TOU_CTabulation[[#This Row],[Month]],TOU_CTabulation[[#This Row],[Month Cumm]],0)","v":0},{"$f":"IF(TOU_CTabulation[[#This Row],[Month Base Gen]]=0,0,TOU_CTabulation[[#This Row],[Month Base Gen]]-TOU_CTabulation[[#This Row],[Day]]*TOU_CTabulation[[#This Row],[Base Allow]])","v":0},{"$f":"VLOOKUP(TOU_CTabulation[[#This Row],[Hour]],daypart,2)","v":"All"},{"$f":"TOU_CTabulation[[#This Row],[Season]]&TOU_CTabulation[[#This Row],[Day-Part]]","v":"WinterAll"},{"$f":"VLOOKUP(TOU_CTabulation[[#This Row],[Daypart]],TOUC,2)","v":0.25901999999999997},{"$f":"VLOOKUP(TOU_CTabulation[[#This Row],[Daypart]],TOUC,3)","v":0.32596000000000003},{"$f":"TOU_CTabulation[[#This Row],[Month Base Allow]]*TOU_CTabulation[[#This Row],[Base Rate]]","v":0},{"$f":"TOU_CTabulation[[#This Row],[Month Overbase Gen]]*TOU_CTabulation[[#This Row],[Over Rate]]","v":0},{"$f":"TOU_CTabulation[[#This Row],[Base Value]]+TOU_CTabulation[[#This Row],[Over Value]]","v":0}]
[1,16,0,0,0,9,1,0,9,0,0,{"$f":"TOU_CTabulation[[#This Row],[AC System Output (W)]]/1000","v":0},{"$f":"IF(A388=TOU_CTabulation[[#This Row],[Month]],M388+TOU_CTabulation[[#This Row],[AC System Output (kW)]],TOU_CTabulation[[#This Row],[AC System Output (kW)]])","v":208.48742099999998},{"$f":"VLOOKUP(TOU_CTabulation[[#This Row],[Month]],Season,2)","v":"Winter"},{"$f":"VLOOKUP(TOU_CTabulation[[#This Row],[Season]],CRate,2)","v":10.5},{"$f":"IF(A390>TOU_CTabulation[[#This Row],[Month]],TOU_CTabulation[[#This Row],[Day]]*TOU_CTabulation[[#This Row],[Base Allow]],0)","v":0},{"$f":"IF(A390>TOU_CTabulation[[#This Row],[Month]],TOU_CTabulation[[#This Row],[Month Cumm]],0)","v":0},{"$f":"IF(TOU_CTabulation[[#This Row],[Month Base Gen]]=0,0,TOU_CTabulation[[#This Row],[Month Base Gen]]-TOU_CTabulation[[#This Row],[Day]]*TOU_CTabulation[[#This Row],[Base Allow]])","v":0},{"$f":"VLOOKUP(TOU_CTabulation[[#This Row],[Hour]],daypart,2)","v":"All"},{"$f":"TOU_CTabulation[[#This Row],[Season]]&TOU_CTabulation[[#This Row],[Day-Part]]","v":"WinterAll"},{"$f":"VLOOKUP(TOU_CTabulation[[#This Row],[Daypart]],TOUC,2)","v":0.25901999999999997},{"$f":"VLOOKUP(TOU_CTabulation[[#This Row],[Daypart]],TOUC,3)","v":0.32596000000000003},{"$f":"TOU_CTabulation[[#This Row],[Month Base Allow]]*TOU_CTabulation[[#This Row],[Base Rate]]","v":0},{"$f":"TOU_CTabulation[[#This Row],[Month Overbase Gen]]*TOU_CTabulation[[#This Row],[Over Rate]]","v":0},{"$f":"TOU_CTabulation[[#This Row],[Base Value]]+TOU_CTabulation[[#This Row],[Over Value]]","v":0}]
[1,16,1,0,0,9,1,0,9,0,0,{"$f":"TOU_CTabulation[[#This Row],[AC System Output (W)]]/1000","v":0},{"$f":"IF(A389=TOU_CTabulation[[#This Row],[Month]],M389+TOU_CTabulation[[#This Row],[AC System Output (kW)]],TOU_CTabulation[[#This Row],[AC System Output (kW)]])","v":208.48742099999998},{"$f":"VLOOKUP(TOU_CTabulation[[#This Row],[Month]],Season,2)","v":"Winter"},{"$f":"VLOOKUP(TOU_CTabulation[[#This Row],[Season]],CRate,2)","v":10.5},{"$f":"IF(A391>TOU_CTabulation[[#This Row],[Month]],TOU_CTabulation[[#This Row],[Day]]*TOU_CTabulation[[#This Row],[Base Allow]],0)","v":0},{"$f":"IF(A391>TOU_CTabulation[[#This Row],[Month]],TOU_CTabulation[[#This Row],[Month Cumm]],0)","v":0},{"$f":"IF(TOU_CTabulation[[#This Row],[Month Base Gen]]=0,0,TOU_CTabulation[[#This Row],[Month Base Gen]]-TOU_CTabulation[[#This Row],[Day]]*TOU_CTabulation[[#This Row],[Base Allow]])","v":0},{"$f":"VLOOKUP(TOU_CTabulation[[#This Row],[Hour]],daypart,2)","v":"All"},{"$f":"TOU_CTabulation[[#This Row],[Season]]&TOU_CTabulation[[#This Row],[Day-Part]]","v":"WinterAll"},{"$f":"VLOOKUP(TOU_CTabulation[[#This Row],[Daypart]],TOUC,2)","v":0.25901999999999997},{"$f":"VLOOKUP(TOU_CTabulation[[#This Row],[Daypart]],TOUC,3)","v":0.32596000000000003},{"$f":"TOU_CTabulation[[#This Row],[Month Base Allow]]*TOU_CTabulation[[#This Row],[Base Rate]]","v":0},{"$f":"TOU_CTabulation[[#This Row],[Month Overbase Gen]]*TOU_CTabulation[[#This Row],[Over Rate]]","v":0},{"$f":"TOU_CTabulation[[#This Row],[Base Value]]+TOU_CTabulation[[#This Row],[Over Value]]","v":0}]
[1,16,2,0,0,9,1,0,9,0,0,{"$f":"TOU_CTabulation[[#This Row],[AC System Output (W)]]/1000","v":0},{"$f":"IF(A390=TOU_CTabulation[[#This Row],[Month]],M390+TOU_CTabulation[[#This Row],[AC System Output (kW)]],TOU_CTabulation[[#This Row],[AC System Output (kW)]])","v":208.48742099999998},{"$f":"VLOOKUP(TOU_CTabulation[[#This Row],[Month]],Season,2)","v":"Winter"},{"$f":"VLOOKUP(TOU_CTabulation[[#This Row],[Season]],CRate,2)","v":10.5},{"$f":"IF(A392>TOU_CTabulation[[#This Row],[Month]],TOU_CTabulation[[#This Row],[Day]]*TOU_CTabulation[[#This Row],[Base Allow]],0)","v":0},{"$f":"IF(A392>TOU_CTabulation[[#This Row],[Month]],TOU_CTabulation[[#This Row],[Month Cumm]],0)","v":0},{"$f":"IF(TOU_CTabulation[[#This Row],[Month Base Gen]]=0,0,TOU_CTabulation[[#This Row],[Month Base Gen]]-TOU_CTabulation[[#This Row],[Day]]*TOU_CTabulation[[#This Row],[Base Allow]])","v":0},{"$f":"VLOOKUP(TOU_CTabulation[[#This Row],[Hour]],daypart,2)","v":"All"},{"$f":"TOU_CTabulation[[#This Row],[Season]]&TOU_CTabulation[[#This Row],[Day-Part]]","v":"WinterAll"},{"$f":"VLOOKUP(TOU_CTabulation[[#This Row],[Daypart]],TOUC,2)","v":0.25901999999999997},{"$f":"VLOOKUP(TOU_CTabulation[[#This Row],[Daypart]],TOUC,3)","v":0.32596000000000003},{"$f":"TOU_CTabulation[[#This Row],[Month Base Allow]]*TOU_CTabulation[[#This Row],[Base Rate]]","v":0},{"$f":"TOU_CTabulation[[#This Row],[Month Overbase Gen]]*TOU_CTabulation[[#This Row],[Over Rate]]","v":0},{"$f":"TOU_CTabulation[[#This Row],[Base Value]]+TOU_CTabulation[[#This Row],[Over Value]]","v":0}]
[1,16,3,0,0,9,1,0,9,0,0,{"$f":"TOU_CTabulation[[#This Row],[AC System Output (W)]]/1000","v":0},{"$f":"IF(A391=TOU_CTabulation[[#This Row],[Month]],M391+TOU_CTabulation[[#This Row],[AC System Output (kW)]],TOU_CTabulation[[#This Row],[AC System Output (kW)]])","v":208.48742099999998},{"$f":"VLOOKUP(TOU_CTabulation[[#This Row],[Month]],Season,2)","v":"Winter"},{"$f":"VLOOKUP(TOU_CTabulation[[#This Row],[Season]],CRate,2)","v":10.5},{"$f":"IF(A393>TOU_CTabulation[[#This Row],[Month]],TOU_CTabulation[[#This Row],[Day]]*TOU_CTabulation[[#This Row],[Base Allow]],0)","v":0},{"$f":"IF(A393>TOU_CTabulation[[#This Row],[Month]],TOU_CTabulation[[#This Row],[Month Cumm]],0)","v":0},{"$f":"IF(TOU_CTabulation[[#This Row],[Month Base Gen]]=0,0,TOU_CTabulation[[#This Row],[Month Base Gen]]-TOU_CTabulation[[#This Row],[Day]]*TOU_CTabulation[[#This Row],[Base Allow]])","v":0},{"$f":"VLOOKUP(TOU_CTabulation[[#This Row],[Hour]],daypart,2)","v":"All"},{"$f":"TOU_CTabulation[[#This Row],[Season]]&TOU_CTabulation[[#This Row],[Day-Part]]","v":"WinterAll"},{"$f":"VLOOKUP(TOU_CTabulation[[#This Row],[Daypart]],TOUC,2)","v":0.25901999999999997},{"$f":"VLOOKUP(TOU_CTabulation[[#This Row],[Daypart]],TOUC,3)","v":0.32596000000000003},{"$f":"TOU_CTabulation[[#This Row],[Month Base Allow]]*TOU_CTabulation[[#This Row],[Base Rate]]","v":0},{"$f":"TOU_CTabulation[[#This Row],[Month Overbase Gen]]*TOU_CTabulation[[#This Row],[Over Rate]]","v":0},{"$f":"TOU_CTabulation[[#This Row],[Base Value]]+TOU_CTabulation[[#This Row],[Over Value]]","v":0}]
[1,16,4,0,0,9,1,0,9,0,0,{"$f":"TOU_CTabulation[[#This Row],[AC System Output (W)]]/1000","v":0},{"$f":"IF(A392=TOU_CTabulation[[#This Row],[Month]],M392+TOU_CTabulation[[#This Row],[AC System Output (kW)]],TOU_CTabulation[[#This Row],[AC System Output (kW)]])","v":208.48742099999998},{"$f":"VLOOKUP(TOU_CTabulation[[#This Row],[Month]],Season,2)","v":"Winter"},{"$f":"VLOOKUP(TOU_CTabulation[[#This Row],[Season]],CRate,2)","v":10.5},{"$f":"IF(A394>TOU_CTabulation[[#This Row],[Month]],TOU_CTabulation[[#This Row],[Day]]*TOU_CTabulation[[#This Row],[Base Allow]],0)","v":0},{"$f":"IF(A394>TOU_CTabulation[[#This Row],[Month]],TOU_CTabulation[[#This Row],[Month Cumm]],0)","v":0},{"$f":"IF(TOU_CTabulation[[#This Row],[Month Base Gen]]=0,0,TOU_CTabulation[[#This Row],[Month Base Gen]]-TOU_CTabulation[[#This Row],[Day]]*TOU_CTabulation[[#This Row],[Base Allow]])","v":0},{"$f":"VLOOKUP(TOU_CTabulation[[#This Row],[Hour]],daypart,2)","v":"All"},{"$f":"TOU_CTabulation[[#This Row],[Season]]&TOU_CTabulation[[#This Row],[Day-Part]]","v":"WinterAll"},{"$f":"VLOOKUP(TOU_CTabulation[[#This Row],[Daypart]],TOUC,2)","v":0.25901999999999997},{"$f":"VLOOKUP(TOU_CTabulation[[#This Row],[Daypart]],TOUC,3)","v":0.32596000000000003},{"$f":"TOU_CTabulation[[#This Row],[Month Base Allow]]*TOU_CTabulation[[#This Row],[Base Rate]]","v":0},{"$f":"TOU_CTabulation[[#This Row],[Month Overbase Gen]]*TOU_CTabulation[[#This Row],[Over Rate]]","v":0},{"$f":"TOU_CTabulation[[#This Row],[Base Value]]+TOU_CTabulation[[#This Row],[Over Value]]","v":0}]
[1,16,5,0,0,8,1,0,8,0,0,{"$f":"TOU_CTabulation[[#This Row],[AC System Output (W)]]/1000","v":0},{"$f":"IF(A393=TOU_CTabulation[[#This Row],[Month]],M393+TOU_CTabulation[[#This Row],[AC System Output (kW)]],TOU_CTabulation[[#This Row],[AC System Output (kW)]])","v":208.48742099999998},{"$f":"VLOOKUP(TOU_CTabulation[[#This Row],[Month]],Season,2)","v":"Winter"},{"$f":"VLOOKUP(TOU_CTabulation[[#This Row],[Season]],CRate,2)","v":10.5},{"$f":"IF(A395>TOU_CTabulation[[#This Row],[Month]],TOU_CTabulation[[#This Row],[Day]]*TOU_CTabulation[[#This Row],[Base Allow]],0)","v":0},{"$f":"IF(A395>TOU_CTabulation[[#This Row],[Month]],TOU_CTabulation[[#This Row],[Month Cumm]],0)","v":0},{"$f":"IF(TOU_CTabulation[[#This Row],[Month Base Gen]]=0,0,TOU_CTabulation[[#This Row],[Month Base Gen]]-TOU_CTabulation[[#This Row],[Day]]*TOU_CTabulation[[#This Row],[Base Allow]])","v":0},{"$f":"VLOOKUP(TOU_CTabulation[[#This Row],[Hour]],daypart,2)","v":"All"},{"$f":"TOU_CTabulation[[#This Row],[Season]]&TOU_CTabulation[[#This Row],[Day-Part]]","v":"WinterAll"},{"$f":"VLOOKUP(TOU_CTabulation[[#This Row],[Daypart]],TOUC,2)","v":0.25901999999999997},{"$f":"VLOOKUP(TOU_CTabulation[[#This Row],[Daypart]],TOUC,3)","v":0.32596000000000003},{"$f":"TOU_CTabulation[[#This Row],[Month Base Allow]]*TOU_CTabulation[[#This Row],[Base Rate]]","v":0},{"$f":"TOU_CTabulation[[#This Row],[Month Overbase Gen]]*TOU_CTabulation[[#This Row],[Over Rate]]","v":0},{"$f":"TOU_CTabulation[[#This Row],[Base Value]]+TOU_CTabulation[[#This Row],[Over Value]]","v":0}]
[1,16,6,0,0,8,1,0,8,0,0,{"$f":"TOU_CTabulation[[#This Row],[AC System Output (W)]]/1000","v":0},{"$f":"IF(A394=TOU_CTabulation[[#This Row],[Month]],M394+TOU_CTabulation[[#This Row],[AC System Output (kW)]],TOU_CTabulation[[#This Row],[AC System Output (kW)]])","v":208.48742099999998},{"$f":"VLOOKUP(TOU_CTabulation[[#This Row],[Month]],Season,2)","v":"Winter"},{"$f":"VLOOKUP(TOU_CTabulation[[#This Row],[Season]],CRate,2)","v":10.5},{"$f":"IF(A396>TOU_CTabulation[[#This Row],[Month]],TOU_CTabulation[[#This Row],[Day]]*TOU_CTabulation[[#This Row],[Base Allow]],0)","v":0},{"$f":"IF(A396>TOU_CTabulation[[#This Row],[Month]],TOU_CTabulation[[#This Row],[Month Cumm]],0)","v":0},{"$f":"IF(TOU_CTabulation[[#This Row],[Month Base Gen]]=0,0,TOU_CTabulation[[#This Row],[Month Base Gen]]-TOU_CTabulation[[#This Row],[Day]]*TOU_CTabulation[[#This Row],[Base Allow]])","v":0},{"$f":"VLOOKUP(TOU_CTabulation[[#This Row],[Hour]],daypart,2)","v":"All"},{"$f":"TOU_CTabulation[[#This Row],[Season]]&TOU_CTabulation[[#This Row],[Day-Part]]","v":"WinterAll"},{"$f":"VLOOKUP(TOU_CTabulation[[#This Row],[Daypart]],TOUC,2)","v":0.25901999999999997},{"$f":"VLOOKUP(TOU_CTabulation[[#This Row],[Daypart]],TOUC,3)","v":0.32596000000000003},{"$f":"TOU_CTabulation[[#This Row],[Month Base Allow]]*TOU_CTabulation[[#This Row],[Base Rate]]","v":0},{"$f":"TOU_CTabulation[[#This Row],[Month Overbase Gen]]*TOU_CTabulation[[#This Row],[Over Rate]]","v":0},{"$f":"TOU_CTabulation[[#This Row],[Base Value]]+TOU_CTabulation[[#This Row],[Over Value]]","v":0}]
[1,16,7,242,17,10,1,84.787999999999997,10.252000000000001,257.56099999999998,232.21299999999999,{"$f":"TOU_CTabulation[[#This Row],[AC System Output (W)]]/1000","v":0.232213},{"$f":"IF(A395=TOU_CTabulation[[#This Row],[Month]],M395+TOU_CTabulation[[#This Row],[AC System Output (kW)]],TOU_CTabulation[[#This Row],[AC System Output (kW)]])","v":208.71963399999999},{"$f":"VLOOKUP(TOU_CTabulation[[#This Row],[Month]],Season,2)","v":"Winter"},{"$f":"VLOOKUP(TOU_CTabulation[[#This Row],[Season]],CRate,2)","v":10.5},{"$f":"IF(A397>TOU_CTabulation[[#This Row],[Month]],TOU_CTabulation[[#This Row],[Day]]*TOU_CTabulation[[#This Row],[Base Allow]],0)","v":0},{"$f":"IF(A397>TOU_CTabulation[[#This Row],[Month]],TOU_CTabulation[[#This Row],[Month Cumm]],0)","v":0},{"$f":"IF(TOU_CTabulation[[#This Row],[Month Base Gen]]=0,0,TOU_CTabulation[[#This Row],[Month Base Gen]]-TOU_CTabulation[[#This Row],[Day]]*TOU_CTabulation[[#This Row],[Base Allow]])","v":0},{"$f":"VLOOKUP(TOU_CTabulation[[#This Row],[Hour]],daypart,2)","v":"All"},{"$f":"TOU_CTabulation[[#This Row],[Season]]&TOU_CTabulation[[#This Row],[Day-Part]]","v":"WinterAll"},{"$f":"VLOOKUP(TOU_CTabulation[[#This Row],[Daypart]],TOUC,2)","v":0.25901999999999997},{"$f":"VLOOKUP(TOU_CTabulation[[#This Row],[Daypart]],TOUC,3)","v":0.32596000000000003},{"$f":"TOU_CTabulation[[#This Row],[Month Base Allow]]*TOU_CTabulation[[#This Row],[Base Rate]]","v":0},{"$f":"TOU_CTabulation[[#This Row],[Month Overbase Gen]]*TOU_CTabulation[[#This Row],[Over Rate]]","v":0},{"$f":"TOU_CTabulation[[#This Row],[Base Value]]+TOU_CTabulation[[#This Row],[Over Value]]","v":0}]
[1,16,8,0,70,12,2,69.082999999999998,12.176,251.733,226.50399999999999,{"$f":"TOU_CTabulation[[#This Row],[AC System Output (W)]]/1000","v":0.22650399999999998},{"$f":"IF(A396=TOU_CTabulation[[#This Row],[Month]],M396+TOU_CTabulation[[#This Row],[AC System Output (kW)]],TOU_CTabulation[[#This Row],[AC System Output (kW)]])","v":208.94613799999999},{"$f":"VLOOKUP(TOU_CTabulation[[#This Row],[Month]],Season,2)","v":"Winter"},{"$f":"VLOOKUP(TOU_CTabulation[[#This Row],[Season]],CRate,2)","v":10.5},{"$f":"IF(A398>TOU_CTabulation[[#This Row],[Month]],TOU_CTabulation[[#This Row],[Day]]*TOU_CTabulation[[#This Row],[Base Allow]],0)","v":0},{"$f":"IF(A398>TOU_CTabulation[[#This Row],[Month]],TOU_CTabulation[[#This Row],[Month Cumm]],0)","v":0},{"$f":"IF(TOU_CTabulation[[#This Row],[Month Base Gen]]=0,0,TOU_CTabulation[[#This Row],[Month Base Gen]]-TOU_CTabulation[[#This Row],[Day]]*TOU_CTabulation[[#This Row],[Base Allow]])","v":0},{"$f":"VLOOKUP(TOU_CTabulation[[#This Row],[Hour]],daypart,2)","v":"All"},{"$f":"TOU_CTabulation[[#This Row],[Season]]&TOU_CTabulation[[#This Row],[Day-Part]]","v":"WinterAll"},{"$f":"VLOOKUP(TOU_CTabulation[[#This Row],[Daypart]],TOUC,2)","v":0.25901999999999997},{"$f":"VLOOKUP(TOU_CTabulation[[#This Row],[Daypart]],TOUC,3)","v":0.32596000000000003},{"$f":"TOU_CTabulation[[#This Row],[Month Base Allow]]*TOU_CTabulation[[#This Row],[Base Rate]]","v":0},{"$f":"TOU_CTabulation[[#This Row],[Month Overbase Gen]]*TOU_CTabulation[[#This Row],[Over Rate]]","v":0},{"$f":"TOU_CTabulation[[#This Row],[Base Value]]+TOU_CTabulation[[#This Row],[Over Value]]","v":0}]
[1,16,9,351,137,14,2,365.899,22.279,1252.0309999999999,1201.82,{"$f":"TOU_CTabulation[[#This Row],[AC System Output (W)]]/1000","v":1.2018199999999999},{"$f":"IF(A397=TOU_CTabulation[[#This Row],[Month]],M397+TOU_CTabulation[[#This Row],[AC System Output (kW)]],TOU_CTabulation[[#This Row],[AC System Output (kW)]])","v":210.14795799999999},{"$f":"VLOOKUP(TOU_CTabulation[[#This Row],[Month]],Season,2)","v":"Winter"},{"$f":"VLOOKUP(TOU_CTabulation[[#This Row],[Season]],CRate,2)","v":10.5},{"$f":"IF(A399>TOU_CTabulation[[#This Row],[Month]],TOU_CTabulation[[#This Row],[Day]]*TOU_CTabulation[[#This Row],[Base Allow]],0)","v":0},{"$f":"IF(A399>TOU_CTabulation[[#This Row],[Month]],TOU_CTabulation[[#This Row],[Month Cumm]],0)","v":0},{"$f":"IF(TOU_CTabulation[[#This Row],[Month Base Gen]]=0,0,TOU_CTabulation[[#This Row],[Month Base Gen]]-TOU_CTabulation[[#This Row],[Day]]*TOU_CTabulation[[#This Row],[Base Allow]])","v":0},{"$f":"VLOOKUP(TOU_CTabulation[[#This Row],[Hour]],daypart,2)","v":"All"},{"$f":"TOU_CTabulation[[#This Row],[Season]]&TOU_CTabulation[[#This Row],[Day-Part]]","v":"WinterAll"},{"$f":"VLOOKUP(TOU_CTabulation[[#This Row],[Daypart]],TOUC,2)","v":0.25901999999999997},{"$f":"VLOOKUP(TOU_CTabulation[[#This Row],[Daypart]],TOUC,3)","v":0.32596000000000003},{"$f":"TOU_CTabulation[[#This Row],[Month Base Allow]]*TOU_CTabulation[[#This Row],[Base Rate]]","v":0},{"$f":"TOU_CTabulation[[#This Row],[Month Overbase Gen]]*TOU_CTabulation[[#This Row],[Over Rate]]","v":0},{"$f":"TOU_CTabulation[[#This Row],[Base Value]]+TOU_CTabulation[[#This Row],[Over Value]]","v":0}]
[1,16,10,875,69,16,2,716.95299999999997,34.401000000000003,2332.3139999999999,2244.6779999999999,{"$f":"TOU_CTabulation[[#This Row],[AC System Output (W)]]/1000","v":2.244678},{"$f":"IF(A398=TOU_CTabulation[[#This Row],[Month]],M398+TOU_CTabulation[[#This Row],[AC System Output (kW)]],TOU_CTabulation[[#This Row],[AC System Output (kW)]])","v":212.39263599999998},{"$f":"VLOOKUP(TOU_CTabulation[[#This Row],[Month]],Season,2)","v":"Winter"},{"$f":"VLOOKUP(TOU_CTabulation[[#This Row],[Season]],CRate,2)","v":10.5},{"$f":"IF(A400>TOU_CTabulation[[#This Row],[Month]],TOU_CTabulation[[#This Row],[Day]]*TOU_CTabulation[[#This Row],[Base Allow]],0)","v":0},{"$f":"IF(A400>TOU_CTabulation[[#This Row],[Month]],TOU_CTabulation[[#This Row],[Month Cumm]],0)","v":0},{"$f":"IF(TOU_CTabulation[[#This Row],[Month Base Gen]]=0,0,TOU_CTabulation[[#This Row],[Month Base Gen]]-TOU_CTabulation[[#This Row],[Day]]*TOU_CTabulation[[#This Row],[Base Allow]])","v":0},{"$f":"VLOOKUP(TOU_CTabulation[[#This Row],[Hour]],daypart,2)","v":"All"},{"$f":"TOU_CTabulation[[#This Row],[Season]]&TOU_CTabulation[[#This Row],[Day-Part]]","v":"WinterAll"},{"$f":"VLOOKUP(TOU_CTabulation[[#This Row],[Daypart]],TOUC,2)","v":0.25901999999999997},{"$f":"VLOOKUP(TOU_CTabulation[[#This Row],[Daypart]],TOUC,3)","v":0.32596000000000003},{"$f":"TOU_CTabulation[[#This Row],[Month Base Allow]]*TOU_CTabulation[[#This Row],[Base Rate]]","v":0},{"$f":"TOU_CTabulation[[#This Row],[Month Overbase Gen]]*TOU_CTabulation[[#This Row],[Over Rate]]","v":0},{"$f":"TOU_CTabulation[[#This Row],[Base Value]]+TOU_CTabulation[[#This Row],[Over Value]]","v":0}]
[1,16,11,905,72,17,2,808.52099999999996,38.747999999999998,2586.5810000000001,2488.5590000000002,{"$f":"TOU_CTabulation[[#This Row],[AC System Output (W)]]/1000","v":2.4885590000000004},{"$f":"IF(A399=TOU_CTabulation[[#This Row],[Month]],M399+TOU_CTabulation[[#This Row],[AC System Output (kW)]],TOU_CTabulation[[#This Row],[AC System Output (kW)]])","v":214.88119499999999},{"$f":"VLOOKUP(TOU_CTabulation[[#This Row],[Month]],Season,2)","v":"Winter"},{"$f":"VLOOKUP(TOU_CTabulation[[#This Row],[Season]],CRate,2)","v":10.5},{"$f":"IF(A401>TOU_CTabulation[[#This Row],[Month]],TOU_CTabulation[[#This Row],[Day]]*TOU_CTabulation[[#This Row],[Base Allow]],0)","v":0},{"$f":"IF(A401>TOU_CTabulation[[#This Row],[Month]],TOU_CTabulation[[#This Row],[Month Cumm]],0)","v":0},{"$f":"IF(TOU_CTabulation[[#This Row],[Month Base Gen]]=0,0,TOU_CTabulation[[#This Row],[Month Base Gen]]-TOU_CTabulation[[#This Row],[Day]]*TOU_CTabulation[[#This Row],[Base Allow]])","v":0},{"$f":"VLOOKUP(TOU_CTabulation[[#This Row],[Hour]],daypart,2)","v":"All"},{"$f":"TOU_CTabulation[[#This Row],[Season]]&TOU_CTabulation[[#This Row],[Day-Part]]","v":"WinterAll"},{"$f":"VLOOKUP(TOU_CTabulation[[#This Row],[Daypart]],TOUC,2)","v":0.25901999999999997},{"$f":"VLOOKUP(TOU_CTabulation[[#This Row],[Daypart]],TOUC,3)","v":0.32596000000000003},{"$f":"TOU_CTabulation[[#This Row],[Month Base Allow]]*TOU_CTabulation[[#This Row],[Base Rate]]","v":0},{"$f":"TOU_CTabulation[[#This Row],[Month Overbase Gen]]*TOU_CTabulation[[#This Row],[Over Rate]]","v":0},{"$f":"TOU_CTabulation[[#This Row],[Base Value]]+TOU_CTabulation[[#This Row],[Over Value]]","v":0}]
[1,16,12,905,74,17,2,822.73500000000001,39.375999999999998,2625.4470000000001,2525.7849999999999,{"$f":"TOU_CTabulation[[#This Row],[AC System Output (W)]]/1000","v":2.5257849999999999},{"$f":"IF(A400=TOU_CTabulation[[#This Row],[Month]],M400+TOU_CTabulation[[#This Row],[AC System Output (kW)]],TOU_CTabulation[[#This Row],[AC System Output (kW)]])","v":217.40698},{"$f":"VLOOKUP(TOU_CTabulation[[#This Row],[Month]],Season,2)","v":"Winter"},{"$f":"VLOOKUP(TOU_CTabulation[[#This Row],[Season]],CRate,2)","v":10.5},{"$f":"IF(A402>TOU_CTabulation[[#This Row],[Month]],TOU_CTabulation[[#This Row],[Day]]*TOU_CTabulation[[#This Row],[Base Allow]],0)","v":0},{"$f":"IF(A402>TOU_CTabulation[[#This Row],[Month]],TOU_CTabulation[[#This Row],[Month Cumm]],0)","v":0},{"$f":"IF(TOU_CTabulation[[#This Row],[Month Base Gen]]=0,0,TOU_CTabulation[[#This Row],[Month Base Gen]]-TOU_CTabulation[[#This Row],[Day]]*TOU_CTabulation[[#This Row],[Base Allow]])","v":0},{"$f":"VLOOKUP(TOU_CTabulation[[#This Row],[Hour]],daypart,2)","v":"All"},{"$f":"TOU_CTabulation[[#This Row],[Season]]&TOU_CTabulation[[#This Row],[Day-Part]]","v":"WinterAll"},{"$f":"VLOOKUP(TOU_CTabulation[[#This Row],[Daypart]],TOUC,2)","v":0.25901999999999997},{"$f":"VLOOKUP(TOU_CTabulation[[#This Row],[Daypart]],TOUC,3)","v":0.32596000000000003},{"$f":"TOU_CTabulation[[#This Row],[Month Base Allow]]*TOU_CTabulation[[#This Row],[Base Rate]]","v":0},{"$f":"TOU_CTabulation[[#This Row],[Month Overbase Gen]]*TOU_CTabulation[[#This Row],[Over Rate]]","v":0},{"$f":"TOU_CTabulation[[#This Row],[Base Value]]+TOU_CTabulation[[#This Row],[Over Value]]","v":0}]
[1,16,13,887,71,17,2,761.91099999999994,37.896999999999998,2442.9090000000001,2350.83,{"$f":"TOU_CTabulation[[#This Row],[AC System Output (W)]]/1000","v":2.3508299999999998},{"$f":"IF(A401=TOU_CTabulation[[#This Row],[Month]],M401+TOU_CTabulation[[#This Row],[AC System Output (kW)]],TOU_CTabulation[[#This Row],[AC System Output (kW)]])","v":219.75781000000001},{"$f":"VLOOKUP(TOU_CTabulation[[#This Row],[Month]],Season,2)","v":"Winter"},{"$f":"VLOOKUP(TOU_CTabulation[[#This Row],[Season]],CRate,2)","v":10.5},{"$f":"IF(A403>TOU_CTabulation[[#This Row],[Month]],TOU_CTabulation[[#This Row],[Day]]*TOU_CTabulation[[#This Row],[Base Allow]],0)","v":0},{"$f":"IF(A403>TOU_CTabulation[[#This Row],[Month]],TOU_CTabulation[[#This Row],[Month Cumm]],0)","v":0},{"$f":"IF(TOU_CTabulation[[#This Row],[Month Base Gen]]=0,0,TOU_CTabulation[[#This Row],[Month Base Gen]]-TOU_CTabulation[[#This Row],[Day]]*TOU_CTabulation[[#This Row],[Base Allow]])","v":0},{"$f":"VLOOKUP(TOU_CTabulation[[#This Row],[Hour]],daypart,2)","v":"All"},{"$f":"TOU_CTabulation[[#This Row],[Season]]&TOU_CTabulation[[#This Row],[Day-Part]]","v":"WinterAll"},{"$f":"VLOOKUP(TOU_CTabulation[[#This Row],[Daypart]],TOUC,2)","v":0.25901999999999997},{"$f":"VLOOKUP(TOU_CTabulation[[#This Row],[Daypart]],TOUC,3)","v":0.32596000000000003},{"$f":"TOU_CTabulation[[#This Row],[Month Base Allow]]*TOU_CTabulation[[#This Row],[Base Rate]]","v":0},{"$f":"TOU_CTabulation[[#This Row],[Month Overbase Gen]]*TOU_CTabulation[[#This Row],[Over Rate]]","v":0},{"$f":"TOU_CTabulation[[#This Row],[Base Value]]+TOU_CTabulation[[#This Row],[Over Value]]","v":0}]
[1,16,14,840,63,16,2,627.64200000000005,33.347999999999999,2037.779,1961.423,{"$f":"TOU_CTabulation[[#This Row],[AC System Output (W)]]/1000","v":1.9614229999999999},{"$f":"IF(A402=TOU_CTabulation[[#This Row],[Month]],M402+TOU_CTabulation[[#This Row],[AC System Output (kW)]],TOU_CTabulation[[#This Row],[AC System Output (kW)]])","v":221.719233},{"$f":"VLOOKUP(TOU_CTabulation[[#This Row],[Month]],Season,2)","v":"Winter"},{"$f":"VLOOKUP(TOU_CTabulation[[#This Row],[Season]],CRate,2)","v":10.5},{"$f":"IF(A404>TOU_CTabulation[[#This Row],[Month]],TOU_CTabulation[[#This Row],[Day]]*TOU_CTabulation[[#This Row],[Base Allow]],0)","v":0},{"$f":"IF(A404>TOU_CTabulation[[#This Row],[Month]],TOU_CTabulation[[#This Row],[Month Cumm]],0)","v":0},{"$f":"IF(TOU_CTabulation[[#This Row],[Month Base Gen]]=0,0,TOU_CTabulation[[#This Row],[Month Base Gen]]-TOU_CTabulation[[#This Row],[Day]]*TOU_CTabulation[[#This Row],[Base Allow]])","v":0},{"$f":"VLOOKUP(TOU_CTabulation[[#This Row],[Hour]],daypart,2)","v":"All"},{"$f":"TOU_CTabulation[[#This Row],[Season]]&TOU_CTabulation[[#This Row],[Day-Part]]","v":"WinterAll"},{"$f":"VLOOKUP(TOU_CTabulation[[#This Row],[Daypart]],TOUC,2)","v":0.25901999999999997},{"$f":"VLOOKUP(TOU_CTabulation[[#This Row],[Daypart]],TOUC,3)","v":0.32596000000000003},{"$f":"TOU_CTabulation[[#This Row],[Month Base Allow]]*TOU_CTabulation[[#This Row],[Base Rate]]","v":0},{"$f":"TOU_CTabulation[[#This Row],[Month Overbase Gen]]*TOU_CTabulation[[#This Row],[Over Rate]]","v":0},{"$f":"TOU_CTabulation[[#This Row],[Base Value]]+TOU_CTabulation[[#This Row],[Over Value]]","v":0}]
[1,16,15,735,51,15,1,432.81299999999999,29.552,1386.6880000000001,1332.404,{"$f":"TOU_CTabulation[[#This Row],[AC System Output (W)]]/1000","v":1.3324039999999999},{"$f":"IF(A403=TOU_CTabulation[[#This Row],[Month]],M403+TOU_CTabulation[[#This Row],[AC System Output (kW)]],TOU_CTabulation[[#This Row],[AC System Output (kW)]])","v":223.051637},{"$f":"VLOOKUP(TOU_CTabulation[[#This Row],[Month]],Season,2)","v":"Winter"},{"$f":"VLOOKUP(TOU_CTabulation[[#This Row],[Season]],CRate,2)","v":10.5},{"$f":"IF(A405>TOU_CTabulation[[#This Row],[Month]],TOU_CTabulation[[#This Row],[Day]]*TOU_CTabulation[[#This Row],[Base Allow]],0)","v":0},{"$f":"IF(A405>TOU_CTabulation[[#This Row],[Month]],TOU_CTabulation[[#This Row],[Month Cumm]],0)","v":0},{"$f":"IF(TOU_CTabulation[[#This Row],[Month Base Gen]]=0,0,TOU_CTabulation[[#This Row],[Month Base Gen]]-TOU_CTabulation[[#This Row],[Day]]*TOU_CTabulation[[#This Row],[Base Allow]])","v":0},{"$f":"VLOOKUP(TOU_CTabulation[[#This Row],[Hour]],daypart,2)","v":"All"},{"$f":"TOU_CTabulation[[#This Row],[Season]]&TOU_CTabulation[[#This Row],[Day-Part]]","v":"WinterAll"},{"$f":"VLOOKUP(TOU_CTabulation[[#This Row],[Daypart]],TOUC,2)","v":0.25901999999999997},{"$f":"VLOOKUP(TOU_CTabulation[[#This Row],[Daypart]],TOUC,3)","v":0.32596000000000003},{"$f":"TOU_CTabulation[[#This Row],[Month Base Allow]]*TOU_CTabulation[[#This Row],[Base Rate]]","v":0},{"$f":"TOU_CTabulation[[#This Row],[Month Overbase Gen]]*TOU_CTabulation[[#This Row],[Over Rate]]","v":0},{"$f":"TOU_CTabulation[[#This Row],[Base Value]]+TOU_CTabulation[[#This Row],[Over Value]]","v":0}]
[1,16,16,160,43,12,1,101.63,15.252000000000001,334.23200000000003,307.29399999999998,{"$f":"TOU_CTabulation[[#This Row],[AC System Output (W)]]/1000","v":0.30729399999999996},{"$f":"IF(A404=TOU_CTabulation[[#This Row],[Month]],M404+TOU_CTabulation[[#This Row],[AC System Output (kW)]],TOU_CTabulation[[#This Row],[AC System Output (kW)]])","v":223.35893100000001},{"$f":"VLOOKUP(TOU_CTabulation[[#This Row],[Month]],Season,2)","v":"Winter"},{"$f":"VLOOKUP(TOU_CTabulation[[#This Row],[Season]],CRate,2)","v":10.5},{"$f":"IF(A406>TOU_CTabulation[[#This Row],[Month]],TOU_CTabulation[[#This Row],[Day]]*TOU_CTabulation[[#This Row],[Base Allow]],0)","v":0},{"$f":"IF(A406>TOU_CTabulation[[#This Row],[Month]],TOU_CTabulation[[#This Row],[Month Cumm]],0)","v":0},{"$f":"IF(TOU_CTabulation[[#This Row],[Month Base Gen]]=0,0,TOU_CTabulation[[#This Row],[Month Base Gen]]-TOU_CTabulation[[#This Row],[Day]]*TOU_CTabulation[[#This Row],[Base Allow]])","v":0},{"$f":"VLOOKUP(TOU_CTabulation[[#This Row],[Hour]],daypart,2)","v":"All"},{"$f":"TOU_CTabulation[[#This Row],[Season]]&TOU_CTabulation[[#This Row],[Day-Part]]","v":"WinterAll"},{"$f":"VLOOKUP(TOU_CTabulation[[#This Row],[Daypart]],TOUC,2)","v":0.25901999999999997},{"$f":"VLOOKUP(TOU_CTabulation[[#This Row],[Daypart]],TOUC,3)","v":0.32596000000000003},{"$f":"TOU_CTabulation[[#This Row],[Month Base Allow]]*TOU_CTabulation[[#This Row],[Base Rate]]","v":0},{"$f":"TOU_CTabulation[[#This Row],[Month Overbase Gen]]*TOU_CTabulation[[#This Row],[Over Rate]]","v":0},{"$f":"TOU_CTabulation[[#This Row],[Base Value]]+TOU_CTabulation[[#This Row],[Over Value]]","v":0}]
[1,16,17,0,0,11,1,0,11,0,0,{"$f":"TOU_CTabulation[[#This Row],[AC System Output (W)]]/1000","v":0},{"$f":"IF(A405=TOU_CTabulation[[#This Row],[Month]],M405+TOU_CTabulation[[#This Row],[AC System Output (kW)]],TOU_CTabulation[[#This Row],[AC System Output (kW)]])","v":223.35893100000001},{"$f":"VLOOKUP(TOU_CTabulation[[#This Row],[Month]],Season,2)","v":"Winter"},{"$f":"VLOOKUP(TOU_CTabulation[[#This Row],[Season]],CRate,2)","v":10.5},{"$f":"IF(A407>TOU_CTabulation[[#This Row],[Month]],TOU_CTabulation[[#This Row],[Day]]*TOU_CTabulation[[#This Row],[Base Allow]],0)","v":0},{"$f":"IF(A407>TOU_CTabulation[[#This Row],[Month]],TOU_CTabulation[[#This Row],[Month Cumm]],0)","v":0},{"$f":"IF(TOU_CTabulation[[#This Row],[Month Base Gen]]=0,0,TOU_CTabulation[[#This Row],[Month Base Gen]]-TOU_CTabulation[[#This Row],[Day]]*TOU_CTabulation[[#This Row],[Base Allow]])","v":0},{"$f":"VLOOKUP(TOU_CTabulation[[#This Row],[Hour]],daypart,2)","v":"All"},{"$f":"TOU_CTabulation[[#This Row],[Season]]&TOU_CTabulation[[#This Row],[Day-Part]]","v":"WinterAll"},{"$f":"VLOOKUP(TOU_CTabulation[[#This Row],[Daypart]],TOUC,2)","v":0.25901999999999997},{"$f":"VLOOKUP(TOU_CTabulation[[#This Row],[Daypart]],TOUC,3)","v":0.32596000000000003},{"$f":"TOU_CTabulation[[#This Row],[Month Base Allow]]*TOU_CTabulation[[#This Row],[Base Rate]]","v":0},{"$f":"TOU_CTabulation[[#This Row],[Month Overbase Gen]]*TOU_CTabulation[[#This Row],[Over Rate]]","v":0},{"$f":"TOU_CTabulation[[#This Row],[Base Value]]+TOU_CTabulation[[#This Row],[Over Value]]","v":0}]
[1,16,18,0,0,10,1,0,10,0,0,{"$f":"TOU_CTabulation[[#This Row],[AC System Output (W)]]/1000","v":0},{"$f":"IF(A406=TOU_CTabulation[[#This Row],[Month]],M406+TOU_CTabulation[[#This Row],[AC System Output (kW)]],TOU_CTabulation[[#This Row],[AC System Output (kW)]])","v":223.35893100000001},{"$f":"VLOOKUP(TOU_CTabulation[[#This Row],[Month]],Season,2)","v":"Winter"},{"$f":"VLOOKUP(TOU_CTabulation[[#This Row],[Season]],CRate,2)","v":10.5},{"$f":"IF(A408>TOU_CTabulation[[#This Row],[Month]],TOU_CTabulation[[#This Row],[Day]]*TOU_CTabulation[[#This Row],[Base Allow]],0)","v":0},{"$f":"IF(A408>TOU_CTabulation[[#This Row],[Month]],TOU_CTabulation[[#This Row],[Month Cumm]],0)","v":0},{"$f":"IF(TOU_CTabulation[[#This Row],[Month Base Gen]]=0,0,TOU_CTabulation[[#This Row],[Month Base Gen]]-TOU_CTabulation[[#This Row],[Day]]*TOU_CTabulation[[#This Row],[Base Allow]])","v":0},{"$f":"VLOOKUP(TOU_CTabulation[[#This Row],[Hour]],daypart,2)","v":"All"},{"$f":"TOU_CTabulation[[#This Row],[Season]]&TOU_CTabulation[[#This Row],[Day-Part]]","v":"WinterAll"},{"$f":"VLOOKUP(TOU_CTabulation[[#This Row],[Daypart]],TOUC,2)","v":0.25901999999999997},{"$f":"VLOOKUP(TOU_CTabulation[[#This Row],[Daypart]],TOUC,3)","v":0.32596000000000003},{"$f":"TOU_CTabulation[[#This Row],[Month Base Allow]]*TOU_CTabulation[[#This Row],[Base Rate]]","v":0},{"$f":"TOU_CTabulation[[#This Row],[Month Overbase Gen]]*TOU_CTabulation[[#This Row],[Over Rate]]","v":0},{"$f":"TOU_CTabulation[[#This Row],[Base Value]]+TOU_CTabulation[[#This Row],[Over Value]]","v":0}]
[1,16,19,0,0,10,1,0,10,0,0,{"$f":"TOU_CTabulation[[#This Row],[AC System Output (W)]]/1000","v":0},{"$f":"IF(A407=TOU_CTabulation[[#This Row],[Month]],M407+TOU_CTabulation[[#This Row],[AC System Output (kW)]],TOU_CTabulation[[#This Row],[AC System Output (kW)]])","v":223.35893100000001},{"$f":"VLOOKUP(TOU_CTabulation[[#This Row],[Month]],Season,2)","v":"Winter"},{"$f":"VLOOKUP(TOU_CTabulation[[#This Row],[Season]],CRate,2)","v":10.5},{"$f":"IF(A409>TOU_CTabulation[[#This Row],[Month]],TOU_CTabulation[[#This Row],[Day]]*TOU_CTabulation[[#This Row],[Base Allow]],0)","v":0},{"$f":"IF(A409>TOU_CTabulation[[#This Row],[Month]],TOU_CTabulation[[#This Row],[Month Cumm]],0)","v":0},{"$f":"IF(TOU_CTabulation[[#This Row],[Month Base Gen]]=0,0,TOU_CTabulation[[#This Row],[Month Base Gen]]-TOU_CTabulation[[#This Row],[Day]]*TOU_CTabulation[[#This Row],[Base Allow]])","v":0},{"$f":"VLOOKUP(TOU_CTabulation[[#This Row],[Hour]],daypart,2)","v":"All"},{"$f":"TOU_CTabulation[[#This Row],[Season]]&TOU_CTabulation[[#This Row],[Day-Part]]","v":"WinterAll"},{"$f":"VLOOKUP(TOU_CTabulation[[#This Row],[Daypart]],TOUC,2)","v":0.25901999999999997},{"$f":"VLOOKUP(TOU_CTabulation[[#This Row],[Daypart]],TOUC,3)","v":0.32596000000000003},{"$f":"TOU_CTabulation[[#This Row],[Month Base Allow]]*TOU_CTabulation[[#This Row],[Base Rate]]","v":0},{"$f":"TOU_CTabulation[[#This Row],[Month Overbase Gen]]*TOU_CTabulation[[#This Row],[Over Rate]]","v":0},{"$f":"TOU_CTabulation[[#This Row],[Base Value]]+TOU_CTabulation[[#This Row],[Over Value]]","v":0}]
[1,16,20,0,0,10,1,0,10,0,0,{"$f":"TOU_CTabulation[[#This Row],[AC System Output (W)]]/1000","v":0},{"$f":"IF(A408=TOU_CTabulation[[#This Row],[Month]],M408+TOU_CTabulation[[#This Row],[AC System Output (kW)]],TOU_CTabulation[[#This Row],[AC System Output (kW)]])","v":223.35893100000001},{"$f":"VLOOKUP(TOU_CTabulation[[#This Row],[Month]],Season,2)","v":"Winter"},{"$f":"VLOOKUP(TOU_CTabulation[[#This Row],[Season]],CRate,2)","v":10.5},{"$f":"IF(A410>TOU_CTabulation[[#This Row],[Month]],TOU_CTabulation[[#This Row],[Day]]*TOU_CTabulation[[#This Row],[Base Allow]],0)","v":0},{"$f":"IF(A410>TOU_CTabulation[[#This Row],[Month]],TOU_CTabulation[[#This Row],[Month Cumm]],0)","v":0},{"$f":"IF(TOU_CTabulation[[#This Row],[Month Base Gen]]=0,0,TOU_CTabulation[[#This Row],[Month Base Gen]]-TOU_CTabulation[[#This Row],[Day]]*TOU_CTabulation[[#This Row],[Base Allow]])","v":0},{"$f":"VLOOKUP(TOU_CTabulation[[#This Row],[Hour]],daypart,2)","v":"All"},{"$f":"TOU_CTabulation[[#This Row],[Season]]&TOU_CTabulation[[#This Row],[Day-Part]]","v":"WinterAll"},{"$f":"VLOOKUP(TOU_CTabulation[[#This Row],[Daypart]],TOUC,2)","v":0.25901999999999997},{"$f":"VLOOKUP(TOU_CTabulation[[#This Row],[Daypart]],TOUC,3)","v":0.32596000000000003},{"$f":"TOU_CTabulation[[#This Row],[Month Base Allow]]*TOU_CTabulation[[#This Row],[Base Rate]]","v":0},{"$f":"TOU_CTabulation[[#This Row],[Month Overbase Gen]]*TOU_CTabulation[[#This Row],[Over Rate]]","v":0},{"$f":"TOU_CTabulation[[#This Row],[Base Value]]+TOU_CTabulation[[#This Row],[Over Value]]","v":0}]
[1,16,21,0,0,10,1,0,10,0,0,{"$f":"TOU_CTabulation[[#This Row],[AC System Output (W)]]/1000","v":0},{"$f":"IF(A409=TOU_CTabulation[[#This Row],[Month]],M409+TOU_CTabulation[[#This Row],[AC System Output (kW)]],TOU_CTabulation[[#This Row],[AC System Output (kW)]])","v":223.35893100000001},{"$f":"VLOOKUP(TOU_CTabulation[[#This Row],[Month]],Season,2)","v":"Winter"},{"$f":"VLOOKUP(TOU_CTabulation[[#This Row],[Season]],CRate,2)","v":10.5},{"$f":"IF(A411>TOU_CTabulation[[#This Row],[Month]],TOU_CTabulation[[#This Row],[Day]]*TOU_CTabulation[[#This Row],[Base Allow]],0)","v":0},{"$f":"IF(A411>TOU_CTabulation[[#This Row],[Month]],TOU_CTabulation[[#This Row],[Month Cumm]],0)","v":0},{"$f":"IF(TOU_CTabulation[[#This Row],[Month Base Gen]]=0,0,TOU_CTabulation[[#This Row],[Month Base Gen]]-TOU_CTabulation[[#This Row],[Day]]*TOU_CTabulation[[#This Row],[Base Allow]])","v":0},{"$f":"VLOOKUP(TOU_CTabulation[[#This Row],[Hour]],daypart,2)","v":"All"},{"$f":"TOU_CTabulation[[#This Row],[Season]]&TOU_CTabulation[[#This Row],[Day-Part]]","v":"WinterAll"},{"$f":"VLOOKUP(TOU_CTabulation[[#This Row],[Daypart]],TOUC,2)","v":0.25901999999999997},{"$f":"VLOOKUP(TOU_CTabulation[[#This Row],[Daypart]],TOUC,3)","v":0.32596000000000003},{"$f":"TOU_CTabulation[[#This Row],[Month Base Allow]]*TOU_CTabulation[[#This Row],[Base Rate]]","v":0},{"$f":"TOU_CTabulation[[#This Row],[Month Overbase Gen]]*TOU_CTabulation[[#This Row],[Over Rate]]","v":0},{"$f":"TOU_CTabulation[[#This Row],[Base Value]]+TOU_CTabulation[[#This Row],[Over Value]]","v":0}]
[1,16,22,0,0,10,0,0,10,0,0,{"$f":"TOU_CTabulation[[#This Row],[AC System Output (W)]]/1000","v":0},{"$f":"IF(A410=TOU_CTabulation[[#This Row],[Month]],M410+TOU_CTabulation[[#This Row],[AC System Output (kW)]],TOU_CTabulation[[#This Row],[AC System Output (kW)]])","v":223.35893100000001},{"$f":"VLOOKUP(TOU_CTabulation[[#This Row],[Month]],Season,2)","v":"Winter"},{"$f":"VLOOKUP(TOU_CTabulation[[#This Row],[Season]],CRate,2)","v":10.5},{"$f":"IF(A412>TOU_CTabulation[[#This Row],[Month]],TOU_CTabulation[[#This Row],[Day]]*TOU_CTabulation[[#This Row],[Base Allow]],0)","v":0},{"$f":"IF(A412>TOU_CTabulation[[#This Row],[Month]],TOU_CTabulation[[#This Row],[Month Cumm]],0)","v":0},{"$f":"IF(TOU_CTabulation[[#This Row],[Month Base Gen]]=0,0,TOU_CTabulation[[#This Row],[Month Base Gen]]-TOU_CTabulation[[#This Row],[Day]]*TOU_CTabulation[[#This Row],[Base Allow]])","v":0},{"$f":"VLOOKUP(TOU_CTabulation[[#This Row],[Hour]],daypart,2)","v":"All"},{"$f":"TOU_CTabulation[[#This Row],[Season]]&TOU_CTabulation[[#This Row],[Day-Part]]","v":"WinterAll"},{"$f":"VLOOKUP(TOU_CTabulation[[#This Row],[Daypart]],TOUC,2)","v":0.25901999999999997},{"$f":"VLOOKUP(TOU_CTabulation[[#This Row],[Daypart]],TOUC,3)","v":0.32596000000000003},{"$f":"TOU_CTabulation[[#This Row],[Month Base Allow]]*TOU_CTabulation[[#This Row],[Base Rate]]","v":0},{"$f":"TOU_CTabulation[[#This Row],[Month Overbase Gen]]*TOU_CTabulation[[#This Row],[Over Rate]]","v":0},{"$f":"TOU_CTabulation[[#This Row],[Base Value]]+TOU_CTabulation[[#This Row],[Over Value]]","v":0}]
[1,16,23,0,0,10,0,0,10,0,0,{"$f":"TOU_CTabulation[[#This Row],[AC System Output (W)]]/1000","v":0},{"$f":"IF(A411=TOU_CTabulation[[#This Row],[Month]],M411+TOU_CTabulation[[#This Row],[AC System Output (kW)]],TOU_CTabulation[[#This Row],[AC System Output (kW)]])","v":223.35893100000001},{"$f":"VLOOKUP(TOU_CTabulation[[#This Row],[Month]],Season,2)","v":"Winter"},{"$f":"VLOOKUP(TOU_CTabulation[[#This Row],[Season]],CRate,2)","v":10.5},{"$f":"IF(A413>TOU_CTabulation[[#This Row],[Month]],TOU_CTabulation[[#This Row],[Day]]*TOU_CTabulation[[#This Row],[Base Allow]],0)","v":0},{"$f":"IF(A413>TOU_CTabulation[[#This Row],[Month]],TOU_CTabulation[[#This Row],[Month Cumm]],0)","v":0},{"$f":"IF(TOU_CTabulation[[#This Row],[Month Base Gen]]=0,0,TOU_CTabulation[[#This Row],[Month Base Gen]]-TOU_CTabulation[[#This Row],[Day]]*TOU_CTabulation[[#This Row],[Base Allow]])","v":0},{"$f":"VLOOKUP(TOU_CTabulation[[#This Row],[Hour]],daypart,2)","v":"All"},{"$f":"TOU_CTabulation[[#This Row],[Season]]&TOU_CTabulation[[#This Row],[Day-Part]]","v":"WinterAll"},{"$f":"VLOOKUP(TOU_CTabulation[[#This Row],[Daypart]],TOUC,2)","v":0.25901999999999997},{"$f":"VLOOKUP(TOU_CTabulation[[#This Row],[Daypart]],TOUC,3)","v":0.32596000000000003},{"$f":"TOU_CTabulation[[#This Row],[Month Base Allow]]*TOU_CTabulation[[#This Row],[Base Rate]]","v":0},{"$f":"TOU_CTabulation[[#This Row],[Month Overbase Gen]]*TOU_CTabulation[[#This Row],[Over Rate]]","v":0},{"$f":"TOU_CTabulation[[#This Row],[Base Value]]+TOU_CTabulation[[#This Row],[Over Value]]","v":0}]
[1,17,0,0,0,10,0,0,10,0,0,{"$f":"TOU_CTabulation[[#This Row],[AC System Output (W)]]/1000","v":0},{"$f":"IF(A412=TOU_CTabulation[[#This Row],[Month]],M412+TOU_CTabulation[[#This Row],[AC System Output (kW)]],TOU_CTabulation[[#This Row],[AC System Output (kW)]])","v":223.35893100000001},{"$f":"VLOOKUP(TOU_CTabulation[[#This Row],[Month]],Season,2)","v":"Winter"},{"$f":"VLOOKUP(TOU_CTabulation[[#This Row],[Season]],CRate,2)","v":10.5},{"$f":"IF(A414>TOU_CTabulation[[#This Row],[Month]],TOU_CTabulation[[#This Row],[Day]]*TOU_CTabulation[[#This Row],[Base Allow]],0)","v":0},{"$f":"IF(A414>TOU_CTabulation[[#This Row],[Month]],TOU_CTabulation[[#This Row],[Month Cumm]],0)","v":0},{"$f":"IF(TOU_CTabulation[[#This Row],[Month Base Gen]]=0,0,TOU_CTabulation[[#This Row],[Month Base Gen]]-TOU_CTabulation[[#This Row],[Day]]*TOU_CTabulation[[#This Row],[Base Allow]])","v":0},{"$f":"VLOOKUP(TOU_CTabulation[[#This Row],[Hour]],daypart,2)","v":"All"},{"$f":"TOU_CTabulation[[#This Row],[Season]]&TOU_CTabulation[[#This Row],[Day-Part]]","v":"WinterAll"},{"$f":"VLOOKUP(TOU_CTabulation[[#This Row],[Daypart]],TOUC,2)","v":0.25901999999999997},{"$f":"VLOOKUP(TOU_CTabulation[[#This Row],[Daypart]],TOUC,3)","v":0.32596000000000003},{"$f":"TOU_CTabulation[[#This Row],[Month Base Allow]]*TOU_CTabulation[[#This Row],[Base Rate]]","v":0},{"$f":"TOU_CTabulation[[#This Row],[Month Overbase Gen]]*TOU_CTabulation[[#This Row],[Over Rate]]","v":0},{"$f":"TOU_CTabulation[[#This Row],[Base Value]]+TOU_CTabulation[[#This Row],[Over Value]]","v":0}]
[1,17,1,0,0,9,0,0,9,0,0,{"$f":"TOU_CTabulation[[#This Row],[AC System Output (W)]]/1000","v":0},{"$f":"IF(A413=TOU_CTabulation[[#This Row],[Month]],M413+TOU_CTabulation[[#This Row],[AC System Output (kW)]],TOU_CTabulation[[#This Row],[AC System Output (kW)]])","v":223.35893100000001},{"$f":"VLOOKUP(TOU_CTabulation[[#This Row],[Month]],Season,2)","v":"Winter"},{"$f":"VLOOKUP(TOU_CTabulation[[#This Row],[Season]],CRate,2)","v":10.5},{"$f":"IF(A415>TOU_CTabulation[[#This Row],[Month]],TOU_CTabulation[[#This Row],[Day]]*TOU_CTabulation[[#This Row],[Base Allow]],0)","v":0},{"$f":"IF(A415>TOU_CTabulation[[#This Row],[Month]],TOU_CTabulation[[#This Row],[Month Cumm]],0)","v":0},{"$f":"IF(TOU_CTabulation[[#This Row],[Month Base Gen]]=0,0,TOU_CTabulation[[#This Row],[Month Base Gen]]-TOU_CTabulation[[#This Row],[Day]]*TOU_CTabulation[[#This Row],[Base Allow]])","v":0},{"$f":"VLOOKUP(TOU_CTabulation[[#This Row],[Hour]],daypart,2)","v":"All"},{"$f":"TOU_CTabulation[[#This Row],[Season]]&TOU_CTabulation[[#This Row],[Day-Part]]","v":"WinterAll"},{"$f":"VLOOKUP(TOU_CTabulation[[#This Row],[Daypart]],TOUC,2)","v":0.25901999999999997},{"$f":"VLOOKUP(TOU_CTabulation[[#This Row],[Daypart]],TOUC,3)","v":0.32596000000000003},{"$f":"TOU_CTabulation[[#This Row],[Month Base Allow]]*TOU_CTabulation[[#This Row],[Base Rate]]","v":0},{"$f":"TOU_CTabulation[[#This Row],[Month Overbase Gen]]*TOU_CTabulation[[#This Row],[Over Rate]]","v":0},{"$f":"TOU_CTabulation[[#This Row],[Base Value]]+TOU_CTabulation[[#This Row],[Over Value]]","v":0}]
[1,17,2,0,0,9,0,0,9,0,0,{"$f":"TOU_CTabulation[[#This Row],[AC System Output (W)]]/1000","v":0},{"$f":"IF(A414=TOU_CTabulation[[#This Row],[Month]],M414+TOU_CTabulation[[#This Row],[AC System Output (kW)]],TOU_CTabulation[[#This Row],[AC System Output (kW)]])","v":223.35893100000001},{"$f":"VLOOKUP(TOU_CTabulation[[#This Row],[Month]],Season,2)","v":"Winter"},{"$f":"VLOOKUP(TOU_CTabulation[[#This Row],[Season]],CRate,2)","v":10.5},{"$f":"IF(A416>TOU_CTabulation[[#This Row],[Month]],TOU_CTabulation[[#This Row],[Day]]*TOU_CTabulation[[#This Row],[Base Allow]],0)","v":0},{"$f":"IF(A416>TOU_CTabulation[[#This Row],[Month]],TOU_CTabulation[[#This Row],[Month Cumm]],0)","v":0},{"$f":"IF(TOU_CTabulation[[#This Row],[Month Base Gen]]=0,0,TOU_CTabulation[[#This Row],[Month Base Gen]]-TOU_CTabulation[[#This Row],[Day]]*TOU_CTabulation[[#This Row],[Base Allow]])","v":0},{"$f":"VLOOKUP(TOU_CTabulation[[#This Row],[Hour]],daypart,2)","v":"All"},{"$f":"TOU_CTabulation[[#This Row],[Season]]&TOU_CTabulation[[#This Row],[Day-Part]]","v":"WinterAll"},{"$f":"VLOOKUP(TOU_CTabulation[[#This Row],[Daypart]],TOUC,2)","v":0.25901999999999997},{"$f":"VLOOKUP(TOU_CTabulation[[#This Row],[Daypart]],TOUC,3)","v":0.32596000000000003},{"$f":"TOU_CTabulation[[#This Row],[Month Base Allow]]*TOU_CTabulation[[#This Row],[Base Rate]]","v":0},{"$f":"TOU_CTabulation[[#This Row],[Month Overbase Gen]]*TOU_CTabulation[[#This Row],[Over Rate]]","v":0},{"$f":"TOU_CTabulation[[#This Row],[Base Value]]+TOU_CTabulation[[#This Row],[Over Value]]","v":0}]
[1,17,3,0,0,9,0,0,9,0,0,{"$f":"TOU_CTabulation[[#This Row],[AC System Output (W)]]/1000","v":0},{"$f":"IF(A415=TOU_CTabulation[[#This Row],[Month]],M415+TOU_CTabulation[[#This Row],[AC System Output (kW)]],TOU_CTabulation[[#This Row],[AC System Output (kW)]])","v":223.35893100000001},{"$f":"VLOOKUP(TOU_CTabulation[[#This Row],[Month]],Season,2)","v":"Winter"},{"$f":"VLOOKUP(TOU_CTabulation[[#This Row],[Season]],CRate,2)","v":10.5},{"$f":"IF(A417>TOU_CTabulation[[#This Row],[Month]],TOU_CTabulation[[#This Row],[Day]]*TOU_CTabulation[[#This Row],[Base Allow]],0)","v":0},{"$f":"IF(A417>TOU_CTabulation[[#This Row],[Month]],TOU_CTabulation[[#This Row],[Month Cumm]],0)","v":0},{"$f":"IF(TOU_CTabulation[[#This Row],[Month Base Gen]]=0,0,TOU_CTabulation[[#This Row],[Month Base Gen]]-TOU_CTabulation[[#This Row],[Day]]*TOU_CTabulation[[#This Row],[Base Allow]])","v":0},{"$f":"VLOOKUP(TOU_CTabulation[[#This Row],[Hour]],daypart,2)","v":"All"},{"$f":"TOU_CTabulation[[#This Row],[Season]]&TOU_CTabulation[[#This Row],[Day-Part]]","v":"WinterAll"},{"$f":"VLOOKUP(TOU_CTabulation[[#This Row],[Daypart]],TOUC,2)","v":0.25901999999999997},{"$f":"VLOOKUP(TOU_CTabulation[[#This Row],[Daypart]],TOUC,3)","v":0.32596000000000003},{"$f":"TOU_CTabulation[[#This Row],[Month Base Allow]]*TOU_CTabulation[[#This Row],[Base Rate]]","v":0},{"$f":"TOU_CTabulation[[#This Row],[Month Overbase Gen]]*TOU_CTabulation[[#This Row],[Over Rate]]","v":0},{"$f":"TOU_CTabulation[[#This Row],[Base Value]]+TOU_CTabulation[[#This Row],[Over Value]]","v":0}]
[1,17,4,0,0,9,0,0,9,0,0,{"$f":"TOU_CTabulation[[#This Row],[AC System Output (W)]]/1000","v":0},{"$f":"IF(A416=TOU_CTabulation[[#This Row],[Month]],M416+TOU_CTabulation[[#This Row],[AC System Output (kW)]],TOU_CTabulation[[#This Row],[AC System Output (kW)]])","v":223.35893100000001},{"$f":"VLOOKUP(TOU_CTabulation[[#This Row],[Month]],Season,2)","v":"Winter"},{"$f":"VLOOKUP(TOU_CTabulation[[#This Row],[Season]],CRate,2)","v":10.5},{"$f":"IF(A418>TOU_CTabulation[[#This Row],[Month]],TOU_CTabulation[[#This Row],[Day]]*TOU_CTabulation[[#This Row],[Base Allow]],0)","v":0},{"$f":"IF(A418>TOU_CTabulation[[#This Row],[Month]],TOU_CTabulation[[#This Row],[Month Cumm]],0)","v":0},{"$f":"IF(TOU_CTabulation[[#This Row],[Month Base Gen]]=0,0,TOU_CTabulation[[#This Row],[Month Base Gen]]-TOU_CTabulation[[#This Row],[Day]]*TOU_CTabulation[[#This Row],[Base Allow]])","v":0},{"$f":"VLOOKUP(TOU_CTabulation[[#This Row],[Hour]],daypart,2)","v":"All"},{"$f":"TOU_CTabulation[[#This Row],[Season]]&TOU_CTabulation[[#This Row],[Day-Part]]","v":"WinterAll"},{"$f":"VLOOKUP(TOU_CTabulation[[#This Row],[Daypart]],TOUC,2)","v":0.25901999999999997},{"$f":"VLOOKUP(TOU_CTabulation[[#This Row],[Daypart]],TOUC,3)","v":0.32596000000000003},{"$f":"TOU_CTabulation[[#This Row],[Month Base Allow]]*TOU_CTabulation[[#This Row],[Base Rate]]","v":0},{"$f":"TOU_CTabulation[[#This Row],[Month Overbase Gen]]*TOU_CTabulation[[#This Row],[Over Rate]]","v":0},{"$f":"TOU_CTabulation[[#This Row],[Base Value]]+TOU_CTabulation[[#This Row],[Over Value]]","v":0}]
[1,17,5,0,0,9,0,0,9,0,0,{"$f":"TOU_CTabulation[[#This Row],[AC System Output (W)]]/1000","v":0},{"$f":"IF(A417=TOU_CTabulation[[#This Row],[Month]],M417+TOU_CTabulation[[#This Row],[AC System Output (kW)]],TOU_CTabulation[[#This Row],[AC System Output (kW)]])","v":223.35893100000001},{"$f":"VLOOKUP(TOU_CTabulation[[#This Row],[Month]],Season,2)","v":"Winter"},{"$f":"VLOOKUP(TOU_CTabulation[[#This Row],[Season]],CRate,2)","v":10.5},{"$f":"IF(A419>TOU_CTabulation[[#This Row],[Month]],TOU_CTabulation[[#This Row],[Day]]*TOU_CTabulation[[#This Row],[Base Allow]],0)","v":0},{"$f":"IF(A419>TOU_CTabulation[[#This Row],[Month]],TOU_CTabulation[[#This Row],[Month Cumm]],0)","v":0},{"$f":"IF(TOU_CTabulation[[#This Row],[Month Base Gen]]=0,0,TOU_CTabulation[[#This Row],[Month Base Gen]]-TOU_CTabulation[[#This Row],[Day]]*TOU_CTabulation[[#This Row],[Base Allow]])","v":0},{"$f":"VLOOKUP(TOU_CTabulation[[#This Row],[Hour]],daypart,2)","v":"All"},{"$f":"TOU_CTabulation[[#This Row],[Season]]&TOU_CTabulation[[#This Row],[Day-Part]]","v":"WinterAll"},{"$f":"VLOOKUP(TOU_CTabulation[[#This Row],[Daypart]],TOUC,2)","v":0.25901999999999997},{"$f":"VLOOKUP(TOU_CTabulation[[#This Row],[Daypart]],TOUC,3)","v":0.32596000000000003},{"$f":"TOU_CTabulation[[#This Row],[Month Base Allow]]*TOU_CTabulation[[#This Row],[Base Rate]]","v":0},{"$f":"TOU_CTabulation[[#This Row],[Month Overbase Gen]]*TOU_CTabulation[[#This Row],[Over Rate]]","v":0},{"$f":"TOU_CTabulation[[#This Row],[Base Value]]+TOU_CTabulation[[#This Row],[Over Value]]","v":0}]
[1,17,6,0,0,9,0,0,9,0,0,{"$f":"TOU_CTabulation[[#This Row],[AC System Output (W)]]/1000","v":0},{"$f":"IF(A418=TOU_CTabulation[[#This Row],[Month]],M418+TOU_CTabulation[[#This Row],[AC System Output (kW)]],TOU_CTabulation[[#This Row],[AC System Output (kW)]])","v":223.35893100000001},{"$f":"VLOOKUP(TOU_CTabulation[[#This Row],[Month]],Season,2)","v":"Winter"},{"$f":"VLOOKUP(TOU_CTabulation[[#This Row],[Season]],CRate,2)","v":10.5},{"$f":"IF(A420>TOU_CTabulation[[#This Row],[Month]],TOU_CTabulation[[#This Row],[Day]]*TOU_CTabulation[[#This Row],[Base Allow]],0)","v":0},{"$f":"IF(A420>TOU_CTabulation[[#This Row],[Month]],TOU_CTabulation[[#This Row],[Month Cumm]],0)","v":0},{"$f":"IF(TOU_CTabulation[[#This Row],[Month Base Gen]]=0,0,TOU_CTabulation[[#This Row],[Month Base Gen]]-TOU_CTabulation[[#This Row],[Day]]*TOU_CTabulation[[#This Row],[Base Allow]])","v":0},{"$f":"VLOOKUP(TOU_CTabulation[[#This Row],[Hour]],daypart,2)","v":"All"},{"$f":"TOU_CTabulation[[#This Row],[Season]]&TOU_CTabulation[[#This Row],[Day-Part]]","v":"WinterAll"},{"$f":"VLOOKUP(TOU_CTabulation[[#This Row],[Daypart]],TOUC,2)","v":0.25901999999999997},{"$f":"VLOOKUP(TOU_CTabulation[[#This Row],[Daypart]],TOUC,3)","v":0.32596000000000003},{"$f":"TOU_CTabulation[[#This Row],[Month Base Allow]]*TOU_CTabulation[[#This Row],[Base Rate]]","v":0},{"$f":"TOU_CTabulation[[#This Row],[Month Overbase Gen]]*TOU_CTabulation[[#This Row],[Over Rate]]","v":0},{"$f":"TOU_CTabulation[[#This Row],[Base Value]]+TOU_CTabulation[[#This Row],[Over Value]]","v":0}]
[1,17,7,0,29,9,0,29.91,6.11,111.922,89.442999999999998,{"$f":"TOU_CTabulation[[#This Row],[AC System Output (W)]]/1000","v":8.9442999999999995E-2},{"$f":"IF(A419=TOU_CTabulation[[#This Row],[Month]],M419+TOU_CTabulation[[#This Row],[AC System Output (kW)]],TOU_CTabulation[[#This Row],[AC System Output (kW)]])","v":223.448374},{"$f":"VLOOKUP(TOU_CTabulation[[#This Row],[Month]],Season,2)","v":"Winter"},{"$f":"VLOOKUP(TOU_CTabulation[[#This Row],[Season]],CRate,2)","v":10.5},{"$f":"IF(A421>TOU_CTabulation[[#This Row],[Month]],TOU_CTabulation[[#This Row],[Day]]*TOU_CTabulation[[#This Row],[Base Allow]],0)","v":0},{"$f":"IF(A421>TOU_CTabulation[[#This Row],[Month]],TOU_CTabulation[[#This Row],[Month Cumm]],0)","v":0},{"$f":"IF(TOU_CTabulation[[#This Row],[Month Base Gen]]=0,0,TOU_CTabulation[[#This Row],[Month Base Gen]]-TOU_CTabulation[[#This Row],[Day]]*TOU_CTabulation[[#This Row],[Base Allow]])","v":0},{"$f":"VLOOKUP(TOU_CTabulation[[#This Row],[Hour]],daypart,2)","v":"All"},{"$f":"TOU_CTabulation[[#This Row],[Season]]&TOU_CTabulation[[#This Row],[Day-Part]]","v":"WinterAll"},{"$f":"VLOOKUP(TOU_CTabulation[[#This Row],[Daypart]],TOUC,2)","v":0.25901999999999997},{"$f":"VLOOKUP(TOU_CTabulation[[#This Row],[Daypart]],TOUC,3)","v":0.32596000000000003},{"$f":"TOU_CTabulation[[#This Row],[Month Base Allow]]*TOU_CTabulation[[#This Row],[Base Rate]]","v":0},{"$f":"TOU_CTabulation[[#This Row],[Month Overbase Gen]]*TOU_CTabulation[[#This Row],[Over Rate]]","v":0},{"$f":"TOU_CTabulation[[#This Row],[Base Value]]+TOU_CTabulation[[#This Row],[Over Value]]","v":0}]
[1,17,8,653,47,11,0,335.23,22.376999999999999,1079.933,1034.683,{"$f":"TOU_CTabulation[[#This Row],[AC System Output (W)]]/1000","v":1.034683},{"$f":"IF(A420=TOU_CTabulation[[#This Row],[Month]],M420+TOU_CTabulation[[#This Row],[AC System Output (kW)]],TOU_CTabulation[[#This Row],[AC System Output (kW)]])","v":224.483057},{"$f":"VLOOKUP(TOU_CTabulation[[#This Row],[Month]],Season,2)","v":"Winter"},{"$f":"VLOOKUP(TOU_CTabulation[[#This Row],[Season]],CRate,2)","v":10.5},{"$f":"IF(A422>TOU_CTabulation[[#This Row],[Month]],TOU_CTabulation[[#This Row],[Day]]*TOU_CTabulation[[#This Row],[Base Allow]],0)","v":0},{"$f":"IF(A422>TOU_CTabulation[[#This Row],[Month]],TOU_CTabulation[[#This Row],[Month Cumm]],0)","v":0},{"$f":"IF(TOU_CTabulation[[#This Row],[Month Base Gen]]=0,0,TOU_CTabulation[[#This Row],[Month Base Gen]]-TOU_CTabulation[[#This Row],[Day]]*TOU_CTabulation[[#This Row],[Base Allow]])","v":0},{"$f":"VLOOKUP(TOU_CTabulation[[#This Row],[Hour]],daypart,2)","v":"All"},{"$f":"TOU_CTabulation[[#This Row],[Season]]&TOU_CTabulation[[#This Row],[Day-Part]]","v":"WinterAll"},{"$f":"VLOOKUP(TOU_CTabulation[[#This Row],[Daypart]],TOUC,2)","v":0.25901999999999997},{"$f":"VLOOKUP(TOU_CTabulation[[#This Row],[Daypart]],TOUC,3)","v":0.32596000000000003},{"$f":"TOU_CTabulation[[#This Row],[Month Base Allow]]*TOU_CTabulation[[#This Row],[Base Rate]]","v":0},{"$f":"TOU_CTabulation[[#This Row],[Month Overbase Gen]]*TOU_CTabulation[[#This Row],[Over Rate]]","v":0},{"$f":"TOU_CTabulation[[#This Row],[Base Value]]+TOU_CTabulation[[#This Row],[Over Value]]","v":0}]
[1,17,9,799,61,13,0,554.36599999999999,34.558999999999997,1773.5540000000001,1706.63,{"$f":"TOU_CTabulation[[#This Row],[AC System Output (W)]]/1000","v":1.7066300000000001},{"$f":"IF(A421=TOU_CTabulation[[#This Row],[Month]],M421+TOU_CTabulation[[#This Row],[AC System Output (kW)]],TOU_CTabulation[[#This Row],[AC System Output (kW)]])","v":226.18968699999999},{"$f":"VLOOKUP(TOU_CTabulation[[#This Row],[Month]],Season,2)","v":"Winter"},{"$f":"VLOOKUP(TOU_CTabulation[[#This Row],[Season]],CRate,2)","v":10.5},{"$f":"IF(A423>TOU_CTabulation[[#This Row],[Month]],TOU_CTabulation[[#This Row],[Day]]*TOU_CTabulation[[#This Row],[Base Allow]],0)","v":0},{"$f":"IF(A423>TOU_CTabulation[[#This Row],[Month]],TOU_CTabulation[[#This Row],[Month Cumm]],0)","v":0},{"$f":"IF(TOU_CTabulation[[#This Row],[Month Base Gen]]=0,0,TOU_CTabulation[[#This Row],[Month Base Gen]]-TOU_CTabulation[[#This Row],[Day]]*TOU_CTabulation[[#This Row],[Base Allow]])","v":0},{"$f":"VLOOKUP(TOU_CTabulation[[#This Row],[Hour]],daypart,2)","v":"All"},{"$f":"TOU_CTabulation[[#This Row],[Season]]&TOU_CTabulation[[#This Row],[Day-Part]]","v":"WinterAll"},{"$f":"VLOOKUP(TOU_CTabulation[[#This Row],[Daypart]],TOUC,2)","v":0.25901999999999997},{"$f":"VLOOKUP(TOU_CTabulation[[#This Row],[Daypart]],TOUC,3)","v":0.32596000000000003},{"$f":"TOU_CTabulation[[#This Row],[Month Base Allow]]*TOU_CTabulation[[#This Row],[Base Rate]]","v":0},{"$f":"TOU_CTabulation[[#This Row],[Month Overbase Gen]]*TOU_CTabulation[[#This Row],[Over Rate]]","v":0},{"$f":"TOU_CTabulation[[#This Row],[Base Value]]+TOU_CTabulation[[#This Row],[Over Value]]","v":0}]
[1,17,10,869,68,14,1,712.52099999999996,36.502000000000002,2294.1770000000001,2208.0479999999998,{"$f":"TOU_CTabulation[[#This Row],[AC System Output (W)]]/1000","v":2.2080479999999998},{"$f":"IF(A422=TOU_CTabulation[[#This Row],[Month]],M422+TOU_CTabulation[[#This Row],[AC System Output (kW)]],TOU_CTabulation[[#This Row],[AC System Output (kW)]])","v":228.39773499999998},{"$f":"VLOOKUP(TOU_CTabulation[[#This Row],[Month]],Season,2)","v":"Winter"},{"$f":"VLOOKUP(TOU_CTabulation[[#This Row],[Season]],CRate,2)","v":10.5},{"$f":"IF(A424>TOU_CTabulation[[#This Row],[Month]],TOU_CTabulation[[#This Row],[Day]]*TOU_CTabulation[[#This Row],[Base Allow]],0)","v":0},{"$f":"IF(A424>TOU_CTabulation[[#This Row],[Month]],TOU_CTabulation[[#This Row],[Month Cumm]],0)","v":0},{"$f":"IF(TOU_CTabulation[[#This Row],[Month Base Gen]]=0,0,TOU_CTabulation[[#This Row],[Month Base Gen]]-TOU_CTabulation[[#This Row],[Day]]*TOU_CTabulation[[#This Row],[Base Allow]])","v":0},{"$f":"VLOOKUP(TOU_CTabulation[[#This Row],[Hour]],daypart,2)","v":"All"},{"$f":"TOU_CTabulation[[#This Row],[Season]]&TOU_CTabulation[[#This Row],[Day-Part]]","v":"WinterAll"},{"$f":"VLOOKUP(TOU_CTabulation[[#This Row],[Daypart]],TOUC,2)","v":0.25901999999999997},{"$f":"VLOOKUP(TOU_CTabulation[[#This Row],[Daypart]],TOUC,3)","v":0.32596000000000003},{"$f":"TOU_CTabulation[[#This Row],[Month Base Allow]]*TOU_CTabulation[[#This Row],[Base Rate]]","v":0},{"$f":"TOU_CTabulation[[#This Row],[Month Overbase Gen]]*TOU_CTabulation[[#This Row],[Over Rate]]","v":0},{"$f":"TOU_CTabulation[[#This Row],[Base Value]]+TOU_CTabulation[[#This Row],[Over Value]]","v":0}]
[1,17,11,898,71,15,1,803.27599999999995,40.69,2544.9349999999999,2448.6559999999999,{"$f":"TOU_CTabulation[[#This Row],[AC System Output (W)]]/1000","v":2.4486560000000002},{"$f":"IF(A423=TOU_CTabulation[[#This Row],[Month]],M423+TOU_CTabulation[[#This Row],[AC System Output (kW)]],TOU_CTabulation[[#This Row],[AC System Output (kW)]])","v":230.84639099999998},{"$f":"VLOOKUP(TOU_CTabulation[[#This Row],[Month]],Season,2)","v":"Winter"},{"$f":"VLOOKUP(TOU_CTabulation[[#This Row],[Season]],CRate,2)","v":10.5},{"$f":"IF(A425>TOU_CTabulation[[#This Row],[Month]],TOU_CTabulation[[#This Row],[Day]]*TOU_CTabulation[[#This Row],[Base Allow]],0)","v":0},{"$f":"IF(A425>TOU_CTabulation[[#This Row],[Month]],TOU_CTabulation[[#This Row],[Month Cumm]],0)","v":0},{"$f":"IF(TOU_CTabulation[[#This Row],[Month Base Gen]]=0,0,TOU_CTabulation[[#This Row],[Month Base Gen]]-TOU_CTabulation[[#This Row],[Day]]*TOU_CTabulation[[#This Row],[Base Allow]])","v":0},{"$f":"VLOOKUP(TOU_CTabulation[[#This Row],[Hour]],daypart,2)","v":"All"},{"$f":"TOU_CTabulation[[#This Row],[Season]]&TOU_CTabulation[[#This Row],[Day-Part]]","v":"WinterAll"},{"$f":"VLOOKUP(TOU_CTabulation[[#This Row],[Daypart]],TOUC,2)","v":0.25901999999999997},{"$f":"VLOOKUP(TOU_CTabulation[[#This Row],[Daypart]],TOUC,3)","v":0.32596000000000003},{"$f":"TOU_CTabulation[[#This Row],[Month Base Allow]]*TOU_CTabulation[[#This Row],[Base Rate]]","v":0},{"$f":"TOU_CTabulation[[#This Row],[Month Overbase Gen]]*TOU_CTabulation[[#This Row],[Over Rate]]","v":0},{"$f":"TOU_CTabulation[[#This Row],[Base Value]]+TOU_CTabulation[[#This Row],[Over Value]]","v":0}]
[1,17,12,904,71,16,2,820.16899999999998,38.341999999999999,2631.1129999999998,2531.21,{"$f":"TOU_CTabulation[[#This Row],[AC System Output (W)]]/1000","v":2.5312100000000002},{"$f":"IF(A424=TOU_CTabulation[[#This Row],[Month]],M424+TOU_CTabulation[[#This Row],[AC System Output (kW)]],TOU_CTabulation[[#This Row],[AC System Output (kW)]])","v":233.37760099999997},{"$f":"VLOOKUP(TOU_CTabulation[[#This Row],[Month]],Season,2)","v":"Winter"},{"$f":"VLOOKUP(TOU_CTabulation[[#This Row],[Season]],CRate,2)","v":10.5},{"$f":"IF(A426>TOU_CTabulation[[#This Row],[Month]],TOU_CTabulation[[#This Row],[Day]]*TOU_CTabulation[[#This Row],[Base Allow]],0)","v":0},{"$f":"IF(A426>TOU_CTabulation[[#This Row],[Month]],TOU_CTabulation[[#This Row],[Month Cumm]],0)","v":0},{"$f":"IF(TOU_CTabulation[[#This Row],[Month Base Gen]]=0,0,TOU_CTabulation[[#This Row],[Month Base Gen]]-TOU_CTabulation[[#This Row],[Day]]*TOU_CTabulation[[#This Row],[Base Allow]])","v":0},{"$f":"VLOOKUP(TOU_CTabulation[[#This Row],[Hour]],daypart,2)","v":"All"},{"$f":"TOU_CTabulation[[#This Row],[Season]]&TOU_CTabulation[[#This Row],[Day-Part]]","v":"WinterAll"},{"$f":"VLOOKUP(TOU_CTabulation[[#This Row],[Daypart]],TOUC,2)","v":0.25901999999999997},{"$f":"VLOOKUP(TOU_CTabulation[[#This Row],[Daypart]],TOUC,3)","v":0.32596000000000003},{"$f":"TOU_CTabulation[[#This Row],[Month Base Allow]]*TOU_CTabulation[[#This Row],[Base Rate]]","v":0},{"$f":"TOU_CTabulation[[#This Row],[Month Overbase Gen]]*TOU_CTabulation[[#This Row],[Over Rate]]","v":0},{"$f":"TOU_CTabulation[[#This Row],[Base Value]]+TOU_CTabulation[[#This Row],[Over Value]]","v":0}]
[1,17,13,888,69,15,2,762.31600000000003,35.984000000000002,2467.9290000000001,2374.828,{"$f":"TOU_CTabulation[[#This Row],[AC System Output (W)]]/1000","v":2.3748279999999999},{"$f":"IF(A425=TOU_CTabulation[[#This Row],[Month]],M425+TOU_CTabulation[[#This Row],[AC System Output (kW)]],TOU_CTabulation[[#This Row],[AC System Output (kW)]])","v":235.75242899999998},{"$f":"VLOOKUP(TOU_CTabulation[[#This Row],[Month]],Season,2)","v":"Winter"},{"$f":"VLOOKUP(TOU_CTabulation[[#This Row],[Season]],CRate,2)","v":10.5},{"$f":"IF(A427>TOU_CTabulation[[#This Row],[Month]],TOU_CTabulation[[#This Row],[Day]]*TOU_CTabulation[[#This Row],[Base Allow]],0)","v":0},{"$f":"IF(A427>TOU_CTabulation[[#This Row],[Month]],TOU_CTabulation[[#This Row],[Month Cumm]],0)","v":0},{"$f":"IF(TOU_CTabulation[[#This Row],[Month Base Gen]]=0,0,TOU_CTabulation[[#This Row],[Month Base Gen]]-TOU_CTabulation[[#This Row],[Day]]*TOU_CTabulation[[#This Row],[Base Allow]])","v":0},{"$f":"VLOOKUP(TOU_CTabulation[[#This Row],[Hour]],daypart,2)","v":"All"},{"$f":"TOU_CTabulation[[#This Row],[Season]]&TOU_CTabulation[[#This Row],[Day-Part]]","v":"WinterAll"},{"$f":"VLOOKUP(TOU_CTabulation[[#This Row],[Daypart]],TOUC,2)","v":0.25901999999999997},{"$f":"VLOOKUP(TOU_CTabulation[[#This Row],[Daypart]],TOUC,3)","v":0.32596000000000003},{"$f":"TOU_CTabulation[[#This Row],[Month Base Allow]]*TOU_CTabulation[[#This Row],[Base Rate]]","v":0},{"$f":"TOU_CTabulation[[#This Row],[Month Overbase Gen]]*TOU_CTabulation[[#This Row],[Over Rate]]","v":0},{"$f":"TOU_CTabulation[[#This Row],[Base Value]]+TOU_CTabulation[[#This Row],[Over Value]]","v":0}]
[1,17,14,849,61,15,2,633.18100000000004,32.524000000000001,2064.5320000000002,1987.1849999999999,{"$f":"TOU_CTabulation[[#This Row],[AC System Output (W)]]/1000","v":1.987185},{"$f":"IF(A426=TOU_CTabulation[[#This Row],[Month]],M426+TOU_CTabulation[[#This Row],[AC System Output (kW)]],TOU_CTabulation[[#This Row],[AC System Output (kW)]])","v":237.73961399999999},{"$f":"VLOOKUP(TOU_CTabulation[[#This Row],[Month]],Season,2)","v":"Winter"},{"$f":"VLOOKUP(TOU_CTabulation[[#This Row],[Season]],CRate,2)","v":10.5},{"$f":"IF(A428>TOU_CTabulation[[#This Row],[Month]],TOU_CTabulation[[#This Row],[Day]]*TOU_CTabulation[[#This Row],[Base Allow]],0)","v":0},{"$f":"IF(A428>TOU_CTabulation[[#This Row],[Month]],TOU_CTabulation[[#This Row],[Month Cumm]],0)","v":0},{"$f":"IF(TOU_CTabulation[[#This Row],[Month Base Gen]]=0,0,TOU_CTabulation[[#This Row],[Month Base Gen]]-TOU_CTabulation[[#This Row],[Day]]*TOU_CTabulation[[#This Row],[Base Allow]])","v":0},{"$f":"VLOOKUP(TOU_CTabulation[[#This Row],[Hour]],daypart,2)","v":"All"},{"$f":"TOU_CTabulation[[#This Row],[Season]]&TOU_CTabulation[[#This Row],[Day-Part]]","v":"WinterAll"},{"$f":"VLOOKUP(TOU_CTabulation[[#This Row],[Daypart]],TOUC,2)","v":0.25901999999999997},{"$f":"VLOOKUP(TOU_CTabulation[[#This Row],[Daypart]],TOUC,3)","v":0.32596000000000003},{"$f":"TOU_CTabulation[[#This Row],[Month Base Allow]]*TOU_CTabulation[[#This Row],[Base Rate]]","v":0},{"$f":"TOU_CTabulation[[#This Row],[Month Overbase Gen]]*TOU_CTabulation[[#This Row],[Over Rate]]","v":0},{"$f":"TOU_CTabulation[[#This Row],[Base Value]]+TOU_CTabulation[[#This Row],[Over Value]]","v":0}]
[1,17,15,753,50,14,1,442.44,28.901,1422.605,1367.2059999999999,{"$f":"TOU_CTabulation[[#This Row],[AC System Output (W)]]/1000","v":1.3672059999999999},{"$f":"IF(A427=TOU_CTabulation[[#This Row],[Month]],M427+TOU_CTabulation[[#This Row],[AC System Output (kW)]],TOU_CTabulation[[#This Row],[AC System Output (kW)]])","v":239.10682},{"$f":"VLOOKUP(TOU_CTabulation[[#This Row],[Month]],Season,2)","v":"Winter"},{"$f":"VLOOKUP(TOU_CTabulation[[#This Row],[Season]],CRate,2)","v":10.5},{"$f":"IF(A429>TOU_CTabulation[[#This Row],[Month]],TOU_CTabulation[[#This Row],[Day]]*TOU_CTabulation[[#This Row],[Base Allow]],0)","v":0},{"$f":"IF(A429>TOU_CTabulation[[#This Row],[Month]],TOU_CTabulation[[#This Row],[Month Cumm]],0)","v":0},{"$f":"IF(TOU_CTabulation[[#This Row],[Month Base Gen]]=0,0,TOU_CTabulation[[#This Row],[Month Base Gen]]-TOU_CTabulation[[#This Row],[Day]]*TOU_CTabulation[[#This Row],[Base Allow]])","v":0},{"$f":"VLOOKUP(TOU_CTabulation[[#This Row],[Hour]],daypart,2)","v":"All"},{"$f":"TOU_CTabulation[[#This Row],[Season]]&TOU_CTabulation[[#This Row],[Day-Part]]","v":"WinterAll"},{"$f":"VLOOKUP(TOU_CTabulation[[#This Row],[Daypart]],TOUC,2)","v":0.25901999999999997},{"$f":"VLOOKUP(TOU_CTabulation[[#This Row],[Daypart]],TOUC,3)","v":0.32596000000000003},{"$f":"TOU_CTabulation[[#This Row],[Month Base Allow]]*TOU_CTabulation[[#This Row],[Base Rate]]","v":0},{"$f":"TOU_CTabulation[[#This Row],[Month Overbase Gen]]*TOU_CTabulation[[#This Row],[Over Rate]]","v":0},{"$f":"TOU_CTabulation[[#This Row],[Base Value]]+TOU_CTabulation[[#This Row],[Over Value]]","v":0}]
[1,17,16,509,32,11,1,198.471,17.452000000000002,609.06899999999996,575.98299999999995,{"$f":"TOU_CTabulation[[#This Row],[AC System Output (W)]]/1000","v":0.57598299999999991},{"$f":"IF(A428=TOU_CTabulation[[#This Row],[Month]],M428+TOU_CTabulation[[#This Row],[AC System Output (kW)]],TOU_CTabulation[[#This Row],[AC System Output (kW)]])","v":239.68280300000001},{"$f":"VLOOKUP(TOU_CTabulation[[#This Row],[Month]],Season,2)","v":"Winter"},{"$f":"VLOOKUP(TOU_CTabulation[[#This Row],[Season]],CRate,2)","v":10.5},{"$f":"IF(A430>TOU_CTabulation[[#This Row],[Month]],TOU_CTabulation[[#This Row],[Day]]*TOU_CTabulation[[#This Row],[Base Allow]],0)","v":0},{"$f":"IF(A430>TOU_CTabulation[[#This Row],[Month]],TOU_CTabulation[[#This Row],[Month Cumm]],0)","v":0},{"$f":"IF(TOU_CTabulation[[#This Row],[Month Base Gen]]=0,0,TOU_CTabulation[[#This Row],[Month Base Gen]]-TOU_CTabulation[[#This Row],[Day]]*TOU_CTabulation[[#This Row],[Base Allow]])","v":0},{"$f":"VLOOKUP(TOU_CTabulation[[#This Row],[Hour]],daypart,2)","v":"All"},{"$f":"TOU_CTabulation[[#This Row],[Season]]&TOU_CTabulation[[#This Row],[Day-Part]]","v":"WinterAll"},{"$f":"VLOOKUP(TOU_CTabulation[[#This Row],[Daypart]],TOUC,2)","v":0.25901999999999997},{"$f":"VLOOKUP(TOU_CTabulation[[#This Row],[Daypart]],TOUC,3)","v":0.32596000000000003},{"$f":"TOU_CTabulation[[#This Row],[Month Base Allow]]*TOU_CTabulation[[#This Row],[Base Rate]]","v":0},{"$f":"TOU_CTabulation[[#This Row],[Month Overbase Gen]]*TOU_CTabulation[[#This Row],[Over Rate]]","v":0},{"$f":"TOU_CTabulation[[#This Row],[Base Value]]+TOU_CTabulation[[#This Row],[Over Value]]","v":0}]
[1,17,17,0,0,10,1,0,10,0,0,{"$f":"TOU_CTabulation[[#This Row],[AC System Output (W)]]/1000","v":0},{"$f":"IF(A429=TOU_CTabulation[[#This Row],[Month]],M429+TOU_CTabulation[[#This Row],[AC System Output (kW)]],TOU_CTabulation[[#This Row],[AC System Output (kW)]])","v":239.68280300000001},{"$f":"VLOOKUP(TOU_CTabulation[[#This Row],[Month]],Season,2)","v":"Winter"},{"$f":"VLOOKUP(TOU_CTabulation[[#This Row],[Season]],CRate,2)","v":10.5},{"$f":"IF(A431>TOU_CTabulation[[#This Row],[Month]],TOU_CTabulation[[#This Row],[Day]]*TOU_CTabulation[[#This Row],[Base Allow]],0)","v":0},{"$f":"IF(A431>TOU_CTabulation[[#This Row],[Month]],TOU_CTabulation[[#This Row],[Month Cumm]],0)","v":0},{"$f":"IF(TOU_CTabulation[[#This Row],[Month Base Gen]]=0,0,TOU_CTabulation[[#This Row],[Month Base Gen]]-TOU_CTabulation[[#This Row],[Day]]*TOU_CTabulation[[#This Row],[Base Allow]])","v":0},{"$f":"VLOOKUP(TOU_CTabulation[[#This Row],[Hour]],daypart,2)","v":"All"},{"$f":"TOU_CTabulation[[#This Row],[Season]]&TOU_CTabulation[[#This Row],[Day-Part]]","v":"WinterAll"},{"$f":"VLOOKUP(TOU_CTabulation[[#This Row],[Daypart]],TOUC,2)","v":0.25901999999999997},{"$f":"VLOOKUP(TOU_CTabulation[[#This Row],[Daypart]],TOUC,3)","v":0.32596000000000003},{"$f":"TOU_CTabulation[[#This Row],[Month Base Allow]]*TOU_CTabulation[[#This Row],[Base Rate]]","v":0},{"$f":"TOU_CTabulation[[#This Row],[Month Overbase Gen]]*TOU_CTabulation[[#This Row],[Over Rate]]","v":0},{"$f":"TOU_CTabulation[[#This Row],[Base Value]]+TOU_CTabulation[[#This Row],[Over Value]]","v":0}]
[1,17,18,0,0,10,1,0,10,0,0,{"$f":"TOU_CTabulation[[#This Row],[AC System Output (W)]]/1000","v":0},{"$f":"IF(A430=TOU_CTabulation[[#This Row],[Month]],M430+TOU_CTabulation[[#This Row],[AC System Output (kW)]],TOU_CTabulation[[#This Row],[AC System Output (kW)]])","v":239.68280300000001},{"$f":"VLOOKUP(TOU_CTabulation[[#This Row],[Month]],Season,2)","v":"Winter"},{"$f":"VLOOKUP(TOU_CTabulation[[#This Row],[Season]],CRate,2)","v":10.5},{"$f":"IF(A432>TOU_CTabulation[[#This Row],[Month]],TOU_CTabulation[[#This Row],[Day]]*TOU_CTabulation[[#This Row],[Base Allow]],0)","v":0},{"$f":"IF(A432>TOU_CTabulation[[#This Row],[Month]],TOU_CTabulation[[#This Row],[Month Cumm]],0)","v":0},{"$f":"IF(TOU_CTabulation[[#This Row],[Month Base Gen]]=0,0,TOU_CTabulation[[#This Row],[Month Base Gen]]-TOU_CTabulation[[#This Row],[Day]]*TOU_CTabulation[[#This Row],[Base Allow]])","v":0},{"$f":"VLOOKUP(TOU_CTabulation[[#This Row],[Hour]],daypart,2)","v":"All"},{"$f":"TOU_CTabulation[[#This Row],[Season]]&TOU_CTabulation[[#This Row],[Day-Part]]","v":"WinterAll"},{"$f":"VLOOKUP(TOU_CTabulation[[#This Row],[Daypart]],TOUC,2)","v":0.25901999999999997},{"$f":"VLOOKUP(TOU_CTabulation[[#This Row],[Daypart]],TOUC,3)","v":0.32596000000000003},{"$f":"TOU_CTabulation[[#This Row],[Month Base Allow]]*TOU_CTabulation[[#This Row],[Base Rate]]","v":0},{"$f":"TOU_CTabulation[[#This Row],[Month Overbase Gen]]*TOU_CTabulation[[#This Row],[Over Rate]]","v":0},{"$f":"TOU_CTabulation[[#This Row],[Base Value]]+TOU_CTabulation[[#This Row],[Over Value]]","v":0}]
[1,17,19,0,0,10,1,0,10,0,0,{"$f":"TOU_CTabulation[[#This Row],[AC System Output (W)]]/1000","v":0},{"$f":"IF(A431=TOU_CTabulation[[#This Row],[Month]],M431+TOU_CTabulation[[#This Row],[AC System Output (kW)]],TOU_CTabulation[[#This Row],[AC System Output (kW)]])","v":239.68280300000001},{"$f":"VLOOKUP(TOU_CTabulation[[#This Row],[Month]],Season,2)","v":"Winter"},{"$f":"VLOOKUP(TOU_CTabulation[[#This Row],[Season]],CRate,2)","v":10.5},{"$f":"IF(A433>TOU_CTabulation[[#This Row],[Month]],TOU_CTabulation[[#This Row],[Day]]*TOU_CTabulation[[#This Row],[Base Allow]],0)","v":0},{"$f":"IF(A433>TOU_CTabulation[[#This Row],[Month]],TOU_CTabulation[[#This Row],[Month Cumm]],0)","v":0},{"$f":"IF(TOU_CTabulation[[#This Row],[Month Base Gen]]=0,0,TOU_CTabulation[[#This Row],[Month Base Gen]]-TOU_CTabulation[[#This Row],[Day]]*TOU_CTabulation[[#This Row],[Base Allow]])","v":0},{"$f":"VLOOKUP(TOU_CTabulation[[#This Row],[Hour]],daypart,2)","v":"All"},{"$f":"TOU_CTabulation[[#This Row],[Season]]&TOU_CTabulation[[#This Row],[Day-Part]]","v":"WinterAll"},{"$f":"VLOOKUP(TOU_CTabulation[[#This Row],[Daypart]],TOUC,2)","v":0.25901999999999997},{"$f":"VLOOKUP(TOU_CTabulation[[#This Row],[Daypart]],TOUC,3)","v":0.32596000000000003},{"$f":"TOU_CTabulation[[#This Row],[Month Base Allow]]*TOU_CTabulation[[#This Row],[Base Rate]]","v":0},{"$f":"TOU_CTabulation[[#This Row],[Month Overbase Gen]]*TOU_CTabulation[[#This Row],[Over Rate]]","v":0},{"$f":"TOU_CTabulation[[#This Row],[Base Value]]+TOU_CTabulation[[#This Row],[Over Value]]","v":0}]
[1,17,20,0,0,10,1,0,10,0,0,{"$f":"TOU_CTabulation[[#This Row],[AC System Output (W)]]/1000","v":0},{"$f":"IF(A432=TOU_CTabulation[[#This Row],[Month]],M432+TOU_CTabulation[[#This Row],[AC System Output (kW)]],TOU_CTabulation[[#This Row],[AC System Output (kW)]])","v":239.68280300000001},{"$f":"VLOOKUP(TOU_CTabulation[[#This Row],[Month]],Season,2)","v":"Winter"},{"$f":"VLOOKUP(TOU_CTabulation[[#This Row],[Season]],CRate,2)","v":10.5},{"$f":"IF(A434>TOU_CTabulation[[#This Row],[Month]],TOU_CTabulation[[#This Row],[Day]]*TOU_CTabulation[[#This Row],[Base Allow]],0)","v":0},{"$f":"IF(A434>TOU_CTabulation[[#This Row],[Month]],TOU_CTabulation[[#This Row],[Month Cumm]],0)","v":0},{"$f":"IF(TOU_CTabulation[[#This Row],[Month Base Gen]]=0,0,TOU_CTabulation[[#This Row],[Month Base Gen]]-TOU_CTabulation[[#This Row],[Day]]*TOU_CTabulation[[#This Row],[Base Allow]])","v":0},{"$f":"VLOOKUP(TOU_CTabulation[[#This Row],[Hour]],daypart,2)","v":"All"},{"$f":"TOU_CTabulation[[#This Row],[Season]]&TOU_CTabulation[[#This Row],[Day-Part]]","v":"WinterAll"},{"$f":"VLOOKUP(TOU_CTabulation[[#This Row],[Daypart]],TOUC,2)","v":0.25901999999999997},{"$f":"VLOOKUP(TOU_CTabulation[[#This Row],[Daypart]],TOUC,3)","v":0.32596000000000003},{"$f":"TOU_CTabulation[[#This Row],[Month Base Allow]]*TOU_CTabulation[[#This Row],[Base Rate]]","v":0},{"$f":"TOU_CTabulation[[#This Row],[Month Overbase Gen]]*TOU_CTabulation[[#This Row],[Over Rate]]","v":0},{"$f":"TOU_CTabulation[[#This Row],[Base Value]]+TOU_CTabulation[[#This Row],[Over Value]]","v":0}]
[1,17,21,0,0,10,1,0,10,0,0,{"$f":"TOU_CTabulation[[#This Row],[AC System Output (W)]]/1000","v":0},{"$f":"IF(A433=TOU_CTabulation[[#This Row],[Month]],M433+TOU_CTabulation[[#This Row],[AC System Output (kW)]],TOU_CTabulation[[#This Row],[AC System Output (kW)]])","v":239.68280300000001},{"$f":"VLOOKUP(TOU_CTabulation[[#This Row],[Month]],Season,2)","v":"Winter"},{"$f":"VLOOKUP(TOU_CTabulation[[#This Row],[Season]],CRate,2)","v":10.5},{"$f":"IF(A435>TOU_CTabulation[[#This Row],[Month]],TOU_CTabulation[[#This Row],[Day]]*TOU_CTabulation[[#This Row],[Base Allow]],0)","v":0},{"$f":"IF(A435>TOU_CTabulation[[#This Row],[Month]],TOU_CTabulation[[#This Row],[Month Cumm]],0)","v":0},{"$f":"IF(TOU_CTabulation[[#This Row],[Month Base Gen]]=0,0,TOU_CTabulation[[#This Row],[Month Base Gen]]-TOU_CTabulation[[#This Row],[Day]]*TOU_CTabulation[[#This Row],[Base Allow]])","v":0},{"$f":"VLOOKUP(TOU_CTabulation[[#This Row],[Hour]],daypart,2)","v":"All"},{"$f":"TOU_CTabulation[[#This Row],[Season]]&TOU_CTabulation[[#This Row],[Day-Part]]","v":"WinterAll"},{"$f":"VLOOKUP(TOU_CTabulation[[#This Row],[Daypart]],TOUC,2)","v":0.25901999999999997},{"$f":"VLOOKUP(TOU_CTabulation[[#This Row],[Daypart]],TOUC,3)","v":0.32596000000000003},{"$f":"TOU_CTabulation[[#This Row],[Month Base Allow]]*TOU_CTabulation[[#This Row],[Base Rate]]","v":0},{"$f":"TOU_CTabulation[[#This Row],[Month Overbase Gen]]*TOU_CTabulation[[#This Row],[Over Rate]]","v":0},{"$f":"TOU_CTabulation[[#This Row],[Base Value]]+TOU_CTabulation[[#This Row],[Over Value]]","v":0}]
[1,17,22,0,0,10,1,0,10,0,0,{"$f":"TOU_CTabulation[[#This Row],[AC System Output (W)]]/1000","v":0},{"$f":"IF(A434=TOU_CTabulation[[#This Row],[Month]],M434+TOU_CTabulation[[#This Row],[AC System Output (kW)]],TOU_CTabulation[[#This Row],[AC System Output (kW)]])","v":239.68280300000001},{"$f":"VLOOKUP(TOU_CTabulation[[#This Row],[Month]],Season,2)","v":"Winter"},{"$f":"VLOOKUP(TOU_CTabulation[[#This Row],[Season]],CRate,2)","v":10.5},{"$f":"IF(A436>TOU_CTabulation[[#This Row],[Month]],TOU_CTabulation[[#This Row],[Day]]*TOU_CTabulation[[#This Row],[Base Allow]],0)","v":0},{"$f":"IF(A436>TOU_CTabulation[[#This Row],[Month]],TOU_CTabulation[[#This Row],[Month Cumm]],0)","v":0},{"$f":"IF(TOU_CTabulation[[#This Row],[Month Base Gen]]=0,0,TOU_CTabulation[[#This Row],[Month Base Gen]]-TOU_CTabulation[[#This Row],[Day]]*TOU_CTabulation[[#This Row],[Base Allow]])","v":0},{"$f":"VLOOKUP(TOU_CTabulation[[#This Row],[Hour]],daypart,2)","v":"All"},{"$f":"TOU_CTabulation[[#This Row],[Season]]&TOU_CTabulation[[#This Row],[Day-Part]]","v":"WinterAll"},{"$f":"VLOOKUP(TOU_CTabulation[[#This Row],[Daypart]],TOUC,2)","v":0.25901999999999997},{"$f":"VLOOKUP(TOU_CTabulation[[#This Row],[Daypart]],TOUC,3)","v":0.32596000000000003},{"$f":"TOU_CTabulation[[#This Row],[Month Base Allow]]*TOU_CTabulation[[#This Row],[Base Rate]]","v":0},{"$f":"TOU_CTabulation[[#This Row],[Month Overbase Gen]]*TOU_CTabulation[[#This Row],[Over Rate]]","v":0},{"$f":"TOU_CTabulation[[#This Row],[Base Value]]+TOU_CTabulation[[#This Row],[Over Value]]","v":0}]
[1,17,23,0,0,10,1,0,10,0,0,{"$f":"TOU_CTabulation[[#This Row],[AC System Output (W)]]/1000","v":0},{"$f":"IF(A435=TOU_CTabulation[[#This Row],[Month]],M435+TOU_CTabulation[[#This Row],[AC System Output (kW)]],TOU_CTabulation[[#This Row],[AC System Output (kW)]])","v":239.68280300000001},{"$f":"VLOOKUP(TOU_CTabulation[[#This Row],[Month]],Season,2)","v":"Winter"},{"$f":"VLOOKUP(TOU_CTabulation[[#This Row],[Season]],CRate,2)","v":10.5},{"$f":"IF(A437>TOU_CTabulation[[#This Row],[Month]],TOU_CTabulation[[#This Row],[Day]]*TOU_CTabulation[[#This Row],[Base Allow]],0)","v":0},{"$f":"IF(A437>TOU_CTabulation[[#This Row],[Month]],TOU_CTabulation[[#This Row],[Month Cumm]],0)","v":0},{"$f":"IF(TOU_CTabulation[[#This Row],[Month Base Gen]]=0,0,TOU_CTabulation[[#This Row],[Month Base Gen]]-TOU_CTabulation[[#This Row],[Day]]*TOU_CTabulation[[#This Row],[Base Allow]])","v":0},{"$f":"VLOOKUP(TOU_CTabulation[[#This Row],[Hour]],daypart,2)","v":"All"},{"$f":"TOU_CTabulation[[#This Row],[Season]]&TOU_CTabulation[[#This Row],[Day-Part]]","v":"WinterAll"},{"$f":"VLOOKUP(TOU_CTabulation[[#This Row],[Daypart]],TOUC,2)","v":0.25901999999999997},{"$f":"VLOOKUP(TOU_CTabulation[[#This Row],[Daypart]],TOUC,3)","v":0.32596000000000003},{"$f":"TOU_CTabulation[[#This Row],[Month Base Allow]]*TOU_CTabulation[[#This Row],[Base Rate]]","v":0},{"$f":"TOU_CTabulation[[#This Row],[Month Overbase Gen]]*TOU_CTabulation[[#This Row],[Over Rate]]","v":0},{"$f":"TOU_CTabulation[[#This Row],[Base Value]]+TOU_CTabulation[[#This Row],[Over Value]]","v":0}]
[1,18,0,0,0,10,1,0,10,0,0,{"$f":"TOU_CTabulation[[#This Row],[AC System Output (W)]]/1000","v":0},{"$f":"IF(A436=TOU_CTabulation[[#This Row],[Month]],M436+TOU_CTabulation[[#This Row],[AC System Output (kW)]],TOU_CTabulation[[#This Row],[AC System Output (kW)]])","v":239.68280300000001},{"$f":"VLOOKUP(TOU_CTabulation[[#This Row],[Month]],Season,2)","v":"Winter"},{"$f":"VLOOKUP(TOU_CTabulation[[#This Row],[Season]],CRate,2)","v":10.5},{"$f":"IF(A438>TOU_CTabulation[[#This Row],[Month]],TOU_CTabulation[[#This Row],[Day]]*TOU_CTabulation[[#This Row],[Base Allow]],0)","v":0},{"$f":"IF(A438>TOU_CTabulation[[#This Row],[Month]],TOU_CTabulation[[#This Row],[Month Cumm]],0)","v":0},{"$f":"IF(TOU_CTabulation[[#This Row],[Month Base Gen]]=0,0,TOU_CTabulation[[#This Row],[Month Base Gen]]-TOU_CTabulation[[#This Row],[Day]]*TOU_CTabulation[[#This Row],[Base Allow]])","v":0},{"$f":"VLOOKUP(TOU_CTabulation[[#This Row],[Hour]],daypart,2)","v":"All"},{"$f":"TOU_CTabulation[[#This Row],[Season]]&TOU_CTabulation[[#This Row],[Day-Part]]","v":"WinterAll"},{"$f":"VLOOKUP(TOU_CTabulation[[#This Row],[Daypart]],TOUC,2)","v":0.25901999999999997},{"$f":"VLOOKUP(TOU_CTabulation[[#This Row],[Daypart]],TOUC,3)","v":0.32596000000000003},{"$f":"TOU_CTabulation[[#This Row],[Month Base Allow]]*TOU_CTabulation[[#This Row],[Base Rate]]","v":0},{"$f":"TOU_CTabulation[[#This Row],[Month Overbase Gen]]*TOU_CTabulation[[#This Row],[Over Rate]]","v":0},{"$f":"TOU_CTabulation[[#This Row],[Base Value]]+TOU_CTabulation[[#This Row],[Over Value]]","v":0}]
[1,18,1,0,0,10,1,0,10,0,0,{"$f":"TOU_CTabulation[[#This Row],[AC System Output (W)]]/1000","v":0},{"$f":"IF(A437=TOU_CTabulation[[#This Row],[Month]],M437+TOU_CTabulation[[#This Row],[AC System Output (kW)]],TOU_CTabulation[[#This Row],[AC System Output (kW)]])","v":239.68280300000001},{"$f":"VLOOKUP(TOU_CTabulation[[#This Row],[Month]],Season,2)","v":"Winter"},{"$f":"VLOOKUP(TOU_CTabulation[[#This Row],[Season]],CRate,2)","v":10.5},{"$f":"IF(A439>TOU_CTabulation[[#This Row],[Month]],TOU_CTabulation[[#This Row],[Day]]*TOU_CTabulation[[#This Row],[Base Allow]],0)","v":0},{"$f":"IF(A439>TOU_CTabulation[[#This Row],[Month]],TOU_CTabulation[[#This Row],[Month Cumm]],0)","v":0},{"$f":"IF(TOU_CTabulation[[#This Row],[Month Base Gen]]=0,0,TOU_CTabulation[[#This Row],[Month Base Gen]]-TOU_CTabulation[[#This Row],[Day]]*TOU_CTabulation[[#This Row],[Base Allow]])","v":0},{"$f":"VLOOKUP(TOU_CTabulation[[#This Row],[Hour]],daypart,2)","v":"All"},{"$f":"TOU_CTabulation[[#This Row],[Season]]&TOU_CTabulation[[#This Row],[Day-Part]]","v":"WinterAll"},{"$f":"VLOOKUP(TOU_CTabulation[[#This Row],[Daypart]],TOUC,2)","v":0.25901999999999997},{"$f":"VLOOKUP(TOU_CTabulation[[#This Row],[Daypart]],TOUC,3)","v":0.32596000000000003},{"$f":"TOU_CTabulation[[#This Row],[Month Base Allow]]*TOU_CTabulation[[#This Row],[Base Rate]]","v":0},{"$f":"TOU_CTabulation[[#This Row],[Month Overbase Gen]]*TOU_CTabulation[[#This Row],[Over Rate]]","v":0},{"$f":"TOU_CTabulation[[#This Row],[Base Value]]+TOU_CTabulation[[#This Row],[Over Value]]","v":0}]
[1,18,2,0,0,10,1,0,10,0,0,{"$f":"TOU_CTabulation[[#This Row],[AC System Output (W)]]/1000","v":0},{"$f":"IF(A438=TOU_CTabulation[[#This Row],[Month]],M438+TOU_CTabulation[[#This Row],[AC System Output (kW)]],TOU_CTabulation[[#This Row],[AC System Output (kW)]])","v":239.68280300000001},{"$f":"VLOOKUP(TOU_CTabulation[[#This Row],[Month]],Season,2)","v":"Winter"},{"$f":"VLOOKUP(TOU_CTabulation[[#This Row],[Season]],CRate,2)","v":10.5},{"$f":"IF(A440>TOU_CTabulation[[#This Row],[Month]],TOU_CTabulation[[#This Row],[Day]]*TOU_CTabulation[[#This Row],[Base Allow]],0)","v":0},{"$f":"IF(A440>TOU_CTabulation[[#This Row],[Month]],TOU_CTabulation[[#This Row],[Month Cumm]],0)","v":0},{"$f":"IF(TOU_CTabulation[[#This Row],[Month Base Gen]]=0,0,TOU_CTabulation[[#This Row],[Month Base Gen]]-TOU_CTabulation[[#This Row],[Day]]*TOU_CTabulation[[#This Row],[Base Allow]])","v":0},{"$f":"VLOOKUP(TOU_CTabulation[[#This Row],[Hour]],daypart,2)","v":"All"},{"$f":"TOU_CTabulation[[#This Row],[Season]]&TOU_CTabulation[[#This Row],[Day-Part]]","v":"WinterAll"},{"$f":"VLOOKUP(TOU_CTabulation[[#This Row],[Daypart]],TOUC,2)","v":0.25901999999999997},{"$f":"VLOOKUP(TOU_CTabulation[[#This Row],[Daypart]],TOUC,3)","v":0.32596000000000003},{"$f":"TOU_CTabulation[[#This Row],[Month Base Allow]]*TOU_CTabulation[[#This Row],[Base Rate]]","v":0},{"$f":"TOU_CTabulation[[#This Row],[Month Overbase Gen]]*TOU_CTabulation[[#This Row],[Over Rate]]","v":0},{"$f":"TOU_CTabulation[[#This Row],[Base Value]]+TOU_CTabulation[[#This Row],[Over Value]]","v":0}]
[1,18,3,0,0,9,1,0,9,0,0,{"$f":"TOU_CTabulation[[#This Row],[AC System Output (W)]]/1000","v":0},{"$f":"IF(A439=TOU_CTabulation[[#This Row],[Month]],M439+TOU_CTabulation[[#This Row],[AC System Output (kW)]],TOU_CTabulation[[#This Row],[AC System Output (kW)]])","v":239.68280300000001},{"$f":"VLOOKUP(TOU_CTabulation[[#This Row],[Month]],Season,2)","v":"Winter"},{"$f":"VLOOKUP(TOU_CTabulation[[#This Row],[Season]],CRate,2)","v":10.5},{"$f":"IF(A441>TOU_CTabulation[[#This Row],[Month]],TOU_CTabulation[[#This Row],[Day]]*TOU_CTabulation[[#This Row],[Base Allow]],0)","v":0},{"$f":"IF(A441>TOU_CTabulation[[#This Row],[Month]],TOU_CTabulation[[#This Row],[Month Cumm]],0)","v":0},{"$f":"IF(TOU_CTabulation[[#This Row],[Month Base Gen]]=0,0,TOU_CTabulation[[#This Row],[Month Base Gen]]-TOU_CTabulation[[#This Row],[Day]]*TOU_CTabulation[[#This Row],[Base Allow]])","v":0},{"$f":"VLOOKUP(TOU_CTabulation[[#This Row],[Hour]],daypart,2)","v":"All"},{"$f":"TOU_CTabulation[[#This Row],[Season]]&TOU_CTabulation[[#This Row],[Day-Part]]","v":"WinterAll"},{"$f":"VLOOKUP(TOU_CTabulation[[#This Row],[Daypart]],TOUC,2)","v":0.25901999999999997},{"$f":"VLOOKUP(TOU_CTabulation[[#This Row],[Daypart]],TOUC,3)","v":0.32596000000000003},{"$f":"TOU_CTabulation[[#This Row],[Month Base Allow]]*TOU_CTabulation[[#This Row],[Base Rate]]","v":0},{"$f":"TOU_CTabulation[[#This Row],[Month Overbase Gen]]*TOU_CTabulation[[#This Row],[Over Rate]]","v":0},{"$f":"TOU_CTabulation[[#This Row],[Base Value]]+TOU_CTabulation[[#This Row],[Over Value]]","v":0}]
[1,18,4,0,0,9,1,0,9,0,0,{"$f":"TOU_CTabulation[[#This Row],[AC System Output (W)]]/1000","v":0},{"$f":"IF(A440=TOU_CTabulation[[#This Row],[Month]],M440+TOU_CTabulation[[#This Row],[AC System Output (kW)]],TOU_CTabulation[[#This Row],[AC System Output (kW)]])","v":239.68280300000001},{"$f":"VLOOKUP(TOU_CTabulation[[#This Row],[Month]],Season,2)","v":"Winter"},{"$f":"VLOOKUP(TOU_CTabulation[[#This Row],[Season]],CRate,2)","v":10.5},{"$f":"IF(A442>TOU_CTabulation[[#This Row],[Month]],TOU_CTabulation[[#This Row],[Day]]*TOU_CTabulation[[#This Row],[Base Allow]],0)","v":0},{"$f":"IF(A442>TOU_CTabulation[[#This Row],[Month]],TOU_CTabulation[[#This Row],[Month Cumm]],0)","v":0},{"$f":"IF(TOU_CTabulation[[#This Row],[Month Base Gen]]=0,0,TOU_CTabulation[[#This Row],[Month Base Gen]]-TOU_CTabulation[[#This Row],[Day]]*TOU_CTabulation[[#This Row],[Base Allow]])","v":0},{"$f":"VLOOKUP(TOU_CTabulation[[#This Row],[Hour]],daypart,2)","v":"All"},{"$f":"TOU_CTabulation[[#This Row],[Season]]&TOU_CTabulation[[#This Row],[Day-Part]]","v":"WinterAll"},{"$f":"VLOOKUP(TOU_CTabulation[[#This Row],[Daypart]],TOUC,2)","v":0.25901999999999997},{"$f":"VLOOKUP(TOU_CTabulation[[#This Row],[Daypart]],TOUC,3)","v":0.32596000000000003},{"$f":"TOU_CTabulation[[#This Row],[Month Base Allow]]*TOU_CTabulation[[#This Row],[Base Rate]]","v":0},{"$f":"TOU_CTabulation[[#This Row],[Month Overbase Gen]]*TOU_CTabulation[[#This Row],[Over Rate]]","v":0},{"$f":"TOU_CTabulation[[#This Row],[Base Value]]+TOU_CTabulation[[#This Row],[Over Value]]","v":0}]
[1,18,5,0,0,9,1,0,9,0,0,{"$f":"TOU_CTabulation[[#This Row],[AC System Output (W)]]/1000","v":0},{"$f":"IF(A441=TOU_CTabulation[[#This Row],[Month]],M441+TOU_CTabulation[[#This Row],[AC System Output (kW)]],TOU_CTabulation[[#This Row],[AC System Output (kW)]])","v":239.68280300000001},{"$f":"VLOOKUP(TOU_CTabulation[[#This Row],[Month]],Season,2)","v":"Winter"},{"$f":"VLOOKUP(TOU_CTabulation[[#This Row],[Season]],CRate,2)","v":10.5},{"$f":"IF(A443>TOU_CTabulation[[#This Row],[Month]],TOU_CTabulation[[#This Row],[Day]]*TOU_CTabulation[[#This Row],[Base Allow]],0)","v":0},{"$f":"IF(A443>TOU_CTabulation[[#This Row],[Month]],TOU_CTabulation[[#This Row],[Month Cumm]],0)","v":0},{"$f":"IF(TOU_CTabulation[[#This Row],[Month Base Gen]]=0,0,TOU_CTabulation[[#This Row],[Month Base Gen]]-TOU_CTabulation[[#This Row],[Day]]*TOU_CTabulation[[#This Row],[Base Allow]])","v":0},{"$f":"VLOOKUP(TOU_CTabulation[[#This Row],[Hour]],daypart,2)","v":"All"},{"$f":"TOU_CTabulation[[#This Row],[Season]]&TOU_CTabulation[[#This Row],[Day-Part]]","v":"WinterAll"},{"$f":"VLOOKUP(TOU_CTabulation[[#This Row],[Daypart]],TOUC,2)","v":0.25901999999999997},{"$f":"VLOOKUP(TOU_CTabulation[[#This Row],[Daypart]],TOUC,3)","v":0.32596000000000003},{"$f":"TOU_CTabulation[[#This Row],[Month Base Allow]]*TOU_CTabulation[[#This Row],[Base Rate]]","v":0},{"$f":"TOU_CTabulation[[#This Row],[Month Overbase Gen]]*TOU_CTabulation[[#This Row],[Over Rate]]","v":0},{"$f":"TOU_CTabulation[[#This Row],[Base Value]]+TOU_CTabulation[[#This Row],[Over Value]]","v":0}]
[1,18,6,0,0,10,1,0,10,0,0,{"$f":"TOU_CTabulation[[#This Row],[AC System Output (W)]]/1000","v":0},{"$f":"IF(A442=TOU_CTabulation[[#This Row],[Month]],M442+TOU_CTabulation[[#This Row],[AC System Output (kW)]],TOU_CTabulation[[#This Row],[AC System Output (kW)]])","v":239.68280300000001},{"$f":"VLOOKUP(TOU_CTabulation[[#This Row],[Month]],Season,2)","v":"Winter"},{"$f":"VLOOKUP(TOU_CTabulation[[#This Row],[Season]],CRate,2)","v":10.5},{"$f":"IF(A444>TOU_CTabulation[[#This Row],[Month]],TOU_CTabulation[[#This Row],[Day]]*TOU_CTabulation[[#This Row],[Base Allow]],0)","v":0},{"$f":"IF(A444>TOU_CTabulation[[#This Row],[Month]],TOU_CTabulation[[#This Row],[Month Cumm]],0)","v":0},{"$f":"IF(TOU_CTabulation[[#This Row],[Month Base Gen]]=0,0,TOU_CTabulation[[#This Row],[Month Base Gen]]-TOU_CTabulation[[#This Row],[Day]]*TOU_CTabulation[[#This Row],[Base Allow]])","v":0},{"$f":"VLOOKUP(TOU_CTabulation[[#This Row],[Hour]],daypart,2)","v":"All"},{"$f":"TOU_CTabulation[[#This Row],[Season]]&TOU_CTabulation[[#This Row],[Day-Part]]","v":"WinterAll"},{"$f":"VLOOKUP(TOU_CTabulation[[#This Row],[Daypart]],TOUC,2)","v":0.25901999999999997},{"$f":"VLOOKUP(TOU_CTabulation[[#This Row],[Daypart]],TOUC,3)","v":0.32596000000000003},{"$f":"TOU_CTabulation[[#This Row],[Month Base Allow]]*TOU_CTabulation[[#This Row],[Base Rate]]","v":0},{"$f":"TOU_CTabulation[[#This Row],[Month Overbase Gen]]*TOU_CTabulation[[#This Row],[Over Rate]]","v":0},{"$f":"TOU_CTabulation[[#This Row],[Base Value]]+TOU_CTabulation[[#This Row],[Over Value]]","v":0}]
[1,18,7,0,17,10,1,16.113,7.9029999999999996,59.828000000000003,38.328000000000003,{"$f":"TOU_CTabulation[[#This Row],[AC System Output (W)]]/1000","v":3.8328000000000001E-2},{"$f":"IF(A443=TOU_CTabulation[[#This Row],[Month]],M443+TOU_CTabulation[[#This Row],[AC System Output (kW)]],TOU_CTabulation[[#This Row],[AC System Output (kW)]])","v":239.72113100000001},{"$f":"VLOOKUP(TOU_CTabulation[[#This Row],[Month]],Season,2)","v":"Winter"},{"$f":"VLOOKUP(TOU_CTabulation[[#This Row],[Season]],CRate,2)","v":10.5},{"$f":"IF(A445>TOU_CTabulation[[#This Row],[Month]],TOU_CTabulation[[#This Row],[Day]]*TOU_CTabulation[[#This Row],[Base Allow]],0)","v":0},{"$f":"IF(A445>TOU_CTabulation[[#This Row],[Month]],TOU_CTabulation[[#This Row],[Month Cumm]],0)","v":0},{"$f":"IF(TOU_CTabulation[[#This Row],[Month Base Gen]]=0,0,TOU_CTabulation[[#This Row],[Month Base Gen]]-TOU_CTabulation[[#This Row],[Day]]*TOU_CTabulation[[#This Row],[Base Allow]])","v":0},{"$f":"VLOOKUP(TOU_CTabulation[[#This Row],[Hour]],daypart,2)","v":"All"},{"$f":"TOU_CTabulation[[#This Row],[Season]]&TOU_CTabulation[[#This Row],[Day-Part]]","v":"WinterAll"},{"$f":"VLOOKUP(TOU_CTabulation[[#This Row],[Daypart]],TOUC,2)","v":0.25901999999999997},{"$f":"VLOOKUP(TOU_CTabulation[[#This Row],[Daypart]],TOUC,3)","v":0.32596000000000003},{"$f":"TOU_CTabulation[[#This Row],[Month Base Allow]]*TOU_CTabulation[[#This Row],[Base Rate]]","v":0},{"$f":"TOU_CTabulation[[#This Row],[Month Overbase Gen]]*TOU_CTabulation[[#This Row],[Over Rate]]","v":0},{"$f":"TOU_CTabulation[[#This Row],[Base Value]]+TOU_CTabulation[[#This Row],[Over Value]]","v":0}]
[1,18,8,0,61,11,2,59.134999999999998,10.628,216.964,192.435,{"$f":"TOU_CTabulation[[#This Row],[AC System Output (W)]]/1000","v":0.19243499999999999},{"$f":"IF(A444=TOU_CTabulation[[#This Row],[Month]],M444+TOU_CTabulation[[#This Row],[AC System Output (kW)]],TOU_CTabulation[[#This Row],[AC System Output (kW)]])","v":239.913566},{"$f":"VLOOKUP(TOU_CTabulation[[#This Row],[Month]],Season,2)","v":"Winter"},{"$f":"VLOOKUP(TOU_CTabulation[[#This Row],[Season]],CRate,2)","v":10.5},{"$f":"IF(A446>TOU_CTabulation[[#This Row],[Month]],TOU_CTabulation[[#This Row],[Day]]*TOU_CTabulation[[#This Row],[Base Allow]],0)","v":0},{"$f":"IF(A446>TOU_CTabulation[[#This Row],[Month]],TOU_CTabulation[[#This Row],[Month Cumm]],0)","v":0},{"$f":"IF(TOU_CTabulation[[#This Row],[Month Base Gen]]=0,0,TOU_CTabulation[[#This Row],[Month Base Gen]]-TOU_CTabulation[[#This Row],[Day]]*TOU_CTabulation[[#This Row],[Base Allow]])","v":0},{"$f":"VLOOKUP(TOU_CTabulation[[#This Row],[Hour]],daypart,2)","v":"All"},{"$f":"TOU_CTabulation[[#This Row],[Season]]&TOU_CTabulation[[#This Row],[Day-Part]]","v":"WinterAll"},{"$f":"VLOOKUP(TOU_CTabulation[[#This Row],[Daypart]],TOUC,2)","v":0.25901999999999997},{"$f":"VLOOKUP(TOU_CTabulation[[#This Row],[Daypart]],TOUC,3)","v":0.32596000000000003},{"$f":"TOU_CTabulation[[#This Row],[Month Base Allow]]*TOU_CTabulation[[#This Row],[Base Rate]]","v":0},{"$f":"TOU_CTabulation[[#This Row],[Month Overbase Gen]]*TOU_CTabulation[[#This Row],[Over Rate]]","v":0},{"$f":"TOU_CTabulation[[#This Row],[Base Value]]+TOU_CTabulation[[#This Row],[Over Value]]","v":0}]
[1,18,9,0,98,12,2,94.998999999999995,12.808,345.19900000000001,318.02999999999997,{"$f":"TOU_CTabulation[[#This Row],[AC System Output (W)]]/1000","v":0.31802999999999998},{"$f":"IF(A445=TOU_CTabulation[[#This Row],[Month]],M445+TOU_CTabulation[[#This Row],[AC System Output (kW)]],TOU_CTabulation[[#This Row],[AC System Output (kW)]])","v":240.231596},{"$f":"VLOOKUP(TOU_CTabulation[[#This Row],[Month]],Season,2)","v":"Winter"},{"$f":"VLOOKUP(TOU_CTabulation[[#This Row],[Season]],CRate,2)","v":10.5},{"$f":"IF(A447>TOU_CTabulation[[#This Row],[Month]],TOU_CTabulation[[#This Row],[Day]]*TOU_CTabulation[[#This Row],[Base Allow]],0)","v":0},{"$f":"IF(A447>TOU_CTabulation[[#This Row],[Month]],TOU_CTabulation[[#This Row],[Month Cumm]],0)","v":0},{"$f":"IF(TOU_CTabulation[[#This Row],[Month Base Gen]]=0,0,TOU_CTabulation[[#This Row],[Month Base Gen]]-TOU_CTabulation[[#This Row],[Day]]*TOU_CTabulation[[#This Row],[Base Allow]])","v":0},{"$f":"VLOOKUP(TOU_CTabulation[[#This Row],[Hour]],daypart,2)","v":"All"},{"$f":"TOU_CTabulation[[#This Row],[Season]]&TOU_CTabulation[[#This Row],[Day-Part]]","v":"WinterAll"},{"$f":"VLOOKUP(TOU_CTabulation[[#This Row],[Daypart]],TOUC,2)","v":0.25901999999999997},{"$f":"VLOOKUP(TOU_CTabulation[[#This Row],[Daypart]],TOUC,3)","v":0.32596000000000003},{"$f":"TOU_CTabulation[[#This Row],[Month Base Allow]]*TOU_CTabulation[[#This Row],[Base Rate]]","v":0},{"$f":"TOU_CTabulation[[#This Row],[Month Overbase Gen]]*TOU_CTabulation[[#This Row],[Over Rate]]","v":0},{"$f":"TOU_CTabulation[[#This Row],[Base Value]]+TOU_CTabulation[[#This Row],[Over Value]]","v":0}]
[1,18,10,47,201,13,3,246.304,17.523,874.94299999999998,835.24199999999996,{"$f":"TOU_CTabulation[[#This Row],[AC System Output (W)]]/1000","v":0.83524199999999993},{"$f":"IF(A446=TOU_CTabulation[[#This Row],[Month]],M446+TOU_CTabulation[[#This Row],[AC System Output (kW)]],TOU_CTabulation[[#This Row],[AC System Output (kW)]])","v":241.06683799999999},{"$f":"VLOOKUP(TOU_CTabulation[[#This Row],[Month]],Season,2)","v":"Winter"},{"$f":"VLOOKUP(TOU_CTabulation[[#This Row],[Season]],CRate,2)","v":10.5},{"$f":"IF(A448>TOU_CTabulation[[#This Row],[Month]],TOU_CTabulation[[#This Row],[Day]]*TOU_CTabulation[[#This Row],[Base Allow]],0)","v":0},{"$f":"IF(A448>TOU_CTabulation[[#This Row],[Month]],TOU_CTabulation[[#This Row],[Month Cumm]],0)","v":0},{"$f":"IF(TOU_CTabulation[[#This Row],[Month Base Gen]]=0,0,TOU_CTabulation[[#This Row],[Month Base Gen]]-TOU_CTabulation[[#This Row],[Day]]*TOU_CTabulation[[#This Row],[Base Allow]])","v":0},{"$f":"VLOOKUP(TOU_CTabulation[[#This Row],[Hour]],daypart,2)","v":"All"},{"$f":"TOU_CTabulation[[#This Row],[Season]]&TOU_CTabulation[[#This Row],[Day-Part]]","v":"WinterAll"},{"$f":"VLOOKUP(TOU_CTabulation[[#This Row],[Daypart]],TOUC,2)","v":0.25901999999999997},{"$f":"VLOOKUP(TOU_CTabulation[[#This Row],[Daypart]],TOUC,3)","v":0.32596000000000003},{"$f":"TOU_CTabulation[[#This Row],[Month Base Allow]]*TOU_CTabulation[[#This Row],[Base Rate]]","v":0},{"$f":"TOU_CTabulation[[#This Row],[Month Overbase Gen]]*TOU_CTabulation[[#This Row],[Over Rate]]","v":0},{"$f":"TOU_CTabulation[[#This Row],[Base Value]]+TOU_CTabulation[[#This Row],[Over Value]]","v":0}]
[1,18,11,19,206,13,3,220.95500000000001,17.309999999999999,786.54200000000003,749.11400000000003,{"$f":"TOU_CTabulation[[#This Row],[AC System Output (W)]]/1000","v":0.74911400000000006},{"$f":"IF(A447=TOU_CTabulation[[#This Row],[Month]],M447+TOU_CTabulation[[#This Row],[AC System Output (kW)]],TOU_CTabulation[[#This Row],[AC System Output (kW)]])","v":241.81595199999998},{"$f":"VLOOKUP(TOU_CTabulation[[#This Row],[Month]],Season,2)","v":"Winter"},{"$f":"VLOOKUP(TOU_CTabulation[[#This Row],[Season]],CRate,2)","v":10.5},{"$f":"IF(A449>TOU_CTabulation[[#This Row],[Month]],TOU_CTabulation[[#This Row],[Day]]*TOU_CTabulation[[#This Row],[Base Allow]],0)","v":0},{"$f":"IF(A449>TOU_CTabulation[[#This Row],[Month]],TOU_CTabulation[[#This Row],[Month Cumm]],0)","v":0},{"$f":"IF(TOU_CTabulation[[#This Row],[Month Base Gen]]=0,0,TOU_CTabulation[[#This Row],[Month Base Gen]]-TOU_CTabulation[[#This Row],[Day]]*TOU_CTabulation[[#This Row],[Base Allow]])","v":0},{"$f":"VLOOKUP(TOU_CTabulation[[#This Row],[Hour]],daypart,2)","v":"All"},{"$f":"TOU_CTabulation[[#This Row],[Season]]&TOU_CTabulation[[#This Row],[Day-Part]]","v":"WinterAll"},{"$f":"VLOOKUP(TOU_CTabulation[[#This Row],[Daypart]],TOUC,2)","v":0.25901999999999997},{"$f":"VLOOKUP(TOU_CTabulation[[#This Row],[Daypart]],TOUC,3)","v":0.32596000000000003},{"$f":"TOU_CTabulation[[#This Row],[Month Base Allow]]*TOU_CTabulation[[#This Row],[Base Rate]]","v":0},{"$f":"TOU_CTabulation[[#This Row],[Month Overbase Gen]]*TOU_CTabulation[[#This Row],[Over Rate]]","v":0},{"$f":"TOU_CTabulation[[#This Row],[Base Value]]+TOU_CTabulation[[#This Row],[Over Value]]","v":0}]
[1,18,12,27,221,14,4,243.624,18.332000000000001,863.17600000000004,823.78099999999995,{"$f":"TOU_CTabulation[[#This Row],[AC System Output (W)]]/1000","v":0.82378099999999999},{"$f":"IF(A448=TOU_CTabulation[[#This Row],[Month]],M448+TOU_CTabulation[[#This Row],[AC System Output (kW)]],TOU_CTabulation[[#This Row],[AC System Output (kW)]])","v":242.63973299999998},{"$f":"VLOOKUP(TOU_CTabulation[[#This Row],[Month]],Season,2)","v":"Winter"},{"$f":"VLOOKUP(TOU_CTabulation[[#This Row],[Season]],CRate,2)","v":10.5},{"$f":"IF(A450>TOU_CTabulation[[#This Row],[Month]],TOU_CTabulation[[#This Row],[Day]]*TOU_CTabulation[[#This Row],[Base Allow]],0)","v":0},{"$f":"IF(A450>TOU_CTabulation[[#This Row],[Month]],TOU_CTabulation[[#This Row],[Month Cumm]],0)","v":0},{"$f":"IF(TOU_CTabulation[[#This Row],[Month Base Gen]]=0,0,TOU_CTabulation[[#This Row],[Month Base Gen]]-TOU_CTabulation[[#This Row],[Day]]*TOU_CTabulation[[#This Row],[Base Allow]])","v":0},{"$f":"VLOOKUP(TOU_CTabulation[[#This Row],[Hour]],daypart,2)","v":"All"},{"$f":"TOU_CTabulation[[#This Row],[Season]]&TOU_CTabulation[[#This Row],[Day-Part]]","v":"WinterAll"},{"$f":"VLOOKUP(TOU_CTabulation[[#This Row],[Daypart]],TOUC,2)","v":0.25901999999999997},{"$f":"VLOOKUP(TOU_CTabulation[[#This Row],[Daypart]],TOUC,3)","v":0.32596000000000003},{"$f":"TOU_CTabulation[[#This Row],[Month Base Allow]]*TOU_CTabulation[[#This Row],[Base Rate]]","v":0},{"$f":"TOU_CTabulation[[#This Row],[Month Overbase Gen]]*TOU_CTabulation[[#This Row],[Over Rate]]","v":0},{"$f":"TOU_CTabulation[[#This Row],[Base Value]]+TOU_CTabulation[[#This Row],[Over Value]]","v":0}]
[1,18,13,23,200,13,4,217.791,16.797999999999998,776.89499999999998,739.71,{"$f":"TOU_CTabulation[[#This Row],[AC System Output (W)]]/1000","v":0.73971000000000009},{"$f":"IF(A449=TOU_CTabulation[[#This Row],[Month]],M449+TOU_CTabulation[[#This Row],[AC System Output (kW)]],TOU_CTabulation[[#This Row],[AC System Output (kW)]])","v":243.37944299999998},{"$f":"VLOOKUP(TOU_CTabulation[[#This Row],[Month]],Season,2)","v":"Winter"},{"$f":"VLOOKUP(TOU_CTabulation[[#This Row],[Season]],CRate,2)","v":10.5},{"$f":"IF(A451>TOU_CTabulation[[#This Row],[Month]],TOU_CTabulation[[#This Row],[Day]]*TOU_CTabulation[[#This Row],[Base Allow]],0)","v":0},{"$f":"IF(A451>TOU_CTabulation[[#This Row],[Month]],TOU_CTabulation[[#This Row],[Month Cumm]],0)","v":0},{"$f":"IF(TOU_CTabulation[[#This Row],[Month Base Gen]]=0,0,TOU_CTabulation[[#This Row],[Month Base Gen]]-TOU_CTabulation[[#This Row],[Day]]*TOU_CTabulation[[#This Row],[Base Allow]])","v":0},{"$f":"VLOOKUP(TOU_CTabulation[[#This Row],[Hour]],daypart,2)","v":"All"},{"$f":"TOU_CTabulation[[#This Row],[Season]]&TOU_CTabulation[[#This Row],[Day-Part]]","v":"WinterAll"},{"$f":"VLOOKUP(TOU_CTabulation[[#This Row],[Daypart]],TOUC,2)","v":0.25901999999999997},{"$f":"VLOOKUP(TOU_CTabulation[[#This Row],[Daypart]],TOUC,3)","v":0.32596000000000003},{"$f":"TOU_CTabulation[[#This Row],[Month Base Allow]]*TOU_CTabulation[[#This Row],[Base Rate]]","v":0},{"$f":"TOU_CTabulation[[#This Row],[Month Overbase Gen]]*TOU_CTabulation[[#This Row],[Over Rate]]","v":0},{"$f":"TOU_CTabulation[[#This Row],[Base Value]]+TOU_CTabulation[[#This Row],[Over Value]]","v":0}]
[1,18,14,0,49,13,3,46.503,12.968,168.86099999999999,145.28399999999999,{"$f":"TOU_CTabulation[[#This Row],[AC System Output (W)]]/1000","v":0.145284},{"$f":"IF(A450=TOU_CTabulation[[#This Row],[Month]],M450+TOU_CTabulation[[#This Row],[AC System Output (kW)]],TOU_CTabulation[[#This Row],[AC System Output (kW)]])","v":243.52472699999998},{"$f":"VLOOKUP(TOU_CTabulation[[#This Row],[Month]],Season,2)","v":"Winter"},{"$f":"VLOOKUP(TOU_CTabulation[[#This Row],[Season]],CRate,2)","v":10.5},{"$f":"IF(A452>TOU_CTabulation[[#This Row],[Month]],TOU_CTabulation[[#This Row],[Day]]*TOU_CTabulation[[#This Row],[Base Allow]],0)","v":0},{"$f":"IF(A452>TOU_CTabulation[[#This Row],[Month]],TOU_CTabulation[[#This Row],[Month Cumm]],0)","v":0},{"$f":"IF(TOU_CTabulation[[#This Row],[Month Base Gen]]=0,0,TOU_CTabulation[[#This Row],[Month Base Gen]]-TOU_CTabulation[[#This Row],[Day]]*TOU_CTabulation[[#This Row],[Base Allow]])","v":0},{"$f":"VLOOKUP(TOU_CTabulation[[#This Row],[Hour]],daypart,2)","v":"All"},{"$f":"TOU_CTabulation[[#This Row],[Season]]&TOU_CTabulation[[#This Row],[Day-Part]]","v":"WinterAll"},{"$f":"VLOOKUP(TOU_CTabulation[[#This Row],[Daypart]],TOUC,2)","v":0.25901999999999997},{"$f":"VLOOKUP(TOU_CTabulation[[#This Row],[Daypart]],TOUC,3)","v":0.32596000000000003},{"$f":"TOU_CTabulation[[#This Row],[Month Base Allow]]*TOU_CTabulation[[#This Row],[Base Rate]]","v":0},{"$f":"TOU_CTabulation[[#This Row],[Month Overbase Gen]]*TOU_CTabulation[[#This Row],[Over Rate]]","v":0},{"$f":"TOU_CTabulation[[#This Row],[Base Value]]+TOU_CTabulation[[#This Row],[Over Value]]","v":0}]
[1,18,15,26,112,12,2,130.708,13.759,470.38400000000001,440.488,{"$f":"TOU_CTabulation[[#This Row],[AC System Output (W)]]/1000","v":0.44048799999999999},{"$f":"IF(A451=TOU_CTabulation[[#This Row],[Month]],M451+TOU_CTabulation[[#This Row],[AC System Output (kW)]],TOU_CTabulation[[#This Row],[AC System Output (kW)]])","v":243.96521499999997},{"$f":"VLOOKUP(TOU_CTabulation[[#This Row],[Month]],Season,2)","v":"Winter"},{"$f":"VLOOKUP(TOU_CTabulation[[#This Row],[Season]],CRate,2)","v":10.5},{"$f":"IF(A453>TOU_CTabulation[[#This Row],[Month]],TOU_CTabulation[[#This Row],[Day]]*TOU_CTabulation[[#This Row],[Base Allow]],0)","v":0},{"$f":"IF(A453>TOU_CTabulation[[#This Row],[Month]],TOU_CTabulation[[#This Row],[Month Cumm]],0)","v":0},{"$f":"IF(TOU_CTabulation[[#This Row],[Month Base Gen]]=0,0,TOU_CTabulation[[#This Row],[Month Base Gen]]-TOU_CTabulation[[#This Row],[Day]]*TOU_CTabulation[[#This Row],[Base Allow]])","v":0},{"$f":"VLOOKUP(TOU_CTabulation[[#This Row],[Hour]],daypart,2)","v":"All"},{"$f":"TOU_CTabulation[[#This Row],[Season]]&TOU_CTabulation[[#This Row],[Day-Part]]","v":"WinterAll"},{"$f":"VLOOKUP(TOU_CTabulation[[#This Row],[Daypart]],TOUC,2)","v":0.25901999999999997},{"$f":"VLOOKUP(TOU_CTabulation[[#This Row],[Daypart]],TOUC,3)","v":0.32596000000000003},{"$f":"TOU_CTabulation[[#This Row],[Month Base Allow]]*TOU_CTabulation[[#This Row],[Base Rate]]","v":0},{"$f":"TOU_CTabulation[[#This Row],[Month Overbase Gen]]*TOU_CTabulation[[#This Row],[Over Rate]]","v":0},{"$f":"TOU_CTabulation[[#This Row],[Base Value]]+TOU_CTabulation[[#This Row],[Over Value]]","v":0}]
[1,18,16,0,34,11,2,32.628,10.304,119.881,97.251000000000005,{"$f":"TOU_CTabulation[[#This Row],[AC System Output (W)]]/1000","v":9.7251000000000004E-2},{"$f":"IF(A452=TOU_CTabulation[[#This Row],[Month]],M452+TOU_CTabulation[[#This Row],[AC System Output (kW)]],TOU_CTabulation[[#This Row],[AC System Output (kW)]])","v":244.06246599999997},{"$f":"VLOOKUP(TOU_CTabulation[[#This Row],[Month]],Season,2)","v":"Winter"},{"$f":"VLOOKUP(TOU_CTabulation[[#This Row],[Season]],CRate,2)","v":10.5},{"$f":"IF(A454>TOU_CTabulation[[#This Row],[Month]],TOU_CTabulation[[#This Row],[Day]]*TOU_CTabulation[[#This Row],[Base Allow]],0)","v":0},{"$f":"IF(A454>TOU_CTabulation[[#This Row],[Month]],TOU_CTabulation[[#This Row],[Month Cumm]],0)","v":0},{"$f":"IF(TOU_CTabulation[[#This Row],[Month Base Gen]]=0,0,TOU_CTabulation[[#This Row],[Month Base Gen]]-TOU_CTabulation[[#This Row],[Day]]*TOU_CTabulation[[#This Row],[Base Allow]])","v":0},{"$f":"VLOOKUP(TOU_CTabulation[[#This Row],[Hour]],daypart,2)","v":"All"},{"$f":"TOU_CTabulation[[#This Row],[Season]]&TOU_CTabulation[[#This Row],[Day-Part]]","v":"WinterAll"},{"$f":"VLOOKUP(TOU_CTabulation[[#This Row],[Daypart]],TOUC,2)","v":0.25901999999999997},{"$f":"VLOOKUP(TOU_CTabulation[[#This Row],[Daypart]],TOUC,3)","v":0.32596000000000003},{"$f":"TOU_CTabulation[[#This Row],[Month Base Allow]]*TOU_CTabulation[[#This Row],[Base Rate]]","v":0},{"$f":"TOU_CTabulation[[#This Row],[Month Overbase Gen]]*TOU_CTabulation[[#This Row],[Over Rate]]","v":0},{"$f":"TOU_CTabulation[[#This Row],[Base Value]]+TOU_CTabulation[[#This Row],[Over Value]]","v":0}]
[1,18,17,0,0,11,2,0,11,0,0,{"$f":"TOU_CTabulation[[#This Row],[AC System Output (W)]]/1000","v":0},{"$f":"IF(A453=TOU_CTabulation[[#This Row],[Month]],M453+TOU_CTabulation[[#This Row],[AC System Output (kW)]],TOU_CTabulation[[#This Row],[AC System Output (kW)]])","v":244.06246599999997},{"$f":"VLOOKUP(TOU_CTabulation[[#This Row],[Month]],Season,2)","v":"Winter"},{"$f":"VLOOKUP(TOU_CTabulation[[#This Row],[Season]],CRate,2)","v":10.5},{"$f":"IF(A455>TOU_CTabulation[[#This Row],[Month]],TOU_CTabulation[[#This Row],[Day]]*TOU_CTabulation[[#This Row],[Base Allow]],0)","v":0},{"$f":"IF(A455>TOU_CTabulation[[#This Row],[Month]],TOU_CTabulation[[#This Row],[Month Cumm]],0)","v":0},{"$f":"IF(TOU_CTabulation[[#This Row],[Month Base Gen]]=0,0,TOU_CTabulation[[#This Row],[Month Base Gen]]-TOU_CTabulation[[#This Row],[Day]]*TOU_CTabulation[[#This Row],[Base Allow]])","v":0},{"$f":"VLOOKUP(TOU_CTabulation[[#This Row],[Hour]],daypart,2)","v":"All"},{"$f":"TOU_CTabulation[[#This Row],[Season]]&TOU_CTabulation[[#This Row],[Day-Part]]","v":"WinterAll"},{"$f":"VLOOKUP(TOU_CTabulation[[#This Row],[Daypart]],TOUC,2)","v":0.25901999999999997},{"$f":"VLOOKUP(TOU_CTabulation[[#This Row],[Daypart]],TOUC,3)","v":0.32596000000000003},{"$f":"TOU_CTabulation[[#This Row],[Month Base Allow]]*TOU_CTabulation[[#This Row],[Base Rate]]","v":0},{"$f":"TOU_CTabulation[[#This Row],[Month Overbase Gen]]*TOU_CTabulation[[#This Row],[Over Rate]]","v":0},{"$f":"TOU_CTabulation[[#This Row],[Base Value]]+TOU_CTabulation[[#This Row],[Over Value]]","v":0}]
[1,18,18,0,0,11,2,0,11,0,0,{"$f":"TOU_CTabulation[[#This Row],[AC System Output (W)]]/1000","v":0},{"$f":"IF(A454=TOU_CTabulation[[#This Row],[Month]],M454+TOU_CTabulation[[#This Row],[AC System Output (kW)]],TOU_CTabulation[[#This Row],[AC System Output (kW)]])","v":244.06246599999997},{"$f":"VLOOKUP(TOU_CTabulation[[#This Row],[Month]],Season,2)","v":"Winter"},{"$f":"VLOOKUP(TOU_CTabulation[[#This Row],[Season]],CRate,2)","v":10.5},{"$f":"IF(A456>TOU_CTabulation[[#This Row],[Month]],TOU_CTabulation[[#This Row],[Day]]*TOU_CTabulation[[#This Row],[Base Allow]],0)","v":0},{"$f":"IF(A456>TOU_CTabulation[[#This Row],[Month]],TOU_CTabulation[[#This Row],[Month Cumm]],0)","v":0},{"$f":"IF(TOU_CTabulation[[#This Row],[Month Base Gen]]=0,0,TOU_CTabulation[[#This Row],[Month Base Gen]]-TOU_CTabulation[[#This Row],[Day]]*TOU_CTabulation[[#This Row],[Base Allow]])","v":0},{"$f":"VLOOKUP(TOU_CTabulation[[#This Row],[Hour]],daypart,2)","v":"All"},{"$f":"TOU_CTabulation[[#This Row],[Season]]&TOU_CTabulation[[#This Row],[Day-Part]]","v":"WinterAll"},{"$f":"VLOOKUP(TOU_CTabulation[[#This Row],[Daypart]],TOUC,2)","v":0.25901999999999997},{"$f":"VLOOKUP(TOU_CTabulation[[#This Row],[Daypart]],TOUC,3)","v":0.32596000000000003},{"$f":"TOU_CTabulation[[#This Row],[Month Base Allow]]*TOU_CTabulation[[#This Row],[Base Rate]]","v":0},{"$f":"TOU_CTabulation[[#This Row],[Month Overbase Gen]]*TOU_CTabulation[[#This Row],[Over Rate]]","v":0},{"$f":"TOU_CTabulation[[#This Row],[Base Value]]+TOU_CTabulation[[#This Row],[Over Value]]","v":0}]
[1,18,19,0,0,11,2,0,11,0,0,{"$f":"TOU_CTabulation[[#This Row],[AC System Output (W)]]/1000","v":0},{"$f":"IF(A455=TOU_CTabulation[[#This Row],[Month]],M455+TOU_CTabulation[[#This Row],[AC System Output (kW)]],TOU_CTabulation[[#This Row],[AC System Output (kW)]])","v":244.06246599999997},{"$f":"VLOOKUP(TOU_CTabulation[[#This Row],[Month]],Season,2)","v":"Winter"},{"$f":"VLOOKUP(TOU_CTabulation[[#This Row],[Season]],CRate,2)","v":10.5},{"$f":"IF(A457>TOU_CTabulation[[#This Row],[Month]],TOU_CTabulation[[#This Row],[Day]]*TOU_CTabulation[[#This Row],[Base Allow]],0)","v":0},{"$f":"IF(A457>TOU_CTabulation[[#This Row],[Month]],TOU_CTabulation[[#This Row],[Month Cumm]],0)","v":0},{"$f":"IF(TOU_CTabulation[[#This Row],[Month Base Gen]]=0,0,TOU_CTabulation[[#This Row],[Month Base Gen]]-TOU_CTabulation[[#This Row],[Day]]*TOU_CTabulation[[#This Row],[Base Allow]])","v":0},{"$f":"VLOOKUP(TOU_CTabulation[[#This Row],[Hour]],daypart,2)","v":"All"},{"$f":"TOU_CTabulation[[#This Row],[Season]]&TOU_CTabulation[[#This Row],[Day-Part]]","v":"WinterAll"},{"$f":"VLOOKUP(TOU_CTabulation[[#This Row],[Daypart]],TOUC,2)","v":0.25901999999999997},{"$f":"VLOOKUP(TOU_CTabulation[[#This Row],[Daypart]],TOUC,3)","v":0.32596000000000003},{"$f":"TOU_CTabulation[[#This Row],[Month Base Allow]]*TOU_CTabulation[[#This Row],[Base Rate]]","v":0},{"$f":"TOU_CTabulation[[#This Row],[Month Overbase Gen]]*TOU_CTabulation[[#This Row],[Over Rate]]","v":0},{"$f":"TOU_CTabulation[[#This Row],[Base Value]]+TOU_CTabulation[[#This Row],[Over Value]]","v":0}]
[1,18,20,0,0,11,2,0,11,0,0,{"$f":"TOU_CTabulation[[#This Row],[AC System Output (W)]]/1000","v":0},{"$f":"IF(A456=TOU_CTabulation[[#This Row],[Month]],M456+TOU_CTabulation[[#This Row],[AC System Output (kW)]],TOU_CTabulation[[#This Row],[AC System Output (kW)]])","v":244.06246599999997},{"$f":"VLOOKUP(TOU_CTabulation[[#This Row],[Month]],Season,2)","v":"Winter"},{"$f":"VLOOKUP(TOU_CTabulation[[#This Row],[Season]],CRate,2)","v":10.5},{"$f":"IF(A458>TOU_CTabulation[[#This Row],[Month]],TOU_CTabulation[[#This Row],[Day]]*TOU_CTabulation[[#This Row],[Base Allow]],0)","v":0},{"$f":"IF(A458>TOU_CTabulation[[#This Row],[Month]],TOU_CTabulation[[#This Row],[Month Cumm]],0)","v":0},{"$f":"IF(TOU_CTabulation[[#This Row],[Month Base Gen]]=0,0,TOU_CTabulation[[#This Row],[Month Base Gen]]-TOU_CTabulation[[#This Row],[Day]]*TOU_CTabulation[[#This Row],[Base Allow]])","v":0},{"$f":"VLOOKUP(TOU_CTabulation[[#This Row],[Hour]],daypart,2)","v":"All"},{"$f":"TOU_CTabulation[[#This Row],[Season]]&TOU_CTabulation[[#This Row],[Day-Part]]","v":"WinterAll"},{"$f":"VLOOKUP(TOU_CTabulation[[#This Row],[Daypart]],TOUC,2)","v":0.25901999999999997},{"$f":"VLOOKUP(TOU_CTabulation[[#This Row],[Daypart]],TOUC,3)","v":0.32596000000000003},{"$f":"TOU_CTabulation[[#This Row],[Month Base Allow]]*TOU_CTabulation[[#This Row],[Base Rate]]","v":0},{"$f":"TOU_CTabulation[[#This Row],[Month Overbase Gen]]*TOU_CTabulation[[#This Row],[Over Rate]]","v":0},{"$f":"TOU_CTabulation[[#This Row],[Base Value]]+TOU_CTabulation[[#This Row],[Over Value]]","v":0}]
[1,18,21,0,0,11,2,0,11,0,0,{"$f":"TOU_CTabulation[[#This Row],[AC System Output (W)]]/1000","v":0},{"$f":"IF(A457=TOU_CTabulation[[#This Row],[Month]],M457+TOU_CTabulation[[#This Row],[AC System Output (kW)]],TOU_CTabulation[[#This Row],[AC System Output (kW)]])","v":244.06246599999997},{"$f":"VLOOKUP(TOU_CTabulation[[#This Row],[Month]],Season,2)","v":"Winter"},{"$f":"VLOOKUP(TOU_CTabulation[[#This Row],[Season]],CRate,2)","v":10.5},{"$f":"IF(A459>TOU_CTabulation[[#This Row],[Month]],TOU_CTabulation[[#This Row],[Day]]*TOU_CTabulation[[#This Row],[Base Allow]],0)","v":0},{"$f":"IF(A459>TOU_CTabulation[[#This Row],[Month]],TOU_CTabulation[[#This Row],[Month Cumm]],0)","v":0},{"$f":"IF(TOU_CTabulation[[#This Row],[Month Base Gen]]=0,0,TOU_CTabulation[[#This Row],[Month Base Gen]]-TOU_CTabulation[[#This Row],[Day]]*TOU_CTabulation[[#This Row],[Base Allow]])","v":0},{"$f":"VLOOKUP(TOU_CTabulation[[#This Row],[Hour]],daypart,2)","v":"All"},{"$f":"TOU_CTabulation[[#This Row],[Season]]&TOU_CTabulation[[#This Row],[Day-Part]]","v":"WinterAll"},{"$f":"VLOOKUP(TOU_CTabulation[[#This Row],[Daypart]],TOUC,2)","v":0.25901999999999997},{"$f":"VLOOKUP(TOU_CTabulation[[#This Row],[Daypart]],TOUC,3)","v":0.32596000000000003},{"$f":"TOU_CTabulation[[#This Row],[Month Base Allow]]*TOU_CTabulation[[#This Row],[Base Rate]]","v":0},{"$f":"TOU_CTabulation[[#This Row],[Month Overbase Gen]]*TOU_CTabulation[[#This Row],[Over Rate]]","v":0},{"$f":"TOU_CTabulation[[#This Row],[Base Value]]+TOU_CTabulation[[#This Row],[Over Value]]","v":0}]
[1,18,22,0,0,10,2,0,10,0,0,{"$f":"TOU_CTabulation[[#This Row],[AC System Output (W)]]/1000","v":0},{"$f":"IF(A458=TOU_CTabulation[[#This Row],[Month]],M458+TOU_CTabulation[[#This Row],[AC System Output (kW)]],TOU_CTabulation[[#This Row],[AC System Output (kW)]])","v":244.06246599999997},{"$f":"VLOOKUP(TOU_CTabulation[[#This Row],[Month]],Season,2)","v":"Winter"},{"$f":"VLOOKUP(TOU_CTabulation[[#This Row],[Season]],CRate,2)","v":10.5},{"$f":"IF(A460>TOU_CTabulation[[#This Row],[Month]],TOU_CTabulation[[#This Row],[Day]]*TOU_CTabulation[[#This Row],[Base Allow]],0)","v":0},{"$f":"IF(A460>TOU_CTabulation[[#This Row],[Month]],TOU_CTabulation[[#This Row],[Month Cumm]],0)","v":0},{"$f":"IF(TOU_CTabulation[[#This Row],[Month Base Gen]]=0,0,TOU_CTabulation[[#This Row],[Month Base Gen]]-TOU_CTabulation[[#This Row],[Day]]*TOU_CTabulation[[#This Row],[Base Allow]])","v":0},{"$f":"VLOOKUP(TOU_CTabulation[[#This Row],[Hour]],daypart,2)","v":"All"},{"$f":"TOU_CTabulation[[#This Row],[Season]]&TOU_CTabulation[[#This Row],[Day-Part]]","v":"WinterAll"},{"$f":"VLOOKUP(TOU_CTabulation[[#This Row],[Daypart]],TOUC,2)","v":0.25901999999999997},{"$f":"VLOOKUP(TOU_CTabulation[[#This Row],[Daypart]],TOUC,3)","v":0.32596000000000003},{"$f":"TOU_CTabulation[[#This Row],[Month Base Allow]]*TOU_CTabulation[[#This Row],[Base Rate]]","v":0},{"$f":"TOU_CTabulation[[#This Row],[Month Overbase Gen]]*TOU_CTabulation[[#This Row],[Over Rate]]","v":0},{"$f":"TOU_CTabulation[[#This Row],[Base Value]]+TOU_CTabulation[[#This Row],[Over Value]]","v":0}]
[1,18,23,0,0,10,2,0,10,0,0,{"$f":"TOU_CTabulation[[#This Row],[AC System Output (W)]]/1000","v":0},{"$f":"IF(A459=TOU_CTabulation[[#This Row],[Month]],M459+TOU_CTabulation[[#This Row],[AC System Output (kW)]],TOU_CTabulation[[#This Row],[AC System Output (kW)]])","v":244.06246599999997},{"$f":"VLOOKUP(TOU_CTabulation[[#This Row],[Month]],Season,2)","v":"Winter"},{"$f":"VLOOKUP(TOU_CTabulation[[#This Row],[Season]],CRate,2)","v":10.5},{"$f":"IF(A461>TOU_CTabulation[[#This Row],[Month]],TOU_CTabulation[[#This Row],[Day]]*TOU_CTabulation[[#This Row],[Base Allow]],0)","v":0},{"$f":"IF(A461>TOU_CTabulation[[#This Row],[Month]],TOU_CTabulation[[#This Row],[Month Cumm]],0)","v":0},{"$f":"IF(TOU_CTabulation[[#This Row],[Month Base Gen]]=0,0,TOU_CTabulation[[#This Row],[Month Base Gen]]-TOU_CTabulation[[#This Row],[Day]]*TOU_CTabulation[[#This Row],[Base Allow]])","v":0},{"$f":"VLOOKUP(TOU_CTabulation[[#This Row],[Hour]],daypart,2)","v":"All"},{"$f":"TOU_CTabulation[[#This Row],[Season]]&TOU_CTabulation[[#This Row],[Day-Part]]","v":"WinterAll"},{"$f":"VLOOKUP(TOU_CTabulation[[#This Row],[Daypart]],TOUC,2)","v":0.25901999999999997},{"$f":"VLOOKUP(TOU_CTabulation[[#This Row],[Daypart]],TOUC,3)","v":0.32596000000000003},{"$f":"TOU_CTabulation[[#This Row],[Month Base Allow]]*TOU_CTabulation[[#This Row],[Base Rate]]","v":0},{"$f":"TOU_CTabulation[[#This Row],[Month Overbase Gen]]*TOU_CTabulation[[#This Row],[Over Rate]]","v":0},{"$f":"TOU_CTabulation[[#This Row],[Base Value]]+TOU_CTabulation[[#This Row],[Over Value]]","v":0}]
[1,19,0,0,0,10,2,0,10,0,0,{"$f":"TOU_CTabulation[[#This Row],[AC System Output (W)]]/1000","v":0},{"$f":"IF(A460=TOU_CTabulation[[#This Row],[Month]],M460+TOU_CTabulation[[#This Row],[AC System Output (kW)]],TOU_CTabulation[[#This Row],[AC System Output (kW)]])","v":244.06246599999997},{"$f":"VLOOKUP(TOU_CTabulation[[#This Row],[Month]],Season,2)","v":"Winter"},{"$f":"VLOOKUP(TOU_CTabulation[[#This Row],[Season]],CRate,2)","v":10.5},{"$f":"IF(A462>TOU_CTabulation[[#This Row],[Month]],TOU_CTabulation[[#This Row],[Day]]*TOU_CTabulation[[#This Row],[Base Allow]],0)","v":0},{"$f":"IF(A462>TOU_CTabulation[[#This Row],[Month]],TOU_CTabulation[[#This Row],[Month Cumm]],0)","v":0},{"$f":"IF(TOU_CTabulation[[#This Row],[Month Base Gen]]=0,0,TOU_CTabulation[[#This Row],[Month Base Gen]]-TOU_CTabulation[[#This Row],[Day]]*TOU_CTabulation[[#This Row],[Base Allow]])","v":0},{"$f":"VLOOKUP(TOU_CTabulation[[#This Row],[Hour]],daypart,2)","v":"All"},{"$f":"TOU_CTabulation[[#This Row],[Season]]&TOU_CTabulation[[#This Row],[Day-Part]]","v":"WinterAll"},{"$f":"VLOOKUP(TOU_CTabulation[[#This Row],[Daypart]],TOUC,2)","v":0.25901999999999997},{"$f":"VLOOKUP(TOU_CTabulation[[#This Row],[Daypart]],TOUC,3)","v":0.32596000000000003},{"$f":"TOU_CTabulation[[#This Row],[Month Base Allow]]*TOU_CTabulation[[#This Row],[Base Rate]]","v":0},{"$f":"TOU_CTabulation[[#This Row],[Month Overbase Gen]]*TOU_CTabulation[[#This Row],[Over Rate]]","v":0},{"$f":"TOU_CTabulation[[#This Row],[Base Value]]+TOU_CTabulation[[#This Row],[Over Value]]","v":0}]
[1,19,1,0,0,10,2,0,10,0,0,{"$f":"TOU_CTabulation[[#This Row],[AC System Output (W)]]/1000","v":0},{"$f":"IF(A461=TOU_CTabulation[[#This Row],[Month]],M461+TOU_CTabulation[[#This Row],[AC System Output (kW)]],TOU_CTabulation[[#This Row],[AC System Output (kW)]])","v":244.06246599999997},{"$f":"VLOOKUP(TOU_CTabulation[[#This Row],[Month]],Season,2)","v":"Winter"},{"$f":"VLOOKUP(TOU_CTabulation[[#This Row],[Season]],CRate,2)","v":10.5},{"$f":"IF(A463>TOU_CTabulation[[#This Row],[Month]],TOU_CTabulation[[#This Row],[Day]]*TOU_CTabulation[[#This Row],[Base Allow]],0)","v":0},{"$f":"IF(A463>TOU_CTabulation[[#This Row],[Month]],TOU_CTabulation[[#This Row],[Month Cumm]],0)","v":0},{"$f":"IF(TOU_CTabulation[[#This Row],[Month Base Gen]]=0,0,TOU_CTabulation[[#This Row],[Month Base Gen]]-TOU_CTabulation[[#This Row],[Day]]*TOU_CTabulation[[#This Row],[Base Allow]])","v":0},{"$f":"VLOOKUP(TOU_CTabulation[[#This Row],[Hour]],daypart,2)","v":"All"},{"$f":"TOU_CTabulation[[#This Row],[Season]]&TOU_CTabulation[[#This Row],[Day-Part]]","v":"WinterAll"},{"$f":"VLOOKUP(TOU_CTabulation[[#This Row],[Daypart]],TOUC,2)","v":0.25901999999999997},{"$f":"VLOOKUP(TOU_CTabulation[[#This Row],[Daypart]],TOUC,3)","v":0.32596000000000003},{"$f":"TOU_CTabulation[[#This Row],[Month Base Allow]]*TOU_CTabulation[[#This Row],[Base Rate]]","v":0},{"$f":"TOU_CTabulation[[#This Row],[Month Overbase Gen]]*TOU_CTabulation[[#This Row],[Over Rate]]","v":0},{"$f":"TOU_CTabulation[[#This Row],[Base Value]]+TOU_CTabulation[[#This Row],[Over Value]]","v":0}]
[1,19,2,0,0,10,1,0,10,0,0,{"$f":"TOU_CTabulation[[#This Row],[AC System Output (W)]]/1000","v":0},{"$f":"IF(A462=TOU_CTabulation[[#This Row],[Month]],M462+TOU_CTabulation[[#This Row],[AC System Output (kW)]],TOU_CTabulation[[#This Row],[AC System Output (kW)]])","v":244.06246599999997},{"$f":"VLOOKUP(TOU_CTabulation[[#This Row],[Month]],Season,2)","v":"Winter"},{"$f":"VLOOKUP(TOU_CTabulation[[#This Row],[Season]],CRate,2)","v":10.5},{"$f":"IF(A464>TOU_CTabulation[[#This Row],[Month]],TOU_CTabulation[[#This Row],[Day]]*TOU_CTabulation[[#This Row],[Base Allow]],0)","v":0},{"$f":"IF(A464>TOU_CTabulation[[#This Row],[Month]],TOU_CTabulation[[#This Row],[Month Cumm]],0)","v":0},{"$f":"IF(TOU_CTabulation[[#This Row],[Month Base Gen]]=0,0,TOU_CTabulation[[#This Row],[Month Base Gen]]-TOU_CTabulation[[#This Row],[Day]]*TOU_CTabulation[[#This Row],[Base Allow]])","v":0},{"$f":"VLOOKUP(TOU_CTabulation[[#This Row],[Hour]],daypart,2)","v":"All"},{"$f":"TOU_CTabulation[[#This Row],[Season]]&TOU_CTabulation[[#This Row],[Day-Part]]","v":"WinterAll"},{"$f":"VLOOKUP(TOU_CTabulation[[#This Row],[Daypart]],TOUC,2)","v":0.25901999999999997},{"$f":"VLOOKUP(TOU_CTabulation[[#This Row],[Daypart]],TOUC,3)","v":0.32596000000000003},{"$f":"TOU_CTabulation[[#This Row],[Month Base Allow]]*TOU_CTabulation[[#This Row],[Base Rate]]","v":0},{"$f":"TOU_CTabulation[[#This Row],[Month Overbase Gen]]*TOU_CTabulation[[#This Row],[Over Rate]]","v":0},{"$f":"TOU_CTabulation[[#This Row],[Base Value]]+TOU_CTabulation[[#This Row],[Over Value]]","v":0}]
[1,19,3,0,0,10,1,0,10,0,0,{"$f":"TOU_CTabulation[[#This Row],[AC System Output (W)]]/1000","v":0},{"$f":"IF(A463=TOU_CTabulation[[#This Row],[Month]],M463+TOU_CTabulation[[#This Row],[AC System Output (kW)]],TOU_CTabulation[[#This Row],[AC System Output (kW)]])","v":244.06246599999997},{"$f":"VLOOKUP(TOU_CTabulation[[#This Row],[Month]],Season,2)","v":"Winter"},{"$f":"VLOOKUP(TOU_CTabulation[[#This Row],[Season]],CRate,2)","v":10.5},{"$f":"IF(A465>TOU_CTabulation[[#This Row],[Month]],TOU_CTabulation[[#This Row],[Day]]*TOU_CTabulation[[#This Row],[Base Allow]],0)","v":0},{"$f":"IF(A465>TOU_CTabulation[[#This Row],[Month]],TOU_CTabulation[[#This Row],[Month Cumm]],0)","v":0},{"$f":"IF(TOU_CTabulation[[#This Row],[Month Base Gen]]=0,0,TOU_CTabulation[[#This Row],[Month Base Gen]]-TOU_CTabulation[[#This Row],[Day]]*TOU_CTabulation[[#This Row],[Base Allow]])","v":0},{"$f":"VLOOKUP(TOU_CTabulation[[#This Row],[Hour]],daypart,2)","v":"All"},{"$f":"TOU_CTabulation[[#This Row],[Season]]&TOU_CTabulation[[#This Row],[Day-Part]]","v":"WinterAll"},{"$f":"VLOOKUP(TOU_CTabulation[[#This Row],[Daypart]],TOUC,2)","v":0.25901999999999997},{"$f":"VLOOKUP(TOU_CTabulation[[#This Row],[Daypart]],TOUC,3)","v":0.32596000000000003},{"$f":"TOU_CTabulation[[#This Row],[Month Base Allow]]*TOU_CTabulation[[#This Row],[Base Rate]]","v":0},{"$f":"TOU_CTabulation[[#This Row],[Month Overbase Gen]]*TOU_CTabulation[[#This Row],[Over Rate]]","v":0},{"$f":"TOU_CTabulation[[#This Row],[Base Value]]+TOU_CTabulation[[#This Row],[Over Value]]","v":0}]
[1,19,4,0,0,10,1,0,10,0,0,{"$f":"TOU_CTabulation[[#This Row],[AC System Output (W)]]/1000","v":0},{"$f":"IF(A464=TOU_CTabulation[[#This Row],[Month]],M464+TOU_CTabulation[[#This Row],[AC System Output (kW)]],TOU_CTabulation[[#This Row],[AC System Output (kW)]])","v":244.06246599999997},{"$f":"VLOOKUP(TOU_CTabulation[[#This Row],[Month]],Season,2)","v":"Winter"},{"$f":"VLOOKUP(TOU_CTabulation[[#This Row],[Season]],CRate,2)","v":10.5},{"$f":"IF(A466>TOU_CTabulation[[#This Row],[Month]],TOU_CTabulation[[#This Row],[Day]]*TOU_CTabulation[[#This Row],[Base Allow]],0)","v":0},{"$f":"IF(A466>TOU_CTabulation[[#This Row],[Month]],TOU_CTabulation[[#This Row],[Month Cumm]],0)","v":0},{"$f":"IF(TOU_CTabulation[[#This Row],[Month Base Gen]]=0,0,TOU_CTabulation[[#This Row],[Month Base Gen]]-TOU_CTabulation[[#This Row],[Day]]*TOU_CTabulation[[#This Row],[Base Allow]])","v":0},{"$f":"VLOOKUP(TOU_CTabulation[[#This Row],[Hour]],daypart,2)","v":"All"},{"$f":"TOU_CTabulation[[#This Row],[Season]]&TOU_CTabulation[[#This Row],[Day-Part]]","v":"WinterAll"},{"$f":"VLOOKUP(TOU_CTabulation[[#This Row],[Daypart]],TOUC,2)","v":0.25901999999999997},{"$f":"VLOOKUP(TOU_CTabulation[[#This Row],[Daypart]],TOUC,3)","v":0.32596000000000003},{"$f":"TOU_CTabulation[[#This Row],[Month Base Allow]]*TOU_CTabulation[[#This Row],[Base Rate]]","v":0},{"$f":"TOU_CTabulation[[#This Row],[Month Overbase Gen]]*TOU_CTabulation[[#This Row],[Over Rate]]","v":0},{"$f":"TOU_CTabulation[[#This Row],[Base Value]]+TOU_CTabulation[[#This Row],[Over Value]]","v":0}]
[1,19,5,0,0,10,1,0,10,0,0,{"$f":"TOU_CTabulation[[#This Row],[AC System Output (W)]]/1000","v":0},{"$f":"IF(A465=TOU_CTabulation[[#This Row],[Month]],M465+TOU_CTabulation[[#This Row],[AC System Output (kW)]],TOU_CTabulation[[#This Row],[AC System Output (kW)]])","v":244.06246599999997},{"$f":"VLOOKUP(TOU_CTabulation[[#This Row],[Month]],Season,2)","v":"Winter"},{"$f":"VLOOKUP(TOU_CTabulation[[#This Row],[Season]],CRate,2)","v":10.5},{"$f":"IF(A467>TOU_CTabulation[[#This Row],[Month]],TOU_CTabulation[[#This Row],[Day]]*TOU_CTabulation[[#This Row],[Base Allow]],0)","v":0},{"$f":"IF(A467>TOU_CTabulation[[#This Row],[Month]],TOU_CTabulation[[#This Row],[Month Cumm]],0)","v":0},{"$f":"IF(TOU_CTabulation[[#This Row],[Month Base Gen]]=0,0,TOU_CTabulation[[#This Row],[Month Base Gen]]-TOU_CTabulation[[#This Row],[Day]]*TOU_CTabulation[[#This Row],[Base Allow]])","v":0},{"$f":"VLOOKUP(TOU_CTabulation[[#This Row],[Hour]],daypart,2)","v":"All"},{"$f":"TOU_CTabulation[[#This Row],[Season]]&TOU_CTabulation[[#This Row],[Day-Part]]","v":"WinterAll"},{"$f":"VLOOKUP(TOU_CTabulation[[#This Row],[Daypart]],TOUC,2)","v":0.25901999999999997},{"$f":"VLOOKUP(TOU_CTabulation[[#This Row],[Daypart]],TOUC,3)","v":0.32596000000000003},{"$f":"TOU_CTabulation[[#This Row],[Month Base Allow]]*TOU_CTabulation[[#This Row],[Base Rate]]","v":0},{"$f":"TOU_CTabulation[[#This Row],[Month Overbase Gen]]*TOU_CTabulation[[#This Row],[Over Rate]]","v":0},{"$f":"TOU_CTabulation[[#This Row],[Base Value]]+TOU_CTabulation[[#This Row],[Over Value]]","v":0}]
[1,19,6,0,0,10,1,0,10,0,0,{"$f":"TOU_CTabulation[[#This Row],[AC System Output (W)]]/1000","v":0},{"$f":"IF(A466=TOU_CTabulation[[#This Row],[Month]],M466+TOU_CTabulation[[#This Row],[AC System Output (kW)]],TOU_CTabulation[[#This Row],[AC System Output (kW)]])","v":244.06246599999997},{"$f":"VLOOKUP(TOU_CTabulation[[#This Row],[Month]],Season,2)","v":"Winter"},{"$f":"VLOOKUP(TOU_CTabulation[[#This Row],[Season]],CRate,2)","v":10.5},{"$f":"IF(A468>TOU_CTabulation[[#This Row],[Month]],TOU_CTabulation[[#This Row],[Day]]*TOU_CTabulation[[#This Row],[Base Allow]],0)","v":0},{"$f":"IF(A468>TOU_CTabulation[[#This Row],[Month]],TOU_CTabulation[[#This Row],[Month Cumm]],0)","v":0},{"$f":"IF(TOU_CTabulation[[#This Row],[Month Base Gen]]=0,0,TOU_CTabulation[[#This Row],[Month Base Gen]]-TOU_CTabulation[[#This Row],[Day]]*TOU_CTabulation[[#This Row],[Base Allow]])","v":0},{"$f":"VLOOKUP(TOU_CTabulation[[#This Row],[Hour]],daypart,2)","v":"All"},{"$f":"TOU_CTabulation[[#This Row],[Season]]&TOU_CTabulation[[#This Row],[Day-Part]]","v":"WinterAll"},{"$f":"VLOOKUP(TOU_CTabulation[[#This Row],[Daypart]],TOUC,2)","v":0.25901999999999997},{"$f":"VLOOKUP(TOU_CTabulation[[#This Row],[Daypart]],TOUC,3)","v":0.32596000000000003},{"$f":"TOU_CTabulation[[#This Row],[Month Base Allow]]*TOU_CTabulation[[#This Row],[Base Rate]]","v":0},{"$f":"TOU_CTabulation[[#This Row],[Month Overbase Gen]]*TOU_CTabulation[[#This Row],[Over Rate]]","v":0},{"$f":"TOU_CTabulation[[#This Row],[Base Value]]+TOU_CTabulation[[#This Row],[Over Value]]","v":0}]
[1,19,7,0,5,10,1,4.726,7.516,17.579000000000001,0,{"$f":"TOU_CTabulation[[#This Row],[AC System Output (W)]]/1000","v":0},{"$f":"IF(A467=TOU_CTabulation[[#This Row],[Month]],M467+TOU_CTabulation[[#This Row],[AC System Output (kW)]],TOU_CTabulation[[#This Row],[AC System Output (kW)]])","v":244.06246599999997},{"$f":"VLOOKUP(TOU_CTabulation[[#This Row],[Month]],Season,2)","v":"Winter"},{"$f":"VLOOKUP(TOU_CTabulation[[#This Row],[Season]],CRate,2)","v":10.5},{"$f":"IF(A469>TOU_CTabulation[[#This Row],[Month]],TOU_CTabulation[[#This Row],[Day]]*TOU_CTabulation[[#This Row],[Base Allow]],0)","v":0},{"$f":"IF(A469>TOU_CTabulation[[#This Row],[Month]],TOU_CTabulation[[#This Row],[Month Cumm]],0)","v":0},{"$f":"IF(TOU_CTabulation[[#This Row],[Month Base Gen]]=0,0,TOU_CTabulation[[#This Row],[Month Base Gen]]-TOU_CTabulation[[#This Row],[Day]]*TOU_CTabulation[[#This Row],[Base Allow]])","v":0},{"$f":"VLOOKUP(TOU_CTabulation[[#This Row],[Hour]],daypart,2)","v":"All"},{"$f":"TOU_CTabulation[[#This Row],[Season]]&TOU_CTabulation[[#This Row],[Day-Part]]","v":"WinterAll"},{"$f":"VLOOKUP(TOU_CTabulation[[#This Row],[Daypart]],TOUC,2)","v":0.25901999999999997},{"$f":"VLOOKUP(TOU_CTabulation[[#This Row],[Daypart]],TOUC,3)","v":0.32596000000000003},{"$f":"TOU_CTabulation[[#This Row],[Month Base Allow]]*TOU_CTabulation[[#This Row],[Base Rate]]","v":0},{"$f":"TOU_CTabulation[[#This Row],[Month Overbase Gen]]*TOU_CTabulation[[#This Row],[Over Rate]]","v":0},{"$f":"TOU_CTabulation[[#This Row],[Base Value]]+TOU_CTabulation[[#This Row],[Over Value]]","v":0}]
[1,19,8,0,62,11,2,60.154000000000003,10.615,220.714,196.11,{"$f":"TOU_CTabulation[[#This Row],[AC System Output (W)]]/1000","v":0.19611000000000001},{"$f":"IF(A468=TOU_CTabulation[[#This Row],[Month]],M468+TOU_CTabulation[[#This Row],[AC System Output (kW)]],TOU_CTabulation[[#This Row],[AC System Output (kW)]])","v":244.25857599999998},{"$f":"VLOOKUP(TOU_CTabulation[[#This Row],[Month]],Season,2)","v":"Winter"},{"$f":"VLOOKUP(TOU_CTabulation[[#This Row],[Season]],CRate,2)","v":10.5},{"$f":"IF(A470>TOU_CTabulation[[#This Row],[Month]],TOU_CTabulation[[#This Row],[Day]]*TOU_CTabulation[[#This Row],[Base Allow]],0)","v":0},{"$f":"IF(A470>TOU_CTabulation[[#This Row],[Month]],TOU_CTabulation[[#This Row],[Month Cumm]],0)","v":0},{"$f":"IF(TOU_CTabulation[[#This Row],[Month Base Gen]]=0,0,TOU_CTabulation[[#This Row],[Month Base Gen]]-TOU_CTabulation[[#This Row],[Day]]*TOU_CTabulation[[#This Row],[Base Allow]])","v":0},{"$f":"VLOOKUP(TOU_CTabulation[[#This Row],[Hour]],daypart,2)","v":"All"},{"$f":"TOU_CTabulation[[#This Row],[Season]]&TOU_CTabulation[[#This Row],[Day-Part]]","v":"WinterAll"},{"$f":"VLOOKUP(TOU_CTabulation[[#This Row],[Daypart]],TOUC,2)","v":0.25901999999999997},{"$f":"VLOOKUP(TOU_CTabulation[[#This Row],[Daypart]],TOUC,3)","v":0.32596000000000003},{"$f":"TOU_CTabulation[[#This Row],[Month Base Allow]]*TOU_CTabulation[[#This Row],[Base Rate]]","v":0},{"$f":"TOU_CTabulation[[#This Row],[Month Overbase Gen]]*TOU_CTabulation[[#This Row],[Over Rate]]","v":0},{"$f":"TOU_CTabulation[[#This Row],[Base Value]]+TOU_CTabulation[[#This Row],[Over Value]]","v":0}]
[1,19,9,804,59,12,2,556.38400000000001,25.347000000000001,1861.0830000000001,1791.106,{"$f":"TOU_CTabulation[[#This Row],[AC System Output (W)]]/1000","v":1.7911060000000001},{"$f":"IF(A469=TOU_CTabulation[[#This Row],[Month]],M469+TOU_CTabulation[[#This Row],[AC System Output (kW)]],TOU_CTabulation[[#This Row],[AC System Output (kW)]])","v":246.04968199999999},{"$f":"VLOOKUP(TOU_CTabulation[[#This Row],[Month]],Season,2)","v":"Winter"},{"$f":"VLOOKUP(TOU_CTabulation[[#This Row],[Season]],CRate,2)","v":10.5},{"$f":"IF(A471>TOU_CTabulation[[#This Row],[Month]],TOU_CTabulation[[#This Row],[Day]]*TOU_CTabulation[[#This Row],[Base Allow]],0)","v":0},{"$f":"IF(A471>TOU_CTabulation[[#This Row],[Month]],TOU_CTabulation[[#This Row],[Month Cumm]],0)","v":0},{"$f":"IF(TOU_CTabulation[[#This Row],[Month Base Gen]]=0,0,TOU_CTabulation[[#This Row],[Month Base Gen]]-TOU_CTabulation[[#This Row],[Day]]*TOU_CTabulation[[#This Row],[Base Allow]])","v":0},{"$f":"VLOOKUP(TOU_CTabulation[[#This Row],[Hour]],daypart,2)","v":"All"},{"$f":"TOU_CTabulation[[#This Row],[Season]]&TOU_CTabulation[[#This Row],[Day-Part]]","v":"WinterAll"},{"$f":"VLOOKUP(TOU_CTabulation[[#This Row],[Daypart]],TOUC,2)","v":0.25901999999999997},{"$f":"VLOOKUP(TOU_CTabulation[[#This Row],[Daypart]],TOUC,3)","v":0.32596000000000003},{"$f":"TOU_CTabulation[[#This Row],[Month Base Allow]]*TOU_CTabulation[[#This Row],[Base Rate]]","v":0},{"$f":"TOU_CTabulation[[#This Row],[Month Overbase Gen]]*TOU_CTabulation[[#This Row],[Over Rate]]","v":0},{"$f":"TOU_CTabulation[[#This Row],[Base Value]]+TOU_CTabulation[[#This Row],[Over Value]]","v":0}]
[1,19,10,0,132,13,3,128.56299999999999,15.891999999999999,460.76100000000002,431.08,{"$f":"TOU_CTabulation[[#This Row],[AC System Output (W)]]/1000","v":0.43107999999999996},{"$f":"IF(A470=TOU_CTabulation[[#This Row],[Month]],M470+TOU_CTabulation[[#This Row],[AC System Output (kW)]],TOU_CTabulation[[#This Row],[AC System Output (kW)]])","v":246.480762},{"$f":"VLOOKUP(TOU_CTabulation[[#This Row],[Month]],Season,2)","v":"Winter"},{"$f":"VLOOKUP(TOU_CTabulation[[#This Row],[Season]],CRate,2)","v":10.5},{"$f":"IF(A472>TOU_CTabulation[[#This Row],[Month]],TOU_CTabulation[[#This Row],[Day]]*TOU_CTabulation[[#This Row],[Base Allow]],0)","v":0},{"$f":"IF(A472>TOU_CTabulation[[#This Row],[Month]],TOU_CTabulation[[#This Row],[Month Cumm]],0)","v":0},{"$f":"IF(TOU_CTabulation[[#This Row],[Month Base Gen]]=0,0,TOU_CTabulation[[#This Row],[Month Base Gen]]-TOU_CTabulation[[#This Row],[Day]]*TOU_CTabulation[[#This Row],[Base Allow]])","v":0},{"$f":"VLOOKUP(TOU_CTabulation[[#This Row],[Hour]],daypart,2)","v":"All"},{"$f":"TOU_CTabulation[[#This Row],[Season]]&TOU_CTabulation[[#This Row],[Day-Part]]","v":"WinterAll"},{"$f":"VLOOKUP(TOU_CTabulation[[#This Row],[Daypart]],TOUC,2)","v":0.25901999999999997},{"$f":"VLOOKUP(TOU_CTabulation[[#This Row],[Daypart]],TOUC,3)","v":0.32596000000000003},{"$f":"TOU_CTabulation[[#This Row],[Month Base Allow]]*TOU_CTabulation[[#This Row],[Base Rate]]","v":0},{"$f":"TOU_CTabulation[[#This Row],[Month Overbase Gen]]*TOU_CTabulation[[#This Row],[Over Rate]]","v":0},{"$f":"TOU_CTabulation[[#This Row],[Base Value]]+TOU_CTabulation[[#This Row],[Over Value]]","v":0}]
[1,19,11,0,51,13,3,48.435000000000002,12.772,176.029,152.31200000000001,{"$f":"TOU_CTabulation[[#This Row],[AC System Output (W)]]/1000","v":0.152312},{"$f":"IF(A471=TOU_CTabulation[[#This Row],[Month]],M471+TOU_CTabulation[[#This Row],[AC System Output (kW)]],TOU_CTabulation[[#This Row],[AC System Output (kW)]])","v":246.63307399999999},{"$f":"VLOOKUP(TOU_CTabulation[[#This Row],[Month]],Season,2)","v":"Winter"},{"$f":"VLOOKUP(TOU_CTabulation[[#This Row],[Season]],CRate,2)","v":10.5},{"$f":"IF(A473>TOU_CTabulation[[#This Row],[Month]],TOU_CTabulation[[#This Row],[Day]]*TOU_CTabulation[[#This Row],[Base Allow]],0)","v":0},{"$f":"IF(A473>TOU_CTabulation[[#This Row],[Month]],TOU_CTabulation[[#This Row],[Month Cumm]],0)","v":0},{"$f":"IF(TOU_CTabulation[[#This Row],[Month Base Gen]]=0,0,TOU_CTabulation[[#This Row],[Month Base Gen]]-TOU_CTabulation[[#This Row],[Day]]*TOU_CTabulation[[#This Row],[Base Allow]])","v":0},{"$f":"VLOOKUP(TOU_CTabulation[[#This Row],[Hour]],daypart,2)","v":"All"},{"$f":"TOU_CTabulation[[#This Row],[Season]]&TOU_CTabulation[[#This Row],[Day-Part]]","v":"WinterAll"},{"$f":"VLOOKUP(TOU_CTabulation[[#This Row],[Daypart]],TOUC,2)","v":0.25901999999999997},{"$f":"VLOOKUP(TOU_CTabulation[[#This Row],[Daypart]],TOUC,3)","v":0.32596000000000003},{"$f":"TOU_CTabulation[[#This Row],[Month Base Allow]]*TOU_CTabulation[[#This Row],[Base Rate]]","v":0},{"$f":"TOU_CTabulation[[#This Row],[Month Overbase Gen]]*TOU_CTabulation[[#This Row],[Over Rate]]","v":0},{"$f":"TOU_CTabulation[[#This Row],[Base Value]]+TOU_CTabulation[[#This Row],[Over Value]]","v":0}]
[1,19,12,0,132,14,3,127.718,15.516999999999999,458.505,428.875,{"$f":"TOU_CTabulation[[#This Row],[AC System Output (W)]]/1000","v":0.42887500000000001},{"$f":"IF(A472=TOU_CTabulation[[#This Row],[Month]],M472+TOU_CTabulation[[#This Row],[AC System Output (kW)]],TOU_CTabulation[[#This Row],[AC System Output (kW)]])","v":247.061949},{"$f":"VLOOKUP(TOU_CTabulation[[#This Row],[Month]],Season,2)","v":"Winter"},{"$f":"VLOOKUP(TOU_CTabulation[[#This Row],[Season]],CRate,2)","v":10.5},{"$f":"IF(A474>TOU_CTabulation[[#This Row],[Month]],TOU_CTabulation[[#This Row],[Day]]*TOU_CTabulation[[#This Row],[Base Allow]],0)","v":0},{"$f":"IF(A474>TOU_CTabulation[[#This Row],[Month]],TOU_CTabulation[[#This Row],[Month Cumm]],0)","v":0},{"$f":"IF(TOU_CTabulation[[#This Row],[Month Base Gen]]=0,0,TOU_CTabulation[[#This Row],[Month Base Gen]]-TOU_CTabulation[[#This Row],[Day]]*TOU_CTabulation[[#This Row],[Base Allow]])","v":0},{"$f":"VLOOKUP(TOU_CTabulation[[#This Row],[Hour]],daypart,2)","v":"All"},{"$f":"TOU_CTabulation[[#This Row],[Season]]&TOU_CTabulation[[#This Row],[Day-Part]]","v":"WinterAll"},{"$f":"VLOOKUP(TOU_CTabulation[[#This Row],[Daypart]],TOUC,2)","v":0.25901999999999997},{"$f":"VLOOKUP(TOU_CTabulation[[#This Row],[Daypart]],TOUC,3)","v":0.32596000000000003},{"$f":"TOU_CTabulation[[#This Row],[Month Base Allow]]*TOU_CTabulation[[#This Row],[Base Rate]]","v":0},{"$f":"TOU_CTabulation[[#This Row],[Month Overbase Gen]]*TOU_CTabulation[[#This Row],[Over Rate]]","v":0},{"$f":"TOU_CTabulation[[#This Row],[Base Value]]+TOU_CTabulation[[#This Row],[Over Value]]","v":0}]
[1,19,13,0,14,13,4,13.276,11.988,48.417000000000002,27.128,{"$f":"TOU_CTabulation[[#This Row],[AC System Output (W)]]/1000","v":2.7127999999999999E-2},{"$f":"IF(A473=TOU_CTabulation[[#This Row],[Month]],M473+TOU_CTabulation[[#This Row],[AC System Output (kW)]],TOU_CTabulation[[#This Row],[AC System Output (kW)]])","v":247.089077},{"$f":"VLOOKUP(TOU_CTabulation[[#This Row],[Month]],Season,2)","v":"Winter"},{"$f":"VLOOKUP(TOU_CTabulation[[#This Row],[Season]],CRate,2)","v":10.5},{"$f":"IF(A475>TOU_CTabulation[[#This Row],[Month]],TOU_CTabulation[[#This Row],[Day]]*TOU_CTabulation[[#This Row],[Base Allow]],0)","v":0},{"$f":"IF(A475>TOU_CTabulation[[#This Row],[Month]],TOU_CTabulation[[#This Row],[Month Cumm]],0)","v":0},{"$f":"IF(TOU_CTabulation[[#This Row],[Month Base Gen]]=0,0,TOU_CTabulation[[#This Row],[Month Base Gen]]-TOU_CTabulation[[#This Row],[Day]]*TOU_CTabulation[[#This Row],[Base Allow]])","v":0},{"$f":"VLOOKUP(TOU_CTabulation[[#This Row],[Hour]],daypart,2)","v":"All"},{"$f":"TOU_CTabulation[[#This Row],[Season]]&TOU_CTabulation[[#This Row],[Day-Part]]","v":"WinterAll"},{"$f":"VLOOKUP(TOU_CTabulation[[#This Row],[Daypart]],TOUC,2)","v":0.25901999999999997},{"$f":"VLOOKUP(TOU_CTabulation[[#This Row],[Daypart]],TOUC,3)","v":0.32596000000000003},{"$f":"TOU_CTabulation[[#This Row],[Month Base Allow]]*TOU_CTabulation[[#This Row],[Base Rate]]","v":0},{"$f":"TOU_CTabulation[[#This Row],[Month Overbase Gen]]*TOU_CTabulation[[#This Row],[Over Rate]]","v":0},{"$f":"TOU_CTabulation[[#This Row],[Base Value]]+TOU_CTabulation[[#This Row],[Over Value]]","v":0}]
[1,19,14,0,108,13,4,104.482,13.773999999999999,378.03,350.15899999999999,{"$f":"TOU_CTabulation[[#This Row],[AC System Output (W)]]/1000","v":0.350159},{"$f":"IF(A474=TOU_CTabulation[[#This Row],[Month]],M474+TOU_CTabulation[[#This Row],[AC System Output (kW)]],TOU_CTabulation[[#This Row],[AC System Output (kW)]])","v":247.43923599999999},{"$f":"VLOOKUP(TOU_CTabulation[[#This Row],[Month]],Season,2)","v":"Winter"},{"$f":"VLOOKUP(TOU_CTabulation[[#This Row],[Season]],CRate,2)","v":10.5},{"$f":"IF(A476>TOU_CTabulation[[#This Row],[Month]],TOU_CTabulation[[#This Row],[Day]]*TOU_CTabulation[[#This Row],[Base Allow]],0)","v":0},{"$f":"IF(A476>TOU_CTabulation[[#This Row],[Month]],TOU_CTabulation[[#This Row],[Month Cumm]],0)","v":0},{"$f":"IF(TOU_CTabulation[[#This Row],[Month Base Gen]]=0,0,TOU_CTabulation[[#This Row],[Month Base Gen]]-TOU_CTabulation[[#This Row],[Day]]*TOU_CTabulation[[#This Row],[Base Allow]])","v":0},{"$f":"VLOOKUP(TOU_CTabulation[[#This Row],[Hour]],daypart,2)","v":"All"},{"$f":"TOU_CTabulation[[#This Row],[Season]]&TOU_CTabulation[[#This Row],[Day-Part]]","v":"WinterAll"},{"$f":"VLOOKUP(TOU_CTabulation[[#This Row],[Daypart]],TOUC,2)","v":0.25901999999999997},{"$f":"VLOOKUP(TOU_CTabulation[[#This Row],[Daypart]],TOUC,3)","v":0.32596000000000003},{"$f":"TOU_CTabulation[[#This Row],[Month Base Allow]]*TOU_CTabulation[[#This Row],[Base Rate]]","v":0},{"$f":"TOU_CTabulation[[#This Row],[Month Overbase Gen]]*TOU_CTabulation[[#This Row],[Over Rate]]","v":0},{"$f":"TOU_CTabulation[[#This Row],[Base Value]]+TOU_CTabulation[[#This Row],[Over Value]]","v":0}]
[1,19,15,0,69,12,3,66.081999999999994,12.125999999999999,240.85400000000001,215.845,{"$f":"TOU_CTabulation[[#This Row],[AC System Output (W)]]/1000","v":0.21584500000000001},{"$f":"IF(A475=TOU_CTabulation[[#This Row],[Month]],M475+TOU_CTabulation[[#This Row],[AC System Output (kW)]],TOU_CTabulation[[#This Row],[AC System Output (kW)]])","v":247.655081},{"$f":"VLOOKUP(TOU_CTabulation[[#This Row],[Month]],Season,2)","v":"Winter"},{"$f":"VLOOKUP(TOU_CTabulation[[#This Row],[Season]],CRate,2)","v":10.5},{"$f":"IF(A477>TOU_CTabulation[[#This Row],[Month]],TOU_CTabulation[[#This Row],[Day]]*TOU_CTabulation[[#This Row],[Base Allow]],0)","v":0},{"$f":"IF(A477>TOU_CTabulation[[#This Row],[Month]],TOU_CTabulation[[#This Row],[Month Cumm]],0)","v":0},{"$f":"IF(TOU_CTabulation[[#This Row],[Month Base Gen]]=0,0,TOU_CTabulation[[#This Row],[Month Base Gen]]-TOU_CTabulation[[#This Row],[Day]]*TOU_CTabulation[[#This Row],[Base Allow]])","v":0},{"$f":"VLOOKUP(TOU_CTabulation[[#This Row],[Hour]],daypart,2)","v":"All"},{"$f":"TOU_CTabulation[[#This Row],[Season]]&TOU_CTabulation[[#This Row],[Day-Part]]","v":"WinterAll"},{"$f":"VLOOKUP(TOU_CTabulation[[#This Row],[Daypart]],TOUC,2)","v":0.25901999999999997},{"$f":"VLOOKUP(TOU_CTabulation[[#This Row],[Daypart]],TOUC,3)","v":0.32596000000000003},{"$f":"TOU_CTabulation[[#This Row],[Month Base Allow]]*TOU_CTabulation[[#This Row],[Base Rate]]","v":0},{"$f":"TOU_CTabulation[[#This Row],[Month Overbase Gen]]*TOU_CTabulation[[#This Row],[Over Rate]]","v":0},{"$f":"TOU_CTabulation[[#This Row],[Base Value]]+TOU_CTabulation[[#This Row],[Over Value]]","v":0}]
[1,19,16,445,37,11,3,189.14500000000001,14.039,598.25,565.41999999999996,{"$f":"TOU_CTabulation[[#This Row],[AC System Output (W)]]/1000","v":0.56541999999999992},{"$f":"IF(A476=TOU_CTabulation[[#This Row],[Month]],M476+TOU_CTabulation[[#This Row],[AC System Output (kW)]],TOU_CTabulation[[#This Row],[AC System Output (kW)]])","v":248.22050099999998},{"$f":"VLOOKUP(TOU_CTabulation[[#This Row],[Month]],Season,2)","v":"Winter"},{"$f":"VLOOKUP(TOU_CTabulation[[#This Row],[Season]],CRate,2)","v":10.5},{"$f":"IF(A478>TOU_CTabulation[[#This Row],[Month]],TOU_CTabulation[[#This Row],[Day]]*TOU_CTabulation[[#This Row],[Base Allow]],0)","v":0},{"$f":"IF(A478>TOU_CTabulation[[#This Row],[Month]],TOU_CTabulation[[#This Row],[Month Cumm]],0)","v":0},{"$f":"IF(TOU_CTabulation[[#This Row],[Month Base Gen]]=0,0,TOU_CTabulation[[#This Row],[Month Base Gen]]-TOU_CTabulation[[#This Row],[Day]]*TOU_CTabulation[[#This Row],[Base Allow]])","v":0},{"$f":"VLOOKUP(TOU_CTabulation[[#This Row],[Hour]],daypart,2)","v":"All"},{"$f":"TOU_CTabulation[[#This Row],[Season]]&TOU_CTabulation[[#This Row],[Day-Part]]","v":"WinterAll"},{"$f":"VLOOKUP(TOU_CTabulation[[#This Row],[Daypart]],TOUC,2)","v":0.25901999999999997},{"$f":"VLOOKUP(TOU_CTabulation[[#This Row],[Daypart]],TOUC,3)","v":0.32596000000000003},{"$f":"TOU_CTabulation[[#This Row],[Month Base Allow]]*TOU_CTabulation[[#This Row],[Base Rate]]","v":0},{"$f":"TOU_CTabulation[[#This Row],[Month Overbase Gen]]*TOU_CTabulation[[#This Row],[Over Rate]]","v":0},{"$f":"TOU_CTabulation[[#This Row],[Base Value]]+TOU_CTabulation[[#This Row],[Over Value]]","v":0}]
[1,19,17,0,0,11,3,0,11,0,0,{"$f":"TOU_CTabulation[[#This Row],[AC System Output (W)]]/1000","v":0},{"$f":"IF(A477=TOU_CTabulation[[#This Row],[Month]],M477+TOU_CTabulation[[#This Row],[AC System Output (kW)]],TOU_CTabulation[[#This Row],[AC System Output (kW)]])","v":248.22050099999998},{"$f":"VLOOKUP(TOU_CTabulation[[#This Row],[Month]],Season,2)","v":"Winter"},{"$f":"VLOOKUP(TOU_CTabulation[[#This Row],[Season]],CRate,2)","v":10.5},{"$f":"IF(A479>TOU_CTabulation[[#This Row],[Month]],TOU_CTabulation[[#This Row],[Day]]*TOU_CTabulation[[#This Row],[Base Allow]],0)","v":0},{"$f":"IF(A479>TOU_CTabulation[[#This Row],[Month]],TOU_CTabulation[[#This Row],[Month Cumm]],0)","v":0},{"$f":"IF(TOU_CTabulation[[#This Row],[Month Base Gen]]=0,0,TOU_CTabulation[[#This Row],[Month Base Gen]]-TOU_CTabulation[[#This Row],[Day]]*TOU_CTabulation[[#This Row],[Base Allow]])","v":0},{"$f":"VLOOKUP(TOU_CTabulation[[#This Row],[Hour]],daypart,2)","v":"All"},{"$f":"TOU_CTabulation[[#This Row],[Season]]&TOU_CTabulation[[#This Row],[Day-Part]]","v":"WinterAll"},{"$f":"VLOOKUP(TOU_CTabulation[[#This Row],[Daypart]],TOUC,2)","v":0.25901999999999997},{"$f":"VLOOKUP(TOU_CTabulation[[#This Row],[Daypart]],TOUC,3)","v":0.32596000000000003},{"$f":"TOU_CTabulation[[#This Row],[Month Base Allow]]*TOU_CTabulation[[#This Row],[Base Rate]]","v":0},{"$f":"TOU_CTabulation[[#This Row],[Month Overbase Gen]]*TOU_CTabulation[[#This Row],[Over Rate]]","v":0},{"$f":"TOU_CTabulation[[#This Row],[Base Value]]+TOU_CTabulation[[#This Row],[Over Value]]","v":0}]
[1,19,18,0,0,11,3,0,11,0,0,{"$f":"TOU_CTabulation[[#This Row],[AC System Output (W)]]/1000","v":0},{"$f":"IF(A478=TOU_CTabulation[[#This Row],[Month]],M478+TOU_CTabulation[[#This Row],[AC System Output (kW)]],TOU_CTabulation[[#This Row],[AC System Output (kW)]])","v":248.22050099999998},{"$f":"VLOOKUP(TOU_CTabulation[[#This Row],[Month]],Season,2)","v":"Winter"},{"$f":"VLOOKUP(TOU_CTabulation[[#This Row],[Season]],CRate,2)","v":10.5},{"$f":"IF(A480>TOU_CTabulation[[#This Row],[Month]],TOU_CTabulation[[#This Row],[Day]]*TOU_CTabulation[[#This Row],[Base Allow]],0)","v":0},{"$f":"IF(A480>TOU_CTabulation[[#This Row],[Month]],TOU_CTabulation[[#This Row],[Month Cumm]],0)","v":0},{"$f":"IF(TOU_CTabulation[[#This Row],[Month Base Gen]]=0,0,TOU_CTabulation[[#This Row],[Month Base Gen]]-TOU_CTabulation[[#This Row],[Day]]*TOU_CTabulation[[#This Row],[Base Allow]])","v":0},{"$f":"VLOOKUP(TOU_CTabulation[[#This Row],[Hour]],daypart,2)","v":"All"},{"$f":"TOU_CTabulation[[#This Row],[Season]]&TOU_CTabulation[[#This Row],[Day-Part]]","v":"WinterAll"},{"$f":"VLOOKUP(TOU_CTabulation[[#This Row],[Daypart]],TOUC,2)","v":0.25901999999999997},{"$f":"VLOOKUP(TOU_CTabulation[[#This Row],[Daypart]],TOUC,3)","v":0.32596000000000003},{"$f":"TOU_CTabulation[[#This Row],[Month Base Allow]]*TOU_CTabulation[[#This Row],[Base Rate]]","v":0},{"$f":"TOU_CTabulation[[#This Row],[Month Overbase Gen]]*TOU_CTabulation[[#This Row],[Over Rate]]","v":0},{"$f":"TOU_CTabulation[[#This Row],[Base Value]]+TOU_CTabulation[[#This Row],[Over Value]]","v":0}]
[1,19,19,0,0,11,3,0,11,0,0,{"$f":"TOU_CTabulation[[#This Row],[AC System Output (W)]]/1000","v":0},{"$f":"IF(A479=TOU_CTabulation[[#This Row],[Month]],M479+TOU_CTabulation[[#This Row],[AC System Output (kW)]],TOU_CTabulation[[#This Row],[AC System Output (kW)]])","v":248.22050099999998},{"$f":"VLOOKUP(TOU_CTabulation[[#This Row],[Month]],Season,2)","v":"Winter"},{"$f":"VLOOKUP(TOU_CTabulation[[#This Row],[Season]],CRate,2)","v":10.5},{"$f":"IF(A481>TOU_CTabulation[[#This Row],[Month]],TOU_CTabulation[[#This Row],[Day]]*TOU_CTabulation[[#This Row],[Base Allow]],0)","v":0},{"$f":"IF(A481>TOU_CTabulation[[#This Row],[Month]],TOU_CTabulation[[#This Row],[Month Cumm]],0)","v":0},{"$f":"IF(TOU_CTabulation[[#This Row],[Month Base Gen]]=0,0,TOU_CTabulation[[#This Row],[Month Base Gen]]-TOU_CTabulation[[#This Row],[Day]]*TOU_CTabulation[[#This Row],[Base Allow]])","v":0},{"$f":"VLOOKUP(TOU_CTabulation[[#This Row],[Hour]],daypart,2)","v":"All"},{"$f":"TOU_CTabulation[[#This Row],[Season]]&TOU_CTabulation[[#This Row],[Day-Part]]","v":"WinterAll"},{"$f":"VLOOKUP(TOU_CTabulation[[#This Row],[Daypart]],TOUC,2)","v":0.25901999999999997},{"$f":"VLOOKUP(TOU_CTabulation[[#This Row],[Daypart]],TOUC,3)","v":0.32596000000000003},{"$f":"TOU_CTabulation[[#This Row],[Month Base Allow]]*TOU_CTabulation[[#This Row],[Base Rate]]","v":0},{"$f":"TOU_CTabulation[[#This Row],[Month Overbase Gen]]*TOU_CTabulation[[#This Row],[Over Rate]]","v":0},{"$f":"TOU_CTabulation[[#This Row],[Base Value]]+TOU_CTabulation[[#This Row],[Over Value]]","v":0}]
[1,19,20,0,0,11,3,0,11,0,0,{"$f":"TOU_CTabulation[[#This Row],[AC System Output (W)]]/1000","v":0},{"$f":"IF(A480=TOU_CTabulation[[#This Row],[Month]],M480+TOU_CTabulation[[#This Row],[AC System Output (kW)]],TOU_CTabulation[[#This Row],[AC System Output (kW)]])","v":248.22050099999998},{"$f":"VLOOKUP(TOU_CTabulation[[#This Row],[Month]],Season,2)","v":"Winter"},{"$f":"VLOOKUP(TOU_CTabulation[[#This Row],[Season]],CRate,2)","v":10.5},{"$f":"IF(A482>TOU_CTabulation[[#This Row],[Month]],TOU_CTabulation[[#This Row],[Day]]*TOU_CTabulation[[#This Row],[Base Allow]],0)","v":0},{"$f":"IF(A482>TOU_CTabulation[[#This Row],[Month]],TOU_CTabulation[[#This Row],[Month Cumm]],0)","v":0},{"$f":"IF(TOU_CTabulation[[#This Row],[Month Base Gen]]=0,0,TOU_CTabulation[[#This Row],[Month Base Gen]]-TOU_CTabulation[[#This Row],[Day]]*TOU_CTabulation[[#This Row],[Base Allow]])","v":0},{"$f":"VLOOKUP(TOU_CTabulation[[#This Row],[Hour]],daypart,2)","v":"All"},{"$f":"TOU_CTabulation[[#This Row],[Season]]&TOU_CTabulation[[#This Row],[Day-Part]]","v":"WinterAll"},{"$f":"VLOOKUP(TOU_CTabulation[[#This Row],[Daypart]],TOUC,2)","v":0.25901999999999997},{"$f":"VLOOKUP(TOU_CTabulation[[#This Row],[Daypart]],TOUC,3)","v":0.32596000000000003},{"$f":"TOU_CTabulation[[#This Row],[Month Base Allow]]*TOU_CTabulation[[#This Row],[Base Rate]]","v":0},{"$f":"TOU_CTabulation[[#This Row],[Month Overbase Gen]]*TOU_CTabulation[[#This Row],[Over Rate]]","v":0},{"$f":"TOU_CTabulation[[#This Row],[Base Value]]+TOU_CTabulation[[#This Row],[Over Value]]","v":0}]
[1,19,21,0,0,11,4,0,11,0,0,{"$f":"TOU_CTabulation[[#This Row],[AC System Output (W)]]/1000","v":0},{"$f":"IF(A481=TOU_CTabulation[[#This Row],[Month]],M481+TOU_CTabulation[[#This Row],[AC System Output (kW)]],TOU_CTabulation[[#This Row],[AC System Output (kW)]])","v":248.22050099999998},{"$f":"VLOOKUP(TOU_CTabulation[[#This Row],[Month]],Season,2)","v":"Winter"},{"$f":"VLOOKUP(TOU_CTabulation[[#This Row],[Season]],CRate,2)","v":10.5},{"$f":"IF(A483>TOU_CTabulation[[#This Row],[Month]],TOU_CTabulation[[#This Row],[Day]]*TOU_CTabulation[[#This Row],[Base Allow]],0)","v":0},{"$f":"IF(A483>TOU_CTabulation[[#This Row],[Month]],TOU_CTabulation[[#This Row],[Month Cumm]],0)","v":0},{"$f":"IF(TOU_CTabulation[[#This Row],[Month Base Gen]]=0,0,TOU_CTabulation[[#This Row],[Month Base Gen]]-TOU_CTabulation[[#This Row],[Day]]*TOU_CTabulation[[#This Row],[Base Allow]])","v":0},{"$f":"VLOOKUP(TOU_CTabulation[[#This Row],[Hour]],daypart,2)","v":"All"},{"$f":"TOU_CTabulation[[#This Row],[Season]]&TOU_CTabulation[[#This Row],[Day-Part]]","v":"WinterAll"},{"$f":"VLOOKUP(TOU_CTabulation[[#This Row],[Daypart]],TOUC,2)","v":0.25901999999999997},{"$f":"VLOOKUP(TOU_CTabulation[[#This Row],[Daypart]],TOUC,3)","v":0.32596000000000003},{"$f":"TOU_CTabulation[[#This Row],[Month Base Allow]]*TOU_CTabulation[[#This Row],[Base Rate]]","v":0},{"$f":"TOU_CTabulation[[#This Row],[Month Overbase Gen]]*TOU_CTabulation[[#This Row],[Over Rate]]","v":0},{"$f":"TOU_CTabulation[[#This Row],[Base Value]]+TOU_CTabulation[[#This Row],[Over Value]]","v":0}]
[1,19,22,0,0,12,5,0,12,0,0,{"$f":"TOU_CTabulation[[#This Row],[AC System Output (W)]]/1000","v":0},{"$f":"IF(A482=TOU_CTabulation[[#This Row],[Month]],M482+TOU_CTabulation[[#This Row],[AC System Output (kW)]],TOU_CTabulation[[#This Row],[AC System Output (kW)]])","v":248.22050099999998},{"$f":"VLOOKUP(TOU_CTabulation[[#This Row],[Month]],Season,2)","v":"Winter"},{"$f":"VLOOKUP(TOU_CTabulation[[#This Row],[Season]],CRate,2)","v":10.5},{"$f":"IF(A484>TOU_CTabulation[[#This Row],[Month]],TOU_CTabulation[[#This Row],[Day]]*TOU_CTabulation[[#This Row],[Base Allow]],0)","v":0},{"$f":"IF(A484>TOU_CTabulation[[#This Row],[Month]],TOU_CTabulation[[#This Row],[Month Cumm]],0)","v":0},{"$f":"IF(TOU_CTabulation[[#This Row],[Month Base Gen]]=0,0,TOU_CTabulation[[#This Row],[Month Base Gen]]-TOU_CTabulation[[#This Row],[Day]]*TOU_CTabulation[[#This Row],[Base Allow]])","v":0},{"$f":"VLOOKUP(TOU_CTabulation[[#This Row],[Hour]],daypart,2)","v":"All"},{"$f":"TOU_CTabulation[[#This Row],[Season]]&TOU_CTabulation[[#This Row],[Day-Part]]","v":"WinterAll"},{"$f":"VLOOKUP(TOU_CTabulation[[#This Row],[Daypart]],TOUC,2)","v":0.25901999999999997},{"$f":"VLOOKUP(TOU_CTabulation[[#This Row],[Daypart]],TOUC,3)","v":0.32596000000000003},{"$f":"TOU_CTabulation[[#This Row],[Month Base Allow]]*TOU_CTabulation[[#This Row],[Base Rate]]","v":0},{"$f":"TOU_CTabulation[[#This Row],[Month Overbase Gen]]*TOU_CTabulation[[#This Row],[Over Rate]]","v":0},{"$f":"TOU_CTabulation[[#This Row],[Base Value]]+TOU_CTabulation[[#This Row],[Over Value]]","v":0}]
[1,19,23,0,0,12,5,0,12,0,0,{"$f":"TOU_CTabulation[[#This Row],[AC System Output (W)]]/1000","v":0},{"$f":"IF(A483=TOU_CTabulation[[#This Row],[Month]],M483+TOU_CTabulation[[#This Row],[AC System Output (kW)]],TOU_CTabulation[[#This Row],[AC System Output (kW)]])","v":248.22050099999998},{"$f":"VLOOKUP(TOU_CTabulation[[#This Row],[Month]],Season,2)","v":"Winter"},{"$f":"VLOOKUP(TOU_CTabulation[[#This Row],[Season]],CRate,2)","v":10.5},{"$f":"IF(A485>TOU_CTabulation[[#This Row],[Month]],TOU_CTabulation[[#This Row],[Day]]*TOU_CTabulation[[#This Row],[Base Allow]],0)","v":0},{"$f":"IF(A485>TOU_CTabulation[[#This Row],[Month]],TOU_CTabulation[[#This Row],[Month Cumm]],0)","v":0},{"$f":"IF(TOU_CTabulation[[#This Row],[Month Base Gen]]=0,0,TOU_CTabulation[[#This Row],[Month Base Gen]]-TOU_CTabulation[[#This Row],[Day]]*TOU_CTabulation[[#This Row],[Base Allow]])","v":0},{"$f":"VLOOKUP(TOU_CTabulation[[#This Row],[Hour]],daypart,2)","v":"All"},{"$f":"TOU_CTabulation[[#This Row],[Season]]&TOU_CTabulation[[#This Row],[Day-Part]]","v":"WinterAll"},{"$f":"VLOOKUP(TOU_CTabulation[[#This Row],[Daypart]],TOUC,2)","v":0.25901999999999997},{"$f":"VLOOKUP(TOU_CTabulation[[#This Row],[Daypart]],TOUC,3)","v":0.32596000000000003},{"$f":"TOU_CTabulation[[#This Row],[Month Base Allow]]*TOU_CTabulation[[#This Row],[Base Rate]]","v":0},{"$f":"TOU_CTabulation[[#This Row],[Month Overbase Gen]]*TOU_CTabulation[[#This Row],[Over Rate]]","v":0},{"$f":"TOU_CTabulation[[#This Row],[Base Value]]+TOU_CTabulation[[#This Row],[Over Value]]","v":0}]
[1,20,0,0,0,12,4,0,12,0,0,{"$f":"TOU_CTabulation[[#This Row],[AC System Output (W)]]/1000","v":0},{"$f":"IF(A484=TOU_CTabulation[[#This Row],[Month]],M484+TOU_CTabulation[[#This Row],[AC System Output (kW)]],TOU_CTabulation[[#This Row],[AC System Output (kW)]])","v":248.22050099999998},{"$f":"VLOOKUP(TOU_CTabulation[[#This Row],[Month]],Season,2)","v":"Winter"},{"$f":"VLOOKUP(TOU_CTabulation[[#This Row],[Season]],CRate,2)","v":10.5},{"$f":"IF(A486>TOU_CTabulation[[#This Row],[Month]],TOU_CTabulation[[#This Row],[Day]]*TOU_CTabulation[[#This Row],[Base Allow]],0)","v":0},{"$f":"IF(A486>TOU_CTabulation[[#This Row],[Month]],TOU_CTabulation[[#This Row],[Month Cumm]],0)","v":0},{"$f":"IF(TOU_CTabulation[[#This Row],[Month Base Gen]]=0,0,TOU_CTabulation[[#This Row],[Month Base Gen]]-TOU_CTabulation[[#This Row],[Day]]*TOU_CTabulation[[#This Row],[Base Allow]])","v":0},{"$f":"VLOOKUP(TOU_CTabulation[[#This Row],[Hour]],daypart,2)","v":"All"},{"$f":"TOU_CTabulation[[#This Row],[Season]]&TOU_CTabulation[[#This Row],[Day-Part]]","v":"WinterAll"},{"$f":"VLOOKUP(TOU_CTabulation[[#This Row],[Daypart]],TOUC,2)","v":0.25901999999999997},{"$f":"VLOOKUP(TOU_CTabulation[[#This Row],[Daypart]],TOUC,3)","v":0.32596000000000003},{"$f":"TOU_CTabulation[[#This Row],[Month Base Allow]]*TOU_CTabulation[[#This Row],[Base Rate]]","v":0},{"$f":"TOU_CTabulation[[#This Row],[Month Overbase Gen]]*TOU_CTabulation[[#This Row],[Over Rate]]","v":0},{"$f":"TOU_CTabulation[[#This Row],[Base Value]]+TOU_CTabulation[[#This Row],[Over Value]]","v":0}]
[1,20,1,0,0,11,4,0,11,0,0,{"$f":"TOU_CTabulation[[#This Row],[AC System Output (W)]]/1000","v":0},{"$f":"IF(A485=TOU_CTabulation[[#This Row],[Month]],M485+TOU_CTabulation[[#This Row],[AC System Output (kW)]],TOU_CTabulation[[#This Row],[AC System Output (kW)]])","v":248.22050099999998},{"$f":"VLOOKUP(TOU_CTabulation[[#This Row],[Month]],Season,2)","v":"Winter"},{"$f":"VLOOKUP(TOU_CTabulation[[#This Row],[Season]],CRate,2)","v":10.5},{"$f":"IF(A487>TOU_CTabulation[[#This Row],[Month]],TOU_CTabulation[[#This Row],[Day]]*TOU_CTabulation[[#This Row],[Base Allow]],0)","v":0},{"$f":"IF(A487>TOU_CTabulation[[#This Row],[Month]],TOU_CTabulation[[#This Row],[Month Cumm]],0)","v":0},{"$f":"IF(TOU_CTabulation[[#This Row],[Month Base Gen]]=0,0,TOU_CTabulation[[#This Row],[Month Base Gen]]-TOU_CTabulation[[#This Row],[Day]]*TOU_CTabulation[[#This Row],[Base Allow]])","v":0},{"$f":"VLOOKUP(TOU_CTabulation[[#This Row],[Hour]],daypart,2)","v":"All"},{"$f":"TOU_CTabulation[[#This Row],[Season]]&TOU_CTabulation[[#This Row],[Day-Part]]","v":"WinterAll"},{"$f":"VLOOKUP(TOU_CTabulation[[#This Row],[Daypart]],TOUC,2)","v":0.25901999999999997},{"$f":"VLOOKUP(TOU_CTabulation[[#This Row],[Daypart]],TOUC,3)","v":0.32596000000000003},{"$f":"TOU_CTabulation[[#This Row],[Month Base Allow]]*TOU_CTabulation[[#This Row],[Base Rate]]","v":0},{"$f":"TOU_CTabulation[[#This Row],[Month Overbase Gen]]*TOU_CTabulation[[#This Row],[Over Rate]]","v":0},{"$f":"TOU_CTabulation[[#This Row],[Base Value]]+TOU_CTabulation[[#This Row],[Over Value]]","v":0}]
[1,20,2,0,0,11,4,0,11,0,0,{"$f":"TOU_CTabulation[[#This Row],[AC System Output (W)]]/1000","v":0},{"$f":"IF(A486=TOU_CTabulation[[#This Row],[Month]],M486+TOU_CTabulation[[#This Row],[AC System Output (kW)]],TOU_CTabulation[[#This Row],[AC System Output (kW)]])","v":248.22050099999998},{"$f":"VLOOKUP(TOU_CTabulation[[#This Row],[Month]],Season,2)","v":"Winter"},{"$f":"VLOOKUP(TOU_CTabulation[[#This Row],[Season]],CRate,2)","v":10.5},{"$f":"IF(A488>TOU_CTabulation[[#This Row],[Month]],TOU_CTabulation[[#This Row],[Day]]*TOU_CTabulation[[#This Row],[Base Allow]],0)","v":0},{"$f":"IF(A488>TOU_CTabulation[[#This Row],[Month]],TOU_CTabulation[[#This Row],[Month Cumm]],0)","v":0},{"$f":"IF(TOU_CTabulation[[#This Row],[Month Base Gen]]=0,0,TOU_CTabulation[[#This Row],[Month Base Gen]]-TOU_CTabulation[[#This Row],[Day]]*TOU_CTabulation[[#This Row],[Base Allow]])","v":0},{"$f":"VLOOKUP(TOU_CTabulation[[#This Row],[Hour]],daypart,2)","v":"All"},{"$f":"TOU_CTabulation[[#This Row],[Season]]&TOU_CTabulation[[#This Row],[Day-Part]]","v":"WinterAll"},{"$f":"VLOOKUP(TOU_CTabulation[[#This Row],[Daypart]],TOUC,2)","v":0.25901999999999997},{"$f":"VLOOKUP(TOU_CTabulation[[#This Row],[Daypart]],TOUC,3)","v":0.32596000000000003},{"$f":"TOU_CTabulation[[#This Row],[Month Base Allow]]*TOU_CTabulation[[#This Row],[Base Rate]]","v":0},{"$f":"TOU_CTabulation[[#This Row],[Month Overbase Gen]]*TOU_CTabulation[[#This Row],[Over Rate]]","v":0},{"$f":"TOU_CTabulation[[#This Row],[Base Value]]+TOU_CTabulation[[#This Row],[Over Value]]","v":0}]
[1,20,3,0,0,11,4,0,11,0,0,{"$f":"TOU_CTabulation[[#This Row],[AC System Output (W)]]/1000","v":0},{"$f":"IF(A487=TOU_CTabulation[[#This Row],[Month]],M487+TOU_CTabulation[[#This Row],[AC System Output (kW)]],TOU_CTabulation[[#This Row],[AC System Output (kW)]])","v":248.22050099999998},{"$f":"VLOOKUP(TOU_CTabulation[[#This Row],[Month]],Season,2)","v":"Winter"},{"$f":"VLOOKUP(TOU_CTabulation[[#This Row],[Season]],CRate,2)","v":10.5},{"$f":"IF(A489>TOU_CTabulation[[#This Row],[Month]],TOU_CTabulation[[#This Row],[Day]]*TOU_CTabulation[[#This Row],[Base Allow]],0)","v":0},{"$f":"IF(A489>TOU_CTabulation[[#This Row],[Month]],TOU_CTabulation[[#This Row],[Month Cumm]],0)","v":0},{"$f":"IF(TOU_CTabulation[[#This Row],[Month Base Gen]]=0,0,TOU_CTabulation[[#This Row],[Month Base Gen]]-TOU_CTabulation[[#This Row],[Day]]*TOU_CTabulation[[#This Row],[Base Allow]])","v":0},{"$f":"VLOOKUP(TOU_CTabulation[[#This Row],[Hour]],daypart,2)","v":"All"},{"$f":"TOU_CTabulation[[#This Row],[Season]]&TOU_CTabulation[[#This Row],[Day-Part]]","v":"WinterAll"},{"$f":"VLOOKUP(TOU_CTabulation[[#This Row],[Daypart]],TOUC,2)","v":0.25901999999999997},{"$f":"VLOOKUP(TOU_CTabulation[[#This Row],[Daypart]],TOUC,3)","v":0.32596000000000003},{"$f":"TOU_CTabulation[[#This Row],[Month Base Allow]]*TOU_CTabulation[[#This Row],[Base Rate]]","v":0},{"$f":"TOU_CTabulation[[#This Row],[Month Overbase Gen]]*TOU_CTabulation[[#This Row],[Over Rate]]","v":0},{"$f":"TOU_CTabulation[[#This Row],[Base Value]]+TOU_CTabulation[[#This Row],[Over Value]]","v":0}]
[1,20,4,0,0,11,4,0,11,0,0,{"$f":"TOU_CTabulation[[#This Row],[AC System Output (W)]]/1000","v":0},{"$f":"IF(A488=TOU_CTabulation[[#This Row],[Month]],M488+TOU_CTabulation[[#This Row],[AC System Output (kW)]],TOU_CTabulation[[#This Row],[AC System Output (kW)]])","v":248.22050099999998},{"$f":"VLOOKUP(TOU_CTabulation[[#This Row],[Month]],Season,2)","v":"Winter"},{"$f":"VLOOKUP(TOU_CTabulation[[#This Row],[Season]],CRate,2)","v":10.5},{"$f":"IF(A490>TOU_CTabulation[[#This Row],[Month]],TOU_CTabulation[[#This Row],[Day]]*TOU_CTabulation[[#This Row],[Base Allow]],0)","v":0},{"$f":"IF(A490>TOU_CTabulation[[#This Row],[Month]],TOU_CTabulation[[#This Row],[Month Cumm]],0)","v":0},{"$f":"IF(TOU_CTabulation[[#This Row],[Month Base Gen]]=0,0,TOU_CTabulation[[#This Row],[Month Base Gen]]-TOU_CTabulation[[#This Row],[Day]]*TOU_CTabulation[[#This Row],[Base Allow]])","v":0},{"$f":"VLOOKUP(TOU_CTabulation[[#This Row],[Hour]],daypart,2)","v":"All"},{"$f":"TOU_CTabulation[[#This Row],[Season]]&TOU_CTabulation[[#This Row],[Day-Part]]","v":"WinterAll"},{"$f":"VLOOKUP(TOU_CTabulation[[#This Row],[Daypart]],TOUC,2)","v":0.25901999999999997},{"$f":"VLOOKUP(TOU_CTabulation[[#This Row],[Daypart]],TOUC,3)","v":0.32596000000000003},{"$f":"TOU_CTabulation[[#This Row],[Month Base Allow]]*TOU_CTabulation[[#This Row],[Base Rate]]","v":0},{"$f":"TOU_CTabulation[[#This Row],[Month Overbase Gen]]*TOU_CTabulation[[#This Row],[Over Rate]]","v":0},{"$f":"TOU_CTabulation[[#This Row],[Base Value]]+TOU_CTabulation[[#This Row],[Over Value]]","v":0}]
[1,20,5,0,0,11,4,0,11,0,0,{"$f":"TOU_CTabulation[[#This Row],[AC System Output (W)]]/1000","v":0},{"$f":"IF(A489=TOU_CTabulation[[#This Row],[Month]],M489+TOU_CTabulation[[#This Row],[AC System Output (kW)]],TOU_CTabulation[[#This Row],[AC System Output (kW)]])","v":248.22050099999998},{"$f":"VLOOKUP(TOU_CTabulation[[#This Row],[Month]],Season,2)","v":"Winter"},{"$f":"VLOOKUP(TOU_CTabulation[[#This Row],[Season]],CRate,2)","v":10.5},{"$f":"IF(A491>TOU_CTabulation[[#This Row],[Month]],TOU_CTabulation[[#This Row],[Day]]*TOU_CTabulation[[#This Row],[Base Allow]],0)","v":0},{"$f":"IF(A491>TOU_CTabulation[[#This Row],[Month]],TOU_CTabulation[[#This Row],[Month Cumm]],0)","v":0},{"$f":"IF(TOU_CTabulation[[#This Row],[Month Base Gen]]=0,0,TOU_CTabulation[[#This Row],[Month Base Gen]]-TOU_CTabulation[[#This Row],[Day]]*TOU_CTabulation[[#This Row],[Base Allow]])","v":0},{"$f":"VLOOKUP(TOU_CTabulation[[#This Row],[Hour]],daypart,2)","v":"All"},{"$f":"TOU_CTabulation[[#This Row],[Season]]&TOU_CTabulation[[#This Row],[Day-Part]]","v":"WinterAll"},{"$f":"VLOOKUP(TOU_CTabulation[[#This Row],[Daypart]],TOUC,2)","v":0.25901999999999997},{"$f":"VLOOKUP(TOU_CTabulation[[#This Row],[Daypart]],TOUC,3)","v":0.32596000000000003},{"$f":"TOU_CTabulation[[#This Row],[Month Base Allow]]*TOU_CTabulation[[#This Row],[Base Rate]]","v":0},{"$f":"TOU_CTabulation[[#This Row],[Month Overbase Gen]]*TOU_CTabulation[[#This Row],[Over Rate]]","v":0},{"$f":"TOU_CTabulation[[#This Row],[Base Value]]+TOU_CTabulation[[#This Row],[Over Value]]","v":0}]
[1,20,6,0,0,11,4,0,11,0,0,{"$f":"TOU_CTabulation[[#This Row],[AC System Output (W)]]/1000","v":0},{"$f":"IF(A490=TOU_CTabulation[[#This Row],[Month]],M490+TOU_CTabulation[[#This Row],[AC System Output (kW)]],TOU_CTabulation[[#This Row],[AC System Output (kW)]])","v":248.22050099999998},{"$f":"VLOOKUP(TOU_CTabulation[[#This Row],[Month]],Season,2)","v":"Winter"},{"$f":"VLOOKUP(TOU_CTabulation[[#This Row],[Season]],CRate,2)","v":10.5},{"$f":"IF(A492>TOU_CTabulation[[#This Row],[Month]],TOU_CTabulation[[#This Row],[Day]]*TOU_CTabulation[[#This Row],[Base Allow]],0)","v":0},{"$f":"IF(A492>TOU_CTabulation[[#This Row],[Month]],TOU_CTabulation[[#This Row],[Month Cumm]],0)","v":0},{"$f":"IF(TOU_CTabulation[[#This Row],[Month Base Gen]]=0,0,TOU_CTabulation[[#This Row],[Month Base Gen]]-TOU_CTabulation[[#This Row],[Day]]*TOU_CTabulation[[#This Row],[Base Allow]])","v":0},{"$f":"VLOOKUP(TOU_CTabulation[[#This Row],[Hour]],daypart,2)","v":"All"},{"$f":"TOU_CTabulation[[#This Row],[Season]]&TOU_CTabulation[[#This Row],[Day-Part]]","v":"WinterAll"},{"$f":"VLOOKUP(TOU_CTabulation[[#This Row],[Daypart]],TOUC,2)","v":0.25901999999999997},{"$f":"VLOOKUP(TOU_CTabulation[[#This Row],[Daypart]],TOUC,3)","v":0.32596000000000003},{"$f":"TOU_CTabulation[[#This Row],[Month Base Allow]]*TOU_CTabulation[[#This Row],[Base Rate]]","v":0},{"$f":"TOU_CTabulation[[#This Row],[Month Overbase Gen]]*TOU_CTabulation[[#This Row],[Over Rate]]","v":0},{"$f":"TOU_CTabulation[[#This Row],[Base Value]]+TOU_CTabulation[[#This Row],[Over Value]]","v":0}]
[1,20,7,0,2,11,3,1.889,9.2309999999999999,6.9740000000000002,0,{"$f":"TOU_CTabulation[[#This Row],[AC System Output (W)]]/1000","v":0},{"$f":"IF(A491=TOU_CTabulation[[#This Row],[Month]],M491+TOU_CTabulation[[#This Row],[AC System Output (kW)]],TOU_CTabulation[[#This Row],[AC System Output (kW)]])","v":248.22050099999998},{"$f":"VLOOKUP(TOU_CTabulation[[#This Row],[Month]],Season,2)","v":"Winter"},{"$f":"VLOOKUP(TOU_CTabulation[[#This Row],[Season]],CRate,2)","v":10.5},{"$f":"IF(A493>TOU_CTabulation[[#This Row],[Month]],TOU_CTabulation[[#This Row],[Day]]*TOU_CTabulation[[#This Row],[Base Allow]],0)","v":0},{"$f":"IF(A493>TOU_CTabulation[[#This Row],[Month]],TOU_CTabulation[[#This Row],[Month Cumm]],0)","v":0},{"$f":"IF(TOU_CTabulation[[#This Row],[Month Base Gen]]=0,0,TOU_CTabulation[[#This Row],[Month Base Gen]]-TOU_CTabulation[[#This Row],[Day]]*TOU_CTabulation[[#This Row],[Base Allow]])","v":0},{"$f":"VLOOKUP(TOU_CTabulation[[#This Row],[Hour]],daypart,2)","v":"All"},{"$f":"TOU_CTabulation[[#This Row],[Season]]&TOU_CTabulation[[#This Row],[Day-Part]]","v":"WinterAll"},{"$f":"VLOOKUP(TOU_CTabulation[[#This Row],[Daypart]],TOUC,2)","v":0.25901999999999997},{"$f":"VLOOKUP(TOU_CTabulation[[#This Row],[Daypart]],TOUC,3)","v":0.32596000000000003},{"$f":"TOU_CTabulation[[#This Row],[Month Base Allow]]*TOU_CTabulation[[#This Row],[Base Rate]]","v":0},{"$f":"TOU_CTabulation[[#This Row],[Month Overbase Gen]]*TOU_CTabulation[[#This Row],[Over Rate]]","v":0},{"$f":"TOU_CTabulation[[#This Row],[Base Value]]+TOU_CTabulation[[#This Row],[Over Value]]","v":0}]
[1,20,8,0,49,12,3,46.51,11.36,170.09399999999999,146.49299999999999,{"$f":"TOU_CTabulation[[#This Row],[AC System Output (W)]]/1000","v":0.14649299999999998},{"$f":"IF(A492=TOU_CTabulation[[#This Row],[Month]],M492+TOU_CTabulation[[#This Row],[AC System Output (kW)]],TOU_CTabulation[[#This Row],[AC System Output (kW)]])","v":248.36699399999998},{"$f":"VLOOKUP(TOU_CTabulation[[#This Row],[Month]],Season,2)","v":"Winter"},{"$f":"VLOOKUP(TOU_CTabulation[[#This Row],[Season]],CRate,2)","v":10.5},{"$f":"IF(A494>TOU_CTabulation[[#This Row],[Month]],TOU_CTabulation[[#This Row],[Day]]*TOU_CTabulation[[#This Row],[Base Allow]],0)","v":0},{"$f":"IF(A494>TOU_CTabulation[[#This Row],[Month]],TOU_CTabulation[[#This Row],[Month Cumm]],0)","v":0},{"$f":"IF(TOU_CTabulation[[#This Row],[Month Base Gen]]=0,0,TOU_CTabulation[[#This Row],[Month Base Gen]]-TOU_CTabulation[[#This Row],[Day]]*TOU_CTabulation[[#This Row],[Base Allow]])","v":0},{"$f":"VLOOKUP(TOU_CTabulation[[#This Row],[Hour]],daypart,2)","v":"All"},{"$f":"TOU_CTabulation[[#This Row],[Season]]&TOU_CTabulation[[#This Row],[Day-Part]]","v":"WinterAll"},{"$f":"VLOOKUP(TOU_CTabulation[[#This Row],[Daypart]],TOUC,2)","v":0.25901999999999997},{"$f":"VLOOKUP(TOU_CTabulation[[#This Row],[Daypart]],TOUC,3)","v":0.32596000000000003},{"$f":"TOU_CTabulation[[#This Row],[Month Base Allow]]*TOU_CTabulation[[#This Row],[Base Rate]]","v":0},{"$f":"TOU_CTabulation[[#This Row],[Month Overbase Gen]]*TOU_CTabulation[[#This Row],[Over Rate]]","v":0},{"$f":"TOU_CTabulation[[#This Row],[Base Value]]+TOU_CTabulation[[#This Row],[Over Value]]","v":0}]
[1,20,9,0,99,13,4,95.944999999999993,13.656000000000001,347.32600000000002,320.11099999999999,{"$f":"TOU_CTabulation[[#This Row],[AC System Output (W)]]/1000","v":0.32011099999999998},{"$f":"IF(A493=TOU_CTabulation[[#This Row],[Month]],M493+TOU_CTabulation[[#This Row],[AC System Output (kW)]],TOU_CTabulation[[#This Row],[AC System Output (kW)]])","v":248.68710499999997},{"$f":"VLOOKUP(TOU_CTabulation[[#This Row],[Month]],Season,2)","v":"Winter"},{"$f":"VLOOKUP(TOU_CTabulation[[#This Row],[Season]],CRate,2)","v":10.5},{"$f":"IF(A495>TOU_CTabulation[[#This Row],[Month]],TOU_CTabulation[[#This Row],[Day]]*TOU_CTabulation[[#This Row],[Base Allow]],0)","v":0},{"$f":"IF(A495>TOU_CTabulation[[#This Row],[Month]],TOU_CTabulation[[#This Row],[Month Cumm]],0)","v":0},{"$f":"IF(TOU_CTabulation[[#This Row],[Month Base Gen]]=0,0,TOU_CTabulation[[#This Row],[Month Base Gen]]-TOU_CTabulation[[#This Row],[Day]]*TOU_CTabulation[[#This Row],[Base Allow]])","v":0},{"$f":"VLOOKUP(TOU_CTabulation[[#This Row],[Hour]],daypart,2)","v":"All"},{"$f":"TOU_CTabulation[[#This Row],[Season]]&TOU_CTabulation[[#This Row],[Day-Part]]","v":"WinterAll"},{"$f":"VLOOKUP(TOU_CTabulation[[#This Row],[Daypart]],TOUC,2)","v":0.25901999999999997},{"$f":"VLOOKUP(TOU_CTabulation[[#This Row],[Daypart]],TOUC,3)","v":0.32596000000000003},{"$f":"TOU_CTabulation[[#This Row],[Month Base Allow]]*TOU_CTabulation[[#This Row],[Base Rate]]","v":0},{"$f":"TOU_CTabulation[[#This Row],[Month Overbase Gen]]*TOU_CTabulation[[#This Row],[Over Rate]]","v":0},{"$f":"TOU_CTabulation[[#This Row],[Base Value]]+TOU_CTabulation[[#This Row],[Over Value]]","v":0}]
[1,20,10,0,19,13,4,18.015999999999998,12.023999999999999,65.692999999999998,44.084000000000003,{"$f":"TOU_CTabulation[[#This Row],[AC System Output (W)]]/1000","v":4.4084000000000005E-2},{"$f":"IF(A494=TOU_CTabulation[[#This Row],[Month]],M494+TOU_CTabulation[[#This Row],[AC System Output (kW)]],TOU_CTabulation[[#This Row],[AC System Output (kW)]])","v":248.73118899999997},{"$f":"VLOOKUP(TOU_CTabulation[[#This Row],[Month]],Season,2)","v":"Winter"},{"$f":"VLOOKUP(TOU_CTabulation[[#This Row],[Season]],CRate,2)","v":10.5},{"$f":"IF(A496>TOU_CTabulation[[#This Row],[Month]],TOU_CTabulation[[#This Row],[Day]]*TOU_CTabulation[[#This Row],[Base Allow]],0)","v":0},{"$f":"IF(A496>TOU_CTabulation[[#This Row],[Month]],TOU_CTabulation[[#This Row],[Month Cumm]],0)","v":0},{"$f":"IF(TOU_CTabulation[[#This Row],[Month Base Gen]]=0,0,TOU_CTabulation[[#This Row],[Month Base Gen]]-TOU_CTabulation[[#This Row],[Day]]*TOU_CTabulation[[#This Row],[Base Allow]])","v":0},{"$f":"VLOOKUP(TOU_CTabulation[[#This Row],[Hour]],daypart,2)","v":"All"},{"$f":"TOU_CTabulation[[#This Row],[Season]]&TOU_CTabulation[[#This Row],[Day-Part]]","v":"WinterAll"},{"$f":"VLOOKUP(TOU_CTabulation[[#This Row],[Daypart]],TOUC,2)","v":0.25901999999999997},{"$f":"VLOOKUP(TOU_CTabulation[[#This Row],[Daypart]],TOUC,3)","v":0.32596000000000003},{"$f":"TOU_CTabulation[[#This Row],[Month Base Allow]]*TOU_CTabulation[[#This Row],[Base Rate]]","v":0},{"$f":"TOU_CTabulation[[#This Row],[Month Overbase Gen]]*TOU_CTabulation[[#This Row],[Over Rate]]","v":0},{"$f":"TOU_CTabulation[[#This Row],[Base Value]]+TOU_CTabulation[[#This Row],[Over Value]]","v":0}]
[1,20,11,0,44,14,4,41.777999999999999,13.398999999999999,151.411,128.17400000000001,{"$f":"TOU_CTabulation[[#This Row],[AC System Output (W)]]/1000","v":0.12817400000000001},{"$f":"IF(A495=TOU_CTabulation[[#This Row],[Month]],M495+TOU_CTabulation[[#This Row],[AC System Output (kW)]],TOU_CTabulation[[#This Row],[AC System Output (kW)]])","v":248.85936299999997},{"$f":"VLOOKUP(TOU_CTabulation[[#This Row],[Month]],Season,2)","v":"Winter"},{"$f":"VLOOKUP(TOU_CTabulation[[#This Row],[Season]],CRate,2)","v":10.5},{"$f":"IF(A497>TOU_CTabulation[[#This Row],[Month]],TOU_CTabulation[[#This Row],[Day]]*TOU_CTabulation[[#This Row],[Base Allow]],0)","v":0},{"$f":"IF(A497>TOU_CTabulation[[#This Row],[Month]],TOU_CTabulation[[#This Row],[Month Cumm]],0)","v":0},{"$f":"IF(TOU_CTabulation[[#This Row],[Month Base Gen]]=0,0,TOU_CTabulation[[#This Row],[Month Base Gen]]-TOU_CTabulation[[#This Row],[Day]]*TOU_CTabulation[[#This Row],[Base Allow]])","v":0},{"$f":"VLOOKUP(TOU_CTabulation[[#This Row],[Hour]],daypart,2)","v":"All"},{"$f":"TOU_CTabulation[[#This Row],[Season]]&TOU_CTabulation[[#This Row],[Day-Part]]","v":"WinterAll"},{"$f":"VLOOKUP(TOU_CTabulation[[#This Row],[Daypart]],TOUC,2)","v":0.25901999999999997},{"$f":"VLOOKUP(TOU_CTabulation[[#This Row],[Daypart]],TOUC,3)","v":0.32596000000000003},{"$f":"TOU_CTabulation[[#This Row],[Month Base Allow]]*TOU_CTabulation[[#This Row],[Base Rate]]","v":0},{"$f":"TOU_CTabulation[[#This Row],[Month Overbase Gen]]*TOU_CTabulation[[#This Row],[Over Rate]]","v":0},{"$f":"TOU_CTabulation[[#This Row],[Base Value]]+TOU_CTabulation[[#This Row],[Over Value]]","v":0}]
[1,20,12,0,109,13,4,104.46,13.836,377.84399999999999,349.97699999999998,{"$f":"TOU_CTabulation[[#This Row],[AC System Output (W)]]/1000","v":0.34997699999999998},{"$f":"IF(A496=TOU_CTabulation[[#This Row],[Month]],M496+TOU_CTabulation[[#This Row],[AC System Output (kW)]],TOU_CTabulation[[#This Row],[AC System Output (kW)]])","v":249.20933999999997},{"$f":"VLOOKUP(TOU_CTabulation[[#This Row],[Month]],Season,2)","v":"Winter"},{"$f":"VLOOKUP(TOU_CTabulation[[#This Row],[Season]],CRate,2)","v":10.5},{"$f":"IF(A498>TOU_CTabulation[[#This Row],[Month]],TOU_CTabulation[[#This Row],[Day]]*TOU_CTabulation[[#This Row],[Base Allow]],0)","v":0},{"$f":"IF(A498>TOU_CTabulation[[#This Row],[Month]],TOU_CTabulation[[#This Row],[Month Cumm]],0)","v":0},{"$f":"IF(TOU_CTabulation[[#This Row],[Month Base Gen]]=0,0,TOU_CTabulation[[#This Row],[Month Base Gen]]-TOU_CTabulation[[#This Row],[Day]]*TOU_CTabulation[[#This Row],[Base Allow]])","v":0},{"$f":"VLOOKUP(TOU_CTabulation[[#This Row],[Hour]],daypart,2)","v":"All"},{"$f":"TOU_CTabulation[[#This Row],[Season]]&TOU_CTabulation[[#This Row],[Day-Part]]","v":"WinterAll"},{"$f":"VLOOKUP(TOU_CTabulation[[#This Row],[Daypart]],TOUC,2)","v":0.25901999999999997},{"$f":"VLOOKUP(TOU_CTabulation[[#This Row],[Daypart]],TOUC,3)","v":0.32596000000000003},{"$f":"TOU_CTabulation[[#This Row],[Month Base Allow]]*TOU_CTabulation[[#This Row],[Base Rate]]","v":0},{"$f":"TOU_CTabulation[[#This Row],[Month Overbase Gen]]*TOU_CTabulation[[#This Row],[Over Rate]]","v":0},{"$f":"TOU_CTabulation[[#This Row],[Base Value]]+TOU_CTabulation[[#This Row],[Over Value]]","v":0}]
[1,20,13,0,36,13,4,34.165999999999997,12.403,124.373,101.657,{"$f":"TOU_CTabulation[[#This Row],[AC System Output (W)]]/1000","v":0.101657},{"$f":"IF(A497=TOU_CTabulation[[#This Row],[Month]],M497+TOU_CTabulation[[#This Row],[AC System Output (kW)]],TOU_CTabulation[[#This Row],[AC System Output (kW)]])","v":249.31099699999996},{"$f":"VLOOKUP(TOU_CTabulation[[#This Row],[Month]],Season,2)","v":"Winter"},{"$f":"VLOOKUP(TOU_CTabulation[[#This Row],[Season]],CRate,2)","v":10.5},{"$f":"IF(A499>TOU_CTabulation[[#This Row],[Month]],TOU_CTabulation[[#This Row],[Day]]*TOU_CTabulation[[#This Row],[Base Allow]],0)","v":0},{"$f":"IF(A499>TOU_CTabulation[[#This Row],[Month]],TOU_CTabulation[[#This Row],[Month Cumm]],0)","v":0},{"$f":"IF(TOU_CTabulation[[#This Row],[Month Base Gen]]=0,0,TOU_CTabulation[[#This Row],[Month Base Gen]]-TOU_CTabulation[[#This Row],[Day]]*TOU_CTabulation[[#This Row],[Base Allow]])","v":0},{"$f":"VLOOKUP(TOU_CTabulation[[#This Row],[Hour]],daypart,2)","v":"All"},{"$f":"TOU_CTabulation[[#This Row],[Season]]&TOU_CTabulation[[#This Row],[Day-Part]]","v":"WinterAll"},{"$f":"VLOOKUP(TOU_CTabulation[[#This Row],[Daypart]],TOUC,2)","v":0.25901999999999997},{"$f":"VLOOKUP(TOU_CTabulation[[#This Row],[Daypart]],TOUC,3)","v":0.32596000000000003},{"$f":"TOU_CTabulation[[#This Row],[Month Base Allow]]*TOU_CTabulation[[#This Row],[Base Rate]]","v":0},{"$f":"TOU_CTabulation[[#This Row],[Month Overbase Gen]]*TOU_CTabulation[[#This Row],[Over Rate]]","v":0},{"$f":"TOU_CTabulation[[#This Row],[Base Value]]+TOU_CTabulation[[#This Row],[Over Value]]","v":0}]
[1,20,14,0,37,12,4,35.097000000000001,11.256,128.41499999999999,105.621,{"$f":"TOU_CTabulation[[#This Row],[AC System Output (W)]]/1000","v":0.10562099999999999},{"$f":"IF(A498=TOU_CTabulation[[#This Row],[Month]],M498+TOU_CTabulation[[#This Row],[AC System Output (kW)]],TOU_CTabulation[[#This Row],[AC System Output (kW)]])","v":249.41661799999997},{"$f":"VLOOKUP(TOU_CTabulation[[#This Row],[Month]],Season,2)","v":"Winter"},{"$f":"VLOOKUP(TOU_CTabulation[[#This Row],[Season]],CRate,2)","v":10.5},{"$f":"IF(A500>TOU_CTabulation[[#This Row],[Month]],TOU_CTabulation[[#This Row],[Day]]*TOU_CTabulation[[#This Row],[Base Allow]],0)","v":0},{"$f":"IF(A500>TOU_CTabulation[[#This Row],[Month]],TOU_CTabulation[[#This Row],[Month Cumm]],0)","v":0},{"$f":"IF(TOU_CTabulation[[#This Row],[Month Base Gen]]=0,0,TOU_CTabulation[[#This Row],[Month Base Gen]]-TOU_CTabulation[[#This Row],[Day]]*TOU_CTabulation[[#This Row],[Base Allow]])","v":0},{"$f":"VLOOKUP(TOU_CTabulation[[#This Row],[Hour]],daypart,2)","v":"All"},{"$f":"TOU_CTabulation[[#This Row],[Season]]&TOU_CTabulation[[#This Row],[Day-Part]]","v":"WinterAll"},{"$f":"VLOOKUP(TOU_CTabulation[[#This Row],[Daypart]],TOUC,2)","v":0.25901999999999997},{"$f":"VLOOKUP(TOU_CTabulation[[#This Row],[Daypart]],TOUC,3)","v":0.32596000000000003},{"$f":"TOU_CTabulation[[#This Row],[Month Base Allow]]*TOU_CTabulation[[#This Row],[Base Rate]]","v":0},{"$f":"TOU_CTabulation[[#This Row],[Month Overbase Gen]]*TOU_CTabulation[[#This Row],[Over Rate]]","v":0},{"$f":"TOU_CTabulation[[#This Row],[Base Value]]+TOU_CTabulation[[#This Row],[Over Value]]","v":0}]
[1,20,15,99,123,12,4,186.518,14.638,662.73,628.36199999999997,{"$f":"TOU_CTabulation[[#This Row],[AC System Output (W)]]/1000","v":0.62836199999999998},{"$f":"IF(A499=TOU_CTabulation[[#This Row],[Month]],M499+TOU_CTabulation[[#This Row],[AC System Output (kW)]],TOU_CTabulation[[#This Row],[AC System Output (kW)]])","v":250.04497999999998},{"$f":"VLOOKUP(TOU_CTabulation[[#This Row],[Month]],Season,2)","v":"Winter"},{"$f":"VLOOKUP(TOU_CTabulation[[#This Row],[Season]],CRate,2)","v":10.5},{"$f":"IF(A501>TOU_CTabulation[[#This Row],[Month]],TOU_CTabulation[[#This Row],[Day]]*TOU_CTabulation[[#This Row],[Base Allow]],0)","v":0},{"$f":"IF(A501>TOU_CTabulation[[#This Row],[Month]],TOU_CTabulation[[#This Row],[Month Cumm]],0)","v":0},{"$f":"IF(TOU_CTabulation[[#This Row],[Month Base Gen]]=0,0,TOU_CTabulation[[#This Row],[Month Base Gen]]-TOU_CTabulation[[#This Row],[Day]]*TOU_CTabulation[[#This Row],[Base Allow]])","v":0},{"$f":"VLOOKUP(TOU_CTabulation[[#This Row],[Hour]],daypart,2)","v":"All"},{"$f":"TOU_CTabulation[[#This Row],[Season]]&TOU_CTabulation[[#This Row],[Day-Part]]","v":"WinterAll"},{"$f":"VLOOKUP(TOU_CTabulation[[#This Row],[Daypart]],TOUC,2)","v":0.25901999999999997},{"$f":"VLOOKUP(TOU_CTabulation[[#This Row],[Daypart]],TOUC,3)","v":0.32596000000000003},{"$f":"TOU_CTabulation[[#This Row],[Month Base Allow]]*TOU_CTabulation[[#This Row],[Base Rate]]","v":0},{"$f":"TOU_CTabulation[[#This Row],[Month Overbase Gen]]*TOU_CTabulation[[#This Row],[Over Rate]]","v":0},{"$f":"TOU_CTabulation[[#This Row],[Base Value]]+TOU_CTabulation[[#This Row],[Over Value]]","v":0}]
[1,20,16,94,50,12,4,86.271000000000001,12.734,295.58,269.45,{"$f":"TOU_CTabulation[[#This Row],[AC System Output (W)]]/1000","v":0.26944999999999997},{"$f":"IF(A500=TOU_CTabulation[[#This Row],[Month]],M500+TOU_CTabulation[[#This Row],[AC System Output (kW)]],TOU_CTabulation[[#This Row],[AC System Output (kW)]])","v":250.31442999999999},{"$f":"VLOOKUP(TOU_CTabulation[[#This Row],[Month]],Season,2)","v":"Winter"},{"$f":"VLOOKUP(TOU_CTabulation[[#This Row],[Season]],CRate,2)","v":10.5},{"$f":"IF(A502>TOU_CTabulation[[#This Row],[Month]],TOU_CTabulation[[#This Row],[Day]]*TOU_CTabulation[[#This Row],[Base Allow]],0)","v":0},{"$f":"IF(A502>TOU_CTabulation[[#This Row],[Month]],TOU_CTabulation[[#This Row],[Month Cumm]],0)","v":0},{"$f":"IF(TOU_CTabulation[[#This Row],[Month Base Gen]]=0,0,TOU_CTabulation[[#This Row],[Month Base Gen]]-TOU_CTabulation[[#This Row],[Day]]*TOU_CTabulation[[#This Row],[Base Allow]])","v":0},{"$f":"VLOOKUP(TOU_CTabulation[[#This Row],[Hour]],daypart,2)","v":"All"},{"$f":"TOU_CTabulation[[#This Row],[Season]]&TOU_CTabulation[[#This Row],[Day-Part]]","v":"WinterAll"},{"$f":"VLOOKUP(TOU_CTabulation[[#This Row],[Daypart]],TOUC,2)","v":0.25901999999999997},{"$f":"VLOOKUP(TOU_CTabulation[[#This Row],[Daypart]],TOUC,3)","v":0.32596000000000003},{"$f":"TOU_CTabulation[[#This Row],[Month Base Allow]]*TOU_CTabulation[[#This Row],[Base Rate]]","v":0},{"$f":"TOU_CTabulation[[#This Row],[Month Overbase Gen]]*TOU_CTabulation[[#This Row],[Over Rate]]","v":0},{"$f":"TOU_CTabulation[[#This Row],[Base Value]]+TOU_CTabulation[[#This Row],[Over Value]]","v":0}]
[1,20,17,0,0,12,4,0,12,0,0,{"$f":"TOU_CTabulation[[#This Row],[AC System Output (W)]]/1000","v":0},{"$f":"IF(A501=TOU_CTabulation[[#This Row],[Month]],M501+TOU_CTabulation[[#This Row],[AC System Output (kW)]],TOU_CTabulation[[#This Row],[AC System Output (kW)]])","v":250.31442999999999},{"$f":"VLOOKUP(TOU_CTabulation[[#This Row],[Month]],Season,2)","v":"Winter"},{"$f":"VLOOKUP(TOU_CTabulation[[#This Row],[Season]],CRate,2)","v":10.5},{"$f":"IF(A503>TOU_CTabulation[[#This Row],[Month]],TOU_CTabulation[[#This Row],[Day]]*TOU_CTabulation[[#This Row],[Base Allow]],0)","v":0},{"$f":"IF(A503>TOU_CTabulation[[#This Row],[Month]],TOU_CTabulation[[#This Row],[Month Cumm]],0)","v":0},{"$f":"IF(TOU_CTabulation[[#This Row],[Month Base Gen]]=0,0,TOU_CTabulation[[#This Row],[Month Base Gen]]-TOU_CTabulation[[#This Row],[Day]]*TOU_CTabulation[[#This Row],[Base Allow]])","v":0},{"$f":"VLOOKUP(TOU_CTabulation[[#This Row],[Hour]],daypart,2)","v":"All"},{"$f":"TOU_CTabulation[[#This Row],[Season]]&TOU_CTabulation[[#This Row],[Day-Part]]","v":"WinterAll"},{"$f":"VLOOKUP(TOU_CTabulation[[#This Row],[Daypart]],TOUC,2)","v":0.25901999999999997},{"$f":"VLOOKUP(TOU_CTabulation[[#This Row],[Daypart]],TOUC,3)","v":0.32596000000000003},{"$f":"TOU_CTabulation[[#This Row],[Month Base Allow]]*TOU_CTabulation[[#This Row],[Base Rate]]","v":0},{"$f":"TOU_CTabulation[[#This Row],[Month Overbase Gen]]*TOU_CTabulation[[#This Row],[Over Rate]]","v":0},{"$f":"TOU_CTabulation[[#This Row],[Base Value]]+TOU_CTabulation[[#This Row],[Over Value]]","v":0}]
[1,20,18,0,0,12,4,0,12,0,0,{"$f":"TOU_CTabulation[[#This Row],[AC System Output (W)]]/1000","v":0},{"$f":"IF(A502=TOU_CTabulation[[#This Row],[Month]],M502+TOU_CTabulation[[#This Row],[AC System Output (kW)]],TOU_CTabulation[[#This Row],[AC System Output (kW)]])","v":250.31442999999999},{"$f":"VLOOKUP(TOU_CTabulation[[#This Row],[Month]],Season,2)","v":"Winter"},{"$f":"VLOOKUP(TOU_CTabulation[[#This Row],[Season]],CRate,2)","v":10.5},{"$f":"IF(A504>TOU_CTabulation[[#This Row],[Month]],TOU_CTabulation[[#This Row],[Day]]*TOU_CTabulation[[#This Row],[Base Allow]],0)","v":0},{"$f":"IF(A504>TOU_CTabulation[[#This Row],[Month]],TOU_CTabulation[[#This Row],[Month Cumm]],0)","v":0},{"$f":"IF(TOU_CTabulation[[#This Row],[Month Base Gen]]=0,0,TOU_CTabulation[[#This Row],[Month Base Gen]]-TOU_CTabulation[[#This Row],[Day]]*TOU_CTabulation[[#This Row],[Base Allow]])","v":0},{"$f":"VLOOKUP(TOU_CTabulation[[#This Row],[Hour]],daypart,2)","v":"All"},{"$f":"TOU_CTabulation[[#This Row],[Season]]&TOU_CTabulation[[#This Row],[Day-Part]]","v":"WinterAll"},{"$f":"VLOOKUP(TOU_CTabulation[[#This Row],[Daypart]],TOUC,2)","v":0.25901999999999997},{"$f":"VLOOKUP(TOU_CTabulation[[#This Row],[Daypart]],TOUC,3)","v":0.32596000000000003},{"$f":"TOU_CTabulation[[#This Row],[Month Base Allow]]*TOU_CTabulation[[#This Row],[Base Rate]]","v":0},{"$f":"TOU_CTabulation[[#This Row],[Month Overbase Gen]]*TOU_CTabulation[[#This Row],[Over Rate]]","v":0},{"$f":"TOU_CTabulation[[#This Row],[Base Value]]+TOU_CTabulation[[#This Row],[Over Value]]","v":0}]
[1,20,19,0,0,11,3,0,11,0,0,{"$f":"TOU_CTabulation[[#This Row],[AC System Output (W)]]/1000","v":0},{"$f":"IF(A503=TOU_CTabulation[[#This Row],[Month]],M503+TOU_CTabulation[[#This Row],[AC System Output (kW)]],TOU_CTabulation[[#This Row],[AC System Output (kW)]])","v":250.31442999999999},{"$f":"VLOOKUP(TOU_CTabulation[[#This Row],[Month]],Season,2)","v":"Winter"},{"$f":"VLOOKUP(TOU_CTabulation[[#This Row],[Season]],CRate,2)","v":10.5},{"$f":"IF(A505>TOU_CTabulation[[#This Row],[Month]],TOU_CTabulation[[#This Row],[Day]]*TOU_CTabulation[[#This Row],[Base Allow]],0)","v":0},{"$f":"IF(A505>TOU_CTabulation[[#This Row],[Month]],TOU_CTabulation[[#This Row],[Month Cumm]],0)","v":0},{"$f":"IF(TOU_CTabulation[[#This Row],[Month Base Gen]]=0,0,TOU_CTabulation[[#This Row],[Month Base Gen]]-TOU_CTabulation[[#This Row],[Day]]*TOU_CTabulation[[#This Row],[Base Allow]])","v":0},{"$f":"VLOOKUP(TOU_CTabulation[[#This Row],[Hour]],daypart,2)","v":"All"},{"$f":"TOU_CTabulation[[#This Row],[Season]]&TOU_CTabulation[[#This Row],[Day-Part]]","v":"WinterAll"},{"$f":"VLOOKUP(TOU_CTabulation[[#This Row],[Daypart]],TOUC,2)","v":0.25901999999999997},{"$f":"VLOOKUP(TOU_CTabulation[[#This Row],[Daypart]],TOUC,3)","v":0.32596000000000003},{"$f":"TOU_CTabulation[[#This Row],[Month Base Allow]]*TOU_CTabulation[[#This Row],[Base Rate]]","v":0},{"$f":"TOU_CTabulation[[#This Row],[Month Overbase Gen]]*TOU_CTabulation[[#This Row],[Over Rate]]","v":0},{"$f":"TOU_CTabulation[[#This Row],[Base Value]]+TOU_CTabulation[[#This Row],[Over Value]]","v":0}]
[1,20,20,0,0,10,2,0,10,0,0,{"$f":"TOU_CTabulation[[#This Row],[AC System Output (W)]]/1000","v":0},{"$f":"IF(A504=TOU_CTabulation[[#This Row],[Month]],M504+TOU_CTabulation[[#This Row],[AC System Output (kW)]],TOU_CTabulation[[#This Row],[AC System Output (kW)]])","v":250.31442999999999},{"$f":"VLOOKUP(TOU_CTabulation[[#This Row],[Month]],Season,2)","v":"Winter"},{"$f":"VLOOKUP(TOU_CTabulation[[#This Row],[Season]],CRate,2)","v":10.5},{"$f":"IF(A506>TOU_CTabulation[[#This Row],[Month]],TOU_CTabulation[[#This Row],[Day]]*TOU_CTabulation[[#This Row],[Base Allow]],0)","v":0},{"$f":"IF(A506>TOU_CTabulation[[#This Row],[Month]],TOU_CTabulation[[#This Row],[Month Cumm]],0)","v":0},{"$f":"IF(TOU_CTabulation[[#This Row],[Month Base Gen]]=0,0,TOU_CTabulation[[#This Row],[Month Base Gen]]-TOU_CTabulation[[#This Row],[Day]]*TOU_CTabulation[[#This Row],[Base Allow]])","v":0},{"$f":"VLOOKUP(TOU_CTabulation[[#This Row],[Hour]],daypart,2)","v":"All"},{"$f":"TOU_CTabulation[[#This Row],[Season]]&TOU_CTabulation[[#This Row],[Day-Part]]","v":"WinterAll"},{"$f":"VLOOKUP(TOU_CTabulation[[#This Row],[Daypart]],TOUC,2)","v":0.25901999999999997},{"$f":"VLOOKUP(TOU_CTabulation[[#This Row],[Daypart]],TOUC,3)","v":0.32596000000000003},{"$f":"TOU_CTabulation[[#This Row],[Month Base Allow]]*TOU_CTabulation[[#This Row],[Base Rate]]","v":0},{"$f":"TOU_CTabulation[[#This Row],[Month Overbase Gen]]*TOU_CTabulation[[#This Row],[Over Rate]]","v":0},{"$f":"TOU_CTabulation[[#This Row],[Base Value]]+TOU_CTabulation[[#This Row],[Over Value]]","v":0}]
[1,20,21,0,0,9,2,0,9,0,0,{"$f":"TOU_CTabulation[[#This Row],[AC System Output (W)]]/1000","v":0},{"$f":"IF(A505=TOU_CTabulation[[#This Row],[Month]],M505+TOU_CTabulation[[#This Row],[AC System Output (kW)]],TOU_CTabulation[[#This Row],[AC System Output (kW)]])","v":250.31442999999999},{"$f":"VLOOKUP(TOU_CTabulation[[#This Row],[Month]],Season,2)","v":"Winter"},{"$f":"VLOOKUP(TOU_CTabulation[[#This Row],[Season]],CRate,2)","v":10.5},{"$f":"IF(A507>TOU_CTabulation[[#This Row],[Month]],TOU_CTabulation[[#This Row],[Day]]*TOU_CTabulation[[#This Row],[Base Allow]],0)","v":0},{"$f":"IF(A507>TOU_CTabulation[[#This Row],[Month]],TOU_CTabulation[[#This Row],[Month Cumm]],0)","v":0},{"$f":"IF(TOU_CTabulation[[#This Row],[Month Base Gen]]=0,0,TOU_CTabulation[[#This Row],[Month Base Gen]]-TOU_CTabulation[[#This Row],[Day]]*TOU_CTabulation[[#This Row],[Base Allow]])","v":0},{"$f":"VLOOKUP(TOU_CTabulation[[#This Row],[Hour]],daypart,2)","v":"All"},{"$f":"TOU_CTabulation[[#This Row],[Season]]&TOU_CTabulation[[#This Row],[Day-Part]]","v":"WinterAll"},{"$f":"VLOOKUP(TOU_CTabulation[[#This Row],[Daypart]],TOUC,2)","v":0.25901999999999997},{"$f":"VLOOKUP(TOU_CTabulation[[#This Row],[Daypart]],TOUC,3)","v":0.32596000000000003},{"$f":"TOU_CTabulation[[#This Row],[Month Base Allow]]*TOU_CTabulation[[#This Row],[Base Rate]]","v":0},{"$f":"TOU_CTabulation[[#This Row],[Month Overbase Gen]]*TOU_CTabulation[[#This Row],[Over Rate]]","v":0},{"$f":"TOU_CTabulation[[#This Row],[Base Value]]+TOU_CTabulation[[#This Row],[Over Value]]","v":0}]
[1,20,22,0,0,9,2,0,9,0,0,{"$f":"TOU_CTabulation[[#This Row],[AC System Output (W)]]/1000","v":0},{"$f":"IF(A506=TOU_CTabulation[[#This Row],[Month]],M506+TOU_CTabulation[[#This Row],[AC System Output (kW)]],TOU_CTabulation[[#This Row],[AC System Output (kW)]])","v":250.31442999999999},{"$f":"VLOOKUP(TOU_CTabulation[[#This Row],[Month]],Season,2)","v":"Winter"},{"$f":"VLOOKUP(TOU_CTabulation[[#This Row],[Season]],CRate,2)","v":10.5},{"$f":"IF(A508>TOU_CTabulation[[#This Row],[Month]],TOU_CTabulation[[#This Row],[Day]]*TOU_CTabulation[[#This Row],[Base Allow]],0)","v":0},{"$f":"IF(A508>TOU_CTabulation[[#This Row],[Month]],TOU_CTabulation[[#This Row],[Month Cumm]],0)","v":0},{"$f":"IF(TOU_CTabulation[[#This Row],[Month Base Gen]]=0,0,TOU_CTabulation[[#This Row],[Month Base Gen]]-TOU_CTabulation[[#This Row],[Day]]*TOU_CTabulation[[#This Row],[Base Allow]])","v":0},{"$f":"VLOOKUP(TOU_CTabulation[[#This Row],[Hour]],daypart,2)","v":"All"},{"$f":"TOU_CTabulation[[#This Row],[Season]]&TOU_CTabulation[[#This Row],[Day-Part]]","v":"WinterAll"},{"$f":"VLOOKUP(TOU_CTabulation[[#This Row],[Daypart]],TOUC,2)","v":0.25901999999999997},{"$f":"VLOOKUP(TOU_CTabulation[[#This Row],[Daypart]],TOUC,3)","v":0.32596000000000003},{"$f":"TOU_CTabulation[[#This Row],[Month Base Allow]]*TOU_CTabulation[[#This Row],[Base Rate]]","v":0},{"$f":"TOU_CTabulation[[#This Row],[Month Overbase Gen]]*TOU_CTabulation[[#This Row],[Over Rate]]","v":0},{"$f":"TOU_CTabulation[[#This Row],[Base Value]]+TOU_CTabulation[[#This Row],[Over Value]]","v":0}]
[1,20,23,0,0,9,2,0,9,0,0,{"$f":"TOU_CTabulation[[#This Row],[AC System Output (W)]]/1000","v":0},{"$f":"IF(A507=TOU_CTabulation[[#This Row],[Month]],M507+TOU_CTabulation[[#This Row],[AC System Output (kW)]],TOU_CTabulation[[#This Row],[AC System Output (kW)]])","v":250.31442999999999},{"$f":"VLOOKUP(TOU_CTabulation[[#This Row],[Month]],Season,2)","v":"Winter"},{"$f":"VLOOKUP(TOU_CTabulation[[#This Row],[Season]],CRate,2)","v":10.5},{"$f":"IF(A509>TOU_CTabulation[[#This Row],[Month]],TOU_CTabulation[[#This Row],[Day]]*TOU_CTabulation[[#This Row],[Base Allow]],0)","v":0},{"$f":"IF(A509>TOU_CTabulation[[#This Row],[Month]],TOU_CTabulation[[#This Row],[Month Cumm]],0)","v":0},{"$f":"IF(TOU_CTabulation[[#This Row],[Month Base Gen]]=0,0,TOU_CTabulation[[#This Row],[Month Base Gen]]-TOU_CTabulation[[#This Row],[Day]]*TOU_CTabulation[[#This Row],[Base Allow]])","v":0},{"$f":"VLOOKUP(TOU_CTabulation[[#This Row],[Hour]],daypart,2)","v":"All"},{"$f":"TOU_CTabulation[[#This Row],[Season]]&TOU_CTabulation[[#This Row],[Day-Part]]","v":"WinterAll"},{"$f":"VLOOKUP(TOU_CTabulation[[#This Row],[Daypart]],TOUC,2)","v":0.25901999999999997},{"$f":"VLOOKUP(TOU_CTabulation[[#This Row],[Daypart]],TOUC,3)","v":0.32596000000000003},{"$f":"TOU_CTabulation[[#This Row],[Month Base Allow]]*TOU_CTabulation[[#This Row],[Base Rate]]","v":0},{"$f":"TOU_CTabulation[[#This Row],[Month Overbase Gen]]*TOU_CTabulation[[#This Row],[Over Rate]]","v":0},{"$f":"TOU_CTabulation[[#This Row],[Base Value]]+TOU_CTabulation[[#This Row],[Over Value]]","v":0}]
[1,21,0,0,0,8,2,0,8,0,0,{"$f":"TOU_CTabulation[[#This Row],[AC System Output (W)]]/1000","v":0},{"$f":"IF(A508=TOU_CTabulation[[#This Row],[Month]],M508+TOU_CTabulation[[#This Row],[AC System Output (kW)]],TOU_CTabulation[[#This Row],[AC System Output (kW)]])","v":250.31442999999999},{"$f":"VLOOKUP(TOU_CTabulation[[#This Row],[Month]],Season,2)","v":"Winter"},{"$f":"VLOOKUP(TOU_CTabulation[[#This Row],[Season]],CRate,2)","v":10.5},{"$f":"IF(A510>TOU_CTabulation[[#This Row],[Month]],TOU_CTabulation[[#This Row],[Day]]*TOU_CTabulation[[#This Row],[Base Allow]],0)","v":0},{"$f":"IF(A510>TOU_CTabulation[[#This Row],[Month]],TOU_CTabulation[[#This Row],[Month Cumm]],0)","v":0},{"$f":"IF(TOU_CTabulation[[#This Row],[Month Base Gen]]=0,0,TOU_CTabulation[[#This Row],[Month Base Gen]]-TOU_CTabulation[[#This Row],[Day]]*TOU_CTabulation[[#This Row],[Base Allow]])","v":0},{"$f":"VLOOKUP(TOU_CTabulation[[#This Row],[Hour]],daypart,2)","v":"All"},{"$f":"TOU_CTabulation[[#This Row],[Season]]&TOU_CTabulation[[#This Row],[Day-Part]]","v":"WinterAll"},{"$f":"VLOOKUP(TOU_CTabulation[[#This Row],[Daypart]],TOUC,2)","v":0.25901999999999997},{"$f":"VLOOKUP(TOU_CTabulation[[#This Row],[Daypart]],TOUC,3)","v":0.32596000000000003},{"$f":"TOU_CTabulation[[#This Row],[Month Base Allow]]*TOU_CTabulation[[#This Row],[Base Rate]]","v":0},{"$f":"TOU_CTabulation[[#This Row],[Month Overbase Gen]]*TOU_CTabulation[[#This Row],[Over Rate]]","v":0},{"$f":"TOU_CTabulation[[#This Row],[Base Value]]+TOU_CTabulation[[#This Row],[Over Value]]","v":0}]
[1,21,1,0,0,8,2,0,8,0,0,{"$f":"TOU_CTabulation[[#This Row],[AC System Output (W)]]/1000","v":0},{"$f":"IF(A509=TOU_CTabulation[[#This Row],[Month]],M509+TOU_CTabulation[[#This Row],[AC System Output (kW)]],TOU_CTabulation[[#This Row],[AC System Output (kW)]])","v":250.31442999999999},{"$f":"VLOOKUP(TOU_CTabulation[[#This Row],[Month]],Season,2)","v":"Winter"},{"$f":"VLOOKUP(TOU_CTabulation[[#This Row],[Season]],CRate,2)","v":10.5},{"$f":"IF(A511>TOU_CTabulation[[#This Row],[Month]],TOU_CTabulation[[#This Row],[Day]]*TOU_CTabulation[[#This Row],[Base Allow]],0)","v":0},{"$f":"IF(A511>TOU_CTabulation[[#This Row],[Month]],TOU_CTabulation[[#This Row],[Month Cumm]],0)","v":0},{"$f":"IF(TOU_CTabulation[[#This Row],[Month Base Gen]]=0,0,TOU_CTabulation[[#This Row],[Month Base Gen]]-TOU_CTabulation[[#This Row],[Day]]*TOU_CTabulation[[#This Row],[Base Allow]])","v":0},{"$f":"VLOOKUP(TOU_CTabulation[[#This Row],[Hour]],daypart,2)","v":"All"},{"$f":"TOU_CTabulation[[#This Row],[Season]]&TOU_CTabulation[[#This Row],[Day-Part]]","v":"WinterAll"},{"$f":"VLOOKUP(TOU_CTabulation[[#This Row],[Daypart]],TOUC,2)","v":0.25901999999999997},{"$f":"VLOOKUP(TOU_CTabulation[[#This Row],[Daypart]],TOUC,3)","v":0.32596000000000003},{"$f":"TOU_CTabulation[[#This Row],[Month Base Allow]]*TOU_CTabulation[[#This Row],[Base Rate]]","v":0},{"$f":"TOU_CTabulation[[#This Row],[Month Overbase Gen]]*TOU_CTabulation[[#This Row],[Over Rate]]","v":0},{"$f":"TOU_CTabulation[[#This Row],[Base Value]]+TOU_CTabulation[[#This Row],[Over Value]]","v":0}]
[1,21,2,0,0,8,1,0,8,0,0,{"$f":"TOU_CTabulation[[#This Row],[AC System Output (W)]]/1000","v":0},{"$f":"IF(A510=TOU_CTabulation[[#This Row],[Month]],M510+TOU_CTabulation[[#This Row],[AC System Output (kW)]],TOU_CTabulation[[#This Row],[AC System Output (kW)]])","v":250.31442999999999},{"$f":"VLOOKUP(TOU_CTabulation[[#This Row],[Month]],Season,2)","v":"Winter"},{"$f":"VLOOKUP(TOU_CTabulation[[#This Row],[Season]],CRate,2)","v":10.5},{"$f":"IF(A512>TOU_CTabulation[[#This Row],[Month]],TOU_CTabulation[[#This Row],[Day]]*TOU_CTabulation[[#This Row],[Base Allow]],0)","v":0},{"$f":"IF(A512>TOU_CTabulation[[#This Row],[Month]],TOU_CTabulation[[#This Row],[Month Cumm]],0)","v":0},{"$f":"IF(TOU_CTabulation[[#This Row],[Month Base Gen]]=0,0,TOU_CTabulation[[#This Row],[Month Base Gen]]-TOU_CTabulation[[#This Row],[Day]]*TOU_CTabulation[[#This Row],[Base Allow]])","v":0},{"$f":"VLOOKUP(TOU_CTabulation[[#This Row],[Hour]],daypart,2)","v":"All"},{"$f":"TOU_CTabulation[[#This Row],[Season]]&TOU_CTabulation[[#This Row],[Day-Part]]","v":"WinterAll"},{"$f":"VLOOKUP(TOU_CTabulation[[#This Row],[Daypart]],TOUC,2)","v":0.25901999999999997},{"$f":"VLOOKUP(TOU_CTabulation[[#This Row],[Daypart]],TOUC,3)","v":0.32596000000000003},{"$f":"TOU_CTabulation[[#This Row],[Month Base Allow]]*TOU_CTabulation[[#This Row],[Base Rate]]","v":0},{"$f":"TOU_CTabulation[[#This Row],[Month Overbase Gen]]*TOU_CTabulation[[#This Row],[Over Rate]]","v":0},{"$f":"TOU_CTabulation[[#This Row],[Base Value]]+TOU_CTabulation[[#This Row],[Over Value]]","v":0}]
[1,21,3,0,0,7,1,0,7,0,0,{"$f":"TOU_CTabulation[[#This Row],[AC System Output (W)]]/1000","v":0},{"$f":"IF(A511=TOU_CTabulation[[#This Row],[Month]],M511+TOU_CTabulation[[#This Row],[AC System Output (kW)]],TOU_CTabulation[[#This Row],[AC System Output (kW)]])","v":250.31442999999999},{"$f":"VLOOKUP(TOU_CTabulation[[#This Row],[Month]],Season,2)","v":"Winter"},{"$f":"VLOOKUP(TOU_CTabulation[[#This Row],[Season]],CRate,2)","v":10.5},{"$f":"IF(A513>TOU_CTabulation[[#This Row],[Month]],TOU_CTabulation[[#This Row],[Day]]*TOU_CTabulation[[#This Row],[Base Allow]],0)","v":0},{"$f":"IF(A513>TOU_CTabulation[[#This Row],[Month]],TOU_CTabulation[[#This Row],[Month Cumm]],0)","v":0},{"$f":"IF(TOU_CTabulation[[#This Row],[Month Base Gen]]=0,0,TOU_CTabulation[[#This Row],[Month Base Gen]]-TOU_CTabulation[[#This Row],[Day]]*TOU_CTabulation[[#This Row],[Base Allow]])","v":0},{"$f":"VLOOKUP(TOU_CTabulation[[#This Row],[Hour]],daypart,2)","v":"All"},{"$f":"TOU_CTabulation[[#This Row],[Season]]&TOU_CTabulation[[#This Row],[Day-Part]]","v":"WinterAll"},{"$f":"VLOOKUP(TOU_CTabulation[[#This Row],[Daypart]],TOUC,2)","v":0.25901999999999997},{"$f":"VLOOKUP(TOU_CTabulation[[#This Row],[Daypart]],TOUC,3)","v":0.32596000000000003},{"$f":"TOU_CTabulation[[#This Row],[Month Base Allow]]*TOU_CTabulation[[#This Row],[Base Rate]]","v":0},{"$f":"TOU_CTabulation[[#This Row],[Month Overbase Gen]]*TOU_CTabulation[[#This Row],[Over Rate]]","v":0},{"$f":"TOU_CTabulation[[#This Row],[Base Value]]+TOU_CTabulation[[#This Row],[Over Value]]","v":0}]
[1,21,4,0,0,7,1,0,7,0,0,{"$f":"TOU_CTabulation[[#This Row],[AC System Output (W)]]/1000","v":0},{"$f":"IF(A512=TOU_CTabulation[[#This Row],[Month]],M512+TOU_CTabulation[[#This Row],[AC System Output (kW)]],TOU_CTabulation[[#This Row],[AC System Output (kW)]])","v":250.31442999999999},{"$f":"VLOOKUP(TOU_CTabulation[[#This Row],[Month]],Season,2)","v":"Winter"},{"$f":"VLOOKUP(TOU_CTabulation[[#This Row],[Season]],CRate,2)","v":10.5},{"$f":"IF(A514>TOU_CTabulation[[#This Row],[Month]],TOU_CTabulation[[#This Row],[Day]]*TOU_CTabulation[[#This Row],[Base Allow]],0)","v":0},{"$f":"IF(A514>TOU_CTabulation[[#This Row],[Month]],TOU_CTabulation[[#This Row],[Month Cumm]],0)","v":0},{"$f":"IF(TOU_CTabulation[[#This Row],[Month Base Gen]]=0,0,TOU_CTabulation[[#This Row],[Month Base Gen]]-TOU_CTabulation[[#This Row],[Day]]*TOU_CTabulation[[#This Row],[Base Allow]])","v":0},{"$f":"VLOOKUP(TOU_CTabulation[[#This Row],[Hour]],daypart,2)","v":"All"},{"$f":"TOU_CTabulation[[#This Row],[Season]]&TOU_CTabulation[[#This Row],[Day-Part]]","v":"WinterAll"},{"$f":"VLOOKUP(TOU_CTabulation[[#This Row],[Daypart]],TOUC,2)","v":0.25901999999999997},{"$f":"VLOOKUP(TOU_CTabulation[[#This Row],[Daypart]],TOUC,3)","v":0.32596000000000003},{"$f":"TOU_CTabulation[[#This Row],[Month Base Allow]]*TOU_CTabulation[[#This Row],[Base Rate]]","v":0},{"$f":"TOU_CTabulation[[#This Row],[Month Overbase Gen]]*TOU_CTabulation[[#This Row],[Over Rate]]","v":0},{"$f":"TOU_CTabulation[[#This Row],[Base Value]]+TOU_CTabulation[[#This Row],[Over Value]]","v":0}]
[1,21,5,0,0,7,1,0,7,0,0,{"$f":"TOU_CTabulation[[#This Row],[AC System Output (W)]]/1000","v":0},{"$f":"IF(A513=TOU_CTabulation[[#This Row],[Month]],M513+TOU_CTabulation[[#This Row],[AC System Output (kW)]],TOU_CTabulation[[#This Row],[AC System Output (kW)]])","v":250.31442999999999},{"$f":"VLOOKUP(TOU_CTabulation[[#This Row],[Month]],Season,2)","v":"Winter"},{"$f":"VLOOKUP(TOU_CTabulation[[#This Row],[Season]],CRate,2)","v":10.5},{"$f":"IF(A515>TOU_CTabulation[[#This Row],[Month]],TOU_CTabulation[[#This Row],[Day]]*TOU_CTabulation[[#This Row],[Base Allow]],0)","v":0},{"$f":"IF(A515>TOU_CTabulation[[#This Row],[Month]],TOU_CTabulation[[#This Row],[Month Cumm]],0)","v":0},{"$f":"IF(TOU_CTabulation[[#This Row],[Month Base Gen]]=0,0,TOU_CTabulation[[#This Row],[Month Base Gen]]-TOU_CTabulation[[#This Row],[Day]]*TOU_CTabulation[[#This Row],[Base Allow]])","v":0},{"$f":"VLOOKUP(TOU_CTabulation[[#This Row],[Hour]],daypart,2)","v":"All"},{"$f":"TOU_CTabulation[[#This Row],[Season]]&TOU_CTabulation[[#This Row],[Day-Part]]","v":"WinterAll"},{"$f":"VLOOKUP(TOU_CTabulation[[#This Row],[Daypart]],TOUC,2)","v":0.25901999999999997},{"$f":"VLOOKUP(TOU_CTabulation[[#This Row],[Daypart]],TOUC,3)","v":0.32596000000000003},{"$f":"TOU_CTabulation[[#This Row],[Month Base Allow]]*TOU_CTabulation[[#This Row],[Base Rate]]","v":0},{"$f":"TOU_CTabulation[[#This Row],[Month Overbase Gen]]*TOU_CTabulation[[#This Row],[Over Rate]]","v":0},{"$f":"TOU_CTabulation[[#This Row],[Base Value]]+TOU_CTabulation[[#This Row],[Over Value]]","v":0}]
[1,21,6,0,0,7,1,0,7,0,0,{"$f":"TOU_CTabulation[[#This Row],[AC System Output (W)]]/1000","v":0},{"$f":"IF(A514=TOU_CTabulation[[#This Row],[Month]],M514+TOU_CTabulation[[#This Row],[AC System Output (kW)]],TOU_CTabulation[[#This Row],[AC System Output (kW)]])","v":250.31442999999999},{"$f":"VLOOKUP(TOU_CTabulation[[#This Row],[Month]],Season,2)","v":"Winter"},{"$f":"VLOOKUP(TOU_CTabulation[[#This Row],[Season]],CRate,2)","v":10.5},{"$f":"IF(A516>TOU_CTabulation[[#This Row],[Month]],TOU_CTabulation[[#This Row],[Day]]*TOU_CTabulation[[#This Row],[Base Allow]],0)","v":0},{"$f":"IF(A516>TOU_CTabulation[[#This Row],[Month]],TOU_CTabulation[[#This Row],[Month Cumm]],0)","v":0},{"$f":"IF(TOU_CTabulation[[#This Row],[Month Base Gen]]=0,0,TOU_CTabulation[[#This Row],[Month Base Gen]]-TOU_CTabulation[[#This Row],[Day]]*TOU_CTabulation[[#This Row],[Base Allow]])","v":0},{"$f":"VLOOKUP(TOU_CTabulation[[#This Row],[Hour]],daypart,2)","v":"All"},{"$f":"TOU_CTabulation[[#This Row],[Season]]&TOU_CTabulation[[#This Row],[Day-Part]]","v":"WinterAll"},{"$f":"VLOOKUP(TOU_CTabulation[[#This Row],[Daypart]],TOUC,2)","v":0.25901999999999997},{"$f":"VLOOKUP(TOU_CTabulation[[#This Row],[Daypart]],TOUC,3)","v":0.32596000000000003},{"$f":"TOU_CTabulation[[#This Row],[Month Base Allow]]*TOU_CTabulation[[#This Row],[Base Rate]]","v":0},{"$f":"TOU_CTabulation[[#This Row],[Month Overbase Gen]]*TOU_CTabulation[[#This Row],[Over Rate]]","v":0},{"$f":"TOU_CTabulation[[#This Row],[Base Value]]+TOU_CTabulation[[#This Row],[Over Value]]","v":0}]
[1,21,7,0,34,8,1,36.225000000000001,6.5460000000000003,135.297,112.372,{"$f":"TOU_CTabulation[[#This Row],[AC System Output (W)]]/1000","v":0.112372},{"$f":"IF(A515=TOU_CTabulation[[#This Row],[Month]],M515+TOU_CTabulation[[#This Row],[AC System Output (kW)]],TOU_CTabulation[[#This Row],[AC System Output (kW)]])","v":250.42680199999998},{"$f":"VLOOKUP(TOU_CTabulation[[#This Row],[Month]],Season,2)","v":"Winter"},{"$f":"VLOOKUP(TOU_CTabulation[[#This Row],[Season]],CRate,2)","v":10.5},{"$f":"IF(A517>TOU_CTabulation[[#This Row],[Month]],TOU_CTabulation[[#This Row],[Day]]*TOU_CTabulation[[#This Row],[Base Allow]],0)","v":0},{"$f":"IF(A517>TOU_CTabulation[[#This Row],[Month]],TOU_CTabulation[[#This Row],[Month Cumm]],0)","v":0},{"$f":"IF(TOU_CTabulation[[#This Row],[Month Base Gen]]=0,0,TOU_CTabulation[[#This Row],[Month Base Gen]]-TOU_CTabulation[[#This Row],[Day]]*TOU_CTabulation[[#This Row],[Base Allow]])","v":0},{"$f":"VLOOKUP(TOU_CTabulation[[#This Row],[Hour]],daypart,2)","v":"All"},{"$f":"TOU_CTabulation[[#This Row],[Season]]&TOU_CTabulation[[#This Row],[Day-Part]]","v":"WinterAll"},{"$f":"VLOOKUP(TOU_CTabulation[[#This Row],[Daypart]],TOUC,2)","v":0.25901999999999997},{"$f":"VLOOKUP(TOU_CTabulation[[#This Row],[Daypart]],TOUC,3)","v":0.32596000000000003},{"$f":"TOU_CTabulation[[#This Row],[Month Base Allow]]*TOU_CTabulation[[#This Row],[Base Rate]]","v":0},{"$f":"TOU_CTabulation[[#This Row],[Month Overbase Gen]]*TOU_CTabulation[[#This Row],[Over Rate]]","v":0},{"$f":"TOU_CTabulation[[#This Row],[Base Value]]+TOU_CTabulation[[#This Row],[Over Value]]","v":0}]
[1,21,8,120,90,9,2,150.755,11.247999999999999,535.053,503.69200000000001,{"$f":"TOU_CTabulation[[#This Row],[AC System Output (W)]]/1000","v":0.50369200000000003},{"$f":"IF(A516=TOU_CTabulation[[#This Row],[Month]],M516+TOU_CTabulation[[#This Row],[AC System Output (kW)]],TOU_CTabulation[[#This Row],[AC System Output (kW)]])","v":250.93049399999998},{"$f":"VLOOKUP(TOU_CTabulation[[#This Row],[Month]],Season,2)","v":"Winter"},{"$f":"VLOOKUP(TOU_CTabulation[[#This Row],[Season]],CRate,2)","v":10.5},{"$f":"IF(A518>TOU_CTabulation[[#This Row],[Month]],TOU_CTabulation[[#This Row],[Day]]*TOU_CTabulation[[#This Row],[Base Allow]],0)","v":0},{"$f":"IF(A518>TOU_CTabulation[[#This Row],[Month]],TOU_CTabulation[[#This Row],[Month Cumm]],0)","v":0},{"$f":"IF(TOU_CTabulation[[#This Row],[Month Base Gen]]=0,0,TOU_CTabulation[[#This Row],[Month Base Gen]]-TOU_CTabulation[[#This Row],[Day]]*TOU_CTabulation[[#This Row],[Base Allow]])","v":0},{"$f":"VLOOKUP(TOU_CTabulation[[#This Row],[Hour]],daypart,2)","v":"All"},{"$f":"TOU_CTabulation[[#This Row],[Season]]&TOU_CTabulation[[#This Row],[Day-Part]]","v":"WinterAll"},{"$f":"VLOOKUP(TOU_CTabulation[[#This Row],[Daypart]],TOUC,2)","v":0.25901999999999997},{"$f":"VLOOKUP(TOU_CTabulation[[#This Row],[Daypart]],TOUC,3)","v":0.32596000000000003},{"$f":"TOU_CTabulation[[#This Row],[Month Base Allow]]*TOU_CTabulation[[#This Row],[Base Rate]]","v":0},{"$f":"TOU_CTabulation[[#This Row],[Month Overbase Gen]]*TOU_CTabulation[[#This Row],[Over Rate]]","v":0},{"$f":"TOU_CTabulation[[#This Row],[Base Value]]+TOU_CTabulation[[#This Row],[Over Value]]","v":0}]
[1,21,9,838,60,11,3,579.49599999999998,23.67,1954.2750000000001,1880.97,{"$f":"TOU_CTabulation[[#This Row],[AC System Output (W)]]/1000","v":1.88097},{"$f":"IF(A517=TOU_CTabulation[[#This Row],[Month]],M517+TOU_CTabulation[[#This Row],[AC System Output (kW)]],TOU_CTabulation[[#This Row],[AC System Output (kW)]])","v":252.81146399999997},{"$f":"VLOOKUP(TOU_CTabulation[[#This Row],[Month]],Season,2)","v":"Winter"},{"$f":"VLOOKUP(TOU_CTabulation[[#This Row],[Season]],CRate,2)","v":10.5},{"$f":"IF(A519>TOU_CTabulation[[#This Row],[Month]],TOU_CTabulation[[#This Row],[Day]]*TOU_CTabulation[[#This Row],[Base Allow]],0)","v":0},{"$f":"IF(A519>TOU_CTabulation[[#This Row],[Month]],TOU_CTabulation[[#This Row],[Month Cumm]],0)","v":0},{"$f":"IF(TOU_CTabulation[[#This Row],[Month Base Gen]]=0,0,TOU_CTabulation[[#This Row],[Month Base Gen]]-TOU_CTabulation[[#This Row],[Day]]*TOU_CTabulation[[#This Row],[Base Allow]])","v":0},{"$f":"VLOOKUP(TOU_CTabulation[[#This Row],[Hour]],daypart,2)","v":"All"},{"$f":"TOU_CTabulation[[#This Row],[Season]]&TOU_CTabulation[[#This Row],[Day-Part]]","v":"WinterAll"},{"$f":"VLOOKUP(TOU_CTabulation[[#This Row],[Daypart]],TOUC,2)","v":0.25901999999999997},{"$f":"VLOOKUP(TOU_CTabulation[[#This Row],[Daypart]],TOUC,3)","v":0.32596000000000003},{"$f":"TOU_CTabulation[[#This Row],[Month Base Allow]]*TOU_CTabulation[[#This Row],[Base Rate]]","v":0},{"$f":"TOU_CTabulation[[#This Row],[Month Overbase Gen]]*TOU_CTabulation[[#This Row],[Over Rate]]","v":0},{"$f":"TOU_CTabulation[[#This Row],[Base Value]]+TOU_CTabulation[[#This Row],[Over Value]]","v":0}]
[1,21,10,900,69,12,3,741.19299999999998,29.521000000000001,2470.4279999999999,2377.2260000000001,{"$f":"TOU_CTabulation[[#This Row],[AC System Output (W)]]/1000","v":2.3772260000000003},{"$f":"IF(A518=TOU_CTabulation[[#This Row],[Month]],M518+TOU_CTabulation[[#This Row],[AC System Output (kW)]],TOU_CTabulation[[#This Row],[AC System Output (kW)]])","v":255.18868999999998},{"$f":"VLOOKUP(TOU_CTabulation[[#This Row],[Month]],Season,2)","v":"Winter"},{"$f":"VLOOKUP(TOU_CTabulation[[#This Row],[Season]],CRate,2)","v":10.5},{"$f":"IF(A520>TOU_CTabulation[[#This Row],[Month]],TOU_CTabulation[[#This Row],[Day]]*TOU_CTabulation[[#This Row],[Base Allow]],0)","v":0},{"$f":"IF(A520>TOU_CTabulation[[#This Row],[Month]],TOU_CTabulation[[#This Row],[Month Cumm]],0)","v":0},{"$f":"IF(TOU_CTabulation[[#This Row],[Month Base Gen]]=0,0,TOU_CTabulation[[#This Row],[Month Base Gen]]-TOU_CTabulation[[#This Row],[Day]]*TOU_CTabulation[[#This Row],[Base Allow]])","v":0},{"$f":"VLOOKUP(TOU_CTabulation[[#This Row],[Hour]],daypart,2)","v":"All"},{"$f":"TOU_CTabulation[[#This Row],[Season]]&TOU_CTabulation[[#This Row],[Day-Part]]","v":"WinterAll"},{"$f":"VLOOKUP(TOU_CTabulation[[#This Row],[Daypart]],TOUC,2)","v":0.25901999999999997},{"$f":"VLOOKUP(TOU_CTabulation[[#This Row],[Daypart]],TOUC,3)","v":0.32596000000000003},{"$f":"TOU_CTabulation[[#This Row],[Month Base Allow]]*TOU_CTabulation[[#This Row],[Base Rate]]","v":0},{"$f":"TOU_CTabulation[[#This Row],[Month Overbase Gen]]*TOU_CTabulation[[#This Row],[Over Rate]]","v":0},{"$f":"TOU_CTabulation[[#This Row],[Base Value]]+TOU_CTabulation[[#This Row],[Over Value]]","v":0}]
[1,21,11,930,72,13,4,836.72299999999996,31.254000000000001,2778.85,2672.576,{"$f":"TOU_CTabulation[[#This Row],[AC System Output (W)]]/1000","v":2.6725759999999998},{"$f":"IF(A519=TOU_CTabulation[[#This Row],[Month]],M519+TOU_CTabulation[[#This Row],[AC System Output (kW)]],TOU_CTabulation[[#This Row],[AC System Output (kW)]])","v":257.861266},{"$f":"VLOOKUP(TOU_CTabulation[[#This Row],[Month]],Season,2)","v":"Winter"},{"$f":"VLOOKUP(TOU_CTabulation[[#This Row],[Season]],CRate,2)","v":10.5},{"$f":"IF(A521>TOU_CTabulation[[#This Row],[Month]],TOU_CTabulation[[#This Row],[Day]]*TOU_CTabulation[[#This Row],[Base Allow]],0)","v":0},{"$f":"IF(A521>TOU_CTabulation[[#This Row],[Month]],TOU_CTabulation[[#This Row],[Month Cumm]],0)","v":0},{"$f":"IF(TOU_CTabulation[[#This Row],[Month Base Gen]]=0,0,TOU_CTabulation[[#This Row],[Month Base Gen]]-TOU_CTabulation[[#This Row],[Day]]*TOU_CTabulation[[#This Row],[Base Allow]])","v":0},{"$f":"VLOOKUP(TOU_CTabulation[[#This Row],[Hour]],daypart,2)","v":"All"},{"$f":"TOU_CTabulation[[#This Row],[Season]]&TOU_CTabulation[[#This Row],[Day-Part]]","v":"WinterAll"},{"$f":"VLOOKUP(TOU_CTabulation[[#This Row],[Daypart]],TOUC,2)","v":0.25901999999999997},{"$f":"VLOOKUP(TOU_CTabulation[[#This Row],[Daypart]],TOUC,3)","v":0.32596000000000003},{"$f":"TOU_CTabulation[[#This Row],[Month Base Allow]]*TOU_CTabulation[[#This Row],[Base Rate]]","v":0},{"$f":"TOU_CTabulation[[#This Row],[Month Overbase Gen]]*TOU_CTabulation[[#This Row],[Over Rate]]","v":0},{"$f":"TOU_CTabulation[[#This Row],[Base Value]]+TOU_CTabulation[[#This Row],[Over Value]]","v":0}]
[1,21,12,934,73,14,4,854.90700000000004,32.802,2819.8510000000001,2711.7730000000001,{"$f":"TOU_CTabulation[[#This Row],[AC System Output (W)]]/1000","v":2.711773},{"$f":"IF(A520=TOU_CTabulation[[#This Row],[Month]],M520+TOU_CTabulation[[#This Row],[AC System Output (kW)]],TOU_CTabulation[[#This Row],[AC System Output (kW)]])","v":260.57303899999999},{"$f":"VLOOKUP(TOU_CTabulation[[#This Row],[Month]],Season,2)","v":"Winter"},{"$f":"VLOOKUP(TOU_CTabulation[[#This Row],[Season]],CRate,2)","v":10.5},{"$f":"IF(A522>TOU_CTabulation[[#This Row],[Month]],TOU_CTabulation[[#This Row],[Day]]*TOU_CTabulation[[#This Row],[Base Allow]],0)","v":0},{"$f":"IF(A522>TOU_CTabulation[[#This Row],[Month]],TOU_CTabulation[[#This Row],[Month Cumm]],0)","v":0},{"$f":"IF(TOU_CTabulation[[#This Row],[Month Base Gen]]=0,0,TOU_CTabulation[[#This Row],[Month Base Gen]]-TOU_CTabulation[[#This Row],[Day]]*TOU_CTabulation[[#This Row],[Base Allow]])","v":0},{"$f":"VLOOKUP(TOU_CTabulation[[#This Row],[Hour]],daypart,2)","v":"All"},{"$f":"TOU_CTabulation[[#This Row],[Season]]&TOU_CTabulation[[#This Row],[Day-Part]]","v":"WinterAll"},{"$f":"VLOOKUP(TOU_CTabulation[[#This Row],[Daypart]],TOUC,2)","v":0.25901999999999997},{"$f":"VLOOKUP(TOU_CTabulation[[#This Row],[Daypart]],TOUC,3)","v":0.32596000000000003},{"$f":"TOU_CTabulation[[#This Row],[Month Base Allow]]*TOU_CTabulation[[#This Row],[Base Rate]]","v":0},{"$f":"TOU_CTabulation[[#This Row],[Month Overbase Gen]]*TOU_CTabulation[[#This Row],[Over Rate]]","v":0},{"$f":"TOU_CTabulation[[#This Row],[Base Value]]+TOU_CTabulation[[#This Row],[Over Value]]","v":0}]
[1,21,13,912,72,14,3,792.92600000000004,33.325000000000003,2602.4839999999999,2503.7919999999999,{"$f":"TOU_CTabulation[[#This Row],[AC System Output (W)]]/1000","v":2.5037919999999998},{"$f":"IF(A521=TOU_CTabulation[[#This Row],[Month]],M521+TOU_CTabulation[[#This Row],[AC System Output (kW)]],TOU_CTabulation[[#This Row],[AC System Output (kW)]])","v":263.07683099999997},{"$f":"VLOOKUP(TOU_CTabulation[[#This Row],[Month]],Season,2)","v":"Winter"},{"$f":"VLOOKUP(TOU_CTabulation[[#This Row],[Season]],CRate,2)","v":10.5},{"$f":"IF(A523>TOU_CTabulation[[#This Row],[Month]],TOU_CTabulation[[#This Row],[Day]]*TOU_CTabulation[[#This Row],[Base Allow]],0)","v":0},{"$f":"IF(A523>TOU_CTabulation[[#This Row],[Month]],TOU_CTabulation[[#This Row],[Month Cumm]],0)","v":0},{"$f":"IF(TOU_CTabulation[[#This Row],[Month Base Gen]]=0,0,TOU_CTabulation[[#This Row],[Month Base Gen]]-TOU_CTabulation[[#This Row],[Day]]*TOU_CTabulation[[#This Row],[Base Allow]])","v":0},{"$f":"VLOOKUP(TOU_CTabulation[[#This Row],[Hour]],daypart,2)","v":"All"},{"$f":"TOU_CTabulation[[#This Row],[Season]]&TOU_CTabulation[[#This Row],[Day-Part]]","v":"WinterAll"},{"$f":"VLOOKUP(TOU_CTabulation[[#This Row],[Daypart]],TOUC,2)","v":0.25901999999999997},{"$f":"VLOOKUP(TOU_CTabulation[[#This Row],[Daypart]],TOUC,3)","v":0.32596000000000003},{"$f":"TOU_CTabulation[[#This Row],[Month Base Allow]]*TOU_CTabulation[[#This Row],[Base Rate]]","v":0},{"$f":"TOU_CTabulation[[#This Row],[Month Overbase Gen]]*TOU_CTabulation[[#This Row],[Over Rate]]","v":0},{"$f":"TOU_CTabulation[[#This Row],[Base Value]]+TOU_CTabulation[[#This Row],[Over Value]]","v":0}]
[1,21,14,865,65,14,3,657.21100000000001,30.045000000000002,2171.6860000000001,2090.3020000000001,{"$f":"TOU_CTabulation[[#This Row],[AC System Output (W)]]/1000","v":2.0903020000000003},{"$f":"IF(A522=TOU_CTabulation[[#This Row],[Month]],M522+TOU_CTabulation[[#This Row],[AC System Output (kW)]],TOU_CTabulation[[#This Row],[AC System Output (kW)]])","v":265.16713299999998},{"$f":"VLOOKUP(TOU_CTabulation[[#This Row],[Month]],Season,2)","v":"Winter"},{"$f":"VLOOKUP(TOU_CTabulation[[#This Row],[Season]],CRate,2)","v":10.5},{"$f":"IF(A524>TOU_CTabulation[[#This Row],[Month]],TOU_CTabulation[[#This Row],[Day]]*TOU_CTabulation[[#This Row],[Base Allow]],0)","v":0},{"$f":"IF(A524>TOU_CTabulation[[#This Row],[Month]],TOU_CTabulation[[#This Row],[Month Cumm]],0)","v":0},{"$f":"IF(TOU_CTabulation[[#This Row],[Month Base Gen]]=0,0,TOU_CTabulation[[#This Row],[Month Base Gen]]-TOU_CTabulation[[#This Row],[Day]]*TOU_CTabulation[[#This Row],[Base Allow]])","v":0},{"$f":"VLOOKUP(TOU_CTabulation[[#This Row],[Hour]],daypart,2)","v":"All"},{"$f":"TOU_CTabulation[[#This Row],[Season]]&TOU_CTabulation[[#This Row],[Day-Part]]","v":"WinterAll"},{"$f":"VLOOKUP(TOU_CTabulation[[#This Row],[Daypart]],TOUC,2)","v":0.25901999999999997},{"$f":"VLOOKUP(TOU_CTabulation[[#This Row],[Daypart]],TOUC,3)","v":0.32596000000000003},{"$f":"TOU_CTabulation[[#This Row],[Month Base Allow]]*TOU_CTabulation[[#This Row],[Base Rate]]","v":0},{"$f":"TOU_CTabulation[[#This Row],[Month Overbase Gen]]*TOU_CTabulation[[#This Row],[Over Rate]]","v":0},{"$f":"TOU_CTabulation[[#This Row],[Base Value]]+TOU_CTabulation[[#This Row],[Over Value]]","v":0}]
[1,21,15,767,55,13,2,463.06299999999999,25.832000000000001,1516.038,1457.682,{"$f":"TOU_CTabulation[[#This Row],[AC System Output (W)]]/1000","v":1.4576819999999999},{"$f":"IF(A523=TOU_CTabulation[[#This Row],[Month]],M523+TOU_CTabulation[[#This Row],[AC System Output (kW)]],TOU_CTabulation[[#This Row],[AC System Output (kW)]])","v":266.62481499999996},{"$f":"VLOOKUP(TOU_CTabulation[[#This Row],[Month]],Season,2)","v":"Winter"},{"$f":"VLOOKUP(TOU_CTabulation[[#This Row],[Season]],CRate,2)","v":10.5},{"$f":"IF(A525>TOU_CTabulation[[#This Row],[Month]],TOU_CTabulation[[#This Row],[Day]]*TOU_CTabulation[[#This Row],[Base Allow]],0)","v":0},{"$f":"IF(A525>TOU_CTabulation[[#This Row],[Month]],TOU_CTabulation[[#This Row],[Month Cumm]],0)","v":0},{"$f":"IF(TOU_CTabulation[[#This Row],[Month Base Gen]]=0,0,TOU_CTabulation[[#This Row],[Month Base Gen]]-TOU_CTabulation[[#This Row],[Day]]*TOU_CTabulation[[#This Row],[Base Allow]])","v":0},{"$f":"VLOOKUP(TOU_CTabulation[[#This Row],[Hour]],daypart,2)","v":"All"},{"$f":"TOU_CTabulation[[#This Row],[Season]]&TOU_CTabulation[[#This Row],[Day-Part]]","v":"WinterAll"},{"$f":"VLOOKUP(TOU_CTabulation[[#This Row],[Daypart]],TOUC,2)","v":0.25901999999999997},{"$f":"VLOOKUP(TOU_CTabulation[[#This Row],[Daypart]],TOUC,3)","v":0.32596000000000003},{"$f":"TOU_CTabulation[[#This Row],[Month Base Allow]]*TOU_CTabulation[[#This Row],[Base Rate]]","v":0},{"$f":"TOU_CTabulation[[#This Row],[Month Overbase Gen]]*TOU_CTabulation[[#This Row],[Over Rate]]","v":0},{"$f":"TOU_CTabulation[[#This Row],[Base Value]]+TOU_CTabulation[[#This Row],[Over Value]]","v":0}]
[1,21,16,472,40,10,2,202.86600000000001,15.228999999999999,640.34299999999996,606.51400000000001,{"$f":"TOU_CTabulation[[#This Row],[AC System Output (W)]]/1000","v":0.606514},{"$f":"IF(A524=TOU_CTabulation[[#This Row],[Month]],M524+TOU_CTabulation[[#This Row],[AC System Output (kW)]],TOU_CTabulation[[#This Row],[AC System Output (kW)]])","v":267.23132899999996},{"$f":"VLOOKUP(TOU_CTabulation[[#This Row],[Month]],Season,2)","v":"Winter"},{"$f":"VLOOKUP(TOU_CTabulation[[#This Row],[Season]],CRate,2)","v":10.5},{"$f":"IF(A526>TOU_CTabulation[[#This Row],[Month]],TOU_CTabulation[[#This Row],[Day]]*TOU_CTabulation[[#This Row],[Base Allow]],0)","v":0},{"$f":"IF(A526>TOU_CTabulation[[#This Row],[Month]],TOU_CTabulation[[#This Row],[Month Cumm]],0)","v":0},{"$f":"IF(TOU_CTabulation[[#This Row],[Month Base Gen]]=0,0,TOU_CTabulation[[#This Row],[Month Base Gen]]-TOU_CTabulation[[#This Row],[Day]]*TOU_CTabulation[[#This Row],[Base Allow]])","v":0},{"$f":"VLOOKUP(TOU_CTabulation[[#This Row],[Hour]],daypart,2)","v":"All"},{"$f":"TOU_CTabulation[[#This Row],[Season]]&TOU_CTabulation[[#This Row],[Day-Part]]","v":"WinterAll"},{"$f":"VLOOKUP(TOU_CTabulation[[#This Row],[Daypart]],TOUC,2)","v":0.25901999999999997},{"$f":"VLOOKUP(TOU_CTabulation[[#This Row],[Daypart]],TOUC,3)","v":0.32596000000000003},{"$f":"TOU_CTabulation[[#This Row],[Month Base Allow]]*TOU_CTabulation[[#This Row],[Base Rate]]","v":0},{"$f":"TOU_CTabulation[[#This Row],[Month Overbase Gen]]*TOU_CTabulation[[#This Row],[Over Rate]]","v":0},{"$f":"TOU_CTabulation[[#This Row],[Base Value]]+TOU_CTabulation[[#This Row],[Over Value]]","v":0}]
[1,21,17,0,0,8,2,0,8,0,0,{"$f":"TOU_CTabulation[[#This Row],[AC System Output (W)]]/1000","v":0},{"$f":"IF(A525=TOU_CTabulation[[#This Row],[Month]],M525+TOU_CTabulation[[#This Row],[AC System Output (kW)]],TOU_CTabulation[[#This Row],[AC System Output (kW)]])","v":267.23132899999996},{"$f":"VLOOKUP(TOU_CTabulation[[#This Row],[Month]],Season,2)","v":"Winter"},{"$f":"VLOOKUP(TOU_CTabulation[[#This Row],[Season]],CRate,2)","v":10.5},{"$f":"IF(A527>TOU_CTabulation[[#This Row],[Month]],TOU_CTabulation[[#This Row],[Day]]*TOU_CTabulation[[#This Row],[Base Allow]],0)","v":0},{"$f":"IF(A527>TOU_CTabulation[[#This Row],[Month]],TOU_CTabulation[[#This Row],[Month Cumm]],0)","v":0},{"$f":"IF(TOU_CTabulation[[#This Row],[Month Base Gen]]=0,0,TOU_CTabulation[[#This Row],[Month Base Gen]]-TOU_CTabulation[[#This Row],[Day]]*TOU_CTabulation[[#This Row],[Base Allow]])","v":0},{"$f":"VLOOKUP(TOU_CTabulation[[#This Row],[Hour]],daypart,2)","v":"All"},{"$f":"TOU_CTabulation[[#This Row],[Season]]&TOU_CTabulation[[#This Row],[Day-Part]]","v":"WinterAll"},{"$f":"VLOOKUP(TOU_CTabulation[[#This Row],[Daypart]],TOUC,2)","v":0.25901999999999997},{"$f":"VLOOKUP(TOU_CTabulation[[#This Row],[Daypart]],TOUC,3)","v":0.32596000000000003},{"$f":"TOU_CTabulation[[#This Row],[Month Base Allow]]*TOU_CTabulation[[#This Row],[Base Rate]]","v":0},{"$f":"TOU_CTabulation[[#This Row],[Month Overbase Gen]]*TOU_CTabulation[[#This Row],[Over Rate]]","v":0},{"$f":"TOU_CTabulation[[#This Row],[Base Value]]+TOU_CTabulation[[#This Row],[Over Value]]","v":0}]
[1,21,18,0,0,7,2,0,7,0,0,{"$f":"TOU_CTabulation[[#This Row],[AC System Output (W)]]/1000","v":0},{"$f":"IF(A526=TOU_CTabulation[[#This Row],[Month]],M526+TOU_CTabulation[[#This Row],[AC System Output (kW)]],TOU_CTabulation[[#This Row],[AC System Output (kW)]])","v":267.23132899999996},{"$f":"VLOOKUP(TOU_CTabulation[[#This Row],[Month]],Season,2)","v":"Winter"},{"$f":"VLOOKUP(TOU_CTabulation[[#This Row],[Season]],CRate,2)","v":10.5},{"$f":"IF(A528>TOU_CTabulation[[#This Row],[Month]],TOU_CTabulation[[#This Row],[Day]]*TOU_CTabulation[[#This Row],[Base Allow]],0)","v":0},{"$f":"IF(A528>TOU_CTabulation[[#This Row],[Month]],TOU_CTabulation[[#This Row],[Month Cumm]],0)","v":0},{"$f":"IF(TOU_CTabulation[[#This Row],[Month Base Gen]]=0,0,TOU_CTabulation[[#This Row],[Month Base Gen]]-TOU_CTabulation[[#This Row],[Day]]*TOU_CTabulation[[#This Row],[Base Allow]])","v":0},{"$f":"VLOOKUP(TOU_CTabulation[[#This Row],[Hour]],daypart,2)","v":"All"},{"$f":"TOU_CTabulation[[#This Row],[Season]]&TOU_CTabulation[[#This Row],[Day-Part]]","v":"WinterAll"},{"$f":"VLOOKUP(TOU_CTabulation[[#This Row],[Daypart]],TOUC,2)","v":0.25901999999999997},{"$f":"VLOOKUP(TOU_CTabulation[[#This Row],[Daypart]],TOUC,3)","v":0.32596000000000003},{"$f":"TOU_CTabulation[[#This Row],[Month Base Allow]]*TOU_CTabulation[[#This Row],[Base Rate]]","v":0},{"$f":"TOU_CTabulation[[#This Row],[Month Overbase Gen]]*TOU_CTabulation[[#This Row],[Over Rate]]","v":0},{"$f":"TOU_CTabulation[[#This Row],[Base Value]]+TOU_CTabulation[[#This Row],[Over Value]]","v":0}]
[1,21,19,0,0,7,1,0,7,0,0,{"$f":"TOU_CTabulation[[#This Row],[AC System Output (W)]]/1000","v":0},{"$f":"IF(A527=TOU_CTabulation[[#This Row],[Month]],M527+TOU_CTabulation[[#This Row],[AC System Output (kW)]],TOU_CTabulation[[#This Row],[AC System Output (kW)]])","v":267.23132899999996},{"$f":"VLOOKUP(TOU_CTabulation[[#This Row],[Month]],Season,2)","v":"Winter"},{"$f":"VLOOKUP(TOU_CTabulation[[#This Row],[Season]],CRate,2)","v":10.5},{"$f":"IF(A529>TOU_CTabulation[[#This Row],[Month]],TOU_CTabulation[[#This Row],[Day]]*TOU_CTabulation[[#This Row],[Base Allow]],0)","v":0},{"$f":"IF(A529>TOU_CTabulation[[#This Row],[Month]],TOU_CTabulation[[#This Row],[Month Cumm]],0)","v":0},{"$f":"IF(TOU_CTabulation[[#This Row],[Month Base Gen]]=0,0,TOU_CTabulation[[#This Row],[Month Base Gen]]-TOU_CTabulation[[#This Row],[Day]]*TOU_CTabulation[[#This Row],[Base Allow]])","v":0},{"$f":"VLOOKUP(TOU_CTabulation[[#This Row],[Hour]],daypart,2)","v":"All"},{"$f":"TOU_CTabulation[[#This Row],[Season]]&TOU_CTabulation[[#This Row],[Day-Part]]","v":"WinterAll"},{"$f":"VLOOKUP(TOU_CTabulation[[#This Row],[Daypart]],TOUC,2)","v":0.25901999999999997},{"$f":"VLOOKUP(TOU_CTabulation[[#This Row],[Daypart]],TOUC,3)","v":0.32596000000000003},{"$f":"TOU_CTabulation[[#This Row],[Month Base Allow]]*TOU_CTabulation[[#This Row],[Base Rate]]","v":0},{"$f":"TOU_CTabulation[[#This Row],[Month Overbase Gen]]*TOU_CTabulation[[#This Row],[Over Rate]]","v":0},{"$f":"TOU_CTabulation[[#This Row],[Base Value]]+TOU_CTabulation[[#This Row],[Over Value]]","v":0}]
[1,21,20,0,0,6,1,0,6,0,0,{"$f":"TOU_CTabulation[[#This Row],[AC System Output (W)]]/1000","v":0},{"$f":"IF(A528=TOU_CTabulation[[#This Row],[Month]],M528+TOU_CTabulation[[#This Row],[AC System Output (kW)]],TOU_CTabulation[[#This Row],[AC System Output (kW)]])","v":267.23132899999996},{"$f":"VLOOKUP(TOU_CTabulation[[#This Row],[Month]],Season,2)","v":"Winter"},{"$f":"VLOOKUP(TOU_CTabulation[[#This Row],[Season]],CRate,2)","v":10.5},{"$f":"IF(A530>TOU_CTabulation[[#This Row],[Month]],TOU_CTabulation[[#This Row],[Day]]*TOU_CTabulation[[#This Row],[Base Allow]],0)","v":0},{"$f":"IF(A530>TOU_CTabulation[[#This Row],[Month]],TOU_CTabulation[[#This Row],[Month Cumm]],0)","v":0},{"$f":"IF(TOU_CTabulation[[#This Row],[Month Base Gen]]=0,0,TOU_CTabulation[[#This Row],[Month Base Gen]]-TOU_CTabulation[[#This Row],[Day]]*TOU_CTabulation[[#This Row],[Base Allow]])","v":0},{"$f":"VLOOKUP(TOU_CTabulation[[#This Row],[Hour]],daypart,2)","v":"All"},{"$f":"TOU_CTabulation[[#This Row],[Season]]&TOU_CTabulation[[#This Row],[Day-Part]]","v":"WinterAll"},{"$f":"VLOOKUP(TOU_CTabulation[[#This Row],[Daypart]],TOUC,2)","v":0.25901999999999997},{"$f":"VLOOKUP(TOU_CTabulation[[#This Row],[Daypart]],TOUC,3)","v":0.32596000000000003},{"$f":"TOU_CTabulation[[#This Row],[Month Base Allow]]*TOU_CTabulation[[#This Row],[Base Rate]]","v":0},{"$f":"TOU_CTabulation[[#This Row],[Month Overbase Gen]]*TOU_CTabulation[[#This Row],[Over Rate]]","v":0},{"$f":"TOU_CTabulation[[#This Row],[Base Value]]+TOU_CTabulation[[#This Row],[Over Value]]","v":0}]
[1,21,21,0,0,6,1,0,6,0,0,{"$f":"TOU_CTabulation[[#This Row],[AC System Output (W)]]/1000","v":0},{"$f":"IF(A529=TOU_CTabulation[[#This Row],[Month]],M529+TOU_CTabulation[[#This Row],[AC System Output (kW)]],TOU_CTabulation[[#This Row],[AC System Output (kW)]])","v":267.23132899999996},{"$f":"VLOOKUP(TOU_CTabulation[[#This Row],[Month]],Season,2)","v":"Winter"},{"$f":"VLOOKUP(TOU_CTabulation[[#This Row],[Season]],CRate,2)","v":10.5},{"$f":"IF(A531>TOU_CTabulation[[#This Row],[Month]],TOU_CTabulation[[#This Row],[Day]]*TOU_CTabulation[[#This Row],[Base Allow]],0)","v":0},{"$f":"IF(A531>TOU_CTabulation[[#This Row],[Month]],TOU_CTabulation[[#This Row],[Month Cumm]],0)","v":0},{"$f":"IF(TOU_CTabulation[[#This Row],[Month Base Gen]]=0,0,TOU_CTabulation[[#This Row],[Month Base Gen]]-TOU_CTabulation[[#This Row],[Day]]*TOU_CTabulation[[#This Row],[Base Allow]])","v":0},{"$f":"VLOOKUP(TOU_CTabulation[[#This Row],[Hour]],daypart,2)","v":"All"},{"$f":"TOU_CTabulation[[#This Row],[Season]]&TOU_CTabulation[[#This Row],[Day-Part]]","v":"WinterAll"},{"$f":"VLOOKUP(TOU_CTabulation[[#This Row],[Daypart]],TOUC,2)","v":0.25901999999999997},{"$f":"VLOOKUP(TOU_CTabulation[[#This Row],[Daypart]],TOUC,3)","v":0.32596000000000003},{"$f":"TOU_CTabulation[[#This Row],[Month Base Allow]]*TOU_CTabulation[[#This Row],[Base Rate]]","v":0},{"$f":"TOU_CTabulation[[#This Row],[Month Overbase Gen]]*TOU_CTabulation[[#This Row],[Over Rate]]","v":0},{"$f":"TOU_CTabulation[[#This Row],[Base Value]]+TOU_CTabulation[[#This Row],[Over Value]]","v":0}]
[1,21,22,0,0,5,1,0,5,0,0,{"$f":"TOU_CTabulation[[#This Row],[AC System Output (W)]]/1000","v":0},{"$f":"IF(A530=TOU_CTabulation[[#This Row],[Month]],M530+TOU_CTabulation[[#This Row],[AC System Output (kW)]],TOU_CTabulation[[#This Row],[AC System Output (kW)]])","v":267.23132899999996},{"$f":"VLOOKUP(TOU_CTabulation[[#This Row],[Month]],Season,2)","v":"Winter"},{"$f":"VLOOKUP(TOU_CTabulation[[#This Row],[Season]],CRate,2)","v":10.5},{"$f":"IF(A532>TOU_CTabulation[[#This Row],[Month]],TOU_CTabulation[[#This Row],[Day]]*TOU_CTabulation[[#This Row],[Base Allow]],0)","v":0},{"$f":"IF(A532>TOU_CTabulation[[#This Row],[Month]],TOU_CTabulation[[#This Row],[Month Cumm]],0)","v":0},{"$f":"IF(TOU_CTabulation[[#This Row],[Month Base Gen]]=0,0,TOU_CTabulation[[#This Row],[Month Base Gen]]-TOU_CTabulation[[#This Row],[Day]]*TOU_CTabulation[[#This Row],[Base Allow]])","v":0},{"$f":"VLOOKUP(TOU_CTabulation[[#This Row],[Hour]],daypart,2)","v":"All"},{"$f":"TOU_CTabulation[[#This Row],[Season]]&TOU_CTabulation[[#This Row],[Day-Part]]","v":"WinterAll"},{"$f":"VLOOKUP(TOU_CTabulation[[#This Row],[Daypart]],TOUC,2)","v":0.25901999999999997},{"$f":"VLOOKUP(TOU_CTabulation[[#This Row],[Daypart]],TOUC,3)","v":0.32596000000000003},{"$f":"TOU_CTabulation[[#This Row],[Month Base Allow]]*TOU_CTabulation[[#This Row],[Base Rate]]","v":0},{"$f":"TOU_CTabulation[[#This Row],[Month Overbase Gen]]*TOU_CTabulation[[#This Row],[Over Rate]]","v":0},{"$f":"TOU_CTabulation[[#This Row],[Base Value]]+TOU_CTabulation[[#This Row],[Over Value]]","v":0}]
[1,21,23,0,0,5,1,0,5,0,0,{"$f":"TOU_CTabulation[[#This Row],[AC System Output (W)]]/1000","v":0},{"$f":"IF(A531=TOU_CTabulation[[#This Row],[Month]],M531+TOU_CTabulation[[#This Row],[AC System Output (kW)]],TOU_CTabulation[[#This Row],[AC System Output (kW)]])","v":267.23132899999996},{"$f":"VLOOKUP(TOU_CTabulation[[#This Row],[Month]],Season,2)","v":"Winter"},{"$f":"VLOOKUP(TOU_CTabulation[[#This Row],[Season]],CRate,2)","v":10.5},{"$f":"IF(A533>TOU_CTabulation[[#This Row],[Month]],TOU_CTabulation[[#This Row],[Day]]*TOU_CTabulation[[#This Row],[Base Allow]],0)","v":0},{"$f":"IF(A533>TOU_CTabulation[[#This Row],[Month]],TOU_CTabulation[[#This Row],[Month Cumm]],0)","v":0},{"$f":"IF(TOU_CTabulation[[#This Row],[Month Base Gen]]=0,0,TOU_CTabulation[[#This Row],[Month Base Gen]]-TOU_CTabulation[[#This Row],[Day]]*TOU_CTabulation[[#This Row],[Base Allow]])","v":0},{"$f":"VLOOKUP(TOU_CTabulation[[#This Row],[Hour]],daypart,2)","v":"All"},{"$f":"TOU_CTabulation[[#This Row],[Season]]&TOU_CTabulation[[#This Row],[Day-Part]]","v":"WinterAll"},{"$f":"VLOOKUP(TOU_CTabulation[[#This Row],[Daypart]],TOUC,2)","v":0.25901999999999997},{"$f":"VLOOKUP(TOU_CTabulation[[#This Row],[Daypart]],TOUC,3)","v":0.32596000000000003},{"$f":"TOU_CTabulation[[#This Row],[Month Base Allow]]*TOU_CTabulation[[#This Row],[Base Rate]]","v":0},{"$f":"TOU_CTabulation[[#This Row],[Month Overbase Gen]]*TOU_CTabulation[[#This Row],[Over Rate]]","v":0},{"$f":"TOU_CTabulation[[#This Row],[Base Value]]+TOU_CTabulation[[#This Row],[Over Value]]","v":0}]
[1,22,0,0,0,5,1,0,5,0,0,{"$f":"TOU_CTabulation[[#This Row],[AC System Output (W)]]/1000","v":0},{"$f":"IF(A532=TOU_CTabulation[[#This Row],[Month]],M532+TOU_CTabulation[[#This Row],[AC System Output (kW)]],TOU_CTabulation[[#This Row],[AC System Output (kW)]])","v":267.23132899999996},{"$f":"VLOOKUP(TOU_CTabulation[[#This Row],[Month]],Season,2)","v":"Winter"},{"$f":"VLOOKUP(TOU_CTabulation[[#This Row],[Season]],CRate,2)","v":10.5},{"$f":"IF(A534>TOU_CTabulation[[#This Row],[Month]],TOU_CTabulation[[#This Row],[Day]]*TOU_CTabulation[[#This Row],[Base Allow]],0)","v":0},{"$f":"IF(A534>TOU_CTabulation[[#This Row],[Month]],TOU_CTabulation[[#This Row],[Month Cumm]],0)","v":0},{"$f":"IF(TOU_CTabulation[[#This Row],[Month Base Gen]]=0,0,TOU_CTabulation[[#This Row],[Month Base Gen]]-TOU_CTabulation[[#This Row],[Day]]*TOU_CTabulation[[#This Row],[Base Allow]])","v":0},{"$f":"VLOOKUP(TOU_CTabulation[[#This Row],[Hour]],daypart,2)","v":"All"},{"$f":"TOU_CTabulation[[#This Row],[Season]]&TOU_CTabulation[[#This Row],[Day-Part]]","v":"WinterAll"},{"$f":"VLOOKUP(TOU_CTabulation[[#This Row],[Daypart]],TOUC,2)","v":0.25901999999999997},{"$f":"VLOOKUP(TOU_CTabulation[[#This Row],[Daypart]],TOUC,3)","v":0.32596000000000003},{"$f":"TOU_CTabulation[[#This Row],[Month Base Allow]]*TOU_CTabulation[[#This Row],[Base Rate]]","v":0},{"$f":"TOU_CTabulation[[#This Row],[Month Overbase Gen]]*TOU_CTabulation[[#This Row],[Over Rate]]","v":0},{"$f":"TOU_CTabulation[[#This Row],[Base Value]]+TOU_CTabulation[[#This Row],[Over Value]]","v":0}]
[1,22,1,0,0,4,1,0,4,0,0,{"$f":"TOU_CTabulation[[#This Row],[AC System Output (W)]]/1000","v":0},{"$f":"IF(A533=TOU_CTabulation[[#This Row],[Month]],M533+TOU_CTabulation[[#This Row],[AC System Output (kW)]],TOU_CTabulation[[#This Row],[AC System Output (kW)]])","v":267.23132899999996},{"$f":"VLOOKUP(TOU_CTabulation[[#This Row],[Month]],Season,2)","v":"Winter"},{"$f":"VLOOKUP(TOU_CTabulation[[#This Row],[Season]],CRate,2)","v":10.5},{"$f":"IF(A535>TOU_CTabulation[[#This Row],[Month]],TOU_CTabulation[[#This Row],[Day]]*TOU_CTabulation[[#This Row],[Base Allow]],0)","v":0},{"$f":"IF(A535>TOU_CTabulation[[#This Row],[Month]],TOU_CTabulation[[#This Row],[Month Cumm]],0)","v":0},{"$f":"IF(TOU_CTabulation[[#This Row],[Month Base Gen]]=0,0,TOU_CTabulation[[#This Row],[Month Base Gen]]-TOU_CTabulation[[#This Row],[Day]]*TOU_CTabulation[[#This Row],[Base Allow]])","v":0},{"$f":"VLOOKUP(TOU_CTabulation[[#This Row],[Hour]],daypart,2)","v":"All"},{"$f":"TOU_CTabulation[[#This Row],[Season]]&TOU_CTabulation[[#This Row],[Day-Part]]","v":"WinterAll"},{"$f":"VLOOKUP(TOU_CTabulation[[#This Row],[Daypart]],TOUC,2)","v":0.25901999999999997},{"$f":"VLOOKUP(TOU_CTabulation[[#This Row],[Daypart]],TOUC,3)","v":0.32596000000000003},{"$f":"TOU_CTabulation[[#This Row],[Month Base Allow]]*TOU_CTabulation[[#This Row],[Base Rate]]","v":0},{"$f":"TOU_CTabulation[[#This Row],[Month Overbase Gen]]*TOU_CTabulation[[#This Row],[Over Rate]]","v":0},{"$f":"TOU_CTabulation[[#This Row],[Base Value]]+TOU_CTabulation[[#This Row],[Over Value]]","v":0}]
[1,22,2,0,0,4,1,0,4,0,0,{"$f":"TOU_CTabulation[[#This Row],[AC System Output (W)]]/1000","v":0},{"$f":"IF(A534=TOU_CTabulation[[#This Row],[Month]],M534+TOU_CTabulation[[#This Row],[AC System Output (kW)]],TOU_CTabulation[[#This Row],[AC System Output (kW)]])","v":267.23132899999996},{"$f":"VLOOKUP(TOU_CTabulation[[#This Row],[Month]],Season,2)","v":"Winter"},{"$f":"VLOOKUP(TOU_CTabulation[[#This Row],[Season]],CRate,2)","v":10.5},{"$f":"IF(A536>TOU_CTabulation[[#This Row],[Month]],TOU_CTabulation[[#This Row],[Day]]*TOU_CTabulation[[#This Row],[Base Allow]],0)","v":0},{"$f":"IF(A536>TOU_CTabulation[[#This Row],[Month]],TOU_CTabulation[[#This Row],[Month Cumm]],0)","v":0},{"$f":"IF(TOU_CTabulation[[#This Row],[Month Base Gen]]=0,0,TOU_CTabulation[[#This Row],[Month Base Gen]]-TOU_CTabulation[[#This Row],[Day]]*TOU_CTabulation[[#This Row],[Base Allow]])","v":0},{"$f":"VLOOKUP(TOU_CTabulation[[#This Row],[Hour]],daypart,2)","v":"All"},{"$f":"TOU_CTabulation[[#This Row],[Season]]&TOU_CTabulation[[#This Row],[Day-Part]]","v":"WinterAll"},{"$f":"VLOOKUP(TOU_CTabulation[[#This Row],[Daypart]],TOUC,2)","v":0.25901999999999997},{"$f":"VLOOKUP(TOU_CTabulation[[#This Row],[Daypart]],TOUC,3)","v":0.32596000000000003},{"$f":"TOU_CTabulation[[#This Row],[Month Base Allow]]*TOU_CTabulation[[#This Row],[Base Rate]]","v":0},{"$f":"TOU_CTabulation[[#This Row],[Month Overbase Gen]]*TOU_CTabulation[[#This Row],[Over Rate]]","v":0},{"$f":"TOU_CTabulation[[#This Row],[Base Value]]+TOU_CTabulation[[#This Row],[Over Value]]","v":0}]
[1,22,3,0,0,4,1,0,4,0,0,{"$f":"TOU_CTabulation[[#This Row],[AC System Output (W)]]/1000","v":0},{"$f":"IF(A535=TOU_CTabulation[[#This Row],[Month]],M535+TOU_CTabulation[[#This Row],[AC System Output (kW)]],TOU_CTabulation[[#This Row],[AC System Output (kW)]])","v":267.23132899999996},{"$f":"VLOOKUP(TOU_CTabulation[[#This Row],[Month]],Season,2)","v":"Winter"},{"$f":"VLOOKUP(TOU_CTabulation[[#This Row],[Season]],CRate,2)","v":10.5},{"$f":"IF(A537>TOU_CTabulation[[#This Row],[Month]],TOU_CTabulation[[#This Row],[Day]]*TOU_CTabulation[[#This Row],[Base Allow]],0)","v":0},{"$f":"IF(A537>TOU_CTabulation[[#This Row],[Month]],TOU_CTabulation[[#This Row],[Month Cumm]],0)","v":0},{"$f":"IF(TOU_CTabulation[[#This Row],[Month Base Gen]]=0,0,TOU_CTabulation[[#This Row],[Month Base Gen]]-TOU_CTabulation[[#This Row],[Day]]*TOU_CTabulation[[#This Row],[Base Allow]])","v":0},{"$f":"VLOOKUP(TOU_CTabulation[[#This Row],[Hour]],daypart,2)","v":"All"},{"$f":"TOU_CTabulation[[#This Row],[Season]]&TOU_CTabulation[[#This Row],[Day-Part]]","v":"WinterAll"},{"$f":"VLOOKUP(TOU_CTabulation[[#This Row],[Daypart]],TOUC,2)","v":0.25901999999999997},{"$f":"VLOOKUP(TOU_CTabulation[[#This Row],[Daypart]],TOUC,3)","v":0.32596000000000003},{"$f":"TOU_CTabulation[[#This Row],[Month Base Allow]]*TOU_CTabulation[[#This Row],[Base Rate]]","v":0},{"$f":"TOU_CTabulation[[#This Row],[Month Overbase Gen]]*TOU_CTabulation[[#This Row],[Over Rate]]","v":0},{"$f":"TOU_CTabulation[[#This Row],[Base Value]]+TOU_CTabulation[[#This Row],[Over Value]]","v":0}]
[1,22,4,0,0,4,1,0,4,0,0,{"$f":"TOU_CTabulation[[#This Row],[AC System Output (W)]]/1000","v":0},{"$f":"IF(A536=TOU_CTabulation[[#This Row],[Month]],M536+TOU_CTabulation[[#This Row],[AC System Output (kW)]],TOU_CTabulation[[#This Row],[AC System Output (kW)]])","v":267.23132899999996},{"$f":"VLOOKUP(TOU_CTabulation[[#This Row],[Month]],Season,2)","v":"Winter"},{"$f":"VLOOKUP(TOU_CTabulation[[#This Row],[Season]],CRate,2)","v":10.5},{"$f":"IF(A538>TOU_CTabulation[[#This Row],[Month]],TOU_CTabulation[[#This Row],[Day]]*TOU_CTabulation[[#This Row],[Base Allow]],0)","v":0},{"$f":"IF(A538>TOU_CTabulation[[#This Row],[Month]],TOU_CTabulation[[#This Row],[Month Cumm]],0)","v":0},{"$f":"IF(TOU_CTabulation[[#This Row],[Month Base Gen]]=0,0,TOU_CTabulation[[#This Row],[Month Base Gen]]-TOU_CTabulation[[#This Row],[Day]]*TOU_CTabulation[[#This Row],[Base Allow]])","v":0},{"$f":"VLOOKUP(TOU_CTabulation[[#This Row],[Hour]],daypart,2)","v":"All"},{"$f":"TOU_CTabulation[[#This Row],[Season]]&TOU_CTabulation[[#This Row],[Day-Part]]","v":"WinterAll"},{"$f":"VLOOKUP(TOU_CTabulation[[#This Row],[Daypart]],TOUC,2)","v":0.25901999999999997},{"$f":"VLOOKUP(TOU_CTabulation[[#This Row],[Daypart]],TOUC,3)","v":0.32596000000000003},{"$f":"TOU_CTabulation[[#This Row],[Month Base Allow]]*TOU_CTabulation[[#This Row],[Base Rate]]","v":0},{"$f":"TOU_CTabulation[[#This Row],[Month Overbase Gen]]*TOU_CTabulation[[#This Row],[Over Rate]]","v":0},{"$f":"TOU_CTabulation[[#This Row],[Base Value]]+TOU_CTabulation[[#This Row],[Over Value]]","v":0}]
[1,22,5,0,0,4,1,0,4,0,0,{"$f":"TOU_CTabulation[[#This Row],[AC System Output (W)]]/1000","v":0},{"$f":"IF(A537=TOU_CTabulation[[#This Row],[Month]],M537+TOU_CTabulation[[#This Row],[AC System Output (kW)]],TOU_CTabulation[[#This Row],[AC System Output (kW)]])","v":267.23132899999996},{"$f":"VLOOKUP(TOU_CTabulation[[#This Row],[Month]],Season,2)","v":"Winter"},{"$f":"VLOOKUP(TOU_CTabulation[[#This Row],[Season]],CRate,2)","v":10.5},{"$f":"IF(A539>TOU_CTabulation[[#This Row],[Month]],TOU_CTabulation[[#This Row],[Day]]*TOU_CTabulation[[#This Row],[Base Allow]],0)","v":0},{"$f":"IF(A539>TOU_CTabulation[[#This Row],[Month]],TOU_CTabulation[[#This Row],[Month Cumm]],0)","v":0},{"$f":"IF(TOU_CTabulation[[#This Row],[Month Base Gen]]=0,0,TOU_CTabulation[[#This Row],[Month Base Gen]]-TOU_CTabulation[[#This Row],[Day]]*TOU_CTabulation[[#This Row],[Base Allow]])","v":0},{"$f":"VLOOKUP(TOU_CTabulation[[#This Row],[Hour]],daypart,2)","v":"All"},{"$f":"TOU_CTabulation[[#This Row],[Season]]&TOU_CTabulation[[#This Row],[Day-Part]]","v":"WinterAll"},{"$f":"VLOOKUP(TOU_CTabulation[[#This Row],[Daypart]],TOUC,2)","v":0.25901999999999997},{"$f":"VLOOKUP(TOU_CTabulation[[#This Row],[Daypart]],TOUC,3)","v":0.32596000000000003},{"$f":"TOU_CTabulation[[#This Row],[Month Base Allow]]*TOU_CTabulation[[#This Row],[Base Rate]]","v":0},{"$f":"TOU_CTabulation[[#This Row],[Month Overbase Gen]]*TOU_CTabulation[[#This Row],[Over Rate]]","v":0},{"$f":"TOU_CTabulation[[#This Row],[Base Value]]+TOU_CTabulation[[#This Row],[Over Value]]","v":0}]
[1,22,6,0,0,4,1,0,4,0,0,{"$f":"TOU_CTabulation[[#This Row],[AC System Output (W)]]/1000","v":0},{"$f":"IF(A538=TOU_CTabulation[[#This Row],[Month]],M538+TOU_CTabulation[[#This Row],[AC System Output (kW)]],TOU_CTabulation[[#This Row],[AC System Output (kW)]])","v":267.23132899999996},{"$f":"VLOOKUP(TOU_CTabulation[[#This Row],[Month]],Season,2)","v":"Winter"},{"$f":"VLOOKUP(TOU_CTabulation[[#This Row],[Season]],CRate,2)","v":10.5},{"$f":"IF(A540>TOU_CTabulation[[#This Row],[Month]],TOU_CTabulation[[#This Row],[Day]]*TOU_CTabulation[[#This Row],[Base Allow]],0)","v":0},{"$f":"IF(A540>TOU_CTabulation[[#This Row],[Month]],TOU_CTabulation[[#This Row],[Month Cumm]],0)","v":0},{"$f":"IF(TOU_CTabulation[[#This Row],[Month Base Gen]]=0,0,TOU_CTabulation[[#This Row],[Month Base Gen]]-TOU_CTabulation[[#This Row],[Day]]*TOU_CTabulation[[#This Row],[Base Allow]])","v":0},{"$f":"VLOOKUP(TOU_CTabulation[[#This Row],[Hour]],daypart,2)","v":"All"},{"$f":"TOU_CTabulation[[#This Row],[Season]]&TOU_CTabulation[[#This Row],[Day-Part]]","v":"WinterAll"},{"$f":"VLOOKUP(TOU_CTabulation[[#This Row],[Daypart]],TOUC,2)","v":0.25901999999999997},{"$f":"VLOOKUP(TOU_CTabulation[[#This Row],[Daypart]],TOUC,3)","v":0.32596000000000003},{"$f":"TOU_CTabulation[[#This Row],[Month Base Allow]]*TOU_CTabulation[[#This Row],[Base Rate]]","v":0},{"$f":"TOU_CTabulation[[#This Row],[Month Overbase Gen]]*TOU_CTabulation[[#This Row],[Over Rate]]","v":0},{"$f":"TOU_CTabulation[[#This Row],[Base Value]]+TOU_CTabulation[[#This Row],[Over Value]]","v":0}]
[1,22,7,280,20,6,1,96.700999999999993,6.5919999999999996,297.28399999999999,271.11900000000003,{"$f":"TOU_CTabulation[[#This Row],[AC System Output (W)]]/1000","v":0.27111900000000005},{"$f":"IF(A539=TOU_CTabulation[[#This Row],[Month]],M539+TOU_CTabulation[[#This Row],[AC System Output (kW)]],TOU_CTabulation[[#This Row],[AC System Output (kW)]])","v":267.50244799999996},{"$f":"VLOOKUP(TOU_CTabulation[[#This Row],[Month]],Season,2)","v":"Winter"},{"$f":"VLOOKUP(TOU_CTabulation[[#This Row],[Season]],CRate,2)","v":10.5},{"$f":"IF(A541>TOU_CTabulation[[#This Row],[Month]],TOU_CTabulation[[#This Row],[Day]]*TOU_CTabulation[[#This Row],[Base Allow]],0)","v":0},{"$f":"IF(A541>TOU_CTabulation[[#This Row],[Month]],TOU_CTabulation[[#This Row],[Month Cumm]],0)","v":0},{"$f":"IF(TOU_CTabulation[[#This Row],[Month Base Gen]]=0,0,TOU_CTabulation[[#This Row],[Month Base Gen]]-TOU_CTabulation[[#This Row],[Day]]*TOU_CTabulation[[#This Row],[Base Allow]])","v":0},{"$f":"VLOOKUP(TOU_CTabulation[[#This Row],[Hour]],daypart,2)","v":"All"},{"$f":"TOU_CTabulation[[#This Row],[Season]]&TOU_CTabulation[[#This Row],[Day-Part]]","v":"WinterAll"},{"$f":"VLOOKUP(TOU_CTabulation[[#This Row],[Daypart]],TOUC,2)","v":0.25901999999999997},{"$f":"VLOOKUP(TOU_CTabulation[[#This Row],[Daypart]],TOUC,3)","v":0.32596000000000003},{"$f":"TOU_CTabulation[[#This Row],[Month Base Allow]]*TOU_CTabulation[[#This Row],[Base Rate]]","v":0},{"$f":"TOU_CTabulation[[#This Row],[Month Overbase Gen]]*TOU_CTabulation[[#This Row],[Over Rate]]","v":0},{"$f":"TOU_CTabulation[[#This Row],[Base Value]]+TOU_CTabulation[[#This Row],[Over Value]]","v":0}]
[1,22,8,671,50,9,1,347.84899999999999,18.46,1142.8910000000001,1095.8579999999999,{"$f":"TOU_CTabulation[[#This Row],[AC System Output (W)]]/1000","v":1.095858},{"$f":"IF(A540=TOU_CTabulation[[#This Row],[Month]],M540+TOU_CTabulation[[#This Row],[AC System Output (kW)]],TOU_CTabulation[[#This Row],[AC System Output (kW)]])","v":268.59830599999998},{"$f":"VLOOKUP(TOU_CTabulation[[#This Row],[Month]],Season,2)","v":"Winter"},{"$f":"VLOOKUP(TOU_CTabulation[[#This Row],[Season]],CRate,2)","v":10.5},{"$f":"IF(A542>TOU_CTabulation[[#This Row],[Month]],TOU_CTabulation[[#This Row],[Day]]*TOU_CTabulation[[#This Row],[Base Allow]],0)","v":0},{"$f":"IF(A542>TOU_CTabulation[[#This Row],[Month]],TOU_CTabulation[[#This Row],[Month Cumm]],0)","v":0},{"$f":"IF(TOU_CTabulation[[#This Row],[Month Base Gen]]=0,0,TOU_CTabulation[[#This Row],[Month Base Gen]]-TOU_CTabulation[[#This Row],[Day]]*TOU_CTabulation[[#This Row],[Base Allow]])","v":0},{"$f":"VLOOKUP(TOU_CTabulation[[#This Row],[Hour]],daypart,2)","v":"All"},{"$f":"TOU_CTabulation[[#This Row],[Season]]&TOU_CTabulation[[#This Row],[Day-Part]]","v":"WinterAll"},{"$f":"VLOOKUP(TOU_CTabulation[[#This Row],[Daypart]],TOUC,2)","v":0.25901999999999997},{"$f":"VLOOKUP(TOU_CTabulation[[#This Row],[Daypart]],TOUC,3)","v":0.32596000000000003},{"$f":"TOU_CTabulation[[#This Row],[Month Base Allow]]*TOU_CTabulation[[#This Row],[Base Rate]]","v":0},{"$f":"TOU_CTabulation[[#This Row],[Month Overbase Gen]]*TOU_CTabulation[[#This Row],[Over Rate]]","v":0},{"$f":"TOU_CTabulation[[#This Row],[Base Value]]+TOU_CTabulation[[#This Row],[Over Value]]","v":0}]
[1,22,9,820,63,12,1,573.27200000000005,29.582999999999998,1880.7280000000001,1810.056,{"$f":"TOU_CTabulation[[#This Row],[AC System Output (W)]]/1000","v":1.8100560000000001},{"$f":"IF(A541=TOU_CTabulation[[#This Row],[Month]],M541+TOU_CTabulation[[#This Row],[AC System Output (kW)]],TOU_CTabulation[[#This Row],[AC System Output (kW)]])","v":270.40836199999995},{"$f":"VLOOKUP(TOU_CTabulation[[#This Row],[Month]],Season,2)","v":"Winter"},{"$f":"VLOOKUP(TOU_CTabulation[[#This Row],[Season]],CRate,2)","v":10.5},{"$f":"IF(A543>TOU_CTabulation[[#This Row],[Month]],TOU_CTabulation[[#This Row],[Day]]*TOU_CTabulation[[#This Row],[Base Allow]],0)","v":0},{"$f":"IF(A543>TOU_CTabulation[[#This Row],[Month]],TOU_CTabulation[[#This Row],[Month Cumm]],0)","v":0},{"$f":"IF(TOU_CTabulation[[#This Row],[Month Base Gen]]=0,0,TOU_CTabulation[[#This Row],[Month Base Gen]]-TOU_CTabulation[[#This Row],[Day]]*TOU_CTabulation[[#This Row],[Base Allow]])","v":0},{"$f":"VLOOKUP(TOU_CTabulation[[#This Row],[Hour]],daypart,2)","v":"All"},{"$f":"TOU_CTabulation[[#This Row],[Season]]&TOU_CTabulation[[#This Row],[Day-Part]]","v":"WinterAll"},{"$f":"VLOOKUP(TOU_CTabulation[[#This Row],[Daypart]],TOUC,2)","v":0.25901999999999997},{"$f":"VLOOKUP(TOU_CTabulation[[#This Row],[Daypart]],TOUC,3)","v":0.32596000000000003},{"$f":"TOU_CTabulation[[#This Row],[Month Base Allow]]*TOU_CTabulation[[#This Row],[Base Rate]]","v":0},{"$f":"TOU_CTabulation[[#This Row],[Month Overbase Gen]]*TOU_CTabulation[[#This Row],[Over Rate]]","v":0},{"$f":"TOU_CTabulation[[#This Row],[Base Value]]+TOU_CTabulation[[#This Row],[Over Value]]","v":0}]
[1,22,10,891,70,15,1,737.26599999999996,38.237000000000002,2354.8580000000002,2266.326,{"$f":"TOU_CTabulation[[#This Row],[AC System Output (W)]]/1000","v":2.2663259999999998},{"$f":"IF(A542=TOU_CTabulation[[#This Row],[Month]],M542+TOU_CTabulation[[#This Row],[AC System Output (kW)]],TOU_CTabulation[[#This Row],[AC System Output (kW)]])","v":272.67468799999995},{"$f":"VLOOKUP(TOU_CTabulation[[#This Row],[Month]],Season,2)","v":"Winter"},{"$f":"VLOOKUP(TOU_CTabulation[[#This Row],[Season]],CRate,2)","v":10.5},{"$f":"IF(A544>TOU_CTabulation[[#This Row],[Month]],TOU_CTabulation[[#This Row],[Day]]*TOU_CTabulation[[#This Row],[Base Allow]],0)","v":0},{"$f":"IF(A544>TOU_CTabulation[[#This Row],[Month]],TOU_CTabulation[[#This Row],[Month Cumm]],0)","v":0},{"$f":"IF(TOU_CTabulation[[#This Row],[Month Base Gen]]=0,0,TOU_CTabulation[[#This Row],[Month Base Gen]]-TOU_CTabulation[[#This Row],[Day]]*TOU_CTabulation[[#This Row],[Base Allow]])","v":0},{"$f":"VLOOKUP(TOU_CTabulation[[#This Row],[Hour]],daypart,2)","v":"All"},{"$f":"TOU_CTabulation[[#This Row],[Season]]&TOU_CTabulation[[#This Row],[Day-Part]]","v":"WinterAll"},{"$f":"VLOOKUP(TOU_CTabulation[[#This Row],[Daypart]],TOUC,2)","v":0.25901999999999997},{"$f":"VLOOKUP(TOU_CTabulation[[#This Row],[Daypart]],TOUC,3)","v":0.32596000000000003},{"$f":"TOU_CTabulation[[#This Row],[Month Base Allow]]*TOU_CTabulation[[#This Row],[Base Rate]]","v":0},{"$f":"TOU_CTabulation[[#This Row],[Month Overbase Gen]]*TOU_CTabulation[[#This Row],[Over Rate]]","v":0},{"$f":"TOU_CTabulation[[#This Row],[Base Value]]+TOU_CTabulation[[#This Row],[Over Value]]","v":0}]
[1,22,11,921,73,16,1,832.51700000000005,42.546999999999997,2613.9650000000001,2514.7890000000002,{"$f":"TOU_CTabulation[[#This Row],[AC System Output (W)]]/1000","v":2.5147890000000004},{"$f":"IF(A543=TOU_CTabulation[[#This Row],[Month]],M543+TOU_CTabulation[[#This Row],[AC System Output (kW)]],TOU_CTabulation[[#This Row],[AC System Output (kW)]])","v":275.18947699999995},{"$f":"VLOOKUP(TOU_CTabulation[[#This Row],[Month]],Season,2)","v":"Winter"},{"$f":"VLOOKUP(TOU_CTabulation[[#This Row],[Season]],CRate,2)","v":10.5},{"$f":"IF(A545>TOU_CTabulation[[#This Row],[Month]],TOU_CTabulation[[#This Row],[Day]]*TOU_CTabulation[[#This Row],[Base Allow]],0)","v":0},{"$f":"IF(A545>TOU_CTabulation[[#This Row],[Month]],TOU_CTabulation[[#This Row],[Month Cumm]],0)","v":0},{"$f":"IF(TOU_CTabulation[[#This Row],[Month Base Gen]]=0,0,TOU_CTabulation[[#This Row],[Month Base Gen]]-TOU_CTabulation[[#This Row],[Day]]*TOU_CTabulation[[#This Row],[Base Allow]])","v":0},{"$f":"VLOOKUP(TOU_CTabulation[[#This Row],[Hour]],daypart,2)","v":"All"},{"$f":"TOU_CTabulation[[#This Row],[Season]]&TOU_CTabulation[[#This Row],[Day-Part]]","v":"WinterAll"},{"$f":"VLOOKUP(TOU_CTabulation[[#This Row],[Daypart]],TOUC,2)","v":0.25901999999999997},{"$f":"VLOOKUP(TOU_CTabulation[[#This Row],[Daypart]],TOUC,3)","v":0.32596000000000003},{"$f":"TOU_CTabulation[[#This Row],[Month Base Allow]]*TOU_CTabulation[[#This Row],[Base Rate]]","v":0},{"$f":"TOU_CTabulation[[#This Row],[Month Overbase Gen]]*TOU_CTabulation[[#This Row],[Over Rate]]","v":0},{"$f":"TOU_CTabulation[[#This Row],[Base Value]]+TOU_CTabulation[[#This Row],[Over Value]]","v":0}]
[1,22,12,926,73,17,1,850.47900000000004,44.360999999999997,2647.3209999999999,2546.73,{"$f":"TOU_CTabulation[[#This Row],[AC System Output (W)]]/1000","v":2.5467300000000002},{"$f":"IF(A544=TOU_CTabulation[[#This Row],[Month]],M544+TOU_CTabulation[[#This Row],[AC System Output (kW)]],TOU_CTabulation[[#This Row],[AC System Output (kW)]])","v":277.73620699999998},{"$f":"VLOOKUP(TOU_CTabulation[[#This Row],[Month]],Season,2)","v":"Winter"},{"$f":"VLOOKUP(TOU_CTabulation[[#This Row],[Season]],CRate,2)","v":10.5},{"$f":"IF(A546>TOU_CTabulation[[#This Row],[Month]],TOU_CTabulation[[#This Row],[Day]]*TOU_CTabulation[[#This Row],[Base Allow]],0)","v":0},{"$f":"IF(A546>TOU_CTabulation[[#This Row],[Month]],TOU_CTabulation[[#This Row],[Month Cumm]],0)","v":0},{"$f":"IF(TOU_CTabulation[[#This Row],[Month Base Gen]]=0,0,TOU_CTabulation[[#This Row],[Month Base Gen]]-TOU_CTabulation[[#This Row],[Day]]*TOU_CTabulation[[#This Row],[Base Allow]])","v":0},{"$f":"VLOOKUP(TOU_CTabulation[[#This Row],[Hour]],daypart,2)","v":"All"},{"$f":"TOU_CTabulation[[#This Row],[Season]]&TOU_CTabulation[[#This Row],[Day-Part]]","v":"WinterAll"},{"$f":"VLOOKUP(TOU_CTabulation[[#This Row],[Daypart]],TOUC,2)","v":0.25901999999999997},{"$f":"VLOOKUP(TOU_CTabulation[[#This Row],[Daypart]],TOUC,3)","v":0.32596000000000003},{"$f":"TOU_CTabulation[[#This Row],[Month Base Allow]]*TOU_CTabulation[[#This Row],[Base Rate]]","v":0},{"$f":"TOU_CTabulation[[#This Row],[Month Overbase Gen]]*TOU_CTabulation[[#This Row],[Over Rate]]","v":0},{"$f":"TOU_CTabulation[[#This Row],[Base Value]]+TOU_CTabulation[[#This Row],[Over Value]]","v":0}]
[1,22,13,906,71,17,1,789.35799999999995,42.734000000000002,2471.9,2378.6370000000002,{"$f":"TOU_CTabulation[[#This Row],[AC System Output (W)]]/1000","v":2.3786370000000003},{"$f":"IF(A545=TOU_CTabulation[[#This Row],[Month]],M545+TOU_CTabulation[[#This Row],[AC System Output (kW)]],TOU_CTabulation[[#This Row],[AC System Output (kW)]])","v":280.11484400000001},{"$f":"VLOOKUP(TOU_CTabulation[[#This Row],[Month]],Season,2)","v":"Winter"},{"$f":"VLOOKUP(TOU_CTabulation[[#This Row],[Season]],CRate,2)","v":10.5},{"$f":"IF(A547>TOU_CTabulation[[#This Row],[Month]],TOU_CTabulation[[#This Row],[Day]]*TOU_CTabulation[[#This Row],[Base Allow]],0)","v":0},{"$f":"IF(A547>TOU_CTabulation[[#This Row],[Month]],TOU_CTabulation[[#This Row],[Month Cumm]],0)","v":0},{"$f":"IF(TOU_CTabulation[[#This Row],[Month Base Gen]]=0,0,TOU_CTabulation[[#This Row],[Month Base Gen]]-TOU_CTabulation[[#This Row],[Day]]*TOU_CTabulation[[#This Row],[Base Allow]])","v":0},{"$f":"VLOOKUP(TOU_CTabulation[[#This Row],[Hour]],daypart,2)","v":"All"},{"$f":"TOU_CTabulation[[#This Row],[Season]]&TOU_CTabulation[[#This Row],[Day-Part]]","v":"WinterAll"},{"$f":"VLOOKUP(TOU_CTabulation[[#This Row],[Daypart]],TOUC,2)","v":0.25901999999999997},{"$f":"VLOOKUP(TOU_CTabulation[[#This Row],[Daypart]],TOUC,3)","v":0.32596000000000003},{"$f":"TOU_CTabulation[[#This Row],[Month Base Allow]]*TOU_CTabulation[[#This Row],[Base Rate]]","v":0},{"$f":"TOU_CTabulation[[#This Row],[Month Overbase Gen]]*TOU_CTabulation[[#This Row],[Over Rate]]","v":0},{"$f":"TOU_CTabulation[[#This Row],[Base Value]]+TOU_CTabulation[[#This Row],[Over Value]]","v":0}]
[1,22,14,858,65,16,1,654.76599999999996,37.734999999999999,2084.183,2006.1030000000001,{"$f":"TOU_CTabulation[[#This Row],[AC System Output (W)]]/1000","v":2.006103},{"$f":"IF(A546=TOU_CTabulation[[#This Row],[Month]],M546+TOU_CTabulation[[#This Row],[AC System Output (kW)]],TOU_CTabulation[[#This Row],[AC System Output (kW)]])","v":282.120947},{"$f":"VLOOKUP(TOU_CTabulation[[#This Row],[Month]],Season,2)","v":"Winter"},{"$f":"VLOOKUP(TOU_CTabulation[[#This Row],[Season]],CRate,2)","v":10.5},{"$f":"IF(A548>TOU_CTabulation[[#This Row],[Month]],TOU_CTabulation[[#This Row],[Day]]*TOU_CTabulation[[#This Row],[Base Allow]],0)","v":0},{"$f":"IF(A548>TOU_CTabulation[[#This Row],[Month]],TOU_CTabulation[[#This Row],[Month Cumm]],0)","v":0},{"$f":"IF(TOU_CTabulation[[#This Row],[Month Base Gen]]=0,0,TOU_CTabulation[[#This Row],[Month Base Gen]]-TOU_CTabulation[[#This Row],[Day]]*TOU_CTabulation[[#This Row],[Base Allow]])","v":0},{"$f":"VLOOKUP(TOU_CTabulation[[#This Row],[Hour]],daypart,2)","v":"All"},{"$f":"TOU_CTabulation[[#This Row],[Season]]&TOU_CTabulation[[#This Row],[Day-Part]]","v":"WinterAll"},{"$f":"VLOOKUP(TOU_CTabulation[[#This Row],[Daypart]],TOUC,2)","v":0.25901999999999997},{"$f":"VLOOKUP(TOU_CTabulation[[#This Row],[Daypart]],TOUC,3)","v":0.32596000000000003},{"$f":"TOU_CTabulation[[#This Row],[Month Base Allow]]*TOU_CTabulation[[#This Row],[Base Rate]]","v":0},{"$f":"TOU_CTabulation[[#This Row],[Month Overbase Gen]]*TOU_CTabulation[[#This Row],[Over Rate]]","v":0},{"$f":"TOU_CTabulation[[#This Row],[Base Value]]+TOU_CTabulation[[#This Row],[Over Value]]","v":0}]
[1,22,15,760,55,15,1,461.46499999999997,30.536999999999999,1478.4369999999999,1421.2809999999999,{"$f":"TOU_CTabulation[[#This Row],[AC System Output (W)]]/1000","v":1.421281},{"$f":"IF(A547=TOU_CTabulation[[#This Row],[Month]],M547+TOU_CTabulation[[#This Row],[AC System Output (kW)]],TOU_CTabulation[[#This Row],[AC System Output (kW)]])","v":283.54222800000002},{"$f":"VLOOKUP(TOU_CTabulation[[#This Row],[Month]],Season,2)","v":"Winter"},{"$f":"VLOOKUP(TOU_CTabulation[[#This Row],[Season]],CRate,2)","v":10.5},{"$f":"IF(A549>TOU_CTabulation[[#This Row],[Month]],TOU_CTabulation[[#This Row],[Day]]*TOU_CTabulation[[#This Row],[Base Allow]],0)","v":0},{"$f":"IF(A549>TOU_CTabulation[[#This Row],[Month]],TOU_CTabulation[[#This Row],[Month Cumm]],0)","v":0},{"$f":"IF(TOU_CTabulation[[#This Row],[Month Base Gen]]=0,0,TOU_CTabulation[[#This Row],[Month Base Gen]]-TOU_CTabulation[[#This Row],[Day]]*TOU_CTabulation[[#This Row],[Base Allow]])","v":0},{"$f":"VLOOKUP(TOU_CTabulation[[#This Row],[Hour]],daypart,2)","v":"All"},{"$f":"TOU_CTabulation[[#This Row],[Season]]&TOU_CTabulation[[#This Row],[Day-Part]]","v":"WinterAll"},{"$f":"VLOOKUP(TOU_CTabulation[[#This Row],[Daypart]],TOUC,2)","v":0.25901999999999997},{"$f":"VLOOKUP(TOU_CTabulation[[#This Row],[Daypart]],TOUC,3)","v":0.32596000000000003},{"$f":"TOU_CTabulation[[#This Row],[Month Base Allow]]*TOU_CTabulation[[#This Row],[Base Rate]]","v":0},{"$f":"TOU_CTabulation[[#This Row],[Month Overbase Gen]]*TOU_CTabulation[[#This Row],[Over Rate]]","v":0},{"$f":"TOU_CTabulation[[#This Row],[Base Value]]+TOU_CTabulation[[#This Row],[Over Value]]","v":0}]
[1,22,16,502,38,12,1,211.20400000000001,18.949000000000002,654.13599999999997,619.976,{"$f":"TOU_CTabulation[[#This Row],[AC System Output (W)]]/1000","v":0.61997599999999997},{"$f":"IF(A548=TOU_CTabulation[[#This Row],[Month]],M548+TOU_CTabulation[[#This Row],[AC System Output (kW)]],TOU_CTabulation[[#This Row],[AC System Output (kW)]])","v":284.16220400000003},{"$f":"VLOOKUP(TOU_CTabulation[[#This Row],[Month]],Season,2)","v":"Winter"},{"$f":"VLOOKUP(TOU_CTabulation[[#This Row],[Season]],CRate,2)","v":10.5},{"$f":"IF(A550>TOU_CTabulation[[#This Row],[Month]],TOU_CTabulation[[#This Row],[Day]]*TOU_CTabulation[[#This Row],[Base Allow]],0)","v":0},{"$f":"IF(A550>TOU_CTabulation[[#This Row],[Month]],TOU_CTabulation[[#This Row],[Month Cumm]],0)","v":0},{"$f":"IF(TOU_CTabulation[[#This Row],[Month Base Gen]]=0,0,TOU_CTabulation[[#This Row],[Month Base Gen]]-TOU_CTabulation[[#This Row],[Day]]*TOU_CTabulation[[#This Row],[Base Allow]])","v":0},{"$f":"VLOOKUP(TOU_CTabulation[[#This Row],[Hour]],daypart,2)","v":"All"},{"$f":"TOU_CTabulation[[#This Row],[Season]]&TOU_CTabulation[[#This Row],[Day-Part]]","v":"WinterAll"},{"$f":"VLOOKUP(TOU_CTabulation[[#This Row],[Daypart]],TOUC,2)","v":0.25901999999999997},{"$f":"VLOOKUP(TOU_CTabulation[[#This Row],[Daypart]],TOUC,3)","v":0.32596000000000003},{"$f":"TOU_CTabulation[[#This Row],[Month Base Allow]]*TOU_CTabulation[[#This Row],[Base Rate]]","v":0},{"$f":"TOU_CTabulation[[#This Row],[Month Overbase Gen]]*TOU_CTabulation[[#This Row],[Over Rate]]","v":0},{"$f":"TOU_CTabulation[[#This Row],[Base Value]]+TOU_CTabulation[[#This Row],[Over Value]]","v":0}]
[1,22,17,0,0,10,1,0,10,0,0,{"$f":"TOU_CTabulation[[#This Row],[AC System Output (W)]]/1000","v":0},{"$f":"IF(A549=TOU_CTabulation[[#This Row],[Month]],M549+TOU_CTabulation[[#This Row],[AC System Output (kW)]],TOU_CTabulation[[#This Row],[AC System Output (kW)]])","v":284.16220400000003},{"$f":"VLOOKUP(TOU_CTabulation[[#This Row],[Month]],Season,2)","v":"Winter"},{"$f":"VLOOKUP(TOU_CTabulation[[#This Row],[Season]],CRate,2)","v":10.5},{"$f":"IF(A551>TOU_CTabulation[[#This Row],[Month]],TOU_CTabulation[[#This Row],[Day]]*TOU_CTabulation[[#This Row],[Base Allow]],0)","v":0},{"$f":"IF(A551>TOU_CTabulation[[#This Row],[Month]],TOU_CTabulation[[#This Row],[Month Cumm]],0)","v":0},{"$f":"IF(TOU_CTabulation[[#This Row],[Month Base Gen]]=0,0,TOU_CTabulation[[#This Row],[Month Base Gen]]-TOU_CTabulation[[#This Row],[Day]]*TOU_CTabulation[[#This Row],[Base Allow]])","v":0},{"$f":"VLOOKUP(TOU_CTabulation[[#This Row],[Hour]],daypart,2)","v":"All"},{"$f":"TOU_CTabulation[[#This Row],[Season]]&TOU_CTabulation[[#This Row],[Day-Part]]","v":"WinterAll"},{"$f":"VLOOKUP(TOU_CTabulation[[#This Row],[Daypart]],TOUC,2)","v":0.25901999999999997},{"$f":"VLOOKUP(TOU_CTabulation[[#This Row],[Daypart]],TOUC,3)","v":0.32596000000000003},{"$f":"TOU_CTabulation[[#This Row],[Month Base Allow]]*TOU_CTabulation[[#This Row],[Base Rate]]","v":0},{"$f":"TOU_CTabulation[[#This Row],[Month Overbase Gen]]*TOU_CTabulation[[#This Row],[Over Rate]]","v":0},{"$f":"TOU_CTabulation[[#This Row],[Base Value]]+TOU_CTabulation[[#This Row],[Over Value]]","v":0}]
[1,22,18,0,0,9,1,0,9,0,0,{"$f":"TOU_CTabulation[[#This Row],[AC System Output (W)]]/1000","v":0},{"$f":"IF(A550=TOU_CTabulation[[#This Row],[Month]],M550+TOU_CTabulation[[#This Row],[AC System Output (kW)]],TOU_CTabulation[[#This Row],[AC System Output (kW)]])","v":284.16220400000003},{"$f":"VLOOKUP(TOU_CTabulation[[#This Row],[Month]],Season,2)","v":"Winter"},{"$f":"VLOOKUP(TOU_CTabulation[[#This Row],[Season]],CRate,2)","v":10.5},{"$f":"IF(A552>TOU_CTabulation[[#This Row],[Month]],TOU_CTabulation[[#This Row],[Day]]*TOU_CTabulation[[#This Row],[Base Allow]],0)","v":0},{"$f":"IF(A552>TOU_CTabulation[[#This Row],[Month]],TOU_CTabulation[[#This Row],[Month Cumm]],0)","v":0},{"$f":"IF(TOU_CTabulation[[#This Row],[Month Base Gen]]=0,0,TOU_CTabulation[[#This Row],[Month Base Gen]]-TOU_CTabulation[[#This Row],[Day]]*TOU_CTabulation[[#This Row],[Base Allow]])","v":0},{"$f":"VLOOKUP(TOU_CTabulation[[#This Row],[Hour]],daypart,2)","v":"All"},{"$f":"TOU_CTabulation[[#This Row],[Season]]&TOU_CTabulation[[#This Row],[Day-Part]]","v":"WinterAll"},{"$f":"VLOOKUP(TOU_CTabulation[[#This Row],[Daypart]],TOUC,2)","v":0.25901999999999997},{"$f":"VLOOKUP(TOU_CTabulation[[#This Row],[Daypart]],TOUC,3)","v":0.32596000000000003},{"$f":"TOU_CTabulation[[#This Row],[Month Base Allow]]*TOU_CTabulation[[#This Row],[Base Rate]]","v":0},{"$f":"TOU_CTabulation[[#This Row],[Month Overbase Gen]]*TOU_CTabulation[[#This Row],[Over Rate]]","v":0},{"$f":"TOU_CTabulation[[#This Row],[Base Value]]+TOU_CTabulation[[#This Row],[Over Value]]","v":0}]
[1,22,19,0,0,8,1,0,8,0,0,{"$f":"TOU_CTabulation[[#This Row],[AC System Output (W)]]/1000","v":0},{"$f":"IF(A551=TOU_CTabulation[[#This Row],[Month]],M551+TOU_CTabulation[[#This Row],[AC System Output (kW)]],TOU_CTabulation[[#This Row],[AC System Output (kW)]])","v":284.16220400000003},{"$f":"VLOOKUP(TOU_CTabulation[[#This Row],[Month]],Season,2)","v":"Winter"},{"$f":"VLOOKUP(TOU_CTabulation[[#This Row],[Season]],CRate,2)","v":10.5},{"$f":"IF(A553>TOU_CTabulation[[#This Row],[Month]],TOU_CTabulation[[#This Row],[Day]]*TOU_CTabulation[[#This Row],[Base Allow]],0)","v":0},{"$f":"IF(A553>TOU_CTabulation[[#This Row],[Month]],TOU_CTabulation[[#This Row],[Month Cumm]],0)","v":0},{"$f":"IF(TOU_CTabulation[[#This Row],[Month Base Gen]]=0,0,TOU_CTabulation[[#This Row],[Month Base Gen]]-TOU_CTabulation[[#This Row],[Day]]*TOU_CTabulation[[#This Row],[Base Allow]])","v":0},{"$f":"VLOOKUP(TOU_CTabulation[[#This Row],[Hour]],daypart,2)","v":"All"},{"$f":"TOU_CTabulation[[#This Row],[Season]]&TOU_CTabulation[[#This Row],[Day-Part]]","v":"WinterAll"},{"$f":"VLOOKUP(TOU_CTabulation[[#This Row],[Daypart]],TOUC,2)","v":0.25901999999999997},{"$f":"VLOOKUP(TOU_CTabulation[[#This Row],[Daypart]],TOUC,3)","v":0.32596000000000003},{"$f":"TOU_CTabulation[[#This Row],[Month Base Allow]]*TOU_CTabulation[[#This Row],[Base Rate]]","v":0},{"$f":"TOU_CTabulation[[#This Row],[Month Overbase Gen]]*TOU_CTabulation[[#This Row],[Over Rate]]","v":0},{"$f":"TOU_CTabulation[[#This Row],[Base Value]]+TOU_CTabulation[[#This Row],[Over Value]]","v":0}]
[1,22,20,0,0,8,1,0,8,0,0,{"$f":"TOU_CTabulation[[#This Row],[AC System Output (W)]]/1000","v":0},{"$f":"IF(A552=TOU_CTabulation[[#This Row],[Month]],M552+TOU_CTabulation[[#This Row],[AC System Output (kW)]],TOU_CTabulation[[#This Row],[AC System Output (kW)]])","v":284.16220400000003},{"$f":"VLOOKUP(TOU_CTabulation[[#This Row],[Month]],Season,2)","v":"Winter"},{"$f":"VLOOKUP(TOU_CTabulation[[#This Row],[Season]],CRate,2)","v":10.5},{"$f":"IF(A554>TOU_CTabulation[[#This Row],[Month]],TOU_CTabulation[[#This Row],[Day]]*TOU_CTabulation[[#This Row],[Base Allow]],0)","v":0},{"$f":"IF(A554>TOU_CTabulation[[#This Row],[Month]],TOU_CTabulation[[#This Row],[Month Cumm]],0)","v":0},{"$f":"IF(TOU_CTabulation[[#This Row],[Month Base Gen]]=0,0,TOU_CTabulation[[#This Row],[Month Base Gen]]-TOU_CTabulation[[#This Row],[Day]]*TOU_CTabulation[[#This Row],[Base Allow]])","v":0},{"$f":"VLOOKUP(TOU_CTabulation[[#This Row],[Hour]],daypart,2)","v":"All"},{"$f":"TOU_CTabulation[[#This Row],[Season]]&TOU_CTabulation[[#This Row],[Day-Part]]","v":"WinterAll"},{"$f":"VLOOKUP(TOU_CTabulation[[#This Row],[Daypart]],TOUC,2)","v":0.25901999999999997},{"$f":"VLOOKUP(TOU_CTabulation[[#This Row],[Daypart]],TOUC,3)","v":0.32596000000000003},{"$f":"TOU_CTabulation[[#This Row],[Month Base Allow]]*TOU_CTabulation[[#This Row],[Base Rate]]","v":0},{"$f":"TOU_CTabulation[[#This Row],[Month Overbase Gen]]*TOU_CTabulation[[#This Row],[Over Rate]]","v":0},{"$f":"TOU_CTabulation[[#This Row],[Base Value]]+TOU_CTabulation[[#This Row],[Over Value]]","v":0}]
[1,22,21,0,0,7,1,0,7,0,0,{"$f":"TOU_CTabulation[[#This Row],[AC System Output (W)]]/1000","v":0},{"$f":"IF(A553=TOU_CTabulation[[#This Row],[Month]],M553+TOU_CTabulation[[#This Row],[AC System Output (kW)]],TOU_CTabulation[[#This Row],[AC System Output (kW)]])","v":284.16220400000003},{"$f":"VLOOKUP(TOU_CTabulation[[#This Row],[Month]],Season,2)","v":"Winter"},{"$f":"VLOOKUP(TOU_CTabulation[[#This Row],[Season]],CRate,2)","v":10.5},{"$f":"IF(A555>TOU_CTabulation[[#This Row],[Month]],TOU_CTabulation[[#This Row],[Day]]*TOU_CTabulation[[#This Row],[Base Allow]],0)","v":0},{"$f":"IF(A555>TOU_CTabulation[[#This Row],[Month]],TOU_CTabulation[[#This Row],[Month Cumm]],0)","v":0},{"$f":"IF(TOU_CTabulation[[#This Row],[Month Base Gen]]=0,0,TOU_CTabulation[[#This Row],[Month Base Gen]]-TOU_CTabulation[[#This Row],[Day]]*TOU_CTabulation[[#This Row],[Base Allow]])","v":0},{"$f":"VLOOKUP(TOU_CTabulation[[#This Row],[Hour]],daypart,2)","v":"All"},{"$f":"TOU_CTabulation[[#This Row],[Season]]&TOU_CTabulation[[#This Row],[Day-Part]]","v":"WinterAll"},{"$f":"VLOOKUP(TOU_CTabulation[[#This Row],[Daypart]],TOUC,2)","v":0.25901999999999997},{"$f":"VLOOKUP(TOU_CTabulation[[#This Row],[Daypart]],TOUC,3)","v":0.32596000000000003},{"$f":"TOU_CTabulation[[#This Row],[Month Base Allow]]*TOU_CTabulation[[#This Row],[Base Rate]]","v":0},{"$f":"TOU_CTabulation[[#This Row],[Month Overbase Gen]]*TOU_CTabulation[[#This Row],[Over Rate]]","v":0},{"$f":"TOU_CTabulation[[#This Row],[Base Value]]+TOU_CTabulation[[#This Row],[Over Value]]","v":0}]
[1,22,22,0,0,7,1,0,7,0,0,{"$f":"TOU_CTabulation[[#This Row],[AC System Output (W)]]/1000","v":0},{"$f":"IF(A554=TOU_CTabulation[[#This Row],[Month]],M554+TOU_CTabulation[[#This Row],[AC System Output (kW)]],TOU_CTabulation[[#This Row],[AC System Output (kW)]])","v":284.16220400000003},{"$f":"VLOOKUP(TOU_CTabulation[[#This Row],[Month]],Season,2)","v":"Winter"},{"$f":"VLOOKUP(TOU_CTabulation[[#This Row],[Season]],CRate,2)","v":10.5},{"$f":"IF(A556>TOU_CTabulation[[#This Row],[Month]],TOU_CTabulation[[#This Row],[Day]]*TOU_CTabulation[[#This Row],[Base Allow]],0)","v":0},{"$f":"IF(A556>TOU_CTabulation[[#This Row],[Month]],TOU_CTabulation[[#This Row],[Month Cumm]],0)","v":0},{"$f":"IF(TOU_CTabulation[[#This Row],[Month Base Gen]]=0,0,TOU_CTabulation[[#This Row],[Month Base Gen]]-TOU_CTabulation[[#This Row],[Day]]*TOU_CTabulation[[#This Row],[Base Allow]])","v":0},{"$f":"VLOOKUP(TOU_CTabulation[[#This Row],[Hour]],daypart,2)","v":"All"},{"$f":"TOU_CTabulation[[#This Row],[Season]]&TOU_CTabulation[[#This Row],[Day-Part]]","v":"WinterAll"},{"$f":"VLOOKUP(TOU_CTabulation[[#This Row],[Daypart]],TOUC,2)","v":0.25901999999999997},{"$f":"VLOOKUP(TOU_CTabulation[[#This Row],[Daypart]],TOUC,3)","v":0.32596000000000003},{"$f":"TOU_CTabulation[[#This Row],[Month Base Allow]]*TOU_CTabulation[[#This Row],[Base Rate]]","v":0},{"$f":"TOU_CTabulation[[#This Row],[Month Overbase Gen]]*TOU_CTabulation[[#This Row],[Over Rate]]","v":0},{"$f":"TOU_CTabulation[[#This Row],[Base Value]]+TOU_CTabulation[[#This Row],[Over Value]]","v":0}]
[1,22,23,0,0,7,1,0,7,0,0,{"$f":"TOU_CTabulation[[#This Row],[AC System Output (W)]]/1000","v":0},{"$f":"IF(A555=TOU_CTabulation[[#This Row],[Month]],M555+TOU_CTabulation[[#This Row],[AC System Output (kW)]],TOU_CTabulation[[#This Row],[AC System Output (kW)]])","v":284.16220400000003},{"$f":"VLOOKUP(TOU_CTabulation[[#This Row],[Month]],Season,2)","v":"Winter"},{"$f":"VLOOKUP(TOU_CTabulation[[#This Row],[Season]],CRate,2)","v":10.5},{"$f":"IF(A557>TOU_CTabulation[[#This Row],[Month]],TOU_CTabulation[[#This Row],[Day]]*TOU_CTabulation[[#This Row],[Base Allow]],0)","v":0},{"$f":"IF(A557>TOU_CTabulation[[#This Row],[Month]],TOU_CTabulation[[#This Row],[Month Cumm]],0)","v":0},{"$f":"IF(TOU_CTabulation[[#This Row],[Month Base Gen]]=0,0,TOU_CTabulation[[#This Row],[Month Base Gen]]-TOU_CTabulation[[#This Row],[Day]]*TOU_CTabulation[[#This Row],[Base Allow]])","v":0},{"$f":"VLOOKUP(TOU_CTabulation[[#This Row],[Hour]],daypart,2)","v":"All"},{"$f":"TOU_CTabulation[[#This Row],[Season]]&TOU_CTabulation[[#This Row],[Day-Part]]","v":"WinterAll"},{"$f":"VLOOKUP(TOU_CTabulation[[#This Row],[Daypart]],TOUC,2)","v":0.25901999999999997},{"$f":"VLOOKUP(TOU_CTabulation[[#This Row],[Daypart]],TOUC,3)","v":0.32596000000000003},{"$f":"TOU_CTabulation[[#This Row],[Month Base Allow]]*TOU_CTabulation[[#This Row],[Base Rate]]","v":0},{"$f":"TOU_CTabulation[[#This Row],[Month Overbase Gen]]*TOU_CTabulation[[#This Row],[Over Rate]]","v":0},{"$f":"TOU_CTabulation[[#This Row],[Base Value]]+TOU_CTabulation[[#This Row],[Over Value]]","v":0}]
[1,23,0,0,0,7,0,0,7,0,0,{"$f":"TOU_CTabulation[[#This Row],[AC System Output (W)]]/1000","v":0},{"$f":"IF(A556=TOU_CTabulation[[#This Row],[Month]],M556+TOU_CTabulation[[#This Row],[AC System Output (kW)]],TOU_CTabulation[[#This Row],[AC System Output (kW)]])","v":284.16220400000003},{"$f":"VLOOKUP(TOU_CTabulation[[#This Row],[Month]],Season,2)","v":"Winter"},{"$f":"VLOOKUP(TOU_CTabulation[[#This Row],[Season]],CRate,2)","v":10.5},{"$f":"IF(A558>TOU_CTabulation[[#This Row],[Month]],TOU_CTabulation[[#This Row],[Day]]*TOU_CTabulation[[#This Row],[Base Allow]],0)","v":0},{"$f":"IF(A558>TOU_CTabulation[[#This Row],[Month]],TOU_CTabulation[[#This Row],[Month Cumm]],0)","v":0},{"$f":"IF(TOU_CTabulation[[#This Row],[Month Base Gen]]=0,0,TOU_CTabulation[[#This Row],[Month Base Gen]]-TOU_CTabulation[[#This Row],[Day]]*TOU_CTabulation[[#This Row],[Base Allow]])","v":0},{"$f":"VLOOKUP(TOU_CTabulation[[#This Row],[Hour]],daypart,2)","v":"All"},{"$f":"TOU_CTabulation[[#This Row],[Season]]&TOU_CTabulation[[#This Row],[Day-Part]]","v":"WinterAll"},{"$f":"VLOOKUP(TOU_CTabulation[[#This Row],[Daypart]],TOUC,2)","v":0.25901999999999997},{"$f":"VLOOKUP(TOU_CTabulation[[#This Row],[Daypart]],TOUC,3)","v":0.32596000000000003},{"$f":"TOU_CTabulation[[#This Row],[Month Base Allow]]*TOU_CTabulation[[#This Row],[Base Rate]]","v":0},{"$f":"TOU_CTabulation[[#This Row],[Month Overbase Gen]]*TOU_CTabulation[[#This Row],[Over Rate]]","v":0},{"$f":"TOU_CTabulation[[#This Row],[Base Value]]+TOU_CTabulation[[#This Row],[Over Value]]","v":0}]
[1,23,1,0,0,7,0,0,7,0,0,{"$f":"TOU_CTabulation[[#This Row],[AC System Output (W)]]/1000","v":0},{"$f":"IF(A557=TOU_CTabulation[[#This Row],[Month]],M557+TOU_CTabulation[[#This Row],[AC System Output (kW)]],TOU_CTabulation[[#This Row],[AC System Output (kW)]])","v":284.16220400000003},{"$f":"VLOOKUP(TOU_CTabulation[[#This Row],[Month]],Season,2)","v":"Winter"},{"$f":"VLOOKUP(TOU_CTabulation[[#This Row],[Season]],CRate,2)","v":10.5},{"$f":"IF(A559>TOU_CTabulation[[#This Row],[Month]],TOU_CTabulation[[#This Row],[Day]]*TOU_CTabulation[[#This Row],[Base Allow]],0)","v":0},{"$f":"IF(A559>TOU_CTabulation[[#This Row],[Month]],TOU_CTabulation[[#This Row],[Month Cumm]],0)","v":0},{"$f":"IF(TOU_CTabulation[[#This Row],[Month Base Gen]]=0,0,TOU_CTabulation[[#This Row],[Month Base Gen]]-TOU_CTabulation[[#This Row],[Day]]*TOU_CTabulation[[#This Row],[Base Allow]])","v":0},{"$f":"VLOOKUP(TOU_CTabulation[[#This Row],[Hour]],daypart,2)","v":"All"},{"$f":"TOU_CTabulation[[#This Row],[Season]]&TOU_CTabulation[[#This Row],[Day-Part]]","v":"WinterAll"},{"$f":"VLOOKUP(TOU_CTabulation[[#This Row],[Daypart]],TOUC,2)","v":0.25901999999999997},{"$f":"VLOOKUP(TOU_CTabulation[[#This Row],[Daypart]],TOUC,3)","v":0.32596000000000003},{"$f":"TOU_CTabulation[[#This Row],[Month Base Allow]]*TOU_CTabulation[[#This Row],[Base Rate]]","v":0},{"$f":"TOU_CTabulation[[#This Row],[Month Overbase Gen]]*TOU_CTabulation[[#This Row],[Over Rate]]","v":0},{"$f":"TOU_CTabulation[[#This Row],[Base Value]]+TOU_CTabulation[[#This Row],[Over Value]]","v":0}]
[1,23,2,0,0,7,0,0,7,0,0,{"$f":"TOU_CTabulation[[#This Row],[AC System Output (W)]]/1000","v":0},{"$f":"IF(A558=TOU_CTabulation[[#This Row],[Month]],M558+TOU_CTabulation[[#This Row],[AC System Output (kW)]],TOU_CTabulation[[#This Row],[AC System Output (kW)]])","v":284.16220400000003},{"$f":"VLOOKUP(TOU_CTabulation[[#This Row],[Month]],Season,2)","v":"Winter"},{"$f":"VLOOKUP(TOU_CTabulation[[#This Row],[Season]],CRate,2)","v":10.5},{"$f":"IF(A560>TOU_CTabulation[[#This Row],[Month]],TOU_CTabulation[[#This Row],[Day]]*TOU_CTabulation[[#This Row],[Base Allow]],0)","v":0},{"$f":"IF(A560>TOU_CTabulation[[#This Row],[Month]],TOU_CTabulation[[#This Row],[Month Cumm]],0)","v":0},{"$f":"IF(TOU_CTabulation[[#This Row],[Month Base Gen]]=0,0,TOU_CTabulation[[#This Row],[Month Base Gen]]-TOU_CTabulation[[#This Row],[Day]]*TOU_CTabulation[[#This Row],[Base Allow]])","v":0},{"$f":"VLOOKUP(TOU_CTabulation[[#This Row],[Hour]],daypart,2)","v":"All"},{"$f":"TOU_CTabulation[[#This Row],[Season]]&TOU_CTabulation[[#This Row],[Day-Part]]","v":"WinterAll"},{"$f":"VLOOKUP(TOU_CTabulation[[#This Row],[Daypart]],TOUC,2)","v":0.25901999999999997},{"$f":"VLOOKUP(TOU_CTabulation[[#This Row],[Daypart]],TOUC,3)","v":0.32596000000000003},{"$f":"TOU_CTabulation[[#This Row],[Month Base Allow]]*TOU_CTabulation[[#This Row],[Base Rate]]","v":0},{"$f":"TOU_CTabulation[[#This Row],[Month Overbase Gen]]*TOU_CTabulation[[#This Row],[Over Rate]]","v":0},{"$f":"TOU_CTabulation[[#This Row],[Base Value]]+TOU_CTabulation[[#This Row],[Over Value]]","v":0}]
[1,23,3,0,0,7,1,0,7,0,0,{"$f":"TOU_CTabulation[[#This Row],[AC System Output (W)]]/1000","v":0},{"$f":"IF(A559=TOU_CTabulation[[#This Row],[Month]],M559+TOU_CTabulation[[#This Row],[AC System Output (kW)]],TOU_CTabulation[[#This Row],[AC System Output (kW)]])","v":284.16220400000003},{"$f":"VLOOKUP(TOU_CTabulation[[#This Row],[Month]],Season,2)","v":"Winter"},{"$f":"VLOOKUP(TOU_CTabulation[[#This Row],[Season]],CRate,2)","v":10.5},{"$f":"IF(A561>TOU_CTabulation[[#This Row],[Month]],TOU_CTabulation[[#This Row],[Day]]*TOU_CTabulation[[#This Row],[Base Allow]],0)","v":0},{"$f":"IF(A561>TOU_CTabulation[[#This Row],[Month]],TOU_CTabulation[[#This Row],[Month Cumm]],0)","v":0},{"$f":"IF(TOU_CTabulation[[#This Row],[Month Base Gen]]=0,0,TOU_CTabulation[[#This Row],[Month Base Gen]]-TOU_CTabulation[[#This Row],[Day]]*TOU_CTabulation[[#This Row],[Base Allow]])","v":0},{"$f":"VLOOKUP(TOU_CTabulation[[#This Row],[Hour]],daypart,2)","v":"All"},{"$f":"TOU_CTabulation[[#This Row],[Season]]&TOU_CTabulation[[#This Row],[Day-Part]]","v":"WinterAll"},{"$f":"VLOOKUP(TOU_CTabulation[[#This Row],[Daypart]],TOUC,2)","v":0.25901999999999997},{"$f":"VLOOKUP(TOU_CTabulation[[#This Row],[Daypart]],TOUC,3)","v":0.32596000000000003},{"$f":"TOU_CTabulation[[#This Row],[Month Base Allow]]*TOU_CTabulation[[#This Row],[Base Rate]]","v":0},{"$f":"TOU_CTabulation[[#This Row],[Month Overbase Gen]]*TOU_CTabulation[[#This Row],[Over Rate]]","v":0},{"$f":"TOU_CTabulation[[#This Row],[Base Value]]+TOU_CTabulation[[#This Row],[Over Value]]","v":0}]
[1,23,4,0,0,7,1,0,7,0,0,{"$f":"TOU_CTabulation[[#This Row],[AC System Output (W)]]/1000","v":0},{"$f":"IF(A560=TOU_CTabulation[[#This Row],[Month]],M560+TOU_CTabulation[[#This Row],[AC System Output (kW)]],TOU_CTabulation[[#This Row],[AC System Output (kW)]])","v":284.16220400000003},{"$f":"VLOOKUP(TOU_CTabulation[[#This Row],[Month]],Season,2)","v":"Winter"},{"$f":"VLOOKUP(TOU_CTabulation[[#This Row],[Season]],CRate,2)","v":10.5},{"$f":"IF(A562>TOU_CTabulation[[#This Row],[Month]],TOU_CTabulation[[#This Row],[Day]]*TOU_CTabulation[[#This Row],[Base Allow]],0)","v":0},{"$f":"IF(A562>TOU_CTabulation[[#This Row],[Month]],TOU_CTabulation[[#This Row],[Month Cumm]],0)","v":0},{"$f":"IF(TOU_CTabulation[[#This Row],[Month Base Gen]]=0,0,TOU_CTabulation[[#This Row],[Month Base Gen]]-TOU_CTabulation[[#This Row],[Day]]*TOU_CTabulation[[#This Row],[Base Allow]])","v":0},{"$f":"VLOOKUP(TOU_CTabulation[[#This Row],[Hour]],daypart,2)","v":"All"},{"$f":"TOU_CTabulation[[#This Row],[Season]]&TOU_CTabulation[[#This Row],[Day-Part]]","v":"WinterAll"},{"$f":"VLOOKUP(TOU_CTabulation[[#This Row],[Daypart]],TOUC,2)","v":0.25901999999999997},{"$f":"VLOOKUP(TOU_CTabulation[[#This Row],[Daypart]],TOUC,3)","v":0.32596000000000003},{"$f":"TOU_CTabulation[[#This Row],[Month Base Allow]]*TOU_CTabulation[[#This Row],[Base Rate]]","v":0},{"$f":"TOU_CTabulation[[#This Row],[Month Overbase Gen]]*TOU_CTabulation[[#This Row],[Over Rate]]","v":0},{"$f":"TOU_CTabulation[[#This Row],[Base Value]]+TOU_CTabulation[[#This Row],[Over Value]]","v":0}]
[1,23,5,0,0,7,1,0,7,0,0,{"$f":"TOU_CTabulation[[#This Row],[AC System Output (W)]]/1000","v":0},{"$f":"IF(A561=TOU_CTabulation[[#This Row],[Month]],M561+TOU_CTabulation[[#This Row],[AC System Output (kW)]],TOU_CTabulation[[#This Row],[AC System Output (kW)]])","v":284.16220400000003},{"$f":"VLOOKUP(TOU_CTabulation[[#This Row],[Month]],Season,2)","v":"Winter"},{"$f":"VLOOKUP(TOU_CTabulation[[#This Row],[Season]],CRate,2)","v":10.5},{"$f":"IF(A563>TOU_CTabulation[[#This Row],[Month]],TOU_CTabulation[[#This Row],[Day]]*TOU_CTabulation[[#This Row],[Base Allow]],0)","v":0},{"$f":"IF(A563>TOU_CTabulation[[#This Row],[Month]],TOU_CTabulation[[#This Row],[Month Cumm]],0)","v":0},{"$f":"IF(TOU_CTabulation[[#This Row],[Month Base Gen]]=0,0,TOU_CTabulation[[#This Row],[Month Base Gen]]-TOU_CTabulation[[#This Row],[Day]]*TOU_CTabulation[[#This Row],[Base Allow]])","v":0},{"$f":"VLOOKUP(TOU_CTabulation[[#This Row],[Hour]],daypart,2)","v":"All"},{"$f":"TOU_CTabulation[[#This Row],[Season]]&TOU_CTabulation[[#This Row],[Day-Part]]","v":"WinterAll"},{"$f":"VLOOKUP(TOU_CTabulation[[#This Row],[Daypart]],TOUC,2)","v":0.25901999999999997},{"$f":"VLOOKUP(TOU_CTabulation[[#This Row],[Daypart]],TOUC,3)","v":0.32596000000000003},{"$f":"TOU_CTabulation[[#This Row],[Month Base Allow]]*TOU_CTabulation[[#This Row],[Base Rate]]","v":0},{"$f":"TOU_CTabulation[[#This Row],[Month Overbase Gen]]*TOU_CTabulation[[#This Row],[Over Rate]]","v":0},{"$f":"TOU_CTabulation[[#This Row],[Base Value]]+TOU_CTabulation[[#This Row],[Over Value]]","v":0}]
[1,23,6,0,0,8,1,0,8,0,0,{"$f":"TOU_CTabulation[[#This Row],[AC System Output (W)]]/1000","v":0},{"$f":"IF(A562=TOU_CTabulation[[#This Row],[Month]],M562+TOU_CTabulation[[#This Row],[AC System Output (kW)]],TOU_CTabulation[[#This Row],[AC System Output (kW)]])","v":284.16220400000003},{"$f":"VLOOKUP(TOU_CTabulation[[#This Row],[Month]],Season,2)","v":"Winter"},{"$f":"VLOOKUP(TOU_CTabulation[[#This Row],[Season]],CRate,2)","v":10.5},{"$f":"IF(A564>TOU_CTabulation[[#This Row],[Month]],TOU_CTabulation[[#This Row],[Day]]*TOU_CTabulation[[#This Row],[Base Allow]],0)","v":0},{"$f":"IF(A564>TOU_CTabulation[[#This Row],[Month]],TOU_CTabulation[[#This Row],[Month Cumm]],0)","v":0},{"$f":"IF(TOU_CTabulation[[#This Row],[Month Base Gen]]=0,0,TOU_CTabulation[[#This Row],[Month Base Gen]]-TOU_CTabulation[[#This Row],[Day]]*TOU_CTabulation[[#This Row],[Base Allow]])","v":0},{"$f":"VLOOKUP(TOU_CTabulation[[#This Row],[Hour]],daypart,2)","v":"All"},{"$f":"TOU_CTabulation[[#This Row],[Season]]&TOU_CTabulation[[#This Row],[Day-Part]]","v":"WinterAll"},{"$f":"VLOOKUP(TOU_CTabulation[[#This Row],[Daypart]],TOUC,2)","v":0.25901999999999997},{"$f":"VLOOKUP(TOU_CTabulation[[#This Row],[Daypart]],TOUC,3)","v":0.32596000000000003},{"$f":"TOU_CTabulation[[#This Row],[Month Base Allow]]*TOU_CTabulation[[#This Row],[Base Rate]]","v":0},{"$f":"TOU_CTabulation[[#This Row],[Month Overbase Gen]]*TOU_CTabulation[[#This Row],[Over Rate]]","v":0},{"$f":"TOU_CTabulation[[#This Row],[Base Value]]+TOU_CTabulation[[#This Row],[Over Value]]","v":0}]
[1,23,7,290,19,9,2,97.73,9.625,294.887,268.77199999999999,{"$f":"TOU_CTabulation[[#This Row],[AC System Output (W)]]/1000","v":0.26877200000000001},{"$f":"IF(A563=TOU_CTabulation[[#This Row],[Month]],M563+TOU_CTabulation[[#This Row],[AC System Output (kW)]],TOU_CTabulation[[#This Row],[AC System Output (kW)]])","v":284.43097600000004},{"$f":"VLOOKUP(TOU_CTabulation[[#This Row],[Month]],Season,2)","v":"Winter"},{"$f":"VLOOKUP(TOU_CTabulation[[#This Row],[Season]],CRate,2)","v":10.5},{"$f":"IF(A565>TOU_CTabulation[[#This Row],[Month]],TOU_CTabulation[[#This Row],[Day]]*TOU_CTabulation[[#This Row],[Base Allow]],0)","v":0},{"$f":"IF(A565>TOU_CTabulation[[#This Row],[Month]],TOU_CTabulation[[#This Row],[Month Cumm]],0)","v":0},{"$f":"IF(TOU_CTabulation[[#This Row],[Month Base Gen]]=0,0,TOU_CTabulation[[#This Row],[Month Base Gen]]-TOU_CTabulation[[#This Row],[Day]]*TOU_CTabulation[[#This Row],[Base Allow]])","v":0},{"$f":"VLOOKUP(TOU_CTabulation[[#This Row],[Hour]],daypart,2)","v":"All"},{"$f":"TOU_CTabulation[[#This Row],[Season]]&TOU_CTabulation[[#This Row],[Day-Part]]","v":"WinterAll"},{"$f":"VLOOKUP(TOU_CTabulation[[#This Row],[Daypart]],TOUC,2)","v":0.25901999999999997},{"$f":"VLOOKUP(TOU_CTabulation[[#This Row],[Daypart]],TOUC,3)","v":0.32596000000000003},{"$f":"TOU_CTabulation[[#This Row],[Month Base Allow]]*TOU_CTabulation[[#This Row],[Base Rate]]","v":0},{"$f":"TOU_CTabulation[[#This Row],[Month Overbase Gen]]*TOU_CTabulation[[#This Row],[Over Rate]]","v":0},{"$f":"TOU_CTabulation[[#This Row],[Base Value]]+TOU_CTabulation[[#This Row],[Over Value]]","v":0}]
[1,23,8,0,16,10,3,15.146000000000001,8.8149999999999995,56.015000000000001,34.585999999999999,{"$f":"TOU_CTabulation[[#This Row],[AC System Output (W)]]/1000","v":3.4585999999999999E-2},{"$f":"IF(A564=TOU_CTabulation[[#This Row],[Month]],M564+TOU_CTabulation[[#This Row],[AC System Output (kW)]],TOU_CTabulation[[#This Row],[AC System Output (kW)]])","v":284.46556200000003},{"$f":"VLOOKUP(TOU_CTabulation[[#This Row],[Month]],Season,2)","v":"Winter"},{"$f":"VLOOKUP(TOU_CTabulation[[#This Row],[Season]],CRate,2)","v":10.5},{"$f":"IF(A566>TOU_CTabulation[[#This Row],[Month]],TOU_CTabulation[[#This Row],[Day]]*TOU_CTabulation[[#This Row],[Base Allow]],0)","v":0},{"$f":"IF(A566>TOU_CTabulation[[#This Row],[Month]],TOU_CTabulation[[#This Row],[Month Cumm]],0)","v":0},{"$f":"IF(TOU_CTabulation[[#This Row],[Month Base Gen]]=0,0,TOU_CTabulation[[#This Row],[Month Base Gen]]-TOU_CTabulation[[#This Row],[Day]]*TOU_CTabulation[[#This Row],[Base Allow]])","v":0},{"$f":"VLOOKUP(TOU_CTabulation[[#This Row],[Hour]],daypart,2)","v":"All"},{"$f":"TOU_CTabulation[[#This Row],[Season]]&TOU_CTabulation[[#This Row],[Day-Part]]","v":"WinterAll"},{"$f":"VLOOKUP(TOU_CTabulation[[#This Row],[Daypart]],TOUC,2)","v":0.25901999999999997},{"$f":"VLOOKUP(TOU_CTabulation[[#This Row],[Daypart]],TOUC,3)","v":0.32596000000000003},{"$f":"TOU_CTabulation[[#This Row],[Month Base Allow]]*TOU_CTabulation[[#This Row],[Base Rate]]","v":0},{"$f":"TOU_CTabulation[[#This Row],[Month Overbase Gen]]*TOU_CTabulation[[#This Row],[Over Rate]]","v":0},{"$f":"TOU_CTabulation[[#This Row],[Base Value]]+TOU_CTabulation[[#This Row],[Over Value]]","v":0}]
[1,23,9,4,135,11,3,136.351,12.602,495.67,465.20600000000002,{"$f":"TOU_CTabulation[[#This Row],[AC System Output (W)]]/1000","v":0.46520600000000001},{"$f":"IF(A565=TOU_CTabulation[[#This Row],[Month]],M565+TOU_CTabulation[[#This Row],[AC System Output (kW)]],TOU_CTabulation[[#This Row],[AC System Output (kW)]])","v":284.93076800000006},{"$f":"VLOOKUP(TOU_CTabulation[[#This Row],[Month]],Season,2)","v":"Winter"},{"$f":"VLOOKUP(TOU_CTabulation[[#This Row],[Season]],CRate,2)","v":10.5},{"$f":"IF(A567>TOU_CTabulation[[#This Row],[Month]],TOU_CTabulation[[#This Row],[Day]]*TOU_CTabulation[[#This Row],[Base Allow]],0)","v":0},{"$f":"IF(A567>TOU_CTabulation[[#This Row],[Month]],TOU_CTabulation[[#This Row],[Month Cumm]],0)","v":0},{"$f":"IF(TOU_CTabulation[[#This Row],[Month Base Gen]]=0,0,TOU_CTabulation[[#This Row],[Month Base Gen]]-TOU_CTabulation[[#This Row],[Day]]*TOU_CTabulation[[#This Row],[Base Allow]])","v":0},{"$f":"VLOOKUP(TOU_CTabulation[[#This Row],[Hour]],daypart,2)","v":"All"},{"$f":"TOU_CTabulation[[#This Row],[Season]]&TOU_CTabulation[[#This Row],[Day-Part]]","v":"WinterAll"},{"$f":"VLOOKUP(TOU_CTabulation[[#This Row],[Daypart]],TOUC,2)","v":0.25901999999999997},{"$f":"VLOOKUP(TOU_CTabulation[[#This Row],[Daypart]],TOUC,3)","v":0.32596000000000003},{"$f":"TOU_CTabulation[[#This Row],[Month Base Allow]]*TOU_CTabulation[[#This Row],[Base Rate]]","v":0},{"$f":"TOU_CTabulation[[#This Row],[Month Overbase Gen]]*TOU_CTabulation[[#This Row],[Over Rate]]","v":0},{"$f":"TOU_CTabulation[[#This Row],[Base Value]]+TOU_CTabulation[[#This Row],[Over Value]]","v":0}]
[1,23,10,0,75,12,4,71.272000000000006,12.289,259.58100000000002,234.191,{"$f":"TOU_CTabulation[[#This Row],[AC System Output (W)]]/1000","v":0.23419100000000001},{"$f":"IF(A566=TOU_CTabulation[[#This Row],[Month]],M566+TOU_CTabulation[[#This Row],[AC System Output (kW)]],TOU_CTabulation[[#This Row],[AC System Output (kW)]])","v":285.16495900000007},{"$f":"VLOOKUP(TOU_CTabulation[[#This Row],[Month]],Season,2)","v":"Winter"},{"$f":"VLOOKUP(TOU_CTabulation[[#This Row],[Season]],CRate,2)","v":10.5},{"$f":"IF(A568>TOU_CTabulation[[#This Row],[Month]],TOU_CTabulation[[#This Row],[Day]]*TOU_CTabulation[[#This Row],[Base Allow]],0)","v":0},{"$f":"IF(A568>TOU_CTabulation[[#This Row],[Month]],TOU_CTabulation[[#This Row],[Month Cumm]],0)","v":0},{"$f":"IF(TOU_CTabulation[[#This Row],[Month Base Gen]]=0,0,TOU_CTabulation[[#This Row],[Month Base Gen]]-TOU_CTabulation[[#This Row],[Day]]*TOU_CTabulation[[#This Row],[Base Allow]])","v":0},{"$f":"VLOOKUP(TOU_CTabulation[[#This Row],[Hour]],daypart,2)","v":"All"},{"$f":"TOU_CTabulation[[#This Row],[Season]]&TOU_CTabulation[[#This Row],[Day-Part]]","v":"WinterAll"},{"$f":"VLOOKUP(TOU_CTabulation[[#This Row],[Daypart]],TOUC,2)","v":0.25901999999999997},{"$f":"VLOOKUP(TOU_CTabulation[[#This Row],[Daypart]],TOUC,3)","v":0.32596000000000003},{"$f":"TOU_CTabulation[[#This Row],[Month Base Allow]]*TOU_CTabulation[[#This Row],[Base Rate]]","v":0},{"$f":"TOU_CTabulation[[#This Row],[Month Overbase Gen]]*TOU_CTabulation[[#This Row],[Over Rate]]","v":0},{"$f":"TOU_CTabulation[[#This Row],[Base Value]]+TOU_CTabulation[[#This Row],[Over Value]]","v":0}]
[1,23,11,0,164,11,3,160.64500000000001,13.353,582.32799999999997,549.87099999999998,{"$f":"TOU_CTabulation[[#This Row],[AC System Output (W)]]/1000","v":0.549871},{"$f":"IF(A567=TOU_CTabulation[[#This Row],[Month]],M567+TOU_CTabulation[[#This Row],[AC System Output (kW)]],TOU_CTabulation[[#This Row],[AC System Output (kW)]])","v":285.71483000000006},{"$f":"VLOOKUP(TOU_CTabulation[[#This Row],[Month]],Season,2)","v":"Winter"},{"$f":"VLOOKUP(TOU_CTabulation[[#This Row],[Season]],CRate,2)","v":10.5},{"$f":"IF(A569>TOU_CTabulation[[#This Row],[Month]],TOU_CTabulation[[#This Row],[Day]]*TOU_CTabulation[[#This Row],[Base Allow]],0)","v":0},{"$f":"IF(A569>TOU_CTabulation[[#This Row],[Month]],TOU_CTabulation[[#This Row],[Month Cumm]],0)","v":0},{"$f":"IF(TOU_CTabulation[[#This Row],[Month Base Gen]]=0,0,TOU_CTabulation[[#This Row],[Month Base Gen]]-TOU_CTabulation[[#This Row],[Day]]*TOU_CTabulation[[#This Row],[Base Allow]])","v":0},{"$f":"VLOOKUP(TOU_CTabulation[[#This Row],[Hour]],daypart,2)","v":"All"},{"$f":"TOU_CTabulation[[#This Row],[Season]]&TOU_CTabulation[[#This Row],[Day-Part]]","v":"WinterAll"},{"$f":"VLOOKUP(TOU_CTabulation[[#This Row],[Daypart]],TOUC,2)","v":0.25901999999999997},{"$f":"VLOOKUP(TOU_CTabulation[[#This Row],[Daypart]],TOUC,3)","v":0.32596000000000003},{"$f":"TOU_CTabulation[[#This Row],[Month Base Allow]]*TOU_CTabulation[[#This Row],[Base Rate]]","v":0},{"$f":"TOU_CTabulation[[#This Row],[Month Overbase Gen]]*TOU_CTabulation[[#This Row],[Over Rate]]","v":0},{"$f":"TOU_CTabulation[[#This Row],[Base Value]]+TOU_CTabulation[[#This Row],[Over Value]]","v":0}]
[1,23,12,2,176,11,3,174.626,13.939,631.32899999999995,597.71500000000003,{"$f":"TOU_CTabulation[[#This Row],[AC System Output (W)]]/1000","v":0.597715},{"$f":"IF(A568=TOU_CTabulation[[#This Row],[Month]],M568+TOU_CTabulation[[#This Row],[AC System Output (kW)]],TOU_CTabulation[[#This Row],[AC System Output (kW)]])","v":286.31254500000006},{"$f":"VLOOKUP(TOU_CTabulation[[#This Row],[Month]],Season,2)","v":"Winter"},{"$f":"VLOOKUP(TOU_CTabulation[[#This Row],[Season]],CRate,2)","v":10.5},{"$f":"IF(A570>TOU_CTabulation[[#This Row],[Month]],TOU_CTabulation[[#This Row],[Day]]*TOU_CTabulation[[#This Row],[Base Allow]],0)","v":0},{"$f":"IF(A570>TOU_CTabulation[[#This Row],[Month]],TOU_CTabulation[[#This Row],[Month Cumm]],0)","v":0},{"$f":"IF(TOU_CTabulation[[#This Row],[Month Base Gen]]=0,0,TOU_CTabulation[[#This Row],[Month Base Gen]]-TOU_CTabulation[[#This Row],[Day]]*TOU_CTabulation[[#This Row],[Base Allow]])","v":0},{"$f":"VLOOKUP(TOU_CTabulation[[#This Row],[Hour]],daypart,2)","v":"All"},{"$f":"TOU_CTabulation[[#This Row],[Season]]&TOU_CTabulation[[#This Row],[Day-Part]]","v":"WinterAll"},{"$f":"VLOOKUP(TOU_CTabulation[[#This Row],[Daypart]],TOUC,2)","v":0.25901999999999997},{"$f":"VLOOKUP(TOU_CTabulation[[#This Row],[Daypart]],TOUC,3)","v":0.32596000000000003},{"$f":"TOU_CTabulation[[#This Row],[Month Base Allow]]*TOU_CTabulation[[#This Row],[Base Rate]]","v":0},{"$f":"TOU_CTabulation[[#This Row],[Month Overbase Gen]]*TOU_CTabulation[[#This Row],[Over Rate]]","v":0},{"$f":"TOU_CTabulation[[#This Row],[Base Value]]+TOU_CTabulation[[#This Row],[Over Value]]","v":0}]
[1,23,13,0,50,10,3,47.48,9.8320000000000007,174.81100000000001,151.11699999999999,{"$f":"TOU_CTabulation[[#This Row],[AC System Output (W)]]/1000","v":0.151117},{"$f":"IF(A569=TOU_CTabulation[[#This Row],[Month]],M569+TOU_CTabulation[[#This Row],[AC System Output (kW)]],TOU_CTabulation[[#This Row],[AC System Output (kW)]])","v":286.46366200000006},{"$f":"VLOOKUP(TOU_CTabulation[[#This Row],[Month]],Season,2)","v":"Winter"},{"$f":"VLOOKUP(TOU_CTabulation[[#This Row],[Season]],CRate,2)","v":10.5},{"$f":"IF(A571>TOU_CTabulation[[#This Row],[Month]],TOU_CTabulation[[#This Row],[Day]]*TOU_CTabulation[[#This Row],[Base Allow]],0)","v":0},{"$f":"IF(A571>TOU_CTabulation[[#This Row],[Month]],TOU_CTabulation[[#This Row],[Month Cumm]],0)","v":0},{"$f":"IF(TOU_CTabulation[[#This Row],[Month Base Gen]]=0,0,TOU_CTabulation[[#This Row],[Month Base Gen]]-TOU_CTabulation[[#This Row],[Day]]*TOU_CTabulation[[#This Row],[Base Allow]])","v":0},{"$f":"VLOOKUP(TOU_CTabulation[[#This Row],[Hour]],daypart,2)","v":"All"},{"$f":"TOU_CTabulation[[#This Row],[Season]]&TOU_CTabulation[[#This Row],[Day-Part]]","v":"WinterAll"},{"$f":"VLOOKUP(TOU_CTabulation[[#This Row],[Daypart]],TOUC,2)","v":0.25901999999999997},{"$f":"VLOOKUP(TOU_CTabulation[[#This Row],[Daypart]],TOUC,3)","v":0.32596000000000003},{"$f":"TOU_CTabulation[[#This Row],[Month Base Allow]]*TOU_CTabulation[[#This Row],[Base Rate]]","v":0},{"$f":"TOU_CTabulation[[#This Row],[Month Overbase Gen]]*TOU_CTabulation[[#This Row],[Over Rate]]","v":0},{"$f":"TOU_CTabulation[[#This Row],[Base Value]]+TOU_CTabulation[[#This Row],[Over Value]]","v":0}]
[1,23,14,0,109,10,3,105.292,10.913,385.82600000000002,357.78800000000001,{"$f":"TOU_CTabulation[[#This Row],[AC System Output (W)]]/1000","v":0.35778799999999999},{"$f":"IF(A570=TOU_CTabulation[[#This Row],[Month]],M570+TOU_CTabulation[[#This Row],[AC System Output (kW)]],TOU_CTabulation[[#This Row],[AC System Output (kW)]])","v":286.82145000000008},{"$f":"VLOOKUP(TOU_CTabulation[[#This Row],[Month]],Season,2)","v":"Winter"},{"$f":"VLOOKUP(TOU_CTabulation[[#This Row],[Season]],CRate,2)","v":10.5},{"$f":"IF(A572>TOU_CTabulation[[#This Row],[Month]],TOU_CTabulation[[#This Row],[Day]]*TOU_CTabulation[[#This Row],[Base Allow]],0)","v":0},{"$f":"IF(A572>TOU_CTabulation[[#This Row],[Month]],TOU_CTabulation[[#This Row],[Month Cumm]],0)","v":0},{"$f":"IF(TOU_CTabulation[[#This Row],[Month Base Gen]]=0,0,TOU_CTabulation[[#This Row],[Month Base Gen]]-TOU_CTabulation[[#This Row],[Day]]*TOU_CTabulation[[#This Row],[Base Allow]])","v":0},{"$f":"VLOOKUP(TOU_CTabulation[[#This Row],[Hour]],daypart,2)","v":"All"},{"$f":"TOU_CTabulation[[#This Row],[Season]]&TOU_CTabulation[[#This Row],[Day-Part]]","v":"WinterAll"},{"$f":"VLOOKUP(TOU_CTabulation[[#This Row],[Daypart]],TOUC,2)","v":0.25901999999999997},{"$f":"VLOOKUP(TOU_CTabulation[[#This Row],[Daypart]],TOUC,3)","v":0.32596000000000003},{"$f":"TOU_CTabulation[[#This Row],[Month Base Allow]]*TOU_CTabulation[[#This Row],[Base Rate]]","v":0},{"$f":"TOU_CTabulation[[#This Row],[Month Overbase Gen]]*TOU_CTabulation[[#This Row],[Over Rate]]","v":0},{"$f":"TOU_CTabulation[[#This Row],[Base Value]]+TOU_CTabulation[[#This Row],[Over Value]]","v":0}]
[1,23,15,13,115,9,2,121.495,10.682,444.42599999999999,415.108,{"$f":"TOU_CTabulation[[#This Row],[AC System Output (W)]]/1000","v":0.41510799999999998},{"$f":"IF(A571=TOU_CTabulation[[#This Row],[Month]],M571+TOU_CTabulation[[#This Row],[AC System Output (kW)]],TOU_CTabulation[[#This Row],[AC System Output (kW)]])","v":287.23655800000006},{"$f":"VLOOKUP(TOU_CTabulation[[#This Row],[Month]],Season,2)","v":"Winter"},{"$f":"VLOOKUP(TOU_CTabulation[[#This Row],[Season]],CRate,2)","v":10.5},{"$f":"IF(A573>TOU_CTabulation[[#This Row],[Month]],TOU_CTabulation[[#This Row],[Day]]*TOU_CTabulation[[#This Row],[Base Allow]],0)","v":0},{"$f":"IF(A573>TOU_CTabulation[[#This Row],[Month]],TOU_CTabulation[[#This Row],[Month Cumm]],0)","v":0},{"$f":"IF(TOU_CTabulation[[#This Row],[Month Base Gen]]=0,0,TOU_CTabulation[[#This Row],[Month Base Gen]]-TOU_CTabulation[[#This Row],[Day]]*TOU_CTabulation[[#This Row],[Base Allow]])","v":0},{"$f":"VLOOKUP(TOU_CTabulation[[#This Row],[Hour]],daypart,2)","v":"All"},{"$f":"TOU_CTabulation[[#This Row],[Season]]&TOU_CTabulation[[#This Row],[Day-Part]]","v":"WinterAll"},{"$f":"VLOOKUP(TOU_CTabulation[[#This Row],[Daypart]],TOUC,2)","v":0.25901999999999997},{"$f":"VLOOKUP(TOU_CTabulation[[#This Row],[Daypart]],TOUC,3)","v":0.32596000000000003},{"$f":"TOU_CTabulation[[#This Row],[Month Base Allow]]*TOU_CTabulation[[#This Row],[Base Rate]]","v":0},{"$f":"TOU_CTabulation[[#This Row],[Month Overbase Gen]]*TOU_CTabulation[[#This Row],[Over Rate]]","v":0},{"$f":"TOU_CTabulation[[#This Row],[Base Value]]+TOU_CTabulation[[#This Row],[Over Value]]","v":0}]
[1,23,16,0,34,8,2,32.256999999999998,7.2110000000000003,120.131,97.495999999999995,{"$f":"TOU_CTabulation[[#This Row],[AC System Output (W)]]/1000","v":9.7495999999999999E-2},{"$f":"IF(A572=TOU_CTabulation[[#This Row],[Month]],M572+TOU_CTabulation[[#This Row],[AC System Output (kW)]],TOU_CTabulation[[#This Row],[AC System Output (kW)]])","v":287.33405400000004},{"$f":"VLOOKUP(TOU_CTabulation[[#This Row],[Month]],Season,2)","v":"Winter"},{"$f":"VLOOKUP(TOU_CTabulation[[#This Row],[Season]],CRate,2)","v":10.5},{"$f":"IF(A574>TOU_CTabulation[[#This Row],[Month]],TOU_CTabulation[[#This Row],[Day]]*TOU_CTabulation[[#This Row],[Base Allow]],0)","v":0},{"$f":"IF(A574>TOU_CTabulation[[#This Row],[Month]],TOU_CTabulation[[#This Row],[Month Cumm]],0)","v":0},{"$f":"IF(TOU_CTabulation[[#This Row],[Month Base Gen]]=0,0,TOU_CTabulation[[#This Row],[Month Base Gen]]-TOU_CTabulation[[#This Row],[Day]]*TOU_CTabulation[[#This Row],[Base Allow]])","v":0},{"$f":"VLOOKUP(TOU_CTabulation[[#This Row],[Hour]],daypart,2)","v":"All"},{"$f":"TOU_CTabulation[[#This Row],[Season]]&TOU_CTabulation[[#This Row],[Day-Part]]","v":"WinterAll"},{"$f":"VLOOKUP(TOU_CTabulation[[#This Row],[Daypart]],TOUC,2)","v":0.25901999999999997},{"$f":"VLOOKUP(TOU_CTabulation[[#This Row],[Daypart]],TOUC,3)","v":0.32596000000000003},{"$f":"TOU_CTabulation[[#This Row],[Month Base Allow]]*TOU_CTabulation[[#This Row],[Base Rate]]","v":0},{"$f":"TOU_CTabulation[[#This Row],[Month Overbase Gen]]*TOU_CTabulation[[#This Row],[Over Rate]]","v":0},{"$f":"TOU_CTabulation[[#This Row],[Base Value]]+TOU_CTabulation[[#This Row],[Over Value]]","v":0}]
[1,23,17,0,0,7,1,0,7,0,0,{"$f":"TOU_CTabulation[[#This Row],[AC System Output (W)]]/1000","v":0},{"$f":"IF(A573=TOU_CTabulation[[#This Row],[Month]],M573+TOU_CTabulation[[#This Row],[AC System Output (kW)]],TOU_CTabulation[[#This Row],[AC System Output (kW)]])","v":287.33405400000004},{"$f":"VLOOKUP(TOU_CTabulation[[#This Row],[Month]],Season,2)","v":"Winter"},{"$f":"VLOOKUP(TOU_CTabulation[[#This Row],[Season]],CRate,2)","v":10.5},{"$f":"IF(A575>TOU_CTabulation[[#This Row],[Month]],TOU_CTabulation[[#This Row],[Day]]*TOU_CTabulation[[#This Row],[Base Allow]],0)","v":0},{"$f":"IF(A575>TOU_CTabulation[[#This Row],[Month]],TOU_CTabulation[[#This Row],[Month Cumm]],0)","v":0},{"$f":"IF(TOU_CTabulation[[#This Row],[Month Base Gen]]=0,0,TOU_CTabulation[[#This Row],[Month Base Gen]]-TOU_CTabulation[[#This Row],[Day]]*TOU_CTabulation[[#This Row],[Base Allow]])","v":0},{"$f":"VLOOKUP(TOU_CTabulation[[#This Row],[Hour]],daypart,2)","v":"All"},{"$f":"TOU_CTabulation[[#This Row],[Season]]&TOU_CTabulation[[#This Row],[Day-Part]]","v":"WinterAll"},{"$f":"VLOOKUP(TOU_CTabulation[[#This Row],[Daypart]],TOUC,2)","v":0.25901999999999997},{"$f":"VLOOKUP(TOU_CTabulation[[#This Row],[Daypart]],TOUC,3)","v":0.32596000000000003},{"$f":"TOU_CTabulation[[#This Row],[Month Base Allow]]*TOU_CTabulation[[#This Row],[Base Rate]]","v":0},{"$f":"TOU_CTabulation[[#This Row],[Month Overbase Gen]]*TOU_CTabulation[[#This Row],[Over Rate]]","v":0},{"$f":"TOU_CTabulation[[#This Row],[Base Value]]+TOU_CTabulation[[#This Row],[Over Value]]","v":0}]
[1,23,18,0,0,7,1,0,7,0,0,{"$f":"TOU_CTabulation[[#This Row],[AC System Output (W)]]/1000","v":0},{"$f":"IF(A574=TOU_CTabulation[[#This Row],[Month]],M574+TOU_CTabulation[[#This Row],[AC System Output (kW)]],TOU_CTabulation[[#This Row],[AC System Output (kW)]])","v":287.33405400000004},{"$f":"VLOOKUP(TOU_CTabulation[[#This Row],[Month]],Season,2)","v":"Winter"},{"$f":"VLOOKUP(TOU_CTabulation[[#This Row],[Season]],CRate,2)","v":10.5},{"$f":"IF(A576>TOU_CTabulation[[#This Row],[Month]],TOU_CTabulation[[#This Row],[Day]]*TOU_CTabulation[[#This Row],[Base Allow]],0)","v":0},{"$f":"IF(A576>TOU_CTabulation[[#This Row],[Month]],TOU_CTabulation[[#This Row],[Month Cumm]],0)","v":0},{"$f":"IF(TOU_CTabulation[[#This Row],[Month Base Gen]]=0,0,TOU_CTabulation[[#This Row],[Month Base Gen]]-TOU_CTabulation[[#This Row],[Day]]*TOU_CTabulation[[#This Row],[Base Allow]])","v":0},{"$f":"VLOOKUP(TOU_CTabulation[[#This Row],[Hour]],daypart,2)","v":"All"},{"$f":"TOU_CTabulation[[#This Row],[Season]]&TOU_CTabulation[[#This Row],[Day-Part]]","v":"WinterAll"},{"$f":"VLOOKUP(TOU_CTabulation[[#This Row],[Daypart]],TOUC,2)","v":0.25901999999999997},{"$f":"VLOOKUP(TOU_CTabulation[[#This Row],[Daypart]],TOUC,3)","v":0.32596000000000003},{"$f":"TOU_CTabulation[[#This Row],[Month Base Allow]]*TOU_CTabulation[[#This Row],[Base Rate]]","v":0},{"$f":"TOU_CTabulation[[#This Row],[Month Overbase Gen]]*TOU_CTabulation[[#This Row],[Over Rate]]","v":0},{"$f":"TOU_CTabulation[[#This Row],[Base Value]]+TOU_CTabulation[[#This Row],[Over Value]]","v":0}]
[1,23,19,0,0,7,1,0,7,0,0,{"$f":"TOU_CTabulation[[#This Row],[AC System Output (W)]]/1000","v":0},{"$f":"IF(A575=TOU_CTabulation[[#This Row],[Month]],M575+TOU_CTabulation[[#This Row],[AC System Output (kW)]],TOU_CTabulation[[#This Row],[AC System Output (kW)]])","v":287.33405400000004},{"$f":"VLOOKUP(TOU_CTabulation[[#This Row],[Month]],Season,2)","v":"Winter"},{"$f":"VLOOKUP(TOU_CTabulation[[#This Row],[Season]],CRate,2)","v":10.5},{"$f":"IF(A577>TOU_CTabulation[[#This Row],[Month]],TOU_CTabulation[[#This Row],[Day]]*TOU_CTabulation[[#This Row],[Base Allow]],0)","v":0},{"$f":"IF(A577>TOU_CTabulation[[#This Row],[Month]],TOU_CTabulation[[#This Row],[Month Cumm]],0)","v":0},{"$f":"IF(TOU_CTabulation[[#This Row],[Month Base Gen]]=0,0,TOU_CTabulation[[#This Row],[Month Base Gen]]-TOU_CTabulation[[#This Row],[Day]]*TOU_CTabulation[[#This Row],[Base Allow]])","v":0},{"$f":"VLOOKUP(TOU_CTabulation[[#This Row],[Hour]],daypart,2)","v":"All"},{"$f":"TOU_CTabulation[[#This Row],[Season]]&TOU_CTabulation[[#This Row],[Day-Part]]","v":"WinterAll"},{"$f":"VLOOKUP(TOU_CTabulation[[#This Row],[Daypart]],TOUC,2)","v":0.25901999999999997},{"$f":"VLOOKUP(TOU_CTabulation[[#This Row],[Daypart]],TOUC,3)","v":0.32596000000000003},{"$f":"TOU_CTabulation[[#This Row],[Month Base Allow]]*TOU_CTabulation[[#This Row],[Base Rate]]","v":0},{"$f":"TOU_CTabulation[[#This Row],[Month Overbase Gen]]*TOU_CTabulation[[#This Row],[Over Rate]]","v":0},{"$f":"TOU_CTabulation[[#This Row],[Base Value]]+TOU_CTabulation[[#This Row],[Over Value]]","v":0}]
[1,23,20,0,0,6,1,0,6,0,0,{"$f":"TOU_CTabulation[[#This Row],[AC System Output (W)]]/1000","v":0},{"$f":"IF(A576=TOU_CTabulation[[#This Row],[Month]],M576+TOU_CTabulation[[#This Row],[AC System Output (kW)]],TOU_CTabulation[[#This Row],[AC System Output (kW)]])","v":287.33405400000004},{"$f":"VLOOKUP(TOU_CTabulation[[#This Row],[Month]],Season,2)","v":"Winter"},{"$f":"VLOOKUP(TOU_CTabulation[[#This Row],[Season]],CRate,2)","v":10.5},{"$f":"IF(A578>TOU_CTabulation[[#This Row],[Month]],TOU_CTabulation[[#This Row],[Day]]*TOU_CTabulation[[#This Row],[Base Allow]],0)","v":0},{"$f":"IF(A578>TOU_CTabulation[[#This Row],[Month]],TOU_CTabulation[[#This Row],[Month Cumm]],0)","v":0},{"$f":"IF(TOU_CTabulation[[#This Row],[Month Base Gen]]=0,0,TOU_CTabulation[[#This Row],[Month Base Gen]]-TOU_CTabulation[[#This Row],[Day]]*TOU_CTabulation[[#This Row],[Base Allow]])","v":0},{"$f":"VLOOKUP(TOU_CTabulation[[#This Row],[Hour]],daypart,2)","v":"All"},{"$f":"TOU_CTabulation[[#This Row],[Season]]&TOU_CTabulation[[#This Row],[Day-Part]]","v":"WinterAll"},{"$f":"VLOOKUP(TOU_CTabulation[[#This Row],[Daypart]],TOUC,2)","v":0.25901999999999997},{"$f":"VLOOKUP(TOU_CTabulation[[#This Row],[Daypart]],TOUC,3)","v":0.32596000000000003},{"$f":"TOU_CTabulation[[#This Row],[Month Base Allow]]*TOU_CTabulation[[#This Row],[Base Rate]]","v":0},{"$f":"TOU_CTabulation[[#This Row],[Month Overbase Gen]]*TOU_CTabulation[[#This Row],[Over Rate]]","v":0},{"$f":"TOU_CTabulation[[#This Row],[Base Value]]+TOU_CTabulation[[#This Row],[Over Value]]","v":0}]
[1,23,21,0,0,6,1,0,6,0,0,{"$f":"TOU_CTabulation[[#This Row],[AC System Output (W)]]/1000","v":0},{"$f":"IF(A577=TOU_CTabulation[[#This Row],[Month]],M577+TOU_CTabulation[[#This Row],[AC System Output (kW)]],TOU_CTabulation[[#This Row],[AC System Output (kW)]])","v":287.33405400000004},{"$f":"VLOOKUP(TOU_CTabulation[[#This Row],[Month]],Season,2)","v":"Winter"},{"$f":"VLOOKUP(TOU_CTabulation[[#This Row],[Season]],CRate,2)","v":10.5},{"$f":"IF(A579>TOU_CTabulation[[#This Row],[Month]],TOU_CTabulation[[#This Row],[Day]]*TOU_CTabulation[[#This Row],[Base Allow]],0)","v":0},{"$f":"IF(A579>TOU_CTabulation[[#This Row],[Month]],TOU_CTabulation[[#This Row],[Month Cumm]],0)","v":0},{"$f":"IF(TOU_CTabulation[[#This Row],[Month Base Gen]]=0,0,TOU_CTabulation[[#This Row],[Month Base Gen]]-TOU_CTabulation[[#This Row],[Day]]*TOU_CTabulation[[#This Row],[Base Allow]])","v":0},{"$f":"VLOOKUP(TOU_CTabulation[[#This Row],[Hour]],daypart,2)","v":"All"},{"$f":"TOU_CTabulation[[#This Row],[Season]]&TOU_CTabulation[[#This Row],[Day-Part]]","v":"WinterAll"},{"$f":"VLOOKUP(TOU_CTabulation[[#This Row],[Daypart]],TOUC,2)","v":0.25901999999999997},{"$f":"VLOOKUP(TOU_CTabulation[[#This Row],[Daypart]],TOUC,3)","v":0.32596000000000003},{"$f":"TOU_CTabulation[[#This Row],[Month Base Allow]]*TOU_CTabulation[[#This Row],[Base Rate]]","v":0},{"$f":"TOU_CTabulation[[#This Row],[Month Overbase Gen]]*TOU_CTabulation[[#This Row],[Over Rate]]","v":0},{"$f":"TOU_CTabulation[[#This Row],[Base Value]]+TOU_CTabulation[[#This Row],[Over Value]]","v":0}]
[1,23,22,0,0,6,1,0,6,0,0,{"$f":"TOU_CTabulation[[#This Row],[AC System Output (W)]]/1000","v":0},{"$f":"IF(A578=TOU_CTabulation[[#This Row],[Month]],M578+TOU_CTabulation[[#This Row],[AC System Output (kW)]],TOU_CTabulation[[#This Row],[AC System Output (kW)]])","v":287.33405400000004},{"$f":"VLOOKUP(TOU_CTabulation[[#This Row],[Month]],Season,2)","v":"Winter"},{"$f":"VLOOKUP(TOU_CTabulation[[#This Row],[Season]],CRate,2)","v":10.5},{"$f":"IF(A580>TOU_CTabulation[[#This Row],[Month]],TOU_CTabulation[[#This Row],[Day]]*TOU_CTabulation[[#This Row],[Base Allow]],0)","v":0},{"$f":"IF(A580>TOU_CTabulation[[#This Row],[Month]],TOU_CTabulation[[#This Row],[Month Cumm]],0)","v":0},{"$f":"IF(TOU_CTabulation[[#This Row],[Month Base Gen]]=0,0,TOU_CTabulation[[#This Row],[Month Base Gen]]-TOU_CTabulation[[#This Row],[Day]]*TOU_CTabulation[[#This Row],[Base Allow]])","v":0},{"$f":"VLOOKUP(TOU_CTabulation[[#This Row],[Hour]],daypart,2)","v":"All"},{"$f":"TOU_CTabulation[[#This Row],[Season]]&TOU_CTabulation[[#This Row],[Day-Part]]","v":"WinterAll"},{"$f":"VLOOKUP(TOU_CTabulation[[#This Row],[Daypart]],TOUC,2)","v":0.25901999999999997},{"$f":"VLOOKUP(TOU_CTabulation[[#This Row],[Daypart]],TOUC,3)","v":0.32596000000000003},{"$f":"TOU_CTabulation[[#This Row],[Month Base Allow]]*TOU_CTabulation[[#This Row],[Base Rate]]","v":0},{"$f":"TOU_CTabulation[[#This Row],[Month Overbase Gen]]*TOU_CTabulation[[#This Row],[Over Rate]]","v":0},{"$f":"TOU_CTabulation[[#This Row],[Base Value]]+TOU_CTabulation[[#This Row],[Over Value]]","v":0}]
[1,23,23,0,0,6,1,0,6,0,0,{"$f":"TOU_CTabulation[[#This Row],[AC System Output (W)]]/1000","v":0},{"$f":"IF(A579=TOU_CTabulation[[#This Row],[Month]],M579+TOU_CTabulation[[#This Row],[AC System Output (kW)]],TOU_CTabulation[[#This Row],[AC System Output (kW)]])","v":287.33405400000004},{"$f":"VLOOKUP(TOU_CTabulation[[#This Row],[Month]],Season,2)","v":"Winter"},{"$f":"VLOOKUP(TOU_CTabulation[[#This Row],[Season]],CRate,2)","v":10.5},{"$f":"IF(A581>TOU_CTabulation[[#This Row],[Month]],TOU_CTabulation[[#This Row],[Day]]*TOU_CTabulation[[#This Row],[Base Allow]],0)","v":0},{"$f":"IF(A581>TOU_CTabulation[[#This Row],[Month]],TOU_CTabulation[[#This Row],[Month Cumm]],0)","v":0},{"$f":"IF(TOU_CTabulation[[#This Row],[Month Base Gen]]=0,0,TOU_CTabulation[[#This Row],[Month Base Gen]]-TOU_CTabulation[[#This Row],[Day]]*TOU_CTabulation[[#This Row],[Base Allow]])","v":0},{"$f":"VLOOKUP(TOU_CTabulation[[#This Row],[Hour]],daypart,2)","v":"All"},{"$f":"TOU_CTabulation[[#This Row],[Season]]&TOU_CTabulation[[#This Row],[Day-Part]]","v":"WinterAll"},{"$f":"VLOOKUP(TOU_CTabulation[[#This Row],[Daypart]],TOUC,2)","v":0.25901999999999997},{"$f":"VLOOKUP(TOU_CTabulation[[#This Row],[Daypart]],TOUC,3)","v":0.32596000000000003},{"$f":"TOU_CTabulation[[#This Row],[Month Base Allow]]*TOU_CTabulation[[#This Row],[Base Rate]]","v":0},{"$f":"TOU_CTabulation[[#This Row],[Month Overbase Gen]]*TOU_CTabulation[[#This Row],[Over Rate]]","v":0},{"$f":"TOU_CTabulation[[#This Row],[Base Value]]+TOU_CTabulation[[#This Row],[Over Value]]","v":0}]
[1,24,0,0,0,5,1,0,5,0,0,{"$f":"TOU_CTabulation[[#This Row],[AC System Output (W)]]/1000","v":0},{"$f":"IF(A580=TOU_CTabulation[[#This Row],[Month]],M580+TOU_CTabulation[[#This Row],[AC System Output (kW)]],TOU_CTabulation[[#This Row],[AC System Output (kW)]])","v":287.33405400000004},{"$f":"VLOOKUP(TOU_CTabulation[[#This Row],[Month]],Season,2)","v":"Winter"},{"$f":"VLOOKUP(TOU_CTabulation[[#This Row],[Season]],CRate,2)","v":10.5},{"$f":"IF(A582>TOU_CTabulation[[#This Row],[Month]],TOU_CTabulation[[#This Row],[Day]]*TOU_CTabulation[[#This Row],[Base Allow]],0)","v":0},{"$f":"IF(A582>TOU_CTabulation[[#This Row],[Month]],TOU_CTabulation[[#This Row],[Month Cumm]],0)","v":0},{"$f":"IF(TOU_CTabulation[[#This Row],[Month Base Gen]]=0,0,TOU_CTabulation[[#This Row],[Month Base Gen]]-TOU_CTabulation[[#This Row],[Day]]*TOU_CTabulation[[#This Row],[Base Allow]])","v":0},{"$f":"VLOOKUP(TOU_CTabulation[[#This Row],[Hour]],daypart,2)","v":"All"},{"$f":"TOU_CTabulation[[#This Row],[Season]]&TOU_CTabulation[[#This Row],[Day-Part]]","v":"WinterAll"},{"$f":"VLOOKUP(TOU_CTabulation[[#This Row],[Daypart]],TOUC,2)","v":0.25901999999999997},{"$f":"VLOOKUP(TOU_CTabulation[[#This Row],[Daypart]],TOUC,3)","v":0.32596000000000003},{"$f":"TOU_CTabulation[[#This Row],[Month Base Allow]]*TOU_CTabulation[[#This Row],[Base Rate]]","v":0},{"$f":"TOU_CTabulation[[#This Row],[Month Overbase Gen]]*TOU_CTabulation[[#This Row],[Over Rate]]","v":0},{"$f":"TOU_CTabulation[[#This Row],[Base Value]]+TOU_CTabulation[[#This Row],[Over Value]]","v":0}]
[1,24,1,0,0,5,1,0,5,0,0,{"$f":"TOU_CTabulation[[#This Row],[AC System Output (W)]]/1000","v":0},{"$f":"IF(A581=TOU_CTabulation[[#This Row],[Month]],M581+TOU_CTabulation[[#This Row],[AC System Output (kW)]],TOU_CTabulation[[#This Row],[AC System Output (kW)]])","v":287.33405400000004},{"$f":"VLOOKUP(TOU_CTabulation[[#This Row],[Month]],Season,2)","v":"Winter"},{"$f":"VLOOKUP(TOU_CTabulation[[#This Row],[Season]],CRate,2)","v":10.5},{"$f":"IF(A583>TOU_CTabulation[[#This Row],[Month]],TOU_CTabulation[[#This Row],[Day]]*TOU_CTabulation[[#This Row],[Base Allow]],0)","v":0},{"$f":"IF(A583>TOU_CTabulation[[#This Row],[Month]],TOU_CTabulation[[#This Row],[Month Cumm]],0)","v":0},{"$f":"IF(TOU_CTabulation[[#This Row],[Month Base Gen]]=0,0,TOU_CTabulation[[#This Row],[Month Base Gen]]-TOU_CTabulation[[#This Row],[Day]]*TOU_CTabulation[[#This Row],[Base Allow]])","v":0},{"$f":"VLOOKUP(TOU_CTabulation[[#This Row],[Hour]],daypart,2)","v":"All"},{"$f":"TOU_CTabulation[[#This Row],[Season]]&TOU_CTabulation[[#This Row],[Day-Part]]","v":"WinterAll"},{"$f":"VLOOKUP(TOU_CTabulation[[#This Row],[Daypart]],TOUC,2)","v":0.25901999999999997},{"$f":"VLOOKUP(TOU_CTabulation[[#This Row],[Daypart]],TOUC,3)","v":0.32596000000000003},{"$f":"TOU_CTabulation[[#This Row],[Month Base Allow]]*TOU_CTabulation[[#This Row],[Base Rate]]","v":0},{"$f":"TOU_CTabulation[[#This Row],[Month Overbase Gen]]*TOU_CTabulation[[#This Row],[Over Rate]]","v":0},{"$f":"TOU_CTabulation[[#This Row],[Base Value]]+TOU_CTabulation[[#This Row],[Over Value]]","v":0}]
[1,24,2,0,0,4,1,0,4,0,0,{"$f":"TOU_CTabulation[[#This Row],[AC System Output (W)]]/1000","v":0},{"$f":"IF(A582=TOU_CTabulation[[#This Row],[Month]],M582+TOU_CTabulation[[#This Row],[AC System Output (kW)]],TOU_CTabulation[[#This Row],[AC System Output (kW)]])","v":287.33405400000004},{"$f":"VLOOKUP(TOU_CTabulation[[#This Row],[Month]],Season,2)","v":"Winter"},{"$f":"VLOOKUP(TOU_CTabulation[[#This Row],[Season]],CRate,2)","v":10.5},{"$f":"IF(A584>TOU_CTabulation[[#This Row],[Month]],TOU_CTabulation[[#This Row],[Day]]*TOU_CTabulation[[#This Row],[Base Allow]],0)","v":0},{"$f":"IF(A584>TOU_CTabulation[[#This Row],[Month]],TOU_CTabulation[[#This Row],[Month Cumm]],0)","v":0},{"$f":"IF(TOU_CTabulation[[#This Row],[Month Base Gen]]=0,0,TOU_CTabulation[[#This Row],[Month Base Gen]]-TOU_CTabulation[[#This Row],[Day]]*TOU_CTabulation[[#This Row],[Base Allow]])","v":0},{"$f":"VLOOKUP(TOU_CTabulation[[#This Row],[Hour]],daypart,2)","v":"All"},{"$f":"TOU_CTabulation[[#This Row],[Season]]&TOU_CTabulation[[#This Row],[Day-Part]]","v":"WinterAll"},{"$f":"VLOOKUP(TOU_CTabulation[[#This Row],[Daypart]],TOUC,2)","v":0.25901999999999997},{"$f":"VLOOKUP(TOU_CTabulation[[#This Row],[Daypart]],TOUC,3)","v":0.32596000000000003},{"$f":"TOU_CTabulation[[#This Row],[Month Base Allow]]*TOU_CTabulation[[#This Row],[Base Rate]]","v":0},{"$f":"TOU_CTabulation[[#This Row],[Month Overbase Gen]]*TOU_CTabulation[[#This Row],[Over Rate]]","v":0},{"$f":"TOU_CTabulation[[#This Row],[Base Value]]+TOU_CTabulation[[#This Row],[Over Value]]","v":0}]
[1,24,3,0,0,4,1,0,4,0,0,{"$f":"TOU_CTabulation[[#This Row],[AC System Output (W)]]/1000","v":0},{"$f":"IF(A583=TOU_CTabulation[[#This Row],[Month]],M583+TOU_CTabulation[[#This Row],[AC System Output (kW)]],TOU_CTabulation[[#This Row],[AC System Output (kW)]])","v":287.33405400000004},{"$f":"VLOOKUP(TOU_CTabulation[[#This Row],[Month]],Season,2)","v":"Winter"},{"$f":"VLOOKUP(TOU_CTabulation[[#This Row],[Season]],CRate,2)","v":10.5},{"$f":"IF(A585>TOU_CTabulation[[#This Row],[Month]],TOU_CTabulation[[#This Row],[Day]]*TOU_CTabulation[[#This Row],[Base Allow]],0)","v":0},{"$f":"IF(A585>TOU_CTabulation[[#This Row],[Month]],TOU_CTabulation[[#This Row],[Month Cumm]],0)","v":0},{"$f":"IF(TOU_CTabulation[[#This Row],[Month Base Gen]]=0,0,TOU_CTabulation[[#This Row],[Month Base Gen]]-TOU_CTabulation[[#This Row],[Day]]*TOU_CTabulation[[#This Row],[Base Allow]])","v":0},{"$f":"VLOOKUP(TOU_CTabulation[[#This Row],[Hour]],daypart,2)","v":"All"},{"$f":"TOU_CTabulation[[#This Row],[Season]]&TOU_CTabulation[[#This Row],[Day-Part]]","v":"WinterAll"},{"$f":"VLOOKUP(TOU_CTabulation[[#This Row],[Daypart]],TOUC,2)","v":0.25901999999999997},{"$f":"VLOOKUP(TOU_CTabulation[[#This Row],[Daypart]],TOUC,3)","v":0.32596000000000003},{"$f":"TOU_CTabulation[[#This Row],[Month Base Allow]]*TOU_CTabulation[[#This Row],[Base Rate]]","v":0},{"$f":"TOU_CTabulation[[#This Row],[Month Overbase Gen]]*TOU_CTabulation[[#This Row],[Over Rate]]","v":0},{"$f":"TOU_CTabulation[[#This Row],[Base Value]]+TOU_CTabulation[[#This Row],[Over Value]]","v":0}]
[1,24,4,0,0,4,2,0,4,0,0,{"$f":"TOU_CTabulation[[#This Row],[AC System Output (W)]]/1000","v":0},{"$f":"IF(A584=TOU_CTabulation[[#This Row],[Month]],M584+TOU_CTabulation[[#This Row],[AC System Output (kW)]],TOU_CTabulation[[#This Row],[AC System Output (kW)]])","v":287.33405400000004},{"$f":"VLOOKUP(TOU_CTabulation[[#This Row],[Month]],Season,2)","v":"Winter"},{"$f":"VLOOKUP(TOU_CTabulation[[#This Row],[Season]],CRate,2)","v":10.5},{"$f":"IF(A586>TOU_CTabulation[[#This Row],[Month]],TOU_CTabulation[[#This Row],[Day]]*TOU_CTabulation[[#This Row],[Base Allow]],0)","v":0},{"$f":"IF(A586>TOU_CTabulation[[#This Row],[Month]],TOU_CTabulation[[#This Row],[Month Cumm]],0)","v":0},{"$f":"IF(TOU_CTabulation[[#This Row],[Month Base Gen]]=0,0,TOU_CTabulation[[#This Row],[Month Base Gen]]-TOU_CTabulation[[#This Row],[Day]]*TOU_CTabulation[[#This Row],[Base Allow]])","v":0},{"$f":"VLOOKUP(TOU_CTabulation[[#This Row],[Hour]],daypart,2)","v":"All"},{"$f":"TOU_CTabulation[[#This Row],[Season]]&TOU_CTabulation[[#This Row],[Day-Part]]","v":"WinterAll"},{"$f":"VLOOKUP(TOU_CTabulation[[#This Row],[Daypart]],TOUC,2)","v":0.25901999999999997},{"$f":"VLOOKUP(TOU_CTabulation[[#This Row],[Daypart]],TOUC,3)","v":0.32596000000000003},{"$f":"TOU_CTabulation[[#This Row],[Month Base Allow]]*TOU_CTabulation[[#This Row],[Base Rate]]","v":0},{"$f":"TOU_CTabulation[[#This Row],[Month Overbase Gen]]*TOU_CTabulation[[#This Row],[Over Rate]]","v":0},{"$f":"TOU_CTabulation[[#This Row],[Base Value]]+TOU_CTabulation[[#This Row],[Over Value]]","v":0}]
[1,24,5,0,0,3,2,0,3,0,0,{"$f":"TOU_CTabulation[[#This Row],[AC System Output (W)]]/1000","v":0},{"$f":"IF(A585=TOU_CTabulation[[#This Row],[Month]],M585+TOU_CTabulation[[#This Row],[AC System Output (kW)]],TOU_CTabulation[[#This Row],[AC System Output (kW)]])","v":287.33405400000004},{"$f":"VLOOKUP(TOU_CTabulation[[#This Row],[Month]],Season,2)","v":"Winter"},{"$f":"VLOOKUP(TOU_CTabulation[[#This Row],[Season]],CRate,2)","v":10.5},{"$f":"IF(A587>TOU_CTabulation[[#This Row],[Month]],TOU_CTabulation[[#This Row],[Day]]*TOU_CTabulation[[#This Row],[Base Allow]],0)","v":0},{"$f":"IF(A587>TOU_CTabulation[[#This Row],[Month]],TOU_CTabulation[[#This Row],[Month Cumm]],0)","v":0},{"$f":"IF(TOU_CTabulation[[#This Row],[Month Base Gen]]=0,0,TOU_CTabulation[[#This Row],[Month Base Gen]]-TOU_CTabulation[[#This Row],[Day]]*TOU_CTabulation[[#This Row],[Base Allow]])","v":0},{"$f":"VLOOKUP(TOU_CTabulation[[#This Row],[Hour]],daypart,2)","v":"All"},{"$f":"TOU_CTabulation[[#This Row],[Season]]&TOU_CTabulation[[#This Row],[Day-Part]]","v":"WinterAll"},{"$f":"VLOOKUP(TOU_CTabulation[[#This Row],[Daypart]],TOUC,2)","v":0.25901999999999997},{"$f":"VLOOKUP(TOU_CTabulation[[#This Row],[Daypart]],TOUC,3)","v":0.32596000000000003},{"$f":"TOU_CTabulation[[#This Row],[Month Base Allow]]*TOU_CTabulation[[#This Row],[Base Rate]]","v":0},{"$f":"TOU_CTabulation[[#This Row],[Month Overbase Gen]]*TOU_CTabulation[[#This Row],[Over Rate]]","v":0},{"$f":"TOU_CTabulation[[#This Row],[Base Value]]+TOU_CTabulation[[#This Row],[Over Value]]","v":0}]
[1,24,6,0,0,3,2,0,3,0,0,{"$f":"TOU_CTabulation[[#This Row],[AC System Output (W)]]/1000","v":0},{"$f":"IF(A586=TOU_CTabulation[[#This Row],[Month]],M586+TOU_CTabulation[[#This Row],[AC System Output (kW)]],TOU_CTabulation[[#This Row],[AC System Output (kW)]])","v":287.33405400000004},{"$f":"VLOOKUP(TOU_CTabulation[[#This Row],[Month]],Season,2)","v":"Winter"},{"$f":"VLOOKUP(TOU_CTabulation[[#This Row],[Season]],CRate,2)","v":10.5},{"$f":"IF(A588>TOU_CTabulation[[#This Row],[Month]],TOU_CTabulation[[#This Row],[Day]]*TOU_CTabulation[[#This Row],[Base Allow]],0)","v":0},{"$f":"IF(A588>TOU_CTabulation[[#This Row],[Month]],TOU_CTabulation[[#This Row],[Month Cumm]],0)","v":0},{"$f":"IF(TOU_CTabulation[[#This Row],[Month Base Gen]]=0,0,TOU_CTabulation[[#This Row],[Month Base Gen]]-TOU_CTabulation[[#This Row],[Day]]*TOU_CTabulation[[#This Row],[Base Allow]])","v":0},{"$f":"VLOOKUP(TOU_CTabulation[[#This Row],[Hour]],daypart,2)","v":"All"},{"$f":"TOU_CTabulation[[#This Row],[Season]]&TOU_CTabulation[[#This Row],[Day-Part]]","v":"WinterAll"},{"$f":"VLOOKUP(TOU_CTabulation[[#This Row],[Daypart]],TOUC,2)","v":0.25901999999999997},{"$f":"VLOOKUP(TOU_CTabulation[[#This Row],[Daypart]],TOUC,3)","v":0.32596000000000003},{"$f":"TOU_CTabulation[[#This Row],[Month Base Allow]]*TOU_CTabulation[[#This Row],[Base Rate]]","v":0},{"$f":"TOU_CTabulation[[#This Row],[Month Overbase Gen]]*TOU_CTabulation[[#This Row],[Over Rate]]","v":0},{"$f":"TOU_CTabulation[[#This Row],[Base Value]]+TOU_CTabulation[[#This Row],[Over Value]]","v":0}]
[1,24,7,0,3,3,2,2.835,0.83599999999999997,10.848000000000001,0,{"$f":"TOU_CTabulation[[#This Row],[AC System Output (W)]]/1000","v":0},{"$f":"IF(A587=TOU_CTabulation[[#This Row],[Month]],M587+TOU_CTabulation[[#This Row],[AC System Output (kW)]],TOU_CTabulation[[#This Row],[AC System Output (kW)]])","v":287.33405400000004},{"$f":"VLOOKUP(TOU_CTabulation[[#This Row],[Month]],Season,2)","v":"Winter"},{"$f":"VLOOKUP(TOU_CTabulation[[#This Row],[Season]],CRate,2)","v":10.5},{"$f":"IF(A589>TOU_CTabulation[[#This Row],[Month]],TOU_CTabulation[[#This Row],[Day]]*TOU_CTabulation[[#This Row],[Base Allow]],0)","v":0},{"$f":"IF(A589>TOU_CTabulation[[#This Row],[Month]],TOU_CTabulation[[#This Row],[Month Cumm]],0)","v":0},{"$f":"IF(TOU_CTabulation[[#This Row],[Month Base Gen]]=0,0,TOU_CTabulation[[#This Row],[Month Base Gen]]-TOU_CTabulation[[#This Row],[Day]]*TOU_CTabulation[[#This Row],[Base Allow]])","v":0},{"$f":"VLOOKUP(TOU_CTabulation[[#This Row],[Hour]],daypart,2)","v":"All"},{"$f":"TOU_CTabulation[[#This Row],[Season]]&TOU_CTabulation[[#This Row],[Day-Part]]","v":"WinterAll"},{"$f":"VLOOKUP(TOU_CTabulation[[#This Row],[Daypart]],TOUC,2)","v":0.25901999999999997},{"$f":"VLOOKUP(TOU_CTabulation[[#This Row],[Daypart]],TOUC,3)","v":0.32596000000000003},{"$f":"TOU_CTabulation[[#This Row],[Month Base Allow]]*TOU_CTabulation[[#This Row],[Base Rate]]","v":0},{"$f":"TOU_CTabulation[[#This Row],[Month Overbase Gen]]*TOU_CTabulation[[#This Row],[Over Rate]]","v":0},{"$f":"TOU_CTabulation[[#This Row],[Base Value]]+TOU_CTabulation[[#This Row],[Over Value]]","v":0}]
[1,24,8,0,25,4,2,23.683,2.4590000000000001,90.018000000000001,67.953999999999994,{"$f":"TOU_CTabulation[[#This Row],[AC System Output (W)]]/1000","v":6.7953999999999987E-2},{"$f":"IF(A588=TOU_CTabulation[[#This Row],[Month]],M588+TOU_CTabulation[[#This Row],[AC System Output (kW)]],TOU_CTabulation[[#This Row],[AC System Output (kW)]])","v":287.40200800000002},{"$f":"VLOOKUP(TOU_CTabulation[[#This Row],[Month]],Season,2)","v":"Winter"},{"$f":"VLOOKUP(TOU_CTabulation[[#This Row],[Season]],CRate,2)","v":10.5},{"$f":"IF(A590>TOU_CTabulation[[#This Row],[Month]],TOU_CTabulation[[#This Row],[Day]]*TOU_CTabulation[[#This Row],[Base Allow]],0)","v":0},{"$f":"IF(A590>TOU_CTabulation[[#This Row],[Month]],TOU_CTabulation[[#This Row],[Month Cumm]],0)","v":0},{"$f":"IF(TOU_CTabulation[[#This Row],[Month Base Gen]]=0,0,TOU_CTabulation[[#This Row],[Month Base Gen]]-TOU_CTabulation[[#This Row],[Day]]*TOU_CTabulation[[#This Row],[Base Allow]])","v":0},{"$f":"VLOOKUP(TOU_CTabulation[[#This Row],[Hour]],daypart,2)","v":"All"},{"$f":"TOU_CTabulation[[#This Row],[Season]]&TOU_CTabulation[[#This Row],[Day-Part]]","v":"WinterAll"},{"$f":"VLOOKUP(TOU_CTabulation[[#This Row],[Daypart]],TOUC,2)","v":0.25901999999999997},{"$f":"VLOOKUP(TOU_CTabulation[[#This Row],[Daypart]],TOUC,3)","v":0.32596000000000003},{"$f":"TOU_CTabulation[[#This Row],[Month Base Allow]]*TOU_CTabulation[[#This Row],[Base Rate]]","v":0},{"$f":"TOU_CTabulation[[#This Row],[Month Overbase Gen]]*TOU_CTabulation[[#This Row],[Over Rate]]","v":0},{"$f":"TOU_CTabulation[[#This Row],[Base Value]]+TOU_CTabulation[[#This Row],[Over Value]]","v":0}]
[1,24,9,0,12,6,2,11.367000000000001,4.2169999999999996,42.881,21.693000000000001,{"$f":"TOU_CTabulation[[#This Row],[AC System Output (W)]]/1000","v":2.1693E-2},{"$f":"IF(A589=TOU_CTabulation[[#This Row],[Month]],M589+TOU_CTabulation[[#This Row],[AC System Output (kW)]],TOU_CTabulation[[#This Row],[AC System Output (kW)]])","v":287.42370100000005},{"$f":"VLOOKUP(TOU_CTabulation[[#This Row],[Month]],Season,2)","v":"Winter"},{"$f":"VLOOKUP(TOU_CTabulation[[#This Row],[Season]],CRate,2)","v":10.5},{"$f":"IF(A591>TOU_CTabulation[[#This Row],[Month]],TOU_CTabulation[[#This Row],[Day]]*TOU_CTabulation[[#This Row],[Base Allow]],0)","v":0},{"$f":"IF(A591>TOU_CTabulation[[#This Row],[Month]],TOU_CTabulation[[#This Row],[Month Cumm]],0)","v":0},{"$f":"IF(TOU_CTabulation[[#This Row],[Month Base Gen]]=0,0,TOU_CTabulation[[#This Row],[Month Base Gen]]-TOU_CTabulation[[#This Row],[Day]]*TOU_CTabulation[[#This Row],[Base Allow]])","v":0},{"$f":"VLOOKUP(TOU_CTabulation[[#This Row],[Hour]],daypart,2)","v":"All"},{"$f":"TOU_CTabulation[[#This Row],[Season]]&TOU_CTabulation[[#This Row],[Day-Part]]","v":"WinterAll"},{"$f":"VLOOKUP(TOU_CTabulation[[#This Row],[Daypart]],TOUC,2)","v":0.25901999999999997},{"$f":"VLOOKUP(TOU_CTabulation[[#This Row],[Daypart]],TOUC,3)","v":0.32596000000000003},{"$f":"TOU_CTabulation[[#This Row],[Month Base Allow]]*TOU_CTabulation[[#This Row],[Base Rate]]","v":0},{"$f":"TOU_CTabulation[[#This Row],[Month Overbase Gen]]*TOU_CTabulation[[#This Row],[Over Rate]]","v":0},{"$f":"TOU_CTabulation[[#This Row],[Base Value]]+TOU_CTabulation[[#This Row],[Over Value]]","v":0}]
[1,24,10,0,90,7,2,85.745000000000005,7.3019999999999996,319.202,292.58,{"$f":"TOU_CTabulation[[#This Row],[AC System Output (W)]]/1000","v":0.29258000000000001},{"$f":"IF(A590=TOU_CTabulation[[#This Row],[Month]],M590+TOU_CTabulation[[#This Row],[AC System Output (kW)]],TOU_CTabulation[[#This Row],[AC System Output (kW)]])","v":287.71628100000004},{"$f":"VLOOKUP(TOU_CTabulation[[#This Row],[Month]],Season,2)","v":"Winter"},{"$f":"VLOOKUP(TOU_CTabulation[[#This Row],[Season]],CRate,2)","v":10.5},{"$f":"IF(A592>TOU_CTabulation[[#This Row],[Month]],TOU_CTabulation[[#This Row],[Day]]*TOU_CTabulation[[#This Row],[Base Allow]],0)","v":0},{"$f":"IF(A592>TOU_CTabulation[[#This Row],[Month]],TOU_CTabulation[[#This Row],[Month Cumm]],0)","v":0},{"$f":"IF(TOU_CTabulation[[#This Row],[Month Base Gen]]=0,0,TOU_CTabulation[[#This Row],[Month Base Gen]]-TOU_CTabulation[[#This Row],[Day]]*TOU_CTabulation[[#This Row],[Base Allow]])","v":0},{"$f":"VLOOKUP(TOU_CTabulation[[#This Row],[Hour]],daypart,2)","v":"All"},{"$f":"TOU_CTabulation[[#This Row],[Season]]&TOU_CTabulation[[#This Row],[Day-Part]]","v":"WinterAll"},{"$f":"VLOOKUP(TOU_CTabulation[[#This Row],[Daypart]],TOUC,2)","v":0.25901999999999997},{"$f":"VLOOKUP(TOU_CTabulation[[#This Row],[Daypart]],TOUC,3)","v":0.32596000000000003},{"$f":"TOU_CTabulation[[#This Row],[Month Base Allow]]*TOU_CTabulation[[#This Row],[Base Rate]]","v":0},{"$f":"TOU_CTabulation[[#This Row],[Month Overbase Gen]]*TOU_CTabulation[[#This Row],[Over Rate]]","v":0},{"$f":"TOU_CTabulation[[#This Row],[Base Value]]+TOU_CTabulation[[#This Row],[Over Value]]","v":0}]
[1,24,11,25,220,8,1,240.29900000000001,13.922000000000001,868.52300000000002,828.98900000000003,{"$f":"TOU_CTabulation[[#This Row],[AC System Output (W)]]/1000","v":0.82898900000000009},{"$f":"IF(A591=TOU_CTabulation[[#This Row],[Month]],M591+TOU_CTabulation[[#This Row],[AC System Output (kW)]],TOU_CTabulation[[#This Row],[AC System Output (kW)]])","v":288.54527000000002},{"$f":"VLOOKUP(TOU_CTabulation[[#This Row],[Month]],Season,2)","v":"Winter"},{"$f":"VLOOKUP(TOU_CTabulation[[#This Row],[Season]],CRate,2)","v":10.5},{"$f":"IF(A593>TOU_CTabulation[[#This Row],[Month]],TOU_CTabulation[[#This Row],[Day]]*TOU_CTabulation[[#This Row],[Base Allow]],0)","v":0},{"$f":"IF(A593>TOU_CTabulation[[#This Row],[Month]],TOU_CTabulation[[#This Row],[Month Cumm]],0)","v":0},{"$f":"IF(TOU_CTabulation[[#This Row],[Month Base Gen]]=0,0,TOU_CTabulation[[#This Row],[Month Base Gen]]-TOU_CTabulation[[#This Row],[Day]]*TOU_CTabulation[[#This Row],[Base Allow]])","v":0},{"$f":"VLOOKUP(TOU_CTabulation[[#This Row],[Hour]],daypart,2)","v":"All"},{"$f":"TOU_CTabulation[[#This Row],[Season]]&TOU_CTabulation[[#This Row],[Day-Part]]","v":"WinterAll"},{"$f":"VLOOKUP(TOU_CTabulation[[#This Row],[Daypart]],TOUC,2)","v":0.25901999999999997},{"$f":"VLOOKUP(TOU_CTabulation[[#This Row],[Daypart]],TOUC,3)","v":0.32596000000000003},{"$f":"TOU_CTabulation[[#This Row],[Month Base Allow]]*TOU_CTabulation[[#This Row],[Base Rate]]","v":0},{"$f":"TOU_CTabulation[[#This Row],[Month Overbase Gen]]*TOU_CTabulation[[#This Row],[Over Rate]]","v":0},{"$f":"TOU_CTabulation[[#This Row],[Base Value]]+TOU_CTabulation[[#This Row],[Over Value]]","v":0}]
[1,24,12,0,154,9,1,150.036,12.788,545.24,513.64499999999998,{"$f":"TOU_CTabulation[[#This Row],[AC System Output (W)]]/1000","v":0.51364500000000002},{"$f":"IF(A592=TOU_CTabulation[[#This Row],[Month]],M592+TOU_CTabulation[[#This Row],[AC System Output (kW)]],TOU_CTabulation[[#This Row],[AC System Output (kW)]])","v":289.05891500000001},{"$f":"VLOOKUP(TOU_CTabulation[[#This Row],[Month]],Season,2)","v":"Winter"},{"$f":"VLOOKUP(TOU_CTabulation[[#This Row],[Season]],CRate,2)","v":10.5},{"$f":"IF(A594>TOU_CTabulation[[#This Row],[Month]],TOU_CTabulation[[#This Row],[Day]]*TOU_CTabulation[[#This Row],[Base Allow]],0)","v":0},{"$f":"IF(A594>TOU_CTabulation[[#This Row],[Month]],TOU_CTabulation[[#This Row],[Month Cumm]],0)","v":0},{"$f":"IF(TOU_CTabulation[[#This Row],[Month Base Gen]]=0,0,TOU_CTabulation[[#This Row],[Month Base Gen]]-TOU_CTabulation[[#This Row],[Day]]*TOU_CTabulation[[#This Row],[Base Allow]])","v":0},{"$f":"VLOOKUP(TOU_CTabulation[[#This Row],[Hour]],daypart,2)","v":"All"},{"$f":"TOU_CTabulation[[#This Row],[Season]]&TOU_CTabulation[[#This Row],[Day-Part]]","v":"WinterAll"},{"$f":"VLOOKUP(TOU_CTabulation[[#This Row],[Daypart]],TOUC,2)","v":0.25901999999999997},{"$f":"VLOOKUP(TOU_CTabulation[[#This Row],[Daypart]],TOUC,3)","v":0.32596000000000003},{"$f":"TOU_CTabulation[[#This Row],[Month Base Allow]]*TOU_CTabulation[[#This Row],[Base Rate]]","v":0},{"$f":"TOU_CTabulation[[#This Row],[Month Overbase Gen]]*TOU_CTabulation[[#This Row],[Over Rate]]","v":0},{"$f":"TOU_CTabulation[[#This Row],[Base Value]]+TOU_CTabulation[[#This Row],[Over Value]]","v":0}]
[1,24,13,0,140,10,1,136.059,12.829000000000001,494.35599999999999,463.92200000000003,{"$f":"TOU_CTabulation[[#This Row],[AC System Output (W)]]/1000","v":0.463922},{"$f":"IF(A593=TOU_CTabulation[[#This Row],[Month]],M593+TOU_CTabulation[[#This Row],[AC System Output (kW)]],TOU_CTabulation[[#This Row],[AC System Output (kW)]])","v":289.52283700000004},{"$f":"VLOOKUP(TOU_CTabulation[[#This Row],[Month]],Season,2)","v":"Winter"},{"$f":"VLOOKUP(TOU_CTabulation[[#This Row],[Season]],CRate,2)","v":10.5},{"$f":"IF(A595>TOU_CTabulation[[#This Row],[Month]],TOU_CTabulation[[#This Row],[Day]]*TOU_CTabulation[[#This Row],[Base Allow]],0)","v":0},{"$f":"IF(A595>TOU_CTabulation[[#This Row],[Month]],TOU_CTabulation[[#This Row],[Month Cumm]],0)","v":0},{"$f":"IF(TOU_CTabulation[[#This Row],[Month Base Gen]]=0,0,TOU_CTabulation[[#This Row],[Month Base Gen]]-TOU_CTabulation[[#This Row],[Day]]*TOU_CTabulation[[#This Row],[Base Allow]])","v":0},{"$f":"VLOOKUP(TOU_CTabulation[[#This Row],[Hour]],daypart,2)","v":"All"},{"$f":"TOU_CTabulation[[#This Row],[Season]]&TOU_CTabulation[[#This Row],[Day-Part]]","v":"WinterAll"},{"$f":"VLOOKUP(TOU_CTabulation[[#This Row],[Daypart]],TOUC,2)","v":0.25901999999999997},{"$f":"VLOOKUP(TOU_CTabulation[[#This Row],[Daypart]],TOUC,3)","v":0.32596000000000003},{"$f":"TOU_CTabulation[[#This Row],[Month Base Allow]]*TOU_CTabulation[[#This Row],[Base Rate]]","v":0},{"$f":"TOU_CTabulation[[#This Row],[Month Overbase Gen]]*TOU_CTabulation[[#This Row],[Over Rate]]","v":0},{"$f":"TOU_CTabulation[[#This Row],[Base Value]]+TOU_CTabulation[[#This Row],[Over Value]]","v":0}]
[1,24,14,0,34,9,0,32.25,8.4809999999999999,119.44199999999999,96.82,{"$f":"TOU_CTabulation[[#This Row],[AC System Output (W)]]/1000","v":9.6819999999999989E-2},{"$f":"IF(A594=TOU_CTabulation[[#This Row],[Month]],M594+TOU_CTabulation[[#This Row],[AC System Output (kW)]],TOU_CTabulation[[#This Row],[AC System Output (kW)]])","v":289.61965700000002},{"$f":"VLOOKUP(TOU_CTabulation[[#This Row],[Month]],Season,2)","v":"Winter"},{"$f":"VLOOKUP(TOU_CTabulation[[#This Row],[Season]],CRate,2)","v":10.5},{"$f":"IF(A596>TOU_CTabulation[[#This Row],[Month]],TOU_CTabulation[[#This Row],[Day]]*TOU_CTabulation[[#This Row],[Base Allow]],0)","v":0},{"$f":"IF(A596>TOU_CTabulation[[#This Row],[Month]],TOU_CTabulation[[#This Row],[Month Cumm]],0)","v":0},{"$f":"IF(TOU_CTabulation[[#This Row],[Month Base Gen]]=0,0,TOU_CTabulation[[#This Row],[Month Base Gen]]-TOU_CTabulation[[#This Row],[Day]]*TOU_CTabulation[[#This Row],[Base Allow]])","v":0},{"$f":"VLOOKUP(TOU_CTabulation[[#This Row],[Hour]],daypart,2)","v":"All"},{"$f":"TOU_CTabulation[[#This Row],[Season]]&TOU_CTabulation[[#This Row],[Day-Part]]","v":"WinterAll"},{"$f":"VLOOKUP(TOU_CTabulation[[#This Row],[Daypart]],TOUC,2)","v":0.25901999999999997},{"$f":"VLOOKUP(TOU_CTabulation[[#This Row],[Daypart]],TOUC,3)","v":0.32596000000000003},{"$f":"TOU_CTabulation[[#This Row],[Month Base Allow]]*TOU_CTabulation[[#This Row],[Base Rate]]","v":0},{"$f":"TOU_CTabulation[[#This Row],[Month Overbase Gen]]*TOU_CTabulation[[#This Row],[Over Rate]]","v":0},{"$f":"TOU_CTabulation[[#This Row],[Base Value]]+TOU_CTabulation[[#This Row],[Over Value]]","v":0}]
[1,24,15,0,18,8,0,17.047999999999998,4.8869999999999996,64.129000000000005,42.548999999999999,{"$f":"TOU_CTabulation[[#This Row],[AC System Output (W)]]/1000","v":4.2548999999999997E-2},{"$f":"IF(A595=TOU_CTabulation[[#This Row],[Month]],M595+TOU_CTabulation[[#This Row],[AC System Output (kW)]],TOU_CTabulation[[#This Row],[AC System Output (kW)]])","v":289.66220600000003},{"$f":"VLOOKUP(TOU_CTabulation[[#This Row],[Month]],Season,2)","v":"Winter"},{"$f":"VLOOKUP(TOU_CTabulation[[#This Row],[Season]],CRate,2)","v":10.5},{"$f":"IF(A597>TOU_CTabulation[[#This Row],[Month]],TOU_CTabulation[[#This Row],[Day]]*TOU_CTabulation[[#This Row],[Base Allow]],0)","v":0},{"$f":"IF(A597>TOU_CTabulation[[#This Row],[Month]],TOU_CTabulation[[#This Row],[Month Cumm]],0)","v":0},{"$f":"IF(TOU_CTabulation[[#This Row],[Month Base Gen]]=0,0,TOU_CTabulation[[#This Row],[Month Base Gen]]-TOU_CTabulation[[#This Row],[Day]]*TOU_CTabulation[[#This Row],[Base Allow]])","v":0},{"$f":"VLOOKUP(TOU_CTabulation[[#This Row],[Hour]],daypart,2)","v":"All"},{"$f":"TOU_CTabulation[[#This Row],[Season]]&TOU_CTabulation[[#This Row],[Day-Part]]","v":"WinterAll"},{"$f":"VLOOKUP(TOU_CTabulation[[#This Row],[Daypart]],TOUC,2)","v":0.25901999999999997},{"$f":"VLOOKUP(TOU_CTabulation[[#This Row],[Daypart]],TOUC,3)","v":0.32596000000000003},{"$f":"TOU_CTabulation[[#This Row],[Month Base Allow]]*TOU_CTabulation[[#This Row],[Base Rate]]","v":0},{"$f":"TOU_CTabulation[[#This Row],[Month Overbase Gen]]*TOU_CTabulation[[#This Row],[Over Rate]]","v":0},{"$f":"TOU_CTabulation[[#This Row],[Base Value]]+TOU_CTabulation[[#This Row],[Over Value]]","v":0}]
[1,24,16,0,8,7,0,7.5659999999999998,3.1589999999999998,28.670999999999999,7.7439999999999998,{"$f":"TOU_CTabulation[[#This Row],[AC System Output (W)]]/1000","v":7.744E-3},{"$f":"IF(A596=TOU_CTabulation[[#This Row],[Month]],M596+TOU_CTabulation[[#This Row],[AC System Output (kW)]],TOU_CTabulation[[#This Row],[AC System Output (kW)]])","v":289.66995000000003},{"$f":"VLOOKUP(TOU_CTabulation[[#This Row],[Month]],Season,2)","v":"Winter"},{"$f":"VLOOKUP(TOU_CTabulation[[#This Row],[Season]],CRate,2)","v":10.5},{"$f":"IF(A598>TOU_CTabulation[[#This Row],[Month]],TOU_CTabulation[[#This Row],[Day]]*TOU_CTabulation[[#This Row],[Base Allow]],0)","v":0},{"$f":"IF(A598>TOU_CTabulation[[#This Row],[Month]],TOU_CTabulation[[#This Row],[Month Cumm]],0)","v":0},{"$f":"IF(TOU_CTabulation[[#This Row],[Month Base Gen]]=0,0,TOU_CTabulation[[#This Row],[Month Base Gen]]-TOU_CTabulation[[#This Row],[Day]]*TOU_CTabulation[[#This Row],[Base Allow]])","v":0},{"$f":"VLOOKUP(TOU_CTabulation[[#This Row],[Hour]],daypart,2)","v":"All"},{"$f":"TOU_CTabulation[[#This Row],[Season]]&TOU_CTabulation[[#This Row],[Day-Part]]","v":"WinterAll"},{"$f":"VLOOKUP(TOU_CTabulation[[#This Row],[Daypart]],TOUC,2)","v":0.25901999999999997},{"$f":"VLOOKUP(TOU_CTabulation[[#This Row],[Daypart]],TOUC,3)","v":0.32596000000000003},{"$f":"TOU_CTabulation[[#This Row],[Month Base Allow]]*TOU_CTabulation[[#This Row],[Base Rate]]","v":0},{"$f":"TOU_CTabulation[[#This Row],[Month Overbase Gen]]*TOU_CTabulation[[#This Row],[Over Rate]]","v":0},{"$f":"TOU_CTabulation[[#This Row],[Base Value]]+TOU_CTabulation[[#This Row],[Over Value]]","v":0}]
[1,24,17,0,0,7,0,0,7,0,0,{"$f":"TOU_CTabulation[[#This Row],[AC System Output (W)]]/1000","v":0},{"$f":"IF(A597=TOU_CTabulation[[#This Row],[Month]],M597+TOU_CTabulation[[#This Row],[AC System Output (kW)]],TOU_CTabulation[[#This Row],[AC System Output (kW)]])","v":289.66995000000003},{"$f":"VLOOKUP(TOU_CTabulation[[#This Row],[Month]],Season,2)","v":"Winter"},{"$f":"VLOOKUP(TOU_CTabulation[[#This Row],[Season]],CRate,2)","v":10.5},{"$f":"IF(A599>TOU_CTabulation[[#This Row],[Month]],TOU_CTabulation[[#This Row],[Day]]*TOU_CTabulation[[#This Row],[Base Allow]],0)","v":0},{"$f":"IF(A599>TOU_CTabulation[[#This Row],[Month]],TOU_CTabulation[[#This Row],[Month Cumm]],0)","v":0},{"$f":"IF(TOU_CTabulation[[#This Row],[Month Base Gen]]=0,0,TOU_CTabulation[[#This Row],[Month Base Gen]]-TOU_CTabulation[[#This Row],[Day]]*TOU_CTabulation[[#This Row],[Base Allow]])","v":0},{"$f":"VLOOKUP(TOU_CTabulation[[#This Row],[Hour]],daypart,2)","v":"All"},{"$f":"TOU_CTabulation[[#This Row],[Season]]&TOU_CTabulation[[#This Row],[Day-Part]]","v":"WinterAll"},{"$f":"VLOOKUP(TOU_CTabulation[[#This Row],[Daypart]],TOUC,2)","v":0.25901999999999997},{"$f":"VLOOKUP(TOU_CTabulation[[#This Row],[Daypart]],TOUC,3)","v":0.32596000000000003},{"$f":"TOU_CTabulation[[#This Row],[Month Base Allow]]*TOU_CTabulation[[#This Row],[Base Rate]]","v":0},{"$f":"TOU_CTabulation[[#This Row],[Month Overbase Gen]]*TOU_CTabulation[[#This Row],[Over Rate]]","v":0},{"$f":"TOU_CTabulation[[#This Row],[Base Value]]+TOU_CTabulation[[#This Row],[Over Value]]","v":0}]
[1,24,18,0,0,6,0,0,6,0,0,{"$f":"TOU_CTabulation[[#This Row],[AC System Output (W)]]/1000","v":0},{"$f":"IF(A598=TOU_CTabulation[[#This Row],[Month]],M598+TOU_CTabulation[[#This Row],[AC System Output (kW)]],TOU_CTabulation[[#This Row],[AC System Output (kW)]])","v":289.66995000000003},{"$f":"VLOOKUP(TOU_CTabulation[[#This Row],[Month]],Season,2)","v":"Winter"},{"$f":"VLOOKUP(TOU_CTabulation[[#This Row],[Season]],CRate,2)","v":10.5},{"$f":"IF(A600>TOU_CTabulation[[#This Row],[Month]],TOU_CTabulation[[#This Row],[Day]]*TOU_CTabulation[[#This Row],[Base Allow]],0)","v":0},{"$f":"IF(A600>TOU_CTabulation[[#This Row],[Month]],TOU_CTabulation[[#This Row],[Month Cumm]],0)","v":0},{"$f":"IF(TOU_CTabulation[[#This Row],[Month Base Gen]]=0,0,TOU_CTabulation[[#This Row],[Month Base Gen]]-TOU_CTabulation[[#This Row],[Day]]*TOU_CTabulation[[#This Row],[Base Allow]])","v":0},{"$f":"VLOOKUP(TOU_CTabulation[[#This Row],[Hour]],daypart,2)","v":"All"},{"$f":"TOU_CTabulation[[#This Row],[Season]]&TOU_CTabulation[[#This Row],[Day-Part]]","v":"WinterAll"},{"$f":"VLOOKUP(TOU_CTabulation[[#This Row],[Daypart]],TOUC,2)","v":0.25901999999999997},{"$f":"VLOOKUP(TOU_CTabulation[[#This Row],[Daypart]],TOUC,3)","v":0.32596000000000003},{"$f":"TOU_CTabulation[[#This Row],[Month Base Allow]]*TOU_CTabulation[[#This Row],[Base Rate]]","v":0},{"$f":"TOU_CTabulation[[#This Row],[Month Overbase Gen]]*TOU_CTabulation[[#This Row],[Over Rate]]","v":0},{"$f":"TOU_CTabulation[[#This Row],[Base Value]]+TOU_CTabulation[[#This Row],[Over Value]]","v":0}]
[1,24,19,0,0,5,0,0,5,0,0,{"$f":"TOU_CTabulation[[#This Row],[AC System Output (W)]]/1000","v":0},{"$f":"IF(A599=TOU_CTabulation[[#This Row],[Month]],M599+TOU_CTabulation[[#This Row],[AC System Output (kW)]],TOU_CTabulation[[#This Row],[AC System Output (kW)]])","v":289.66995000000003},{"$f":"VLOOKUP(TOU_CTabulation[[#This Row],[Month]],Season,2)","v":"Winter"},{"$f":"VLOOKUP(TOU_CTabulation[[#This Row],[Season]],CRate,2)","v":10.5},{"$f":"IF(A601>TOU_CTabulation[[#This Row],[Month]],TOU_CTabulation[[#This Row],[Day]]*TOU_CTabulation[[#This Row],[Base Allow]],0)","v":0},{"$f":"IF(A601>TOU_CTabulation[[#This Row],[Month]],TOU_CTabulation[[#This Row],[Month Cumm]],0)","v":0},{"$f":"IF(TOU_CTabulation[[#This Row],[Month Base Gen]]=0,0,TOU_CTabulation[[#This Row],[Month Base Gen]]-TOU_CTabulation[[#This Row],[Day]]*TOU_CTabulation[[#This Row],[Base Allow]])","v":0},{"$f":"VLOOKUP(TOU_CTabulation[[#This Row],[Hour]],daypart,2)","v":"All"},{"$f":"TOU_CTabulation[[#This Row],[Season]]&TOU_CTabulation[[#This Row],[Day-Part]]","v":"WinterAll"},{"$f":"VLOOKUP(TOU_CTabulation[[#This Row],[Daypart]],TOUC,2)","v":0.25901999999999997},{"$f":"VLOOKUP(TOU_CTabulation[[#This Row],[Daypart]],TOUC,3)","v":0.32596000000000003},{"$f":"TOU_CTabulation[[#This Row],[Month Base Allow]]*TOU_CTabulation[[#This Row],[Base Rate]]","v":0},{"$f":"TOU_CTabulation[[#This Row],[Month Overbase Gen]]*TOU_CTabulation[[#This Row],[Over Rate]]","v":0},{"$f":"TOU_CTabulation[[#This Row],[Base Value]]+TOU_CTabulation[[#This Row],[Over Value]]","v":0}]
[1,24,20,0,0,5,1,0,5,0,0,{"$f":"TOU_CTabulation[[#This Row],[AC System Output (W)]]/1000","v":0},{"$f":"IF(A600=TOU_CTabulation[[#This Row],[Month]],M600+TOU_CTabulation[[#This Row],[AC System Output (kW)]],TOU_CTabulation[[#This Row],[AC System Output (kW)]])","v":289.66995000000003},{"$f":"VLOOKUP(TOU_CTabulation[[#This Row],[Month]],Season,2)","v":"Winter"},{"$f":"VLOOKUP(TOU_CTabulation[[#This Row],[Season]],CRate,2)","v":10.5},{"$f":"IF(A602>TOU_CTabulation[[#This Row],[Month]],TOU_CTabulation[[#This Row],[Day]]*TOU_CTabulation[[#This Row],[Base Allow]],0)","v":0},{"$f":"IF(A602>TOU_CTabulation[[#This Row],[Month]],TOU_CTabulation[[#This Row],[Month Cumm]],0)","v":0},{"$f":"IF(TOU_CTabulation[[#This Row],[Month Base Gen]]=0,0,TOU_CTabulation[[#This Row],[Month Base Gen]]-TOU_CTabulation[[#This Row],[Day]]*TOU_CTabulation[[#This Row],[Base Allow]])","v":0},{"$f":"VLOOKUP(TOU_CTabulation[[#This Row],[Hour]],daypart,2)","v":"All"},{"$f":"TOU_CTabulation[[#This Row],[Season]]&TOU_CTabulation[[#This Row],[Day-Part]]","v":"WinterAll"},{"$f":"VLOOKUP(TOU_CTabulation[[#This Row],[Daypart]],TOUC,2)","v":0.25901999999999997},{"$f":"VLOOKUP(TOU_CTabulation[[#This Row],[Daypart]],TOUC,3)","v":0.32596000000000003},{"$f":"TOU_CTabulation[[#This Row],[Month Base Allow]]*TOU_CTabulation[[#This Row],[Base Rate]]","v":0},{"$f":"TOU_CTabulation[[#This Row],[Month Overbase Gen]]*TOU_CTabulation[[#This Row],[Over Rate]]","v":0},{"$f":"TOU_CTabulation[[#This Row],[Base Value]]+TOU_CTabulation[[#This Row],[Over Value]]","v":0}]
[1,24,21,0,0,5,2,0,5,0,0,{"$f":"TOU_CTabulation[[#This Row],[AC System Output (W)]]/1000","v":0},{"$f":"IF(A601=TOU_CTabulation[[#This Row],[Month]],M601+TOU_CTabulation[[#This Row],[AC System Output (kW)]],TOU_CTabulation[[#This Row],[AC System Output (kW)]])","v":289.66995000000003},{"$f":"VLOOKUP(TOU_CTabulation[[#This Row],[Month]],Season,2)","v":"Winter"},{"$f":"VLOOKUP(TOU_CTabulation[[#This Row],[Season]],CRate,2)","v":10.5},{"$f":"IF(A603>TOU_CTabulation[[#This Row],[Month]],TOU_CTabulation[[#This Row],[Day]]*TOU_CTabulation[[#This Row],[Base Allow]],0)","v":0},{"$f":"IF(A603>TOU_CTabulation[[#This Row],[Month]],TOU_CTabulation[[#This Row],[Month Cumm]],0)","v":0},{"$f":"IF(TOU_CTabulation[[#This Row],[Month Base Gen]]=0,0,TOU_CTabulation[[#This Row],[Month Base Gen]]-TOU_CTabulation[[#This Row],[Day]]*TOU_CTabulation[[#This Row],[Base Allow]])","v":0},{"$f":"VLOOKUP(TOU_CTabulation[[#This Row],[Hour]],daypart,2)","v":"All"},{"$f":"TOU_CTabulation[[#This Row],[Season]]&TOU_CTabulation[[#This Row],[Day-Part]]","v":"WinterAll"},{"$f":"VLOOKUP(TOU_CTabulation[[#This Row],[Daypart]],TOUC,2)","v":0.25901999999999997},{"$f":"VLOOKUP(TOU_CTabulation[[#This Row],[Daypart]],TOUC,3)","v":0.32596000000000003},{"$f":"TOU_CTabulation[[#This Row],[Month Base Allow]]*TOU_CTabulation[[#This Row],[Base Rate]]","v":0},{"$f":"TOU_CTabulation[[#This Row],[Month Overbase Gen]]*TOU_CTabulation[[#This Row],[Over Rate]]","v":0},{"$f":"TOU_CTabulation[[#This Row],[Base Value]]+TOU_CTabulation[[#This Row],[Over Value]]","v":0}]
[1,24,22,0,0,4,2,0,4,0,0,{"$f":"TOU_CTabulation[[#This Row],[AC System Output (W)]]/1000","v":0},{"$f":"IF(A602=TOU_CTabulation[[#This Row],[Month]],M602+TOU_CTabulation[[#This Row],[AC System Output (kW)]],TOU_CTabulation[[#This Row],[AC System Output (kW)]])","v":289.66995000000003},{"$f":"VLOOKUP(TOU_CTabulation[[#This Row],[Month]],Season,2)","v":"Winter"},{"$f":"VLOOKUP(TOU_CTabulation[[#This Row],[Season]],CRate,2)","v":10.5},{"$f":"IF(A604>TOU_CTabulation[[#This Row],[Month]],TOU_CTabulation[[#This Row],[Day]]*TOU_CTabulation[[#This Row],[Base Allow]],0)","v":0},{"$f":"IF(A604>TOU_CTabulation[[#This Row],[Month]],TOU_CTabulation[[#This Row],[Month Cumm]],0)","v":0},{"$f":"IF(TOU_CTabulation[[#This Row],[Month Base Gen]]=0,0,TOU_CTabulation[[#This Row],[Month Base Gen]]-TOU_CTabulation[[#This Row],[Day]]*TOU_CTabulation[[#This Row],[Base Allow]])","v":0},{"$f":"VLOOKUP(TOU_CTabulation[[#This Row],[Hour]],daypart,2)","v":"All"},{"$f":"TOU_CTabulation[[#This Row],[Season]]&TOU_CTabulation[[#This Row],[Day-Part]]","v":"WinterAll"},{"$f":"VLOOKUP(TOU_CTabulation[[#This Row],[Daypart]],TOUC,2)","v":0.25901999999999997},{"$f":"VLOOKUP(TOU_CTabulation[[#This Row],[Daypart]],TOUC,3)","v":0.32596000000000003},{"$f":"TOU_CTabulation[[#This Row],[Month Base Allow]]*TOU_CTabulation[[#This Row],[Base Rate]]","v":0},{"$f":"TOU_CTabulation[[#This Row],[Month Overbase Gen]]*TOU_CTabulation[[#This Row],[Over Rate]]","v":0},{"$f":"TOU_CTabulation[[#This Row],[Base Value]]+TOU_CTabulation[[#This Row],[Over Value]]","v":0}]
[1,24,23,0,0,4,2,0,4,0,0,{"$f":"TOU_CTabulation[[#This Row],[AC System Output (W)]]/1000","v":0},{"$f":"IF(A603=TOU_CTabulation[[#This Row],[Month]],M603+TOU_CTabulation[[#This Row],[AC System Output (kW)]],TOU_CTabulation[[#This Row],[AC System Output (kW)]])","v":289.66995000000003},{"$f":"VLOOKUP(TOU_CTabulation[[#This Row],[Month]],Season,2)","v":"Winter"},{"$f":"VLOOKUP(TOU_CTabulation[[#This Row],[Season]],CRate,2)","v":10.5},{"$f":"IF(A605>TOU_CTabulation[[#This Row],[Month]],TOU_CTabulation[[#This Row],[Day]]*TOU_CTabulation[[#This Row],[Base Allow]],0)","v":0},{"$f":"IF(A605>TOU_CTabulation[[#This Row],[Month]],TOU_CTabulation[[#This Row],[Month Cumm]],0)","v":0},{"$f":"IF(TOU_CTabulation[[#This Row],[Month Base Gen]]=0,0,TOU_CTabulation[[#This Row],[Month Base Gen]]-TOU_CTabulation[[#This Row],[Day]]*TOU_CTabulation[[#This Row],[Base Allow]])","v":0},{"$f":"VLOOKUP(TOU_CTabulation[[#This Row],[Hour]],daypart,2)","v":"All"},{"$f":"TOU_CTabulation[[#This Row],[Season]]&TOU_CTabulation[[#This Row],[Day-Part]]","v":"WinterAll"},{"$f":"VLOOKUP(TOU_CTabulation[[#This Row],[Daypart]],TOUC,2)","v":0.25901999999999997},{"$f":"VLOOKUP(TOU_CTabulation[[#This Row],[Daypart]],TOUC,3)","v":0.32596000000000003},{"$f":"TOU_CTabulation[[#This Row],[Month Base Allow]]*TOU_CTabulation[[#This Row],[Base Rate]]","v":0},{"$f":"TOU_CTabulation[[#This Row],[Month Overbase Gen]]*TOU_CTabulation[[#This Row],[Over Rate]]","v":0},{"$f":"TOU_CTabulation[[#This Row],[Base Value]]+TOU_CTabulation[[#This Row],[Over Value]]","v":0}]
[1,25,0,0,0,4,1,0,4,0,0,{"$f":"TOU_CTabulation[[#This Row],[AC System Output (W)]]/1000","v":0},{"$f":"IF(A604=TOU_CTabulation[[#This Row],[Month]],M604+TOU_CTabulation[[#This Row],[AC System Output (kW)]],TOU_CTabulation[[#This Row],[AC System Output (kW)]])","v":289.66995000000003},{"$f":"VLOOKUP(TOU_CTabulation[[#This Row],[Month]],Season,2)","v":"Winter"},{"$f":"VLOOKUP(TOU_CTabulation[[#This Row],[Season]],CRate,2)","v":10.5},{"$f":"IF(A606>TOU_CTabulation[[#This Row],[Month]],TOU_CTabulation[[#This Row],[Day]]*TOU_CTabulation[[#This Row],[Base Allow]],0)","v":0},{"$f":"IF(A606>TOU_CTabulation[[#This Row],[Month]],TOU_CTabulation[[#This Row],[Month Cumm]],0)","v":0},{"$f":"IF(TOU_CTabulation[[#This Row],[Month Base Gen]]=0,0,TOU_CTabulation[[#This Row],[Month Base Gen]]-TOU_CTabulation[[#This Row],[Day]]*TOU_CTabulation[[#This Row],[Base Allow]])","v":0},{"$f":"VLOOKUP(TOU_CTabulation[[#This Row],[Hour]],daypart,2)","v":"All"},{"$f":"TOU_CTabulation[[#This Row],[Season]]&TOU_CTabulation[[#This Row],[Day-Part]]","v":"WinterAll"},{"$f":"VLOOKUP(TOU_CTabulation[[#This Row],[Daypart]],TOUC,2)","v":0.25901999999999997},{"$f":"VLOOKUP(TOU_CTabulation[[#This Row],[Daypart]],TOUC,3)","v":0.32596000000000003},{"$f":"TOU_CTabulation[[#This Row],[Month Base Allow]]*TOU_CTabulation[[#This Row],[Base Rate]]","v":0},{"$f":"TOU_CTabulation[[#This Row],[Month Overbase Gen]]*TOU_CTabulation[[#This Row],[Over Rate]]","v":0},{"$f":"TOU_CTabulation[[#This Row],[Base Value]]+TOU_CTabulation[[#This Row],[Over Value]]","v":0}]
[1,25,1,0,0,3,1,0,3,0,0,{"$f":"TOU_CTabulation[[#This Row],[AC System Output (W)]]/1000","v":0},{"$f":"IF(A605=TOU_CTabulation[[#This Row],[Month]],M605+TOU_CTabulation[[#This Row],[AC System Output (kW)]],TOU_CTabulation[[#This Row],[AC System Output (kW)]])","v":289.66995000000003},{"$f":"VLOOKUP(TOU_CTabulation[[#This Row],[Month]],Season,2)","v":"Winter"},{"$f":"VLOOKUP(TOU_CTabulation[[#This Row],[Season]],CRate,2)","v":10.5},{"$f":"IF(A607>TOU_CTabulation[[#This Row],[Month]],TOU_CTabulation[[#This Row],[Day]]*TOU_CTabulation[[#This Row],[Base Allow]],0)","v":0},{"$f":"IF(A607>TOU_CTabulation[[#This Row],[Month]],TOU_CTabulation[[#This Row],[Month Cumm]],0)","v":0},{"$f":"IF(TOU_CTabulation[[#This Row],[Month Base Gen]]=0,0,TOU_CTabulation[[#This Row],[Month Base Gen]]-TOU_CTabulation[[#This Row],[Day]]*TOU_CTabulation[[#This Row],[Base Allow]])","v":0},{"$f":"VLOOKUP(TOU_CTabulation[[#This Row],[Hour]],daypart,2)","v":"All"},{"$f":"TOU_CTabulation[[#This Row],[Season]]&TOU_CTabulation[[#This Row],[Day-Part]]","v":"WinterAll"},{"$f":"VLOOKUP(TOU_CTabulation[[#This Row],[Daypart]],TOUC,2)","v":0.25901999999999997},{"$f":"VLOOKUP(TOU_CTabulation[[#This Row],[Daypart]],TOUC,3)","v":0.32596000000000003},{"$f":"TOU_CTabulation[[#This Row],[Month Base Allow]]*TOU_CTabulation[[#This Row],[Base Rate]]","v":0},{"$f":"TOU_CTabulation[[#This Row],[Month Overbase Gen]]*TOU_CTabulation[[#This Row],[Over Rate]]","v":0},{"$f":"TOU_CTabulation[[#This Row],[Base Value]]+TOU_CTabulation[[#This Row],[Over Value]]","v":0}]
[1,25,2,0,0,3,1,0,3,0,0,{"$f":"TOU_CTabulation[[#This Row],[AC System Output (W)]]/1000","v":0},{"$f":"IF(A606=TOU_CTabulation[[#This Row],[Month]],M606+TOU_CTabulation[[#This Row],[AC System Output (kW)]],TOU_CTabulation[[#This Row],[AC System Output (kW)]])","v":289.66995000000003},{"$f":"VLOOKUP(TOU_CTabulation[[#This Row],[Month]],Season,2)","v":"Winter"},{"$f":"VLOOKUP(TOU_CTabulation[[#This Row],[Season]],CRate,2)","v":10.5},{"$f":"IF(A608>TOU_CTabulation[[#This Row],[Month]],TOU_CTabulation[[#This Row],[Day]]*TOU_CTabulation[[#This Row],[Base Allow]],0)","v":0},{"$f":"IF(A608>TOU_CTabulation[[#This Row],[Month]],TOU_CTabulation[[#This Row],[Month Cumm]],0)","v":0},{"$f":"IF(TOU_CTabulation[[#This Row],[Month Base Gen]]=0,0,TOU_CTabulation[[#This Row],[Month Base Gen]]-TOU_CTabulation[[#This Row],[Day]]*TOU_CTabulation[[#This Row],[Base Allow]])","v":0},{"$f":"VLOOKUP(TOU_CTabulation[[#This Row],[Hour]],daypart,2)","v":"All"},{"$f":"TOU_CTabulation[[#This Row],[Season]]&TOU_CTabulation[[#This Row],[Day-Part]]","v":"WinterAll"},{"$f":"VLOOKUP(TOU_CTabulation[[#This Row],[Daypart]],TOUC,2)","v":0.25901999999999997},{"$f":"VLOOKUP(TOU_CTabulation[[#This Row],[Daypart]],TOUC,3)","v":0.32596000000000003},{"$f":"TOU_CTabulation[[#This Row],[Month Base Allow]]*TOU_CTabulation[[#This Row],[Base Rate]]","v":0},{"$f":"TOU_CTabulation[[#This Row],[Month Overbase Gen]]*TOU_CTabulation[[#This Row],[Over Rate]]","v":0},{"$f":"TOU_CTabulation[[#This Row],[Base Value]]+TOU_CTabulation[[#This Row],[Over Value]]","v":0}]
[1,25,3,0,0,3,1,0,3,0,0,{"$f":"TOU_CTabulation[[#This Row],[AC System Output (W)]]/1000","v":0},{"$f":"IF(A607=TOU_CTabulation[[#This Row],[Month]],M607+TOU_CTabulation[[#This Row],[AC System Output (kW)]],TOU_CTabulation[[#This Row],[AC System Output (kW)]])","v":289.66995000000003},{"$f":"VLOOKUP(TOU_CTabulation[[#This Row],[Month]],Season,2)","v":"Winter"},{"$f":"VLOOKUP(TOU_CTabulation[[#This Row],[Season]],CRate,2)","v":10.5},{"$f":"IF(A609>TOU_CTabulation[[#This Row],[Month]],TOU_CTabulation[[#This Row],[Day]]*TOU_CTabulation[[#This Row],[Base Allow]],0)","v":0},{"$f":"IF(A609>TOU_CTabulation[[#This Row],[Month]],TOU_CTabulation[[#This Row],[Month Cumm]],0)","v":0},{"$f":"IF(TOU_CTabulation[[#This Row],[Month Base Gen]]=0,0,TOU_CTabulation[[#This Row],[Month Base Gen]]-TOU_CTabulation[[#This Row],[Day]]*TOU_CTabulation[[#This Row],[Base Allow]])","v":0},{"$f":"VLOOKUP(TOU_CTabulation[[#This Row],[Hour]],daypart,2)","v":"All"},{"$f":"TOU_CTabulation[[#This Row],[Season]]&TOU_CTabulation[[#This Row],[Day-Part]]","v":"WinterAll"},{"$f":"VLOOKUP(TOU_CTabulation[[#This Row],[Daypart]],TOUC,2)","v":0.25901999999999997},{"$f":"VLOOKUP(TOU_CTabulation[[#This Row],[Daypart]],TOUC,3)","v":0.32596000000000003},{"$f":"TOU_CTabulation[[#This Row],[Month Base Allow]]*TOU_CTabulation[[#This Row],[Base Rate]]","v":0},{"$f":"TOU_CTabulation[[#This Row],[Month Overbase Gen]]*TOU_CTabulation[[#This Row],[Over Rate]]","v":0},{"$f":"TOU_CTabulation[[#This Row],[Base Value]]+TOU_CTabulation[[#This Row],[Over Value]]","v":0}]
[1,25,4,0,0,3,1,0,3,0,0,{"$f":"TOU_CTabulation[[#This Row],[AC System Output (W)]]/1000","v":0},{"$f":"IF(A608=TOU_CTabulation[[#This Row],[Month]],M608+TOU_CTabulation[[#This Row],[AC System Output (kW)]],TOU_CTabulation[[#This Row],[AC System Output (kW)]])","v":289.66995000000003},{"$f":"VLOOKUP(TOU_CTabulation[[#This Row],[Month]],Season,2)","v":"Winter"},{"$f":"VLOOKUP(TOU_CTabulation[[#This Row],[Season]],CRate,2)","v":10.5},{"$f":"IF(A610>TOU_CTabulation[[#This Row],[Month]],TOU_CTabulation[[#This Row],[Day]]*TOU_CTabulation[[#This Row],[Base Allow]],0)","v":0},{"$f":"IF(A610>TOU_CTabulation[[#This Row],[Month]],TOU_CTabulation[[#This Row],[Month Cumm]],0)","v":0},{"$f":"IF(TOU_CTabulation[[#This Row],[Month Base Gen]]=0,0,TOU_CTabulation[[#This Row],[Month Base Gen]]-TOU_CTabulation[[#This Row],[Day]]*TOU_CTabulation[[#This Row],[Base Allow]])","v":0},{"$f":"VLOOKUP(TOU_CTabulation[[#This Row],[Hour]],daypart,2)","v":"All"},{"$f":"TOU_CTabulation[[#This Row],[Season]]&TOU_CTabulation[[#This Row],[Day-Part]]","v":"WinterAll"},{"$f":"VLOOKUP(TOU_CTabulation[[#This Row],[Daypart]],TOUC,2)","v":0.25901999999999997},{"$f":"VLOOKUP(TOU_CTabulation[[#This Row],[Daypart]],TOUC,3)","v":0.32596000000000003},{"$f":"TOU_CTabulation[[#This Row],[Month Base Allow]]*TOU_CTabulation[[#This Row],[Base Rate]]","v":0},{"$f":"TOU_CTabulation[[#This Row],[Month Overbase Gen]]*TOU_CTabulation[[#This Row],[Over Rate]]","v":0},{"$f":"TOU_CTabulation[[#This Row],[Base Value]]+TOU_CTabulation[[#This Row],[Over Value]]","v":0}]
[1,25,5,0,0,3,0,0,3,0,0,{"$f":"TOU_CTabulation[[#This Row],[AC System Output (W)]]/1000","v":0},{"$f":"IF(A609=TOU_CTabulation[[#This Row],[Month]],M609+TOU_CTabulation[[#This Row],[AC System Output (kW)]],TOU_CTabulation[[#This Row],[AC System Output (kW)]])","v":289.66995000000003},{"$f":"VLOOKUP(TOU_CTabulation[[#This Row],[Month]],Season,2)","v":"Winter"},{"$f":"VLOOKUP(TOU_CTabulation[[#This Row],[Season]],CRate,2)","v":10.5},{"$f":"IF(A611>TOU_CTabulation[[#This Row],[Month]],TOU_CTabulation[[#This Row],[Day]]*TOU_CTabulation[[#This Row],[Base Allow]],0)","v":0},{"$f":"IF(A611>TOU_CTabulation[[#This Row],[Month]],TOU_CTabulation[[#This Row],[Month Cumm]],0)","v":0},{"$f":"IF(TOU_CTabulation[[#This Row],[Month Base Gen]]=0,0,TOU_CTabulation[[#This Row],[Month Base Gen]]-TOU_CTabulation[[#This Row],[Day]]*TOU_CTabulation[[#This Row],[Base Allow]])","v":0},{"$f":"VLOOKUP(TOU_CTabulation[[#This Row],[Hour]],daypart,2)","v":"All"},{"$f":"TOU_CTabulation[[#This Row],[Season]]&TOU_CTabulation[[#This Row],[Day-Part]]","v":"WinterAll"},{"$f":"VLOOKUP(TOU_CTabulation[[#This Row],[Daypart]],TOUC,2)","v":0.25901999999999997},{"$f":"VLOOKUP(TOU_CTabulation[[#This Row],[Daypart]],TOUC,3)","v":0.32596000000000003},{"$f":"TOU_CTabulation[[#This Row],[Month Base Allow]]*TOU_CTabulation[[#This Row],[Base Rate]]","v":0},{"$f":"TOU_CTabulation[[#This Row],[Month Overbase Gen]]*TOU_CTabulation[[#This Row],[Over Rate]]","v":0},{"$f":"TOU_CTabulation[[#This Row],[Base Value]]+TOU_CTabulation[[#This Row],[Over Value]]","v":0}]
[1,25,6,0,0,3,0,0,3,0,0,{"$f":"TOU_CTabulation[[#This Row],[AC System Output (W)]]/1000","v":0},{"$f":"IF(A610=TOU_CTabulation[[#This Row],[Month]],M610+TOU_CTabulation[[#This Row],[AC System Output (kW)]],TOU_CTabulation[[#This Row],[AC System Output (kW)]])","v":289.66995000000003},{"$f":"VLOOKUP(TOU_CTabulation[[#This Row],[Month]],Season,2)","v":"Winter"},{"$f":"VLOOKUP(TOU_CTabulation[[#This Row],[Season]],CRate,2)","v":10.5},{"$f":"IF(A612>TOU_CTabulation[[#This Row],[Month]],TOU_CTabulation[[#This Row],[Day]]*TOU_CTabulation[[#This Row],[Base Allow]],0)","v":0},{"$f":"IF(A612>TOU_CTabulation[[#This Row],[Month]],TOU_CTabulation[[#This Row],[Month Cumm]],0)","v":0},{"$f":"IF(TOU_CTabulation[[#This Row],[Month Base Gen]]=0,0,TOU_CTabulation[[#This Row],[Month Base Gen]]-TOU_CTabulation[[#This Row],[Day]]*TOU_CTabulation[[#This Row],[Base Allow]])","v":0},{"$f":"VLOOKUP(TOU_CTabulation[[#This Row],[Hour]],daypart,2)","v":"All"},{"$f":"TOU_CTabulation[[#This Row],[Season]]&TOU_CTabulation[[#This Row],[Day-Part]]","v":"WinterAll"},{"$f":"VLOOKUP(TOU_CTabulation[[#This Row],[Daypart]],TOUC,2)","v":0.25901999999999997},{"$f":"VLOOKUP(TOU_CTabulation[[#This Row],[Daypart]],TOUC,3)","v":0.32596000000000003},{"$f":"TOU_CTabulation[[#This Row],[Month Base Allow]]*TOU_CTabulation[[#This Row],[Base Rate]]","v":0},{"$f":"TOU_CTabulation[[#This Row],[Month Overbase Gen]]*TOU_CTabulation[[#This Row],[Over Rate]]","v":0},{"$f":"TOU_CTabulation[[#This Row],[Base Value]]+TOU_CTabulation[[#This Row],[Over Value]]","v":0}]
[1,25,7,16,21,4,0,24.541,0.68,90.234999999999999,68.167000000000002,{"$f":"TOU_CTabulation[[#This Row],[AC System Output (W)]]/1000","v":6.8167000000000005E-2},{"$f":"IF(A611=TOU_CTabulation[[#This Row],[Month]],M611+TOU_CTabulation[[#This Row],[AC System Output (kW)]],TOU_CTabulation[[#This Row],[AC System Output (kW)]])","v":289.73811700000005},{"$f":"VLOOKUP(TOU_CTabulation[[#This Row],[Month]],Season,2)","v":"Winter"},{"$f":"VLOOKUP(TOU_CTabulation[[#This Row],[Season]],CRate,2)","v":10.5},{"$f":"IF(A613>TOU_CTabulation[[#This Row],[Month]],TOU_CTabulation[[#This Row],[Day]]*TOU_CTabulation[[#This Row],[Base Allow]],0)","v":0},{"$f":"IF(A613>TOU_CTabulation[[#This Row],[Month]],TOU_CTabulation[[#This Row],[Month Cumm]],0)","v":0},{"$f":"IF(TOU_CTabulation[[#This Row],[Month Base Gen]]=0,0,TOU_CTabulation[[#This Row],[Month Base Gen]]-TOU_CTabulation[[#This Row],[Day]]*TOU_CTabulation[[#This Row],[Base Allow]])","v":0},{"$f":"VLOOKUP(TOU_CTabulation[[#This Row],[Hour]],daypart,2)","v":"All"},{"$f":"TOU_CTabulation[[#This Row],[Season]]&TOU_CTabulation[[#This Row],[Day-Part]]","v":"WinterAll"},{"$f":"VLOOKUP(TOU_CTabulation[[#This Row],[Daypart]],TOUC,2)","v":0.25901999999999997},{"$f":"VLOOKUP(TOU_CTabulation[[#This Row],[Daypart]],TOUC,3)","v":0.32596000000000003},{"$f":"TOU_CTabulation[[#This Row],[Month Base Allow]]*TOU_CTabulation[[#This Row],[Base Rate]]","v":0},{"$f":"TOU_CTabulation[[#This Row],[Month Overbase Gen]]*TOU_CTabulation[[#This Row],[Over Rate]]","v":0},{"$f":"TOU_CTabulation[[#This Row],[Base Value]]+TOU_CTabulation[[#This Row],[Over Value]]","v":0}]
[1,25,8,290,85,6,0,227.78700000000001,12.962,787.98,750.51499999999999,{"$f":"TOU_CTabulation[[#This Row],[AC System Output (W)]]/1000","v":0.75051499999999993},{"$f":"IF(A612=TOU_CTabulation[[#This Row],[Month]],M612+TOU_CTabulation[[#This Row],[AC System Output (kW)]],TOU_CTabulation[[#This Row],[AC System Output (kW)]])","v":290.48863200000005},{"$f":"VLOOKUP(TOU_CTabulation[[#This Row],[Month]],Season,2)","v":"Winter"},{"$f":"VLOOKUP(TOU_CTabulation[[#This Row],[Season]],CRate,2)","v":10.5},{"$f":"IF(A614>TOU_CTabulation[[#This Row],[Month]],TOU_CTabulation[[#This Row],[Day]]*TOU_CTabulation[[#This Row],[Base Allow]],0)","v":0},{"$f":"IF(A614>TOU_CTabulation[[#This Row],[Month]],TOU_CTabulation[[#This Row],[Month Cumm]],0)","v":0},{"$f":"IF(TOU_CTabulation[[#This Row],[Month Base Gen]]=0,0,TOU_CTabulation[[#This Row],[Month Base Gen]]-TOU_CTabulation[[#This Row],[Day]]*TOU_CTabulation[[#This Row],[Base Allow]])","v":0},{"$f":"VLOOKUP(TOU_CTabulation[[#This Row],[Hour]],daypart,2)","v":"All"},{"$f":"TOU_CTabulation[[#This Row],[Season]]&TOU_CTabulation[[#This Row],[Day-Part]]","v":"WinterAll"},{"$f":"VLOOKUP(TOU_CTabulation[[#This Row],[Daypart]],TOUC,2)","v":0.25901999999999997},{"$f":"VLOOKUP(TOU_CTabulation[[#This Row],[Daypart]],TOUC,3)","v":0.32596000000000003},{"$f":"TOU_CTabulation[[#This Row],[Month Base Allow]]*TOU_CTabulation[[#This Row],[Base Rate]]","v":0},{"$f":"TOU_CTabulation[[#This Row],[Month Overbase Gen]]*TOU_CTabulation[[#This Row],[Over Rate]]","v":0},{"$f":"TOU_CTabulation[[#This Row],[Base Value]]+TOU_CTabulation[[#This Row],[Over Value]]","v":0}]
[1,25,9,151,168,7,0,276.07499999999999,18.027000000000001,970.96900000000005,928.71699999999998,{"$f":"TOU_CTabulation[[#This Row],[AC System Output (W)]]/1000","v":0.92871700000000001},{"$f":"IF(A613=TOU_CTabulation[[#This Row],[Month]],M613+TOU_CTabulation[[#This Row],[AC System Output (kW)]],TOU_CTabulation[[#This Row],[AC System Output (kW)]])","v":291.41734900000006},{"$f":"VLOOKUP(TOU_CTabulation[[#This Row],[Month]],Season,2)","v":"Winter"},{"$f":"VLOOKUP(TOU_CTabulation[[#This Row],[Season]],CRate,2)","v":10.5},{"$f":"IF(A615>TOU_CTabulation[[#This Row],[Month]],TOU_CTabulation[[#This Row],[Day]]*TOU_CTabulation[[#This Row],[Base Allow]],0)","v":0},{"$f":"IF(A615>TOU_CTabulation[[#This Row],[Month]],TOU_CTabulation[[#This Row],[Month Cumm]],0)","v":0},{"$f":"IF(TOU_CTabulation[[#This Row],[Month Base Gen]]=0,0,TOU_CTabulation[[#This Row],[Month Base Gen]]-TOU_CTabulation[[#This Row],[Day]]*TOU_CTabulation[[#This Row],[Base Allow]])","v":0},{"$f":"VLOOKUP(TOU_CTabulation[[#This Row],[Hour]],daypart,2)","v":"All"},{"$f":"TOU_CTabulation[[#This Row],[Season]]&TOU_CTabulation[[#This Row],[Day-Part]]","v":"WinterAll"},{"$f":"VLOOKUP(TOU_CTabulation[[#This Row],[Daypart]],TOUC,2)","v":0.25901999999999997},{"$f":"VLOOKUP(TOU_CTabulation[[#This Row],[Daypart]],TOUC,3)","v":0.32596000000000003},{"$f":"TOU_CTabulation[[#This Row],[Month Base Allow]]*TOU_CTabulation[[#This Row],[Base Rate]]","v":0},{"$f":"TOU_CTabulation[[#This Row],[Month Overbase Gen]]*TOU_CTabulation[[#This Row],[Over Rate]]","v":0},{"$f":"TOU_CTabulation[[#This Row],[Base Value]]+TOU_CTabulation[[#This Row],[Over Value]]","v":0}]
[1,25,10,177,228,8,1,381.65899999999999,19.474,1341.3030000000001,1288.4110000000001,{"$f":"TOU_CTabulation[[#This Row],[AC System Output (W)]]/1000","v":1.288411},{"$f":"IF(A614=TOU_CTabulation[[#This Row],[Month]],M614+TOU_CTabulation[[#This Row],[AC System Output (kW)]],TOU_CTabulation[[#This Row],[AC System Output (kW)]])","v":292.70576000000005},{"$f":"VLOOKUP(TOU_CTabulation[[#This Row],[Month]],Season,2)","v":"Winter"},{"$f":"VLOOKUP(TOU_CTabulation[[#This Row],[Season]],CRate,2)","v":10.5},{"$f":"IF(A616>TOU_CTabulation[[#This Row],[Month]],TOU_CTabulation[[#This Row],[Day]]*TOU_CTabulation[[#This Row],[Base Allow]],0)","v":0},{"$f":"IF(A616>TOU_CTabulation[[#This Row],[Month]],TOU_CTabulation[[#This Row],[Month Cumm]],0)","v":0},{"$f":"IF(TOU_CTabulation[[#This Row],[Month Base Gen]]=0,0,TOU_CTabulation[[#This Row],[Month Base Gen]]-TOU_CTabulation[[#This Row],[Day]]*TOU_CTabulation[[#This Row],[Base Allow]])","v":0},{"$f":"VLOOKUP(TOU_CTabulation[[#This Row],[Hour]],daypart,2)","v":"All"},{"$f":"TOU_CTabulation[[#This Row],[Season]]&TOU_CTabulation[[#This Row],[Day-Part]]","v":"WinterAll"},{"$f":"VLOOKUP(TOU_CTabulation[[#This Row],[Daypart]],TOUC,2)","v":0.25901999999999997},{"$f":"VLOOKUP(TOU_CTabulation[[#This Row],[Daypart]],TOUC,3)","v":0.32596000000000003},{"$f":"TOU_CTabulation[[#This Row],[Month Base Allow]]*TOU_CTabulation[[#This Row],[Base Rate]]","v":0},{"$f":"TOU_CTabulation[[#This Row],[Month Overbase Gen]]*TOU_CTabulation[[#This Row],[Over Rate]]","v":0},{"$f":"TOU_CTabulation[[#This Row],[Base Value]]+TOU_CTabulation[[#This Row],[Over Value]]","v":0}]
[1,25,11,599,169,9,2,695.77800000000002,27.135000000000002,2359.8530000000001,2271.1219999999998,{"$f":"TOU_CTabulation[[#This Row],[AC System Output (W)]]/1000","v":2.2711219999999996},{"$f":"IF(A615=TOU_CTabulation[[#This Row],[Month]],M615+TOU_CTabulation[[#This Row],[AC System Output (kW)]],TOU_CTabulation[[#This Row],[AC System Output (kW)]])","v":294.97688200000005},{"$f":"VLOOKUP(TOU_CTabulation[[#This Row],[Month]],Season,2)","v":"Winter"},{"$f":"VLOOKUP(TOU_CTabulation[[#This Row],[Season]],CRate,2)","v":10.5},{"$f":"IF(A617>TOU_CTabulation[[#This Row],[Month]],TOU_CTabulation[[#This Row],[Day]]*TOU_CTabulation[[#This Row],[Base Allow]],0)","v":0},{"$f":"IF(A617>TOU_CTabulation[[#This Row],[Month]],TOU_CTabulation[[#This Row],[Month Cumm]],0)","v":0},{"$f":"IF(TOU_CTabulation[[#This Row],[Month Base Gen]]=0,0,TOU_CTabulation[[#This Row],[Month Base Gen]]-TOU_CTabulation[[#This Row],[Day]]*TOU_CTabulation[[#This Row],[Base Allow]])","v":0},{"$f":"VLOOKUP(TOU_CTabulation[[#This Row],[Hour]],daypart,2)","v":"All"},{"$f":"TOU_CTabulation[[#This Row],[Season]]&TOU_CTabulation[[#This Row],[Day-Part]]","v":"WinterAll"},{"$f":"VLOOKUP(TOU_CTabulation[[#This Row],[Daypart]],TOUC,2)","v":0.25901999999999997},{"$f":"VLOOKUP(TOU_CTabulation[[#This Row],[Daypart]],TOUC,3)","v":0.32596000000000003},{"$f":"TOU_CTabulation[[#This Row],[Month Base Allow]]*TOU_CTabulation[[#This Row],[Base Rate]]","v":0},{"$f":"TOU_CTabulation[[#This Row],[Month Overbase Gen]]*TOU_CTabulation[[#This Row],[Over Rate]]","v":0},{"$f":"TOU_CTabulation[[#This Row],[Base Value]]+TOU_CTabulation[[#This Row],[Over Value]]","v":0}]
[1,25,12,469,219,10,2,650.30899999999997,27.931999999999999,2199.2910000000002,2116.8490000000002,{"$f":"TOU_CTabulation[[#This Row],[AC System Output (W)]]/1000","v":2.1168490000000002},{"$f":"IF(A616=TOU_CTabulation[[#This Row],[Month]],M616+TOU_CTabulation[[#This Row],[AC System Output (kW)]],TOU_CTabulation[[#This Row],[AC System Output (kW)]])","v":297.09373100000005},{"$f":"VLOOKUP(TOU_CTabulation[[#This Row],[Month]],Season,2)","v":"Winter"},{"$f":"VLOOKUP(TOU_CTabulation[[#This Row],[Season]],CRate,2)","v":10.5},{"$f":"IF(A618>TOU_CTabulation[[#This Row],[Month]],TOU_CTabulation[[#This Row],[Day]]*TOU_CTabulation[[#This Row],[Base Allow]],0)","v":0},{"$f":"IF(A618>TOU_CTabulation[[#This Row],[Month]],TOU_CTabulation[[#This Row],[Month Cumm]],0)","v":0},{"$f":"IF(TOU_CTabulation[[#This Row],[Month Base Gen]]=0,0,TOU_CTabulation[[#This Row],[Month Base Gen]]-TOU_CTabulation[[#This Row],[Day]]*TOU_CTabulation[[#This Row],[Base Allow]])","v":0},{"$f":"VLOOKUP(TOU_CTabulation[[#This Row],[Hour]],daypart,2)","v":"All"},{"$f":"TOU_CTabulation[[#This Row],[Season]]&TOU_CTabulation[[#This Row],[Day-Part]]","v":"WinterAll"},{"$f":"VLOOKUP(TOU_CTabulation[[#This Row],[Daypart]],TOUC,2)","v":0.25901999999999997},{"$f":"VLOOKUP(TOU_CTabulation[[#This Row],[Daypart]],TOUC,3)","v":0.32596000000000003},{"$f":"TOU_CTabulation[[#This Row],[Month Base Allow]]*TOU_CTabulation[[#This Row],[Base Rate]]","v":0},{"$f":"TOU_CTabulation[[#This Row],[Month Overbase Gen]]*TOU_CTabulation[[#This Row],[Over Rate]]","v":0},{"$f":"TOU_CTabulation[[#This Row],[Base Value]]+TOU_CTabulation[[#This Row],[Over Value]]","v":0}]
[1,25,13,412,213,10,3,575.89099999999996,23.882000000000001,1982.7139999999999,1908.377,{"$f":"TOU_CTabulation[[#This Row],[AC System Output (W)]]/1000","v":1.908377},{"$f":"IF(A617=TOU_CTabulation[[#This Row],[Month]],M617+TOU_CTabulation[[#This Row],[AC System Output (kW)]],TOU_CTabulation[[#This Row],[AC System Output (kW)]])","v":299.00210800000002},{"$f":"VLOOKUP(TOU_CTabulation[[#This Row],[Month]],Season,2)","v":"Winter"},{"$f":"VLOOKUP(TOU_CTabulation[[#This Row],[Season]],CRate,2)","v":10.5},{"$f":"IF(A619>TOU_CTabulation[[#This Row],[Month]],TOU_CTabulation[[#This Row],[Day]]*TOU_CTabulation[[#This Row],[Base Allow]],0)","v":0},{"$f":"IF(A619>TOU_CTabulation[[#This Row],[Month]],TOU_CTabulation[[#This Row],[Month Cumm]],0)","v":0},{"$f":"IF(TOU_CTabulation[[#This Row],[Month Base Gen]]=0,0,TOU_CTabulation[[#This Row],[Month Base Gen]]-TOU_CTabulation[[#This Row],[Day]]*TOU_CTabulation[[#This Row],[Base Allow]])","v":0},{"$f":"VLOOKUP(TOU_CTabulation[[#This Row],[Hour]],daypart,2)","v":"All"},{"$f":"TOU_CTabulation[[#This Row],[Season]]&TOU_CTabulation[[#This Row],[Day-Part]]","v":"WinterAll"},{"$f":"VLOOKUP(TOU_CTabulation[[#This Row],[Daypart]],TOUC,2)","v":0.25901999999999997},{"$f":"VLOOKUP(TOU_CTabulation[[#This Row],[Daypart]],TOUC,3)","v":0.32596000000000003},{"$f":"TOU_CTabulation[[#This Row],[Month Base Allow]]*TOU_CTabulation[[#This Row],[Base Rate]]","v":0},{"$f":"TOU_CTabulation[[#This Row],[Month Overbase Gen]]*TOU_CTabulation[[#This Row],[Over Rate]]","v":0},{"$f":"TOU_CTabulation[[#This Row],[Base Value]]+TOU_CTabulation[[#This Row],[Over Value]]","v":0}]
[1,25,14,879,66,10,3,676.82899999999995,26.065999999999999,2282.1219999999998,2196.4650000000001,{"$f":"TOU_CTabulation[[#This Row],[AC System Output (W)]]/1000","v":2.1964650000000003},{"$f":"IF(A618=TOU_CTabulation[[#This Row],[Month]],M618+TOU_CTabulation[[#This Row],[AC System Output (kW)]],TOU_CTabulation[[#This Row],[AC System Output (kW)]])","v":301.19857300000001},{"$f":"VLOOKUP(TOU_CTabulation[[#This Row],[Month]],Season,2)","v":"Winter"},{"$f":"VLOOKUP(TOU_CTabulation[[#This Row],[Season]],CRate,2)","v":10.5},{"$f":"IF(A620>TOU_CTabulation[[#This Row],[Month]],TOU_CTabulation[[#This Row],[Day]]*TOU_CTabulation[[#This Row],[Base Allow]],0)","v":0},{"$f":"IF(A620>TOU_CTabulation[[#This Row],[Month]],TOU_CTabulation[[#This Row],[Month Cumm]],0)","v":0},{"$f":"IF(TOU_CTabulation[[#This Row],[Month Base Gen]]=0,0,TOU_CTabulation[[#This Row],[Month Base Gen]]-TOU_CTabulation[[#This Row],[Day]]*TOU_CTabulation[[#This Row],[Base Allow]])","v":0},{"$f":"VLOOKUP(TOU_CTabulation[[#This Row],[Hour]],daypart,2)","v":"All"},{"$f":"TOU_CTabulation[[#This Row],[Season]]&TOU_CTabulation[[#This Row],[Day-Part]]","v":"WinterAll"},{"$f":"VLOOKUP(TOU_CTabulation[[#This Row],[Daypart]],TOUC,2)","v":0.25901999999999997},{"$f":"VLOOKUP(TOU_CTabulation[[#This Row],[Daypart]],TOUC,3)","v":0.32596000000000003},{"$f":"TOU_CTabulation[[#This Row],[Month Base Allow]]*TOU_CTabulation[[#This Row],[Base Rate]]","v":0},{"$f":"TOU_CTabulation[[#This Row],[Month Overbase Gen]]*TOU_CTabulation[[#This Row],[Over Rate]]","v":0},{"$f":"TOU_CTabulation[[#This Row],[Base Value]]+TOU_CTabulation[[#This Row],[Over Value]]","v":0}]
[1,25,15,776,58,9,2,479.06799999999998,22.417999999999999,1598.607,1537.5709999999999,{"$f":"TOU_CTabulation[[#This Row],[AC System Output (W)]]/1000","v":1.537571},{"$f":"IF(A619=TOU_CTabulation[[#This Row],[Month]],M619+TOU_CTabulation[[#This Row],[AC System Output (kW)]],TOU_CTabulation[[#This Row],[AC System Output (kW)]])","v":302.73614400000002},{"$f":"VLOOKUP(TOU_CTabulation[[#This Row],[Month]],Season,2)","v":"Winter"},{"$f":"VLOOKUP(TOU_CTabulation[[#This Row],[Season]],CRate,2)","v":10.5},{"$f":"IF(A621>TOU_CTabulation[[#This Row],[Month]],TOU_CTabulation[[#This Row],[Day]]*TOU_CTabulation[[#This Row],[Base Allow]],0)","v":0},{"$f":"IF(A621>TOU_CTabulation[[#This Row],[Month]],TOU_CTabulation[[#This Row],[Month Cumm]],0)","v":0},{"$f":"IF(TOU_CTabulation[[#This Row],[Month Base Gen]]=0,0,TOU_CTabulation[[#This Row],[Month Base Gen]]-TOU_CTabulation[[#This Row],[Day]]*TOU_CTabulation[[#This Row],[Base Allow]])","v":0},{"$f":"VLOOKUP(TOU_CTabulation[[#This Row],[Hour]],daypart,2)","v":"All"},{"$f":"TOU_CTabulation[[#This Row],[Season]]&TOU_CTabulation[[#This Row],[Day-Part]]","v":"WinterAll"},{"$f":"VLOOKUP(TOU_CTabulation[[#This Row],[Daypart]],TOUC,2)","v":0.25901999999999997},{"$f":"VLOOKUP(TOU_CTabulation[[#This Row],[Daypart]],TOUC,3)","v":0.32596000000000003},{"$f":"TOU_CTabulation[[#This Row],[Month Base Allow]]*TOU_CTabulation[[#This Row],[Base Rate]]","v":0},{"$f":"TOU_CTabulation[[#This Row],[Month Overbase Gen]]*TOU_CTabulation[[#This Row],[Over Rate]]","v":0},{"$f":"TOU_CTabulation[[#This Row],[Base Value]]+TOU_CTabulation[[#This Row],[Over Value]]","v":0}]
[1,25,16,239,52,7,1,144.57400000000001,11.933,482.85700000000003,452.68200000000002,{"$f":"TOU_CTabulation[[#This Row],[AC System Output (W)]]/1000","v":0.45268200000000003},{"$f":"IF(A620=TOU_CTabulation[[#This Row],[Month]],M620+TOU_CTabulation[[#This Row],[AC System Output (kW)]],TOU_CTabulation[[#This Row],[AC System Output (kW)]])","v":303.18882600000001},{"$f":"VLOOKUP(TOU_CTabulation[[#This Row],[Month]],Season,2)","v":"Winter"},{"$f":"VLOOKUP(TOU_CTabulation[[#This Row],[Season]],CRate,2)","v":10.5},{"$f":"IF(A622>TOU_CTabulation[[#This Row],[Month]],TOU_CTabulation[[#This Row],[Day]]*TOU_CTabulation[[#This Row],[Base Allow]],0)","v":0},{"$f":"IF(A622>TOU_CTabulation[[#This Row],[Month]],TOU_CTabulation[[#This Row],[Month Cumm]],0)","v":0},{"$f":"IF(TOU_CTabulation[[#This Row],[Month Base Gen]]=0,0,TOU_CTabulation[[#This Row],[Month Base Gen]]-TOU_CTabulation[[#This Row],[Day]]*TOU_CTabulation[[#This Row],[Base Allow]])","v":0},{"$f":"VLOOKUP(TOU_CTabulation[[#This Row],[Hour]],daypart,2)","v":"All"},{"$f":"TOU_CTabulation[[#This Row],[Season]]&TOU_CTabulation[[#This Row],[Day-Part]]","v":"WinterAll"},{"$f":"VLOOKUP(TOU_CTabulation[[#This Row],[Daypart]],TOUC,2)","v":0.25901999999999997},{"$f":"VLOOKUP(TOU_CTabulation[[#This Row],[Daypart]],TOUC,3)","v":0.32596000000000003},{"$f":"TOU_CTabulation[[#This Row],[Month Base Allow]]*TOU_CTabulation[[#This Row],[Base Rate]]","v":0},{"$f":"TOU_CTabulation[[#This Row],[Month Overbase Gen]]*TOU_CTabulation[[#This Row],[Over Rate]]","v":0},{"$f":"TOU_CTabulation[[#This Row],[Base Value]]+TOU_CTabulation[[#This Row],[Over Value]]","v":0}]
[1,25,17,0,0,6,1,0,6,0,0,{"$f":"TOU_CTabulation[[#This Row],[AC System Output (W)]]/1000","v":0},{"$f":"IF(A621=TOU_CTabulation[[#This Row],[Month]],M621+TOU_CTabulation[[#This Row],[AC System Output (kW)]],TOU_CTabulation[[#This Row],[AC System Output (kW)]])","v":303.18882600000001},{"$f":"VLOOKUP(TOU_CTabulation[[#This Row],[Month]],Season,2)","v":"Winter"},{"$f":"VLOOKUP(TOU_CTabulation[[#This Row],[Season]],CRate,2)","v":10.5},{"$f":"IF(A623>TOU_CTabulation[[#This Row],[Month]],TOU_CTabulation[[#This Row],[Day]]*TOU_CTabulation[[#This Row],[Base Allow]],0)","v":0},{"$f":"IF(A623>TOU_CTabulation[[#This Row],[Month]],TOU_CTabulation[[#This Row],[Month Cumm]],0)","v":0},{"$f":"IF(TOU_CTabulation[[#This Row],[Month Base Gen]]=0,0,TOU_CTabulation[[#This Row],[Month Base Gen]]-TOU_CTabulation[[#This Row],[Day]]*TOU_CTabulation[[#This Row],[Base Allow]])","v":0},{"$f":"VLOOKUP(TOU_CTabulation[[#This Row],[Hour]],daypart,2)","v":"All"},{"$f":"TOU_CTabulation[[#This Row],[Season]]&TOU_CTabulation[[#This Row],[Day-Part]]","v":"WinterAll"},{"$f":"VLOOKUP(TOU_CTabulation[[#This Row],[Daypart]],TOUC,2)","v":0.25901999999999997},{"$f":"VLOOKUP(TOU_CTabulation[[#This Row],[Daypart]],TOUC,3)","v":0.32596000000000003},{"$f":"TOU_CTabulation[[#This Row],[Month Base Allow]]*TOU_CTabulation[[#This Row],[Base Rate]]","v":0},{"$f":"TOU_CTabulation[[#This Row],[Month Overbase Gen]]*TOU_CTabulation[[#This Row],[Over Rate]]","v":0},{"$f":"TOU_CTabulation[[#This Row],[Base Value]]+TOU_CTabulation[[#This Row],[Over Value]]","v":0}]
[1,25,18,0,0,5,2,0,5,0,0,{"$f":"TOU_CTabulation[[#This Row],[AC System Output (W)]]/1000","v":0},{"$f":"IF(A622=TOU_CTabulation[[#This Row],[Month]],M622+TOU_CTabulation[[#This Row],[AC System Output (kW)]],TOU_CTabulation[[#This Row],[AC System Output (kW)]])","v":303.18882600000001},{"$f":"VLOOKUP(TOU_CTabulation[[#This Row],[Month]],Season,2)","v":"Winter"},{"$f":"VLOOKUP(TOU_CTabulation[[#This Row],[Season]],CRate,2)","v":10.5},{"$f":"IF(A624>TOU_CTabulation[[#This Row],[Month]],TOU_CTabulation[[#This Row],[Day]]*TOU_CTabulation[[#This Row],[Base Allow]],0)","v":0},{"$f":"IF(A624>TOU_CTabulation[[#This Row],[Month]],TOU_CTabulation[[#This Row],[Month Cumm]],0)","v":0},{"$f":"IF(TOU_CTabulation[[#This Row],[Month Base Gen]]=0,0,TOU_CTabulation[[#This Row],[Month Base Gen]]-TOU_CTabulation[[#This Row],[Day]]*TOU_CTabulation[[#This Row],[Base Allow]])","v":0},{"$f":"VLOOKUP(TOU_CTabulation[[#This Row],[Hour]],daypart,2)","v":"All"},{"$f":"TOU_CTabulation[[#This Row],[Season]]&TOU_CTabulation[[#This Row],[Day-Part]]","v":"WinterAll"},{"$f":"VLOOKUP(TOU_CTabulation[[#This Row],[Daypart]],TOUC,2)","v":0.25901999999999997},{"$f":"VLOOKUP(TOU_CTabulation[[#This Row],[Daypart]],TOUC,3)","v":0.32596000000000003},{"$f":"TOU_CTabulation[[#This Row],[Month Base Allow]]*TOU_CTabulation[[#This Row],[Base Rate]]","v":0},{"$f":"TOU_CTabulation[[#This Row],[Month Overbase Gen]]*TOU_CTabulation[[#This Row],[Over Rate]]","v":0},{"$f":"TOU_CTabulation[[#This Row],[Base Value]]+TOU_CTabulation[[#This Row],[Over Value]]","v":0}]
[1,25,19,0,0,5,2,0,5,0,0,{"$f":"TOU_CTabulation[[#This Row],[AC System Output (W)]]/1000","v":0},{"$f":"IF(A623=TOU_CTabulation[[#This Row],[Month]],M623+TOU_CTabulation[[#This Row],[AC System Output (kW)]],TOU_CTabulation[[#This Row],[AC System Output (kW)]])","v":303.18882600000001},{"$f":"VLOOKUP(TOU_CTabulation[[#This Row],[Month]],Season,2)","v":"Winter"},{"$f":"VLOOKUP(TOU_CTabulation[[#This Row],[Season]],CRate,2)","v":10.5},{"$f":"IF(A625>TOU_CTabulation[[#This Row],[Month]],TOU_CTabulation[[#This Row],[Day]]*TOU_CTabulation[[#This Row],[Base Allow]],0)","v":0},{"$f":"IF(A625>TOU_CTabulation[[#This Row],[Month]],TOU_CTabulation[[#This Row],[Month Cumm]],0)","v":0},{"$f":"IF(TOU_CTabulation[[#This Row],[Month Base Gen]]=0,0,TOU_CTabulation[[#This Row],[Month Base Gen]]-TOU_CTabulation[[#This Row],[Day]]*TOU_CTabulation[[#This Row],[Base Allow]])","v":0},{"$f":"VLOOKUP(TOU_CTabulation[[#This Row],[Hour]],daypart,2)","v":"All"},{"$f":"TOU_CTabulation[[#This Row],[Season]]&TOU_CTabulation[[#This Row],[Day-Part]]","v":"WinterAll"},{"$f":"VLOOKUP(TOU_CTabulation[[#This Row],[Daypart]],TOUC,2)","v":0.25901999999999997},{"$f":"VLOOKUP(TOU_CTabulation[[#This Row],[Daypart]],TOUC,3)","v":0.32596000000000003},{"$f":"TOU_CTabulation[[#This Row],[Month Base Allow]]*TOU_CTabulation[[#This Row],[Base Rate]]","v":0},{"$f":"TOU_CTabulation[[#This Row],[Month Overbase Gen]]*TOU_CTabulation[[#This Row],[Over Rate]]","v":0},{"$f":"TOU_CTabulation[[#This Row],[Base Value]]+TOU_CTabulation[[#This Row],[Over Value]]","v":0}]
[1,25,20,0,0,5,2,0,5,0,0,{"$f":"TOU_CTabulation[[#This Row],[AC System Output (W)]]/1000","v":0},{"$f":"IF(A624=TOU_CTabulation[[#This Row],[Month]],M624+TOU_CTabulation[[#This Row],[AC System Output (kW)]],TOU_CTabulation[[#This Row],[AC System Output (kW)]])","v":303.18882600000001},{"$f":"VLOOKUP(TOU_CTabulation[[#This Row],[Month]],Season,2)","v":"Winter"},{"$f":"VLOOKUP(TOU_CTabulation[[#This Row],[Season]],CRate,2)","v":10.5},{"$f":"IF(A626>TOU_CTabulation[[#This Row],[Month]],TOU_CTabulation[[#This Row],[Day]]*TOU_CTabulation[[#This Row],[Base Allow]],0)","v":0},{"$f":"IF(A626>TOU_CTabulation[[#This Row],[Month]],TOU_CTabulation[[#This Row],[Month Cumm]],0)","v":0},{"$f":"IF(TOU_CTabulation[[#This Row],[Month Base Gen]]=0,0,TOU_CTabulation[[#This Row],[Month Base Gen]]-TOU_CTabulation[[#This Row],[Day]]*TOU_CTabulation[[#This Row],[Base Allow]])","v":0},{"$f":"VLOOKUP(TOU_CTabulation[[#This Row],[Hour]],daypart,2)","v":"All"},{"$f":"TOU_CTabulation[[#This Row],[Season]]&TOU_CTabulation[[#This Row],[Day-Part]]","v":"WinterAll"},{"$f":"VLOOKUP(TOU_CTabulation[[#This Row],[Daypart]],TOUC,2)","v":0.25901999999999997},{"$f":"VLOOKUP(TOU_CTabulation[[#This Row],[Daypart]],TOUC,3)","v":0.32596000000000003},{"$f":"TOU_CTabulation[[#This Row],[Month Base Allow]]*TOU_CTabulation[[#This Row],[Base Rate]]","v":0},{"$f":"TOU_CTabulation[[#This Row],[Month Overbase Gen]]*TOU_CTabulation[[#This Row],[Over Rate]]","v":0},{"$f":"TOU_CTabulation[[#This Row],[Base Value]]+TOU_CTabulation[[#This Row],[Over Value]]","v":0}]
[1,25,21,0,0,5,2,0,5,0,0,{"$f":"TOU_CTabulation[[#This Row],[AC System Output (W)]]/1000","v":0},{"$f":"IF(A625=TOU_CTabulation[[#This Row],[Month]],M625+TOU_CTabulation[[#This Row],[AC System Output (kW)]],TOU_CTabulation[[#This Row],[AC System Output (kW)]])","v":303.18882600000001},{"$f":"VLOOKUP(TOU_CTabulation[[#This Row],[Month]],Season,2)","v":"Winter"},{"$f":"VLOOKUP(TOU_CTabulation[[#This Row],[Season]],CRate,2)","v":10.5},{"$f":"IF(A627>TOU_CTabulation[[#This Row],[Month]],TOU_CTabulation[[#This Row],[Day]]*TOU_CTabulation[[#This Row],[Base Allow]],0)","v":0},{"$f":"IF(A627>TOU_CTabulation[[#This Row],[Month]],TOU_CTabulation[[#This Row],[Month Cumm]],0)","v":0},{"$f":"IF(TOU_CTabulation[[#This Row],[Month Base Gen]]=0,0,TOU_CTabulation[[#This Row],[Month Base Gen]]-TOU_CTabulation[[#This Row],[Day]]*TOU_CTabulation[[#This Row],[Base Allow]])","v":0},{"$f":"VLOOKUP(TOU_CTabulation[[#This Row],[Hour]],daypart,2)","v":"All"},{"$f":"TOU_CTabulation[[#This Row],[Season]]&TOU_CTabulation[[#This Row],[Day-Part]]","v":"WinterAll"},{"$f":"VLOOKUP(TOU_CTabulation[[#This Row],[Daypart]],TOUC,2)","v":0.25901999999999997},{"$f":"VLOOKUP(TOU_CTabulation[[#This Row],[Daypart]],TOUC,3)","v":0.32596000000000003},{"$f":"TOU_CTabulation[[#This Row],[Month Base Allow]]*TOU_CTabulation[[#This Row],[Base Rate]]","v":0},{"$f":"TOU_CTabulation[[#This Row],[Month Overbase Gen]]*TOU_CTabulation[[#This Row],[Over Rate]]","v":0},{"$f":"TOU_CTabulation[[#This Row],[Base Value]]+TOU_CTabulation[[#This Row],[Over Value]]","v":0}]
[1,25,22,0,0,6,3,0,6,0,0,{"$f":"TOU_CTabulation[[#This Row],[AC System Output (W)]]/1000","v":0},{"$f":"IF(A626=TOU_CTabulation[[#This Row],[Month]],M626+TOU_CTabulation[[#This Row],[AC System Output (kW)]],TOU_CTabulation[[#This Row],[AC System Output (kW)]])","v":303.18882600000001},{"$f":"VLOOKUP(TOU_CTabulation[[#This Row],[Month]],Season,2)","v":"Winter"},{"$f":"VLOOKUP(TOU_CTabulation[[#This Row],[Season]],CRate,2)","v":10.5},{"$f":"IF(A628>TOU_CTabulation[[#This Row],[Month]],TOU_CTabulation[[#This Row],[Day]]*TOU_CTabulation[[#This Row],[Base Allow]],0)","v":0},{"$f":"IF(A628>TOU_CTabulation[[#This Row],[Month]],TOU_CTabulation[[#This Row],[Month Cumm]],0)","v":0},{"$f":"IF(TOU_CTabulation[[#This Row],[Month Base Gen]]=0,0,TOU_CTabulation[[#This Row],[Month Base Gen]]-TOU_CTabulation[[#This Row],[Day]]*TOU_CTabulation[[#This Row],[Base Allow]])","v":0},{"$f":"VLOOKUP(TOU_CTabulation[[#This Row],[Hour]],daypart,2)","v":"All"},{"$f":"TOU_CTabulation[[#This Row],[Season]]&TOU_CTabulation[[#This Row],[Day-Part]]","v":"WinterAll"},{"$f":"VLOOKUP(TOU_CTabulation[[#This Row],[Daypart]],TOUC,2)","v":0.25901999999999997},{"$f":"VLOOKUP(TOU_CTabulation[[#This Row],[Daypart]],TOUC,3)","v":0.32596000000000003},{"$f":"TOU_CTabulation[[#This Row],[Month Base Allow]]*TOU_CTabulation[[#This Row],[Base Rate]]","v":0},{"$f":"TOU_CTabulation[[#This Row],[Month Overbase Gen]]*TOU_CTabulation[[#This Row],[Over Rate]]","v":0},{"$f":"TOU_CTabulation[[#This Row],[Base Value]]+TOU_CTabulation[[#This Row],[Over Value]]","v":0}]
[1,25,23,0,0,7,4,0,7,0,0,{"$f":"TOU_CTabulation[[#This Row],[AC System Output (W)]]/1000","v":0},{"$f":"IF(A627=TOU_CTabulation[[#This Row],[Month]],M627+TOU_CTabulation[[#This Row],[AC System Output (kW)]],TOU_CTabulation[[#This Row],[AC System Output (kW)]])","v":303.18882600000001},{"$f":"VLOOKUP(TOU_CTabulation[[#This Row],[Month]],Season,2)","v":"Winter"},{"$f":"VLOOKUP(TOU_CTabulation[[#This Row],[Season]],CRate,2)","v":10.5},{"$f":"IF(A629>TOU_CTabulation[[#This Row],[Month]],TOU_CTabulation[[#This Row],[Day]]*TOU_CTabulation[[#This Row],[Base Allow]],0)","v":0},{"$f":"IF(A629>TOU_CTabulation[[#This Row],[Month]],TOU_CTabulation[[#This Row],[Month Cumm]],0)","v":0},{"$f":"IF(TOU_CTabulation[[#This Row],[Month Base Gen]]=0,0,TOU_CTabulation[[#This Row],[Month Base Gen]]-TOU_CTabulation[[#This Row],[Day]]*TOU_CTabulation[[#This Row],[Base Allow]])","v":0},{"$f":"VLOOKUP(TOU_CTabulation[[#This Row],[Hour]],daypart,2)","v":"All"},{"$f":"TOU_CTabulation[[#This Row],[Season]]&TOU_CTabulation[[#This Row],[Day-Part]]","v":"WinterAll"},{"$f":"VLOOKUP(TOU_CTabulation[[#This Row],[Daypart]],TOUC,2)","v":0.25901999999999997},{"$f":"VLOOKUP(TOU_CTabulation[[#This Row],[Daypart]],TOUC,3)","v":0.32596000000000003},{"$f":"TOU_CTabulation[[#This Row],[Month Base Allow]]*TOU_CTabulation[[#This Row],[Base Rate]]","v":0},{"$f":"TOU_CTabulation[[#This Row],[Month Overbase Gen]]*TOU_CTabulation[[#This Row],[Over Rate]]","v":0},{"$f":"TOU_CTabulation[[#This Row],[Base Value]]+TOU_CTabulation[[#This Row],[Over Value]]","v":0}]
[1,26,0,0,0,6,3,0,6,0,0,{"$f":"TOU_CTabulation[[#This Row],[AC System Output (W)]]/1000","v":0},{"$f":"IF(A628=TOU_CTabulation[[#This Row],[Month]],M628+TOU_CTabulation[[#This Row],[AC System Output (kW)]],TOU_CTabulation[[#This Row],[AC System Output (kW)]])","v":303.18882600000001},{"$f":"VLOOKUP(TOU_CTabulation[[#This Row],[Month]],Season,2)","v":"Winter"},{"$f":"VLOOKUP(TOU_CTabulation[[#This Row],[Season]],CRate,2)","v":10.5},{"$f":"IF(A630>TOU_CTabulation[[#This Row],[Month]],TOU_CTabulation[[#This Row],[Day]]*TOU_CTabulation[[#This Row],[Base Allow]],0)","v":0},{"$f":"IF(A630>TOU_CTabulation[[#This Row],[Month]],TOU_CTabulation[[#This Row],[Month Cumm]],0)","v":0},{"$f":"IF(TOU_CTabulation[[#This Row],[Month Base Gen]]=0,0,TOU_CTabulation[[#This Row],[Month Base Gen]]-TOU_CTabulation[[#This Row],[Day]]*TOU_CTabulation[[#This Row],[Base Allow]])","v":0},{"$f":"VLOOKUP(TOU_CTabulation[[#This Row],[Hour]],daypart,2)","v":"All"},{"$f":"TOU_CTabulation[[#This Row],[Season]]&TOU_CTabulation[[#This Row],[Day-Part]]","v":"WinterAll"},{"$f":"VLOOKUP(TOU_CTabulation[[#This Row],[Daypart]],TOUC,2)","v":0.25901999999999997},{"$f":"VLOOKUP(TOU_CTabulation[[#This Row],[Daypart]],TOUC,3)","v":0.32596000000000003},{"$f":"TOU_CTabulation[[#This Row],[Month Base Allow]]*TOU_CTabulation[[#This Row],[Base Rate]]","v":0},{"$f":"TOU_CTabulation[[#This Row],[Month Overbase Gen]]*TOU_CTabulation[[#This Row],[Over Rate]]","v":0},{"$f":"TOU_CTabulation[[#This Row],[Base Value]]+TOU_CTabulation[[#This Row],[Over Value]]","v":0}]
[1,26,1,0,0,6,3,0,6,0,0,{"$f":"TOU_CTabulation[[#This Row],[AC System Output (W)]]/1000","v":0},{"$f":"IF(A629=TOU_CTabulation[[#This Row],[Month]],M629+TOU_CTabulation[[#This Row],[AC System Output (kW)]],TOU_CTabulation[[#This Row],[AC System Output (kW)]])","v":303.18882600000001},{"$f":"VLOOKUP(TOU_CTabulation[[#This Row],[Month]],Season,2)","v":"Winter"},{"$f":"VLOOKUP(TOU_CTabulation[[#This Row],[Season]],CRate,2)","v":10.5},{"$f":"IF(A631>TOU_CTabulation[[#This Row],[Month]],TOU_CTabulation[[#This Row],[Day]]*TOU_CTabulation[[#This Row],[Base Allow]],0)","v":0},{"$f":"IF(A631>TOU_CTabulation[[#This Row],[Month]],TOU_CTabulation[[#This Row],[Month Cumm]],0)","v":0},{"$f":"IF(TOU_CTabulation[[#This Row],[Month Base Gen]]=0,0,TOU_CTabulation[[#This Row],[Month Base Gen]]-TOU_CTabulation[[#This Row],[Day]]*TOU_CTabulation[[#This Row],[Base Allow]])","v":0},{"$f":"VLOOKUP(TOU_CTabulation[[#This Row],[Hour]],daypart,2)","v":"All"},{"$f":"TOU_CTabulation[[#This Row],[Season]]&TOU_CTabulation[[#This Row],[Day-Part]]","v":"WinterAll"},{"$f":"VLOOKUP(TOU_CTabulation[[#This Row],[Daypart]],TOUC,2)","v":0.25901999999999997},{"$f":"VLOOKUP(TOU_CTabulation[[#This Row],[Daypart]],TOUC,3)","v":0.32596000000000003},{"$f":"TOU_CTabulation[[#This Row],[Month Base Allow]]*TOU_CTabulation[[#This Row],[Base Rate]]","v":0},{"$f":"TOU_CTabulation[[#This Row],[Month Overbase Gen]]*TOU_CTabulation[[#This Row],[Over Rate]]","v":0},{"$f":"TOU_CTabulation[[#This Row],[Base Value]]+TOU_CTabulation[[#This Row],[Over Value]]","v":0}]
[1,26,2,0,0,6,3,0,6,0,0,{"$f":"TOU_CTabulation[[#This Row],[AC System Output (W)]]/1000","v":0},{"$f":"IF(A630=TOU_CTabulation[[#This Row],[Month]],M630+TOU_CTabulation[[#This Row],[AC System Output (kW)]],TOU_CTabulation[[#This Row],[AC System Output (kW)]])","v":303.18882600000001},{"$f":"VLOOKUP(TOU_CTabulation[[#This Row],[Month]],Season,2)","v":"Winter"},{"$f":"VLOOKUP(TOU_CTabulation[[#This Row],[Season]],CRate,2)","v":10.5},{"$f":"IF(A632>TOU_CTabulation[[#This Row],[Month]],TOU_CTabulation[[#This Row],[Day]]*TOU_CTabulation[[#This Row],[Base Allow]],0)","v":0},{"$f":"IF(A632>TOU_CTabulation[[#This Row],[Month]],TOU_CTabulation[[#This Row],[Month Cumm]],0)","v":0},{"$f":"IF(TOU_CTabulation[[#This Row],[Month Base Gen]]=0,0,TOU_CTabulation[[#This Row],[Month Base Gen]]-TOU_CTabulation[[#This Row],[Day]]*TOU_CTabulation[[#This Row],[Base Allow]])","v":0},{"$f":"VLOOKUP(TOU_CTabulation[[#This Row],[Hour]],daypart,2)","v":"All"},{"$f":"TOU_CTabulation[[#This Row],[Season]]&TOU_CTabulation[[#This Row],[Day-Part]]","v":"WinterAll"},{"$f":"VLOOKUP(TOU_CTabulation[[#This Row],[Daypart]],TOUC,2)","v":0.25901999999999997},{"$f":"VLOOKUP(TOU_CTabulation[[#This Row],[Daypart]],TOUC,3)","v":0.32596000000000003},{"$f":"TOU_CTabulation[[#This Row],[Month Base Allow]]*TOU_CTabulation[[#This Row],[Base Rate]]","v":0},{"$f":"TOU_CTabulation[[#This Row],[Month Overbase Gen]]*TOU_CTabulation[[#This Row],[Over Rate]]","v":0},{"$f":"TOU_CTabulation[[#This Row],[Base Value]]+TOU_CTabulation[[#This Row],[Over Value]]","v":0}]
[1,26,3,0,0,6,3,0,6,0,0,{"$f":"TOU_CTabulation[[#This Row],[AC System Output (W)]]/1000","v":0},{"$f":"IF(A631=TOU_CTabulation[[#This Row],[Month]],M631+TOU_CTabulation[[#This Row],[AC System Output (kW)]],TOU_CTabulation[[#This Row],[AC System Output (kW)]])","v":303.18882600000001},{"$f":"VLOOKUP(TOU_CTabulation[[#This Row],[Month]],Season,2)","v":"Winter"},{"$f":"VLOOKUP(TOU_CTabulation[[#This Row],[Season]],CRate,2)","v":10.5},{"$f":"IF(A633>TOU_CTabulation[[#This Row],[Month]],TOU_CTabulation[[#This Row],[Day]]*TOU_CTabulation[[#This Row],[Base Allow]],0)","v":0},{"$f":"IF(A633>TOU_CTabulation[[#This Row],[Month]],TOU_CTabulation[[#This Row],[Month Cumm]],0)","v":0},{"$f":"IF(TOU_CTabulation[[#This Row],[Month Base Gen]]=0,0,TOU_CTabulation[[#This Row],[Month Base Gen]]-TOU_CTabulation[[#This Row],[Day]]*TOU_CTabulation[[#This Row],[Base Allow]])","v":0},{"$f":"VLOOKUP(TOU_CTabulation[[#This Row],[Hour]],daypart,2)","v":"All"},{"$f":"TOU_CTabulation[[#This Row],[Season]]&TOU_CTabulation[[#This Row],[Day-Part]]","v":"WinterAll"},{"$f":"VLOOKUP(TOU_CTabulation[[#This Row],[Daypart]],TOUC,2)","v":0.25901999999999997},{"$f":"VLOOKUP(TOU_CTabulation[[#This Row],[Daypart]],TOUC,3)","v":0.32596000000000003},{"$f":"TOU_CTabulation[[#This Row],[Month Base Allow]]*TOU_CTabulation[[#This Row],[Base Rate]]","v":0},{"$f":"TOU_CTabulation[[#This Row],[Month Overbase Gen]]*TOU_CTabulation[[#This Row],[Over Rate]]","v":0},{"$f":"TOU_CTabulation[[#This Row],[Base Value]]+TOU_CTabulation[[#This Row],[Over Value]]","v":0}]
[1,26,4,0,0,7,4,0,7,0,0,{"$f":"TOU_CTabulation[[#This Row],[AC System Output (W)]]/1000","v":0},{"$f":"IF(A632=TOU_CTabulation[[#This Row],[Month]],M632+TOU_CTabulation[[#This Row],[AC System Output (kW)]],TOU_CTabulation[[#This Row],[AC System Output (kW)]])","v":303.18882600000001},{"$f":"VLOOKUP(TOU_CTabulation[[#This Row],[Month]],Season,2)","v":"Winter"},{"$f":"VLOOKUP(TOU_CTabulation[[#This Row],[Season]],CRate,2)","v":10.5},{"$f":"IF(A634>TOU_CTabulation[[#This Row],[Month]],TOU_CTabulation[[#This Row],[Day]]*TOU_CTabulation[[#This Row],[Base Allow]],0)","v":0},{"$f":"IF(A634>TOU_CTabulation[[#This Row],[Month]],TOU_CTabulation[[#This Row],[Month Cumm]],0)","v":0},{"$f":"IF(TOU_CTabulation[[#This Row],[Month Base Gen]]=0,0,TOU_CTabulation[[#This Row],[Month Base Gen]]-TOU_CTabulation[[#This Row],[Day]]*TOU_CTabulation[[#This Row],[Base Allow]])","v":0},{"$f":"VLOOKUP(TOU_CTabulation[[#This Row],[Hour]],daypart,2)","v":"All"},{"$f":"TOU_CTabulation[[#This Row],[Season]]&TOU_CTabulation[[#This Row],[Day-Part]]","v":"WinterAll"},{"$f":"VLOOKUP(TOU_CTabulation[[#This Row],[Daypart]],TOUC,2)","v":0.25901999999999997},{"$f":"VLOOKUP(TOU_CTabulation[[#This Row],[Daypart]],TOUC,3)","v":0.32596000000000003},{"$f":"TOU_CTabulation[[#This Row],[Month Base Allow]]*TOU_CTabulation[[#This Row],[Base Rate]]","v":0},{"$f":"TOU_CTabulation[[#This Row],[Month Overbase Gen]]*TOU_CTabulation[[#This Row],[Over Rate]]","v":0},{"$f":"TOU_CTabulation[[#This Row],[Base Value]]+TOU_CTabulation[[#This Row],[Over Value]]","v":0}]
[1,26,5,0,0,7,5,0,7,0,0,{"$f":"TOU_CTabulation[[#This Row],[AC System Output (W)]]/1000","v":0},{"$f":"IF(A633=TOU_CTabulation[[#This Row],[Month]],M633+TOU_CTabulation[[#This Row],[AC System Output (kW)]],TOU_CTabulation[[#This Row],[AC System Output (kW)]])","v":303.18882600000001},{"$f":"VLOOKUP(TOU_CTabulation[[#This Row],[Month]],Season,2)","v":"Winter"},{"$f":"VLOOKUP(TOU_CTabulation[[#This Row],[Season]],CRate,2)","v":10.5},{"$f":"IF(A635>TOU_CTabulation[[#This Row],[Month]],TOU_CTabulation[[#This Row],[Day]]*TOU_CTabulation[[#This Row],[Base Allow]],0)","v":0},{"$f":"IF(A635>TOU_CTabulation[[#This Row],[Month]],TOU_CTabulation[[#This Row],[Month Cumm]],0)","v":0},{"$f":"IF(TOU_CTabulation[[#This Row],[Month Base Gen]]=0,0,TOU_CTabulation[[#This Row],[Month Base Gen]]-TOU_CTabulation[[#This Row],[Day]]*TOU_CTabulation[[#This Row],[Base Allow]])","v":0},{"$f":"VLOOKUP(TOU_CTabulation[[#This Row],[Hour]],daypart,2)","v":"All"},{"$f":"TOU_CTabulation[[#This Row],[Season]]&TOU_CTabulation[[#This Row],[Day-Part]]","v":"WinterAll"},{"$f":"VLOOKUP(TOU_CTabulation[[#This Row],[Daypart]],TOUC,2)","v":0.25901999999999997},{"$f":"VLOOKUP(TOU_CTabulation[[#This Row],[Daypart]],TOUC,3)","v":0.32596000000000003},{"$f":"TOU_CTabulation[[#This Row],[Month Base Allow]]*TOU_CTabulation[[#This Row],[Base Rate]]","v":0},{"$f":"TOU_CTabulation[[#This Row],[Month Overbase Gen]]*TOU_CTabulation[[#This Row],[Over Rate]]","v":0},{"$f":"TOU_CTabulation[[#This Row],[Base Value]]+TOU_CTabulation[[#This Row],[Over Value]]","v":0}]
[1,26,6,0,0,6,5,0,6,0,0,{"$f":"TOU_CTabulation[[#This Row],[AC System Output (W)]]/1000","v":0},{"$f":"IF(A634=TOU_CTabulation[[#This Row],[Month]],M634+TOU_CTabulation[[#This Row],[AC System Output (kW)]],TOU_CTabulation[[#This Row],[AC System Output (kW)]])","v":303.18882600000001},{"$f":"VLOOKUP(TOU_CTabulation[[#This Row],[Month]],Season,2)","v":"Winter"},{"$f":"VLOOKUP(TOU_CTabulation[[#This Row],[Season]],CRate,2)","v":10.5},{"$f":"IF(A636>TOU_CTabulation[[#This Row],[Month]],TOU_CTabulation[[#This Row],[Day]]*TOU_CTabulation[[#This Row],[Base Allow]],0)","v":0},{"$f":"IF(A636>TOU_CTabulation[[#This Row],[Month]],TOU_CTabulation[[#This Row],[Month Cumm]],0)","v":0},{"$f":"IF(TOU_CTabulation[[#This Row],[Month Base Gen]]=0,0,TOU_CTabulation[[#This Row],[Month Base Gen]]-TOU_CTabulation[[#This Row],[Day]]*TOU_CTabulation[[#This Row],[Base Allow]])","v":0},{"$f":"VLOOKUP(TOU_CTabulation[[#This Row],[Hour]],daypart,2)","v":"All"},{"$f":"TOU_CTabulation[[#This Row],[Season]]&TOU_CTabulation[[#This Row],[Day-Part]]","v":"WinterAll"},{"$f":"VLOOKUP(TOU_CTabulation[[#This Row],[Daypart]],TOUC,2)","v":0.25901999999999997},{"$f":"VLOOKUP(TOU_CTabulation[[#This Row],[Daypart]],TOUC,3)","v":0.32596000000000003},{"$f":"TOU_CTabulation[[#This Row],[Month Base Allow]]*TOU_CTabulation[[#This Row],[Base Rate]]","v":0},{"$f":"TOU_CTabulation[[#This Row],[Month Overbase Gen]]*TOU_CTabulation[[#This Row],[Over Rate]]","v":0},{"$f":"TOU_CTabulation[[#This Row],[Base Value]]+TOU_CTabulation[[#This Row],[Over Value]]","v":0}]
[1,26,7,7,23,6,5,24.826000000000001,5.0330000000000004,91.72,69.623999999999995,{"$f":"TOU_CTabulation[[#This Row],[AC System Output (W)]]/1000","v":6.9623999999999991E-2},{"$f":"IF(A635=TOU_CTabulation[[#This Row],[Month]],M635+TOU_CTabulation[[#This Row],[AC System Output (kW)]],TOU_CTabulation[[#This Row],[AC System Output (kW)]])","v":303.25844999999998},{"$f":"VLOOKUP(TOU_CTabulation[[#This Row],[Month]],Season,2)","v":"Winter"},{"$f":"VLOOKUP(TOU_CTabulation[[#This Row],[Season]],CRate,2)","v":10.5},{"$f":"IF(A637>TOU_CTabulation[[#This Row],[Month]],TOU_CTabulation[[#This Row],[Day]]*TOU_CTabulation[[#This Row],[Base Allow]],0)","v":0},{"$f":"IF(A637>TOU_CTabulation[[#This Row],[Month]],TOU_CTabulation[[#This Row],[Month Cumm]],0)","v":0},{"$f":"IF(TOU_CTabulation[[#This Row],[Month Base Gen]]=0,0,TOU_CTabulation[[#This Row],[Month Base Gen]]-TOU_CTabulation[[#This Row],[Day]]*TOU_CTabulation[[#This Row],[Base Allow]])","v":0},{"$f":"VLOOKUP(TOU_CTabulation[[#This Row],[Hour]],daypart,2)","v":"All"},{"$f":"TOU_CTabulation[[#This Row],[Season]]&TOU_CTabulation[[#This Row],[Day-Part]]","v":"WinterAll"},{"$f":"VLOOKUP(TOU_CTabulation[[#This Row],[Daypart]],TOUC,2)","v":0.25901999999999997},{"$f":"VLOOKUP(TOU_CTabulation[[#This Row],[Daypart]],TOUC,3)","v":0.32596000000000003},{"$f":"TOU_CTabulation[[#This Row],[Month Base Allow]]*TOU_CTabulation[[#This Row],[Base Rate]]","v":0},{"$f":"TOU_CTabulation[[#This Row],[Month Overbase Gen]]*TOU_CTabulation[[#This Row],[Over Rate]]","v":0},{"$f":"TOU_CTabulation[[#This Row],[Base Value]]+TOU_CTabulation[[#This Row],[Over Value]]","v":0}]
[1,26,8,172,93,7,5,181.32,9.1709999999999994,645.99199999999996,612.02700000000004,{"$f":"TOU_CTabulation[[#This Row],[AC System Output (W)]]/1000","v":0.6120270000000001},{"$f":"IF(A636=TOU_CTabulation[[#This Row],[Month]],M636+TOU_CTabulation[[#This Row],[AC System Output (kW)]],TOU_CTabulation[[#This Row],[AC System Output (kW)]])","v":303.87047699999999},{"$f":"VLOOKUP(TOU_CTabulation[[#This Row],[Month]],Season,2)","v":"Winter"},{"$f":"VLOOKUP(TOU_CTabulation[[#This Row],[Season]],CRate,2)","v":10.5},{"$f":"IF(A638>TOU_CTabulation[[#This Row],[Month]],TOU_CTabulation[[#This Row],[Day]]*TOU_CTabulation[[#This Row],[Base Allow]],0)","v":0},{"$f":"IF(A638>TOU_CTabulation[[#This Row],[Month]],TOU_CTabulation[[#This Row],[Month Cumm]],0)","v":0},{"$f":"IF(TOU_CTabulation[[#This Row],[Month Base Gen]]=0,0,TOU_CTabulation[[#This Row],[Month Base Gen]]-TOU_CTabulation[[#This Row],[Day]]*TOU_CTabulation[[#This Row],[Base Allow]])","v":0},{"$f":"VLOOKUP(TOU_CTabulation[[#This Row],[Hour]],daypart,2)","v":"All"},{"$f":"TOU_CTabulation[[#This Row],[Season]]&TOU_CTabulation[[#This Row],[Day-Part]]","v":"WinterAll"},{"$f":"VLOOKUP(TOU_CTabulation[[#This Row],[Daypart]],TOUC,2)","v":0.25901999999999997},{"$f":"VLOOKUP(TOU_CTabulation[[#This Row],[Daypart]],TOUC,3)","v":0.32596000000000003},{"$f":"TOU_CTabulation[[#This Row],[Month Base Allow]]*TOU_CTabulation[[#This Row],[Base Rate]]","v":0},{"$f":"TOU_CTabulation[[#This Row],[Month Overbase Gen]]*TOU_CTabulation[[#This Row],[Over Rate]]","v":0},{"$f":"TOU_CTabulation[[#This Row],[Base Value]]+TOU_CTabulation[[#This Row],[Over Value]]","v":0}]
[1,26,9,0,85,7,5,81.347999999999999,7.4610000000000003,302.62200000000001,276.346,{"$f":"TOU_CTabulation[[#This Row],[AC System Output (W)]]/1000","v":0.27634599999999998},{"$f":"IF(A637=TOU_CTabulation[[#This Row],[Month]],M637+TOU_CTabulation[[#This Row],[AC System Output (kW)]],TOU_CTabulation[[#This Row],[AC System Output (kW)]])","v":304.14682299999998},{"$f":"VLOOKUP(TOU_CTabulation[[#This Row],[Month]],Season,2)","v":"Winter"},{"$f":"VLOOKUP(TOU_CTabulation[[#This Row],[Season]],CRate,2)","v":10.5},{"$f":"IF(A639>TOU_CTabulation[[#This Row],[Month]],TOU_CTabulation[[#This Row],[Day]]*TOU_CTabulation[[#This Row],[Base Allow]],0)","v":0},{"$f":"IF(A639>TOU_CTabulation[[#This Row],[Month]],TOU_CTabulation[[#This Row],[Month Cumm]],0)","v":0},{"$f":"IF(TOU_CTabulation[[#This Row],[Month Base Gen]]=0,0,TOU_CTabulation[[#This Row],[Month Base Gen]]-TOU_CTabulation[[#This Row],[Day]]*TOU_CTabulation[[#This Row],[Base Allow]])","v":0},{"$f":"VLOOKUP(TOU_CTabulation[[#This Row],[Hour]],daypart,2)","v":"All"},{"$f":"TOU_CTabulation[[#This Row],[Season]]&TOU_CTabulation[[#This Row],[Day-Part]]","v":"WinterAll"},{"$f":"VLOOKUP(TOU_CTabulation[[#This Row],[Daypart]],TOUC,2)","v":0.25901999999999997},{"$f":"VLOOKUP(TOU_CTabulation[[#This Row],[Daypart]],TOUC,3)","v":0.32596000000000003},{"$f":"TOU_CTabulation[[#This Row],[Month Base Allow]]*TOU_CTabulation[[#This Row],[Base Rate]]","v":0},{"$f":"TOU_CTabulation[[#This Row],[Month Overbase Gen]]*TOU_CTabulation[[#This Row],[Over Rate]]","v":0},{"$f":"TOU_CTabulation[[#This Row],[Base Value]]+TOU_CTabulation[[#This Row],[Over Value]]","v":0}]
[1,26,10,0,21,7,6,19.916,6.173,74.506,52.731999999999999,{"$f":"TOU_CTabulation[[#This Row],[AC System Output (W)]]/1000","v":5.2732000000000001E-2},{"$f":"IF(A638=TOU_CTabulation[[#This Row],[Month]],M638+TOU_CTabulation[[#This Row],[AC System Output (kW)]],TOU_CTabulation[[#This Row],[AC System Output (kW)]])","v":304.19955499999998},{"$f":"VLOOKUP(TOU_CTabulation[[#This Row],[Month]],Season,2)","v":"Winter"},{"$f":"VLOOKUP(TOU_CTabulation[[#This Row],[Season]],CRate,2)","v":10.5},{"$f":"IF(A640>TOU_CTabulation[[#This Row],[Month]],TOU_CTabulation[[#This Row],[Day]]*TOU_CTabulation[[#This Row],[Base Allow]],0)","v":0},{"$f":"IF(A640>TOU_CTabulation[[#This Row],[Month]],TOU_CTabulation[[#This Row],[Month Cumm]],0)","v":0},{"$f":"IF(TOU_CTabulation[[#This Row],[Month Base Gen]]=0,0,TOU_CTabulation[[#This Row],[Month Base Gen]]-TOU_CTabulation[[#This Row],[Day]]*TOU_CTabulation[[#This Row],[Base Allow]])","v":0},{"$f":"VLOOKUP(TOU_CTabulation[[#This Row],[Hour]],daypart,2)","v":"All"},{"$f":"TOU_CTabulation[[#This Row],[Season]]&TOU_CTabulation[[#This Row],[Day-Part]]","v":"WinterAll"},{"$f":"VLOOKUP(TOU_CTabulation[[#This Row],[Daypart]],TOUC,2)","v":0.25901999999999997},{"$f":"VLOOKUP(TOU_CTabulation[[#This Row],[Daypart]],TOUC,3)","v":0.32596000000000003},{"$f":"TOU_CTabulation[[#This Row],[Month Base Allow]]*TOU_CTabulation[[#This Row],[Base Rate]]","v":0},{"$f":"TOU_CTabulation[[#This Row],[Month Overbase Gen]]*TOU_CTabulation[[#This Row],[Over Rate]]","v":0},{"$f":"TOU_CTabulation[[#This Row],[Base Value]]+TOU_CTabulation[[#This Row],[Over Value]]","v":0}]
[1,26,11,0,38,7,6,36.078000000000003,6.3780000000000001,134.84700000000001,111.93,{"$f":"TOU_CTabulation[[#This Row],[AC System Output (W)]]/1000","v":0.11193},{"$f":"IF(A639=TOU_CTabulation[[#This Row],[Month]],M639+TOU_CTabulation[[#This Row],[AC System Output (kW)]],TOU_CTabulation[[#This Row],[AC System Output (kW)]])","v":304.31148499999995},{"$f":"VLOOKUP(TOU_CTabulation[[#This Row],[Month]],Season,2)","v":"Winter"},{"$f":"VLOOKUP(TOU_CTabulation[[#This Row],[Season]],CRate,2)","v":10.5},{"$f":"IF(A641>TOU_CTabulation[[#This Row],[Month]],TOU_CTabulation[[#This Row],[Day]]*TOU_CTabulation[[#This Row],[Base Allow]],0)","v":0},{"$f":"IF(A641>TOU_CTabulation[[#This Row],[Month]],TOU_CTabulation[[#This Row],[Month Cumm]],0)","v":0},{"$f":"IF(TOU_CTabulation[[#This Row],[Month Base Gen]]=0,0,TOU_CTabulation[[#This Row],[Month Base Gen]]-TOU_CTabulation[[#This Row],[Day]]*TOU_CTabulation[[#This Row],[Base Allow]])","v":0},{"$f":"VLOOKUP(TOU_CTabulation[[#This Row],[Hour]],daypart,2)","v":"All"},{"$f":"TOU_CTabulation[[#This Row],[Season]]&TOU_CTabulation[[#This Row],[Day-Part]]","v":"WinterAll"},{"$f":"VLOOKUP(TOU_CTabulation[[#This Row],[Daypart]],TOUC,2)","v":0.25901999999999997},{"$f":"VLOOKUP(TOU_CTabulation[[#This Row],[Daypart]],TOUC,3)","v":0.32596000000000003},{"$f":"TOU_CTabulation[[#This Row],[Month Base Allow]]*TOU_CTabulation[[#This Row],[Base Rate]]","v":0},{"$f":"TOU_CTabulation[[#This Row],[Month Overbase Gen]]*TOU_CTabulation[[#This Row],[Over Rate]]","v":0},{"$f":"TOU_CTabulation[[#This Row],[Base Value]]+TOU_CTabulation[[#This Row],[Over Value]]","v":0}]
[1,26,12,12,205,7,5,213.24199999999999,9.8190000000000008,785.02800000000002,747.63800000000003,{"$f":"TOU_CTabulation[[#This Row],[AC System Output (W)]]/1000","v":0.74763800000000002},{"$f":"IF(A640=TOU_CTabulation[[#This Row],[Month]],M640+TOU_CTabulation[[#This Row],[AC System Output (kW)]],TOU_CTabulation[[#This Row],[AC System Output (kW)]])","v":305.05912299999994},{"$f":"VLOOKUP(TOU_CTabulation[[#This Row],[Month]],Season,2)","v":"Winter"},{"$f":"VLOOKUP(TOU_CTabulation[[#This Row],[Season]],CRate,2)","v":10.5},{"$f":"IF(A642>TOU_CTabulation[[#This Row],[Month]],TOU_CTabulation[[#This Row],[Day]]*TOU_CTabulation[[#This Row],[Base Allow]],0)","v":0},{"$f":"IF(A642>TOU_CTabulation[[#This Row],[Month]],TOU_CTabulation[[#This Row],[Month Cumm]],0)","v":0},{"$f":"IF(TOU_CTabulation[[#This Row],[Month Base Gen]]=0,0,TOU_CTabulation[[#This Row],[Month Base Gen]]-TOU_CTabulation[[#This Row],[Day]]*TOU_CTabulation[[#This Row],[Base Allow]])","v":0},{"$f":"VLOOKUP(TOU_CTabulation[[#This Row],[Hour]],daypart,2)","v":"All"},{"$f":"TOU_CTabulation[[#This Row],[Season]]&TOU_CTabulation[[#This Row],[Day-Part]]","v":"WinterAll"},{"$f":"VLOOKUP(TOU_CTabulation[[#This Row],[Daypart]],TOUC,2)","v":0.25901999999999997},{"$f":"VLOOKUP(TOU_CTabulation[[#This Row],[Daypart]],TOUC,3)","v":0.32596000000000003},{"$f":"TOU_CTabulation[[#This Row],[Month Base Allow]]*TOU_CTabulation[[#This Row],[Base Rate]]","v":0},{"$f":"TOU_CTabulation[[#This Row],[Month Overbase Gen]]*TOU_CTabulation[[#This Row],[Over Rate]]","v":0},{"$f":"TOU_CTabulation[[#This Row],[Base Value]]+TOU_CTabulation[[#This Row],[Over Value]]","v":0}]
[1,26,13,427,211,7,4,586.43299999999999,18.846,2066.596,1989.171,{"$f":"TOU_CTabulation[[#This Row],[AC System Output (W)]]/1000","v":1.989171},{"$f":"IF(A641=TOU_CTabulation[[#This Row],[Month]],M641+TOU_CTabulation[[#This Row],[AC System Output (kW)]],TOU_CTabulation[[#This Row],[AC System Output (kW)]])","v":307.04829399999994},{"$f":"VLOOKUP(TOU_CTabulation[[#This Row],[Month]],Season,2)","v":"Winter"},{"$f":"VLOOKUP(TOU_CTabulation[[#This Row],[Season]],CRate,2)","v":10.5},{"$f":"IF(A643>TOU_CTabulation[[#This Row],[Month]],TOU_CTabulation[[#This Row],[Day]]*TOU_CTabulation[[#This Row],[Base Allow]],0)","v":0},{"$f":"IF(A643>TOU_CTabulation[[#This Row],[Month]],TOU_CTabulation[[#This Row],[Month Cumm]],0)","v":0},{"$f":"IF(TOU_CTabulation[[#This Row],[Month Base Gen]]=0,0,TOU_CTabulation[[#This Row],[Month Base Gen]]-TOU_CTabulation[[#This Row],[Day]]*TOU_CTabulation[[#This Row],[Base Allow]])","v":0},{"$f":"VLOOKUP(TOU_CTabulation[[#This Row],[Hour]],daypart,2)","v":"All"},{"$f":"TOU_CTabulation[[#This Row],[Season]]&TOU_CTabulation[[#This Row],[Day-Part]]","v":"WinterAll"},{"$f":"VLOOKUP(TOU_CTabulation[[#This Row],[Daypart]],TOUC,2)","v":0.25901999999999997},{"$f":"VLOOKUP(TOU_CTabulation[[#This Row],[Daypart]],TOUC,3)","v":0.32596000000000003},{"$f":"TOU_CTabulation[[#This Row],[Month Base Allow]]*TOU_CTabulation[[#This Row],[Base Rate]]","v":0},{"$f":"TOU_CTabulation[[#This Row],[Month Overbase Gen]]*TOU_CTabulation[[#This Row],[Over Rate]]","v":0},{"$f":"TOU_CTabulation[[#This Row],[Base Value]]+TOU_CTabulation[[#This Row],[Over Value]]","v":0}]
[1,26,14,0,39,7,3,37.002000000000002,7.6929999999999996,137.51300000000001,114.544,{"$f":"TOU_CTabulation[[#This Row],[AC System Output (W)]]/1000","v":0.11454399999999999},{"$f":"IF(A642=TOU_CTabulation[[#This Row],[Month]],M642+TOU_CTabulation[[#This Row],[AC System Output (kW)]],TOU_CTabulation[[#This Row],[AC System Output (kW)]])","v":307.16283799999997},{"$f":"VLOOKUP(TOU_CTabulation[[#This Row],[Month]],Season,2)","v":"Winter"},{"$f":"VLOOKUP(TOU_CTabulation[[#This Row],[Season]],CRate,2)","v":10.5},{"$f":"IF(A644>TOU_CTabulation[[#This Row],[Month]],TOU_CTabulation[[#This Row],[Day]]*TOU_CTabulation[[#This Row],[Base Allow]],0)","v":0},{"$f":"IF(A644>TOU_CTabulation[[#This Row],[Month]],TOU_CTabulation[[#This Row],[Month Cumm]],0)","v":0},{"$f":"IF(TOU_CTabulation[[#This Row],[Month Base Gen]]=0,0,TOU_CTabulation[[#This Row],[Month Base Gen]]-TOU_CTabulation[[#This Row],[Day]]*TOU_CTabulation[[#This Row],[Base Allow]])","v":0},{"$f":"VLOOKUP(TOU_CTabulation[[#This Row],[Hour]],daypart,2)","v":"All"},{"$f":"TOU_CTabulation[[#This Row],[Season]]&TOU_CTabulation[[#This Row],[Day-Part]]","v":"WinterAll"},{"$f":"VLOOKUP(TOU_CTabulation[[#This Row],[Daypart]],TOUC,2)","v":0.25901999999999997},{"$f":"VLOOKUP(TOU_CTabulation[[#This Row],[Daypart]],TOUC,3)","v":0.32596000000000003},{"$f":"TOU_CTabulation[[#This Row],[Month Base Allow]]*TOU_CTabulation[[#This Row],[Base Rate]]","v":0},{"$f":"TOU_CTabulation[[#This Row],[Month Overbase Gen]]*TOU_CTabulation[[#This Row],[Over Rate]]","v":0},{"$f":"TOU_CTabulation[[#This Row],[Base Value]]+TOU_CTabulation[[#This Row],[Over Value]]","v":0}]
[1,26,15,306,121,7,2,298.66000000000003,13.356,1055.066,1010.51,{"$f":"TOU_CTabulation[[#This Row],[AC System Output (W)]]/1000","v":1.01051},{"$f":"IF(A643=TOU_CTabulation[[#This Row],[Month]],M643+TOU_CTabulation[[#This Row],[AC System Output (kW)]],TOU_CTabulation[[#This Row],[AC System Output (kW)]])","v":308.17334799999998},{"$f":"VLOOKUP(TOU_CTabulation[[#This Row],[Month]],Season,2)","v":"Winter"},{"$f":"VLOOKUP(TOU_CTabulation[[#This Row],[Season]],CRate,2)","v":10.5},{"$f":"IF(A645>TOU_CTabulation[[#This Row],[Month]],TOU_CTabulation[[#This Row],[Day]]*TOU_CTabulation[[#This Row],[Base Allow]],0)","v":0},{"$f":"IF(A645>TOU_CTabulation[[#This Row],[Month]],TOU_CTabulation[[#This Row],[Month Cumm]],0)","v":0},{"$f":"IF(TOU_CTabulation[[#This Row],[Month Base Gen]]=0,0,TOU_CTabulation[[#This Row],[Month Base Gen]]-TOU_CTabulation[[#This Row],[Day]]*TOU_CTabulation[[#This Row],[Base Allow]])","v":0},{"$f":"VLOOKUP(TOU_CTabulation[[#This Row],[Hour]],daypart,2)","v":"All"},{"$f":"TOU_CTabulation[[#This Row],[Season]]&TOU_CTabulation[[#This Row],[Day-Part]]","v":"WinterAll"},{"$f":"VLOOKUP(TOU_CTabulation[[#This Row],[Daypart]],TOUC,2)","v":0.25901999999999997},{"$f":"VLOOKUP(TOU_CTabulation[[#This Row],[Daypart]],TOUC,3)","v":0.32596000000000003},{"$f":"TOU_CTabulation[[#This Row],[Month Base Allow]]*TOU_CTabulation[[#This Row],[Base Rate]]","v":0},{"$f":"TOU_CTabulation[[#This Row],[Month Overbase Gen]]*TOU_CTabulation[[#This Row],[Over Rate]]","v":0},{"$f":"TOU_CTabulation[[#This Row],[Base Value]]+TOU_CTabulation[[#This Row],[Over Value]]","v":0}]
[1,26,16,179,73,6,1,146.36199999999999,9.9960000000000004,505.07100000000003,474.39400000000001,{"$f":"TOU_CTabulation[[#This Row],[AC System Output (W)]]/1000","v":0.47439399999999998},{"$f":"IF(A644=TOU_CTabulation[[#This Row],[Month]],M644+TOU_CTabulation[[#This Row],[AC System Output (kW)]],TOU_CTabulation[[#This Row],[AC System Output (kW)]])","v":308.64774199999999},{"$f":"VLOOKUP(TOU_CTabulation[[#This Row],[Month]],Season,2)","v":"Winter"},{"$f":"VLOOKUP(TOU_CTabulation[[#This Row],[Season]],CRate,2)","v":10.5},{"$f":"IF(A646>TOU_CTabulation[[#This Row],[Month]],TOU_CTabulation[[#This Row],[Day]]*TOU_CTabulation[[#This Row],[Base Allow]],0)","v":0},{"$f":"IF(A646>TOU_CTabulation[[#This Row],[Month]],TOU_CTabulation[[#This Row],[Month Cumm]],0)","v":0},{"$f":"IF(TOU_CTabulation[[#This Row],[Month Base Gen]]=0,0,TOU_CTabulation[[#This Row],[Month Base Gen]]-TOU_CTabulation[[#This Row],[Day]]*TOU_CTabulation[[#This Row],[Base Allow]])","v":0},{"$f":"VLOOKUP(TOU_CTabulation[[#This Row],[Hour]],daypart,2)","v":"All"},{"$f":"TOU_CTabulation[[#This Row],[Season]]&TOU_CTabulation[[#This Row],[Day-Part]]","v":"WinterAll"},{"$f":"VLOOKUP(TOU_CTabulation[[#This Row],[Daypart]],TOUC,2)","v":0.25901999999999997},{"$f":"VLOOKUP(TOU_CTabulation[[#This Row],[Daypart]],TOUC,3)","v":0.32596000000000003},{"$f":"TOU_CTabulation[[#This Row],[Month Base Allow]]*TOU_CTabulation[[#This Row],[Base Rate]]","v":0},{"$f":"TOU_CTabulation[[#This Row],[Month Overbase Gen]]*TOU_CTabulation[[#This Row],[Over Rate]]","v":0},{"$f":"TOU_CTabulation[[#This Row],[Base Value]]+TOU_CTabulation[[#This Row],[Over Value]]","v":0}]
[1,26,17,0,0,6,1,0,6,0,0,{"$f":"TOU_CTabulation[[#This Row],[AC System Output (W)]]/1000","v":0},{"$f":"IF(A645=TOU_CTabulation[[#This Row],[Month]],M645+TOU_CTabulation[[#This Row],[AC System Output (kW)]],TOU_CTabulation[[#This Row],[AC System Output (kW)]])","v":308.64774199999999},{"$f":"VLOOKUP(TOU_CTabulation[[#This Row],[Month]],Season,2)","v":"Winter"},{"$f":"VLOOKUP(TOU_CTabulation[[#This Row],[Season]],CRate,2)","v":10.5},{"$f":"IF(A647>TOU_CTabulation[[#This Row],[Month]],TOU_CTabulation[[#This Row],[Day]]*TOU_CTabulation[[#This Row],[Base Allow]],0)","v":0},{"$f":"IF(A647>TOU_CTabulation[[#This Row],[Month]],TOU_CTabulation[[#This Row],[Month Cumm]],0)","v":0},{"$f":"IF(TOU_CTabulation[[#This Row],[Month Base Gen]]=0,0,TOU_CTabulation[[#This Row],[Month Base Gen]]-TOU_CTabulation[[#This Row],[Day]]*TOU_CTabulation[[#This Row],[Base Allow]])","v":0},{"$f":"VLOOKUP(TOU_CTabulation[[#This Row],[Hour]],daypart,2)","v":"All"},{"$f":"TOU_CTabulation[[#This Row],[Season]]&TOU_CTabulation[[#This Row],[Day-Part]]","v":"WinterAll"},{"$f":"VLOOKUP(TOU_CTabulation[[#This Row],[Daypart]],TOUC,2)","v":0.25901999999999997},{"$f":"VLOOKUP(TOU_CTabulation[[#This Row],[Daypart]],TOUC,3)","v":0.32596000000000003},{"$f":"TOU_CTabulation[[#This Row],[Month Base Allow]]*TOU_CTabulation[[#This Row],[Base Rate]]","v":0},{"$f":"TOU_CTabulation[[#This Row],[Month Overbase Gen]]*TOU_CTabulation[[#This Row],[Over Rate]]","v":0},{"$f":"TOU_CTabulation[[#This Row],[Base Value]]+TOU_CTabulation[[#This Row],[Over Value]]","v":0}]
[1,26,18,0,0,6,1,0,6,0,0,{"$f":"TOU_CTabulation[[#This Row],[AC System Output (W)]]/1000","v":0},{"$f":"IF(A646=TOU_CTabulation[[#This Row],[Month]],M646+TOU_CTabulation[[#This Row],[AC System Output (kW)]],TOU_CTabulation[[#This Row],[AC System Output (kW)]])","v":308.64774199999999},{"$f":"VLOOKUP(TOU_CTabulation[[#This Row],[Month]],Season,2)","v":"Winter"},{"$f":"VLOOKUP(TOU_CTabulation[[#This Row],[Season]],CRate,2)","v":10.5},{"$f":"IF(A648>TOU_CTabulation[[#This Row],[Month]],TOU_CTabulation[[#This Row],[Day]]*TOU_CTabulation[[#This Row],[Base Allow]],0)","v":0},{"$f":"IF(A648>TOU_CTabulation[[#This Row],[Month]],TOU_CTabulation[[#This Row],[Month Cumm]],0)","v":0},{"$f":"IF(TOU_CTabulation[[#This Row],[Month Base Gen]]=0,0,TOU_CTabulation[[#This Row],[Month Base Gen]]-TOU_CTabulation[[#This Row],[Day]]*TOU_CTabulation[[#This Row],[Base Allow]])","v":0},{"$f":"VLOOKUP(TOU_CTabulation[[#This Row],[Hour]],daypart,2)","v":"All"},{"$f":"TOU_CTabulation[[#This Row],[Season]]&TOU_CTabulation[[#This Row],[Day-Part]]","v":"WinterAll"},{"$f":"VLOOKUP(TOU_CTabulation[[#This Row],[Daypart]],TOUC,2)","v":0.25901999999999997},{"$f":"VLOOKUP(TOU_CTabulation[[#This Row],[Daypart]],TOUC,3)","v":0.32596000000000003},{"$f":"TOU_CTabulation[[#This Row],[Month Base Allow]]*TOU_CTabulation[[#This Row],[Base Rate]]","v":0},{"$f":"TOU_CTabulation[[#This Row],[Month Overbase Gen]]*TOU_CTabulation[[#This Row],[Over Rate]]","v":0},{"$f":"TOU_CTabulation[[#This Row],[Base Value]]+TOU_CTabulation[[#This Row],[Over Value]]","v":0}]
[1,26,19,0,0,5,1,0,5,0,0,{"$f":"TOU_CTabulation[[#This Row],[AC System Output (W)]]/1000","v":0},{"$f":"IF(A647=TOU_CTabulation[[#This Row],[Month]],M647+TOU_CTabulation[[#This Row],[AC System Output (kW)]],TOU_CTabulation[[#This Row],[AC System Output (kW)]])","v":308.64774199999999},{"$f":"VLOOKUP(TOU_CTabulation[[#This Row],[Month]],Season,2)","v":"Winter"},{"$f":"VLOOKUP(TOU_CTabulation[[#This Row],[Season]],CRate,2)","v":10.5},{"$f":"IF(A649>TOU_CTabulation[[#This Row],[Month]],TOU_CTabulation[[#This Row],[Day]]*TOU_CTabulation[[#This Row],[Base Allow]],0)","v":0},{"$f":"IF(A649>TOU_CTabulation[[#This Row],[Month]],TOU_CTabulation[[#This Row],[Month Cumm]],0)","v":0},{"$f":"IF(TOU_CTabulation[[#This Row],[Month Base Gen]]=0,0,TOU_CTabulation[[#This Row],[Month Base Gen]]-TOU_CTabulation[[#This Row],[Day]]*TOU_CTabulation[[#This Row],[Base Allow]])","v":0},{"$f":"VLOOKUP(TOU_CTabulation[[#This Row],[Hour]],daypart,2)","v":"All"},{"$f":"TOU_CTabulation[[#This Row],[Season]]&TOU_CTabulation[[#This Row],[Day-Part]]","v":"WinterAll"},{"$f":"VLOOKUP(TOU_CTabulation[[#This Row],[Daypart]],TOUC,2)","v":0.25901999999999997},{"$f":"VLOOKUP(TOU_CTabulation[[#This Row],[Daypart]],TOUC,3)","v":0.32596000000000003},{"$f":"TOU_CTabulation[[#This Row],[Month Base Allow]]*TOU_CTabulation[[#This Row],[Base Rate]]","v":0},{"$f":"TOU_CTabulation[[#This Row],[Month Overbase Gen]]*TOU_CTabulation[[#This Row],[Over Rate]]","v":0},{"$f":"TOU_CTabulation[[#This Row],[Base Value]]+TOU_CTabulation[[#This Row],[Over Value]]","v":0}]
[1,26,20,0,0,5,2,0,5,0,0,{"$f":"TOU_CTabulation[[#This Row],[AC System Output (W)]]/1000","v":0},{"$f":"IF(A648=TOU_CTabulation[[#This Row],[Month]],M648+TOU_CTabulation[[#This Row],[AC System Output (kW)]],TOU_CTabulation[[#This Row],[AC System Output (kW)]])","v":308.64774199999999},{"$f":"VLOOKUP(TOU_CTabulation[[#This Row],[Month]],Season,2)","v":"Winter"},{"$f":"VLOOKUP(TOU_CTabulation[[#This Row],[Season]],CRate,2)","v":10.5},{"$f":"IF(A650>TOU_CTabulation[[#This Row],[Month]],TOU_CTabulation[[#This Row],[Day]]*TOU_CTabulation[[#This Row],[Base Allow]],0)","v":0},{"$f":"IF(A650>TOU_CTabulation[[#This Row],[Month]],TOU_CTabulation[[#This Row],[Month Cumm]],0)","v":0},{"$f":"IF(TOU_CTabulation[[#This Row],[Month Base Gen]]=0,0,TOU_CTabulation[[#This Row],[Month Base Gen]]-TOU_CTabulation[[#This Row],[Day]]*TOU_CTabulation[[#This Row],[Base Allow]])","v":0},{"$f":"VLOOKUP(TOU_CTabulation[[#This Row],[Hour]],daypart,2)","v":"All"},{"$f":"TOU_CTabulation[[#This Row],[Season]]&TOU_CTabulation[[#This Row],[Day-Part]]","v":"WinterAll"},{"$f":"VLOOKUP(TOU_CTabulation[[#This Row],[Daypart]],TOUC,2)","v":0.25901999999999997},{"$f":"VLOOKUP(TOU_CTabulation[[#This Row],[Daypart]],TOUC,3)","v":0.32596000000000003},{"$f":"TOU_CTabulation[[#This Row],[Month Base Allow]]*TOU_CTabulation[[#This Row],[Base Rate]]","v":0},{"$f":"TOU_CTabulation[[#This Row],[Month Overbase Gen]]*TOU_CTabulation[[#This Row],[Over Rate]]","v":0},{"$f":"TOU_CTabulation[[#This Row],[Base Value]]+TOU_CTabulation[[#This Row],[Over Value]]","v":0}]
[1,26,21,0,0,5,3,0,5,0,0,{"$f":"TOU_CTabulation[[#This Row],[AC System Output (W)]]/1000","v":0},{"$f":"IF(A649=TOU_CTabulation[[#This Row],[Month]],M649+TOU_CTabulation[[#This Row],[AC System Output (kW)]],TOU_CTabulation[[#This Row],[AC System Output (kW)]])","v":308.64774199999999},{"$f":"VLOOKUP(TOU_CTabulation[[#This Row],[Month]],Season,2)","v":"Winter"},{"$f":"VLOOKUP(TOU_CTabulation[[#This Row],[Season]],CRate,2)","v":10.5},{"$f":"IF(A651>TOU_CTabulation[[#This Row],[Month]],TOU_CTabulation[[#This Row],[Day]]*TOU_CTabulation[[#This Row],[Base Allow]],0)","v":0},{"$f":"IF(A651>TOU_CTabulation[[#This Row],[Month]],TOU_CTabulation[[#This Row],[Month Cumm]],0)","v":0},{"$f":"IF(TOU_CTabulation[[#This Row],[Month Base Gen]]=0,0,TOU_CTabulation[[#This Row],[Month Base Gen]]-TOU_CTabulation[[#This Row],[Day]]*TOU_CTabulation[[#This Row],[Base Allow]])","v":0},{"$f":"VLOOKUP(TOU_CTabulation[[#This Row],[Hour]],daypart,2)","v":"All"},{"$f":"TOU_CTabulation[[#This Row],[Season]]&TOU_CTabulation[[#This Row],[Day-Part]]","v":"WinterAll"},{"$f":"VLOOKUP(TOU_CTabulation[[#This Row],[Daypart]],TOUC,2)","v":0.25901999999999997},{"$f":"VLOOKUP(TOU_CTabulation[[#This Row],[Daypart]],TOUC,3)","v":0.32596000000000003},{"$f":"TOU_CTabulation[[#This Row],[Month Base Allow]]*TOU_CTabulation[[#This Row],[Base Rate]]","v":0},{"$f":"TOU_CTabulation[[#This Row],[Month Overbase Gen]]*TOU_CTabulation[[#This Row],[Over Rate]]","v":0},{"$f":"TOU_CTabulation[[#This Row],[Base Value]]+TOU_CTabulation[[#This Row],[Over Value]]","v":0}]
[1,26,22,0,0,5,4,0,5,0,0,{"$f":"TOU_CTabulation[[#This Row],[AC System Output (W)]]/1000","v":0},{"$f":"IF(A650=TOU_CTabulation[[#This Row],[Month]],M650+TOU_CTabulation[[#This Row],[AC System Output (kW)]],TOU_CTabulation[[#This Row],[AC System Output (kW)]])","v":308.64774199999999},{"$f":"VLOOKUP(TOU_CTabulation[[#This Row],[Month]],Season,2)","v":"Winter"},{"$f":"VLOOKUP(TOU_CTabulation[[#This Row],[Season]],CRate,2)","v":10.5},{"$f":"IF(A652>TOU_CTabulation[[#This Row],[Month]],TOU_CTabulation[[#This Row],[Day]]*TOU_CTabulation[[#This Row],[Base Allow]],0)","v":0},{"$f":"IF(A652>TOU_CTabulation[[#This Row],[Month]],TOU_CTabulation[[#This Row],[Month Cumm]],0)","v":0},{"$f":"IF(TOU_CTabulation[[#This Row],[Month Base Gen]]=0,0,TOU_CTabulation[[#This Row],[Month Base Gen]]-TOU_CTabulation[[#This Row],[Day]]*TOU_CTabulation[[#This Row],[Base Allow]])","v":0},{"$f":"VLOOKUP(TOU_CTabulation[[#This Row],[Hour]],daypart,2)","v":"All"},{"$f":"TOU_CTabulation[[#This Row],[Season]]&TOU_CTabulation[[#This Row],[Day-Part]]","v":"WinterAll"},{"$f":"VLOOKUP(TOU_CTabulation[[#This Row],[Daypart]],TOUC,2)","v":0.25901999999999997},{"$f":"VLOOKUP(TOU_CTabulation[[#This Row],[Daypart]],TOUC,3)","v":0.32596000000000003},{"$f":"TOU_CTabulation[[#This Row],[Month Base Allow]]*TOU_CTabulation[[#This Row],[Base Rate]]","v":0},{"$f":"TOU_CTabulation[[#This Row],[Month Overbase Gen]]*TOU_CTabulation[[#This Row],[Over Rate]]","v":0},{"$f":"TOU_CTabulation[[#This Row],[Base Value]]+TOU_CTabulation[[#This Row],[Over Value]]","v":0}]
[1,26,23,0,0,4,4,0,4,0,0,{"$f":"TOU_CTabulation[[#This Row],[AC System Output (W)]]/1000","v":0},{"$f":"IF(A651=TOU_CTabulation[[#This Row],[Month]],M651+TOU_CTabulation[[#This Row],[AC System Output (kW)]],TOU_CTabulation[[#This Row],[AC System Output (kW)]])","v":308.64774199999999},{"$f":"VLOOKUP(TOU_CTabulation[[#This Row],[Month]],Season,2)","v":"Winter"},{"$f":"VLOOKUP(TOU_CTabulation[[#This Row],[Season]],CRate,2)","v":10.5},{"$f":"IF(A653>TOU_CTabulation[[#This Row],[Month]],TOU_CTabulation[[#This Row],[Day]]*TOU_CTabulation[[#This Row],[Base Allow]],0)","v":0},{"$f":"IF(A653>TOU_CTabulation[[#This Row],[Month]],TOU_CTabulation[[#This Row],[Month Cumm]],0)","v":0},{"$f":"IF(TOU_CTabulation[[#This Row],[Month Base Gen]]=0,0,TOU_CTabulation[[#This Row],[Month Base Gen]]-TOU_CTabulation[[#This Row],[Day]]*TOU_CTabulation[[#This Row],[Base Allow]])","v":0},{"$f":"VLOOKUP(TOU_CTabulation[[#This Row],[Hour]],daypart,2)","v":"All"},{"$f":"TOU_CTabulation[[#This Row],[Season]]&TOU_CTabulation[[#This Row],[Day-Part]]","v":"WinterAll"},{"$f":"VLOOKUP(TOU_CTabulation[[#This Row],[Daypart]],TOUC,2)","v":0.25901999999999997},{"$f":"VLOOKUP(TOU_CTabulation[[#This Row],[Daypart]],TOUC,3)","v":0.32596000000000003},{"$f":"TOU_CTabulation[[#This Row],[Month Base Allow]]*TOU_CTabulation[[#This Row],[Base Rate]]","v":0},{"$f":"TOU_CTabulation[[#This Row],[Month Overbase Gen]]*TOU_CTabulation[[#This Row],[Over Rate]]","v":0},{"$f":"TOU_CTabulation[[#This Row],[Base Value]]+TOU_CTabulation[[#This Row],[Over Value]]","v":0}]
[1,27,0,0,0,4,3,0,4,0,0,{"$f":"TOU_CTabulation[[#This Row],[AC System Output (W)]]/1000","v":0},{"$f":"IF(A652=TOU_CTabulation[[#This Row],[Month]],M652+TOU_CTabulation[[#This Row],[AC System Output (kW)]],TOU_CTabulation[[#This Row],[AC System Output (kW)]])","v":308.64774199999999},{"$f":"VLOOKUP(TOU_CTabulation[[#This Row],[Month]],Season,2)","v":"Winter"},{"$f":"VLOOKUP(TOU_CTabulation[[#This Row],[Season]],CRate,2)","v":10.5},{"$f":"IF(A654>TOU_CTabulation[[#This Row],[Month]],TOU_CTabulation[[#This Row],[Day]]*TOU_CTabulation[[#This Row],[Base Allow]],0)","v":0},{"$f":"IF(A654>TOU_CTabulation[[#This Row],[Month]],TOU_CTabulation[[#This Row],[Month Cumm]],0)","v":0},{"$f":"IF(TOU_CTabulation[[#This Row],[Month Base Gen]]=0,0,TOU_CTabulation[[#This Row],[Month Base Gen]]-TOU_CTabulation[[#This Row],[Day]]*TOU_CTabulation[[#This Row],[Base Allow]])","v":0},{"$f":"VLOOKUP(TOU_CTabulation[[#This Row],[Hour]],daypart,2)","v":"All"},{"$f":"TOU_CTabulation[[#This Row],[Season]]&TOU_CTabulation[[#This Row],[Day-Part]]","v":"WinterAll"},{"$f":"VLOOKUP(TOU_CTabulation[[#This Row],[Daypart]],TOUC,2)","v":0.25901999999999997},{"$f":"VLOOKUP(TOU_CTabulation[[#This Row],[Daypart]],TOUC,3)","v":0.32596000000000003},{"$f":"TOU_CTabulation[[#This Row],[Month Base Allow]]*TOU_CTabulation[[#This Row],[Base Rate]]","v":0},{"$f":"TOU_CTabulation[[#This Row],[Month Overbase Gen]]*TOU_CTabulation[[#This Row],[Over Rate]]","v":0},{"$f":"TOU_CTabulation[[#This Row],[Base Value]]+TOU_CTabulation[[#This Row],[Over Value]]","v":0}]
[1,27,1,0,0,3,2,0,3,0,0,{"$f":"TOU_CTabulation[[#This Row],[AC System Output (W)]]/1000","v":0},{"$f":"IF(A653=TOU_CTabulation[[#This Row],[Month]],M653+TOU_CTabulation[[#This Row],[AC System Output (kW)]],TOU_CTabulation[[#This Row],[AC System Output (kW)]])","v":308.64774199999999},{"$f":"VLOOKUP(TOU_CTabulation[[#This Row],[Month]],Season,2)","v":"Winter"},{"$f":"VLOOKUP(TOU_CTabulation[[#This Row],[Season]],CRate,2)","v":10.5},{"$f":"IF(A655>TOU_CTabulation[[#This Row],[Month]],TOU_CTabulation[[#This Row],[Day]]*TOU_CTabulation[[#This Row],[Base Allow]],0)","v":0},{"$f":"IF(A655>TOU_CTabulation[[#This Row],[Month]],TOU_CTabulation[[#This Row],[Month Cumm]],0)","v":0},{"$f":"IF(TOU_CTabulation[[#This Row],[Month Base Gen]]=0,0,TOU_CTabulation[[#This Row],[Month Base Gen]]-TOU_CTabulation[[#This Row],[Day]]*TOU_CTabulation[[#This Row],[Base Allow]])","v":0},{"$f":"VLOOKUP(TOU_CTabulation[[#This Row],[Hour]],daypart,2)","v":"All"},{"$f":"TOU_CTabulation[[#This Row],[Season]]&TOU_CTabulation[[#This Row],[Day-Part]]","v":"WinterAll"},{"$f":"VLOOKUP(TOU_CTabulation[[#This Row],[Daypart]],TOUC,2)","v":0.25901999999999997},{"$f":"VLOOKUP(TOU_CTabulation[[#This Row],[Daypart]],TOUC,3)","v":0.32596000000000003},{"$f":"TOU_CTabulation[[#This Row],[Month Base Allow]]*TOU_CTabulation[[#This Row],[Base Rate]]","v":0},{"$f":"TOU_CTabulation[[#This Row],[Month Overbase Gen]]*TOU_CTabulation[[#This Row],[Over Rate]]","v":0},{"$f":"TOU_CTabulation[[#This Row],[Base Value]]+TOU_CTabulation[[#This Row],[Over Value]]","v":0}]
[1,27,2,0,0,2,2,0,2,0,0,{"$f":"TOU_CTabulation[[#This Row],[AC System Output (W)]]/1000","v":0},{"$f":"IF(A654=TOU_CTabulation[[#This Row],[Month]],M654+TOU_CTabulation[[#This Row],[AC System Output (kW)]],TOU_CTabulation[[#This Row],[AC System Output (kW)]])","v":308.64774199999999},{"$f":"VLOOKUP(TOU_CTabulation[[#This Row],[Month]],Season,2)","v":"Winter"},{"$f":"VLOOKUP(TOU_CTabulation[[#This Row],[Season]],CRate,2)","v":10.5},{"$f":"IF(A656>TOU_CTabulation[[#This Row],[Month]],TOU_CTabulation[[#This Row],[Day]]*TOU_CTabulation[[#This Row],[Base Allow]],0)","v":0},{"$f":"IF(A656>TOU_CTabulation[[#This Row],[Month]],TOU_CTabulation[[#This Row],[Month Cumm]],0)","v":0},{"$f":"IF(TOU_CTabulation[[#This Row],[Month Base Gen]]=0,0,TOU_CTabulation[[#This Row],[Month Base Gen]]-TOU_CTabulation[[#This Row],[Day]]*TOU_CTabulation[[#This Row],[Base Allow]])","v":0},{"$f":"VLOOKUP(TOU_CTabulation[[#This Row],[Hour]],daypart,2)","v":"All"},{"$f":"TOU_CTabulation[[#This Row],[Season]]&TOU_CTabulation[[#This Row],[Day-Part]]","v":"WinterAll"},{"$f":"VLOOKUP(TOU_CTabulation[[#This Row],[Daypart]],TOUC,2)","v":0.25901999999999997},{"$f":"VLOOKUP(TOU_CTabulation[[#This Row],[Daypart]],TOUC,3)","v":0.32596000000000003},{"$f":"TOU_CTabulation[[#This Row],[Month Base Allow]]*TOU_CTabulation[[#This Row],[Base Rate]]","v":0},{"$f":"TOU_CTabulation[[#This Row],[Month Overbase Gen]]*TOU_CTabulation[[#This Row],[Over Rate]]","v":0},{"$f":"TOU_CTabulation[[#This Row],[Base Value]]+TOU_CTabulation[[#This Row],[Over Value]]","v":0}]
[1,27,3,0,0,2,2,0,2,0,0,{"$f":"TOU_CTabulation[[#This Row],[AC System Output (W)]]/1000","v":0},{"$f":"IF(A655=TOU_CTabulation[[#This Row],[Month]],M655+TOU_CTabulation[[#This Row],[AC System Output (kW)]],TOU_CTabulation[[#This Row],[AC System Output (kW)]])","v":308.64774199999999},{"$f":"VLOOKUP(TOU_CTabulation[[#This Row],[Month]],Season,2)","v":"Winter"},{"$f":"VLOOKUP(TOU_CTabulation[[#This Row],[Season]],CRate,2)","v":10.5},{"$f":"IF(A657>TOU_CTabulation[[#This Row],[Month]],TOU_CTabulation[[#This Row],[Day]]*TOU_CTabulation[[#This Row],[Base Allow]],0)","v":0},{"$f":"IF(A657>TOU_CTabulation[[#This Row],[Month]],TOU_CTabulation[[#This Row],[Month Cumm]],0)","v":0},{"$f":"IF(TOU_CTabulation[[#This Row],[Month Base Gen]]=0,0,TOU_CTabulation[[#This Row],[Month Base Gen]]-TOU_CTabulation[[#This Row],[Day]]*TOU_CTabulation[[#This Row],[Base Allow]])","v":0},{"$f":"VLOOKUP(TOU_CTabulation[[#This Row],[Hour]],daypart,2)","v":"All"},{"$f":"TOU_CTabulation[[#This Row],[Season]]&TOU_CTabulation[[#This Row],[Day-Part]]","v":"WinterAll"},{"$f":"VLOOKUP(TOU_CTabulation[[#This Row],[Daypart]],TOUC,2)","v":0.25901999999999997},{"$f":"VLOOKUP(TOU_CTabulation[[#This Row],[Daypart]],TOUC,3)","v":0.32596000000000003},{"$f":"TOU_CTabulation[[#This Row],[Month Base Allow]]*TOU_CTabulation[[#This Row],[Base Rate]]","v":0},{"$f":"TOU_CTabulation[[#This Row],[Month Overbase Gen]]*TOU_CTabulation[[#This Row],[Over Rate]]","v":0},{"$f":"TOU_CTabulation[[#This Row],[Base Value]]+TOU_CTabulation[[#This Row],[Over Value]]","v":0}]
[1,27,4,0,0,2,1,0,2,0,0,{"$f":"TOU_CTabulation[[#This Row],[AC System Output (W)]]/1000","v":0},{"$f":"IF(A656=TOU_CTabulation[[#This Row],[Month]],M656+TOU_CTabulation[[#This Row],[AC System Output (kW)]],TOU_CTabulation[[#This Row],[AC System Output (kW)]])","v":308.64774199999999},{"$f":"VLOOKUP(TOU_CTabulation[[#This Row],[Month]],Season,2)","v":"Winter"},{"$f":"VLOOKUP(TOU_CTabulation[[#This Row],[Season]],CRate,2)","v":10.5},{"$f":"IF(A658>TOU_CTabulation[[#This Row],[Month]],TOU_CTabulation[[#This Row],[Day]]*TOU_CTabulation[[#This Row],[Base Allow]],0)","v":0},{"$f":"IF(A658>TOU_CTabulation[[#This Row],[Month]],TOU_CTabulation[[#This Row],[Month Cumm]],0)","v":0},{"$f":"IF(TOU_CTabulation[[#This Row],[Month Base Gen]]=0,0,TOU_CTabulation[[#This Row],[Month Base Gen]]-TOU_CTabulation[[#This Row],[Day]]*TOU_CTabulation[[#This Row],[Base Allow]])","v":0},{"$f":"VLOOKUP(TOU_CTabulation[[#This Row],[Hour]],daypart,2)","v":"All"},{"$f":"TOU_CTabulation[[#This Row],[Season]]&TOU_CTabulation[[#This Row],[Day-Part]]","v":"WinterAll"},{"$f":"VLOOKUP(TOU_CTabulation[[#This Row],[Daypart]],TOUC,2)","v":0.25901999999999997},{"$f":"VLOOKUP(TOU_CTabulation[[#This Row],[Daypart]],TOUC,3)","v":0.32596000000000003},{"$f":"TOU_CTabulation[[#This Row],[Month Base Allow]]*TOU_CTabulation[[#This Row],[Base Rate]]","v":0},{"$f":"TOU_CTabulation[[#This Row],[Month Overbase Gen]]*TOU_CTabulation[[#This Row],[Over Rate]]","v":0},{"$f":"TOU_CTabulation[[#This Row],[Base Value]]+TOU_CTabulation[[#This Row],[Over Value]]","v":0}]
[1,27,5,0,0,1,1,0,1,0,0,{"$f":"TOU_CTabulation[[#This Row],[AC System Output (W)]]/1000","v":0},{"$f":"IF(A657=TOU_CTabulation[[#This Row],[Month]],M657+TOU_CTabulation[[#This Row],[AC System Output (kW)]],TOU_CTabulation[[#This Row],[AC System Output (kW)]])","v":308.64774199999999},{"$f":"VLOOKUP(TOU_CTabulation[[#This Row],[Month]],Season,2)","v":"Winter"},{"$f":"VLOOKUP(TOU_CTabulation[[#This Row],[Season]],CRate,2)","v":10.5},{"$f":"IF(A659>TOU_CTabulation[[#This Row],[Month]],TOU_CTabulation[[#This Row],[Day]]*TOU_CTabulation[[#This Row],[Base Allow]],0)","v":0},{"$f":"IF(A659>TOU_CTabulation[[#This Row],[Month]],TOU_CTabulation[[#This Row],[Month Cumm]],0)","v":0},{"$f":"IF(TOU_CTabulation[[#This Row],[Month Base Gen]]=0,0,TOU_CTabulation[[#This Row],[Month Base Gen]]-TOU_CTabulation[[#This Row],[Day]]*TOU_CTabulation[[#This Row],[Base Allow]])","v":0},{"$f":"VLOOKUP(TOU_CTabulation[[#This Row],[Hour]],daypart,2)","v":"All"},{"$f":"TOU_CTabulation[[#This Row],[Season]]&TOU_CTabulation[[#This Row],[Day-Part]]","v":"WinterAll"},{"$f":"VLOOKUP(TOU_CTabulation[[#This Row],[Daypart]],TOUC,2)","v":0.25901999999999997},{"$f":"VLOOKUP(TOU_CTabulation[[#This Row],[Daypart]],TOUC,3)","v":0.32596000000000003},{"$f":"TOU_CTabulation[[#This Row],[Month Base Allow]]*TOU_CTabulation[[#This Row],[Base Rate]]","v":0},{"$f":"TOU_CTabulation[[#This Row],[Month Overbase Gen]]*TOU_CTabulation[[#This Row],[Over Rate]]","v":0},{"$f":"TOU_CTabulation[[#This Row],[Base Value]]+TOU_CTabulation[[#This Row],[Over Value]]","v":0}]
[1,27,6,0,0,1,1,0,1,0,0,{"$f":"TOU_CTabulation[[#This Row],[AC System Output (W)]]/1000","v":0},{"$f":"IF(A658=TOU_CTabulation[[#This Row],[Month]],M658+TOU_CTabulation[[#This Row],[AC System Output (kW)]],TOU_CTabulation[[#This Row],[AC System Output (kW)]])","v":308.64774199999999},{"$f":"VLOOKUP(TOU_CTabulation[[#This Row],[Month]],Season,2)","v":"Winter"},{"$f":"VLOOKUP(TOU_CTabulation[[#This Row],[Season]],CRate,2)","v":10.5},{"$f":"IF(A660>TOU_CTabulation[[#This Row],[Month]],TOU_CTabulation[[#This Row],[Day]]*TOU_CTabulation[[#This Row],[Base Allow]],0)","v":0},{"$f":"IF(A660>TOU_CTabulation[[#This Row],[Month]],TOU_CTabulation[[#This Row],[Month Cumm]],0)","v":0},{"$f":"IF(TOU_CTabulation[[#This Row],[Month Base Gen]]=0,0,TOU_CTabulation[[#This Row],[Month Base Gen]]-TOU_CTabulation[[#This Row],[Day]]*TOU_CTabulation[[#This Row],[Base Allow]])","v":0},{"$f":"VLOOKUP(TOU_CTabulation[[#This Row],[Hour]],daypart,2)","v":"All"},{"$f":"TOU_CTabulation[[#This Row],[Season]]&TOU_CTabulation[[#This Row],[Day-Part]]","v":"WinterAll"},{"$f":"VLOOKUP(TOU_CTabulation[[#This Row],[Daypart]],TOUC,2)","v":0.25901999999999997},{"$f":"VLOOKUP(TOU_CTabulation[[#This Row],[Daypart]],TOUC,3)","v":0.32596000000000003},{"$f":"TOU_CTabulation[[#This Row],[Month Base Allow]]*TOU_CTabulation[[#This Row],[Base Rate]]","v":0},{"$f":"TOU_CTabulation[[#This Row],[Month Overbase Gen]]*TOU_CTabulation[[#This Row],[Over Rate]]","v":0},{"$f":"TOU_CTabulation[[#This Row],[Base Value]]+TOU_CTabulation[[#This Row],[Over Value]]","v":0}]
[1,27,7,295,23,3,2,103.38200000000001,3.722,322.57400000000001,295.88200000000001,{"$f":"TOU_CTabulation[[#This Row],[AC System Output (W)]]/1000","v":0.29588199999999998},{"$f":"IF(A659=TOU_CTabulation[[#This Row],[Month]],M659+TOU_CTabulation[[#This Row],[AC System Output (kW)]],TOU_CTabulation[[#This Row],[AC System Output (kW)]])","v":308.943624},{"$f":"VLOOKUP(TOU_CTabulation[[#This Row],[Month]],Season,2)","v":"Winter"},{"$f":"VLOOKUP(TOU_CTabulation[[#This Row],[Season]],CRate,2)","v":10.5},{"$f":"IF(A661>TOU_CTabulation[[#This Row],[Month]],TOU_CTabulation[[#This Row],[Day]]*TOU_CTabulation[[#This Row],[Base Allow]],0)","v":0},{"$f":"IF(A661>TOU_CTabulation[[#This Row],[Month]],TOU_CTabulation[[#This Row],[Month Cumm]],0)","v":0},{"$f":"IF(TOU_CTabulation[[#This Row],[Month Base Gen]]=0,0,TOU_CTabulation[[#This Row],[Month Base Gen]]-TOU_CTabulation[[#This Row],[Day]]*TOU_CTabulation[[#This Row],[Base Allow]])","v":0},{"$f":"VLOOKUP(TOU_CTabulation[[#This Row],[Hour]],daypart,2)","v":"All"},{"$f":"TOU_CTabulation[[#This Row],[Season]]&TOU_CTabulation[[#This Row],[Day-Part]]","v":"WinterAll"},{"$f":"VLOOKUP(TOU_CTabulation[[#This Row],[Daypart]],TOUC,2)","v":0.25901999999999997},{"$f":"VLOOKUP(TOU_CTabulation[[#This Row],[Daypart]],TOUC,3)","v":0.32596000000000003},{"$f":"TOU_CTabulation[[#This Row],[Month Base Allow]]*TOU_CTabulation[[#This Row],[Base Rate]]","v":0},{"$f":"TOU_CTabulation[[#This Row],[Month Overbase Gen]]*TOU_CTabulation[[#This Row],[Over Rate]]","v":0},{"$f":"TOU_CTabulation[[#This Row],[Base Value]]+TOU_CTabulation[[#This Row],[Over Value]]","v":0}]
[1,27,8,678,55,5,2,359.36099999999999,13.28,1212.405,1163.3610000000001,{"$f":"TOU_CTabulation[[#This Row],[AC System Output (W)]]/1000","v":1.1633610000000001},{"$f":"IF(A660=TOU_CTabulation[[#This Row],[Month]],M660+TOU_CTabulation[[#This Row],[AC System Output (kW)]],TOU_CTabulation[[#This Row],[AC System Output (kW)]])","v":310.10698500000001},{"$f":"VLOOKUP(TOU_CTabulation[[#This Row],[Month]],Season,2)","v":"Winter"},{"$f":"VLOOKUP(TOU_CTabulation[[#This Row],[Season]],CRate,2)","v":10.5},{"$f":"IF(A662>TOU_CTabulation[[#This Row],[Month]],TOU_CTabulation[[#This Row],[Day]]*TOU_CTabulation[[#This Row],[Base Allow]],0)","v":0},{"$f":"IF(A662>TOU_CTabulation[[#This Row],[Month]],TOU_CTabulation[[#This Row],[Month Cumm]],0)","v":0},{"$f":"IF(TOU_CTabulation[[#This Row],[Month Base Gen]]=0,0,TOU_CTabulation[[#This Row],[Month Base Gen]]-TOU_CTabulation[[#This Row],[Day]]*TOU_CTabulation[[#This Row],[Base Allow]])","v":0},{"$f":"VLOOKUP(TOU_CTabulation[[#This Row],[Hour]],daypart,2)","v":"All"},{"$f":"TOU_CTabulation[[#This Row],[Season]]&TOU_CTabulation[[#This Row],[Day-Part]]","v":"WinterAll"},{"$f":"VLOOKUP(TOU_CTabulation[[#This Row],[Daypart]],TOUC,2)","v":0.25901999999999997},{"$f":"VLOOKUP(TOU_CTabulation[[#This Row],[Daypart]],TOUC,3)","v":0.32596000000000003},{"$f":"TOU_CTabulation[[#This Row],[Month Base Allow]]*TOU_CTabulation[[#This Row],[Base Rate]]","v":0},{"$f":"TOU_CTabulation[[#This Row],[Month Overbase Gen]]*TOU_CTabulation[[#This Row],[Over Rate]]","v":0},{"$f":"TOU_CTabulation[[#This Row],[Base Value]]+TOU_CTabulation[[#This Row],[Over Value]]","v":0}]
[1,27,9,832,69,8,2,593.10799999999995,23.401,2006.47,1931.2650000000001,{"$f":"TOU_CTabulation[[#This Row],[AC System Output (W)]]/1000","v":1.931265},{"$f":"IF(A661=TOU_CTabulation[[#This Row],[Month]],M661+TOU_CTabulation[[#This Row],[AC System Output (kW)]],TOU_CTabulation[[#This Row],[AC System Output (kW)]])","v":312.03825000000001},{"$f":"VLOOKUP(TOU_CTabulation[[#This Row],[Month]],Season,2)","v":"Winter"},{"$f":"VLOOKUP(TOU_CTabulation[[#This Row],[Season]],CRate,2)","v":10.5},{"$f":"IF(A663>TOU_CTabulation[[#This Row],[Month]],TOU_CTabulation[[#This Row],[Day]]*TOU_CTabulation[[#This Row],[Base Allow]],0)","v":0},{"$f":"IF(A663>TOU_CTabulation[[#This Row],[Month]],TOU_CTabulation[[#This Row],[Month Cumm]],0)","v":0},{"$f":"IF(TOU_CTabulation[[#This Row],[Month Base Gen]]=0,0,TOU_CTabulation[[#This Row],[Month Base Gen]]-TOU_CTabulation[[#This Row],[Day]]*TOU_CTabulation[[#This Row],[Base Allow]])","v":0},{"$f":"VLOOKUP(TOU_CTabulation[[#This Row],[Hour]],daypart,2)","v":"All"},{"$f":"TOU_CTabulation[[#This Row],[Season]]&TOU_CTabulation[[#This Row],[Day-Part]]","v":"WinterAll"},{"$f":"VLOOKUP(TOU_CTabulation[[#This Row],[Daypart]],TOUC,2)","v":0.25901999999999997},{"$f":"VLOOKUP(TOU_CTabulation[[#This Row],[Daypart]],TOUC,3)","v":0.32596000000000003},{"$f":"TOU_CTabulation[[#This Row],[Month Base Allow]]*TOU_CTabulation[[#This Row],[Base Rate]]","v":0},{"$f":"TOU_CTabulation[[#This Row],[Month Overbase Gen]]*TOU_CTabulation[[#This Row],[Over Rate]]","v":0},{"$f":"TOU_CTabulation[[#This Row],[Base Value]]+TOU_CTabulation[[#This Row],[Over Value]]","v":0}]
[1,27,10,903,77,10,2,762.32500000000005,30.492999999999999,2531.4079999999999,2435.6909999999998,{"$f":"TOU_CTabulation[[#This Row],[AC System Output (W)]]/1000","v":2.4356909999999998},{"$f":"IF(A662=TOU_CTabulation[[#This Row],[Month]],M662+TOU_CTabulation[[#This Row],[AC System Output (kW)]],TOU_CTabulation[[#This Row],[AC System Output (kW)]])","v":314.47394100000002},{"$f":"VLOOKUP(TOU_CTabulation[[#This Row],[Month]],Season,2)","v":"Winter"},{"$f":"VLOOKUP(TOU_CTabulation[[#This Row],[Season]],CRate,2)","v":10.5},{"$f":"IF(A664>TOU_CTabulation[[#This Row],[Month]],TOU_CTabulation[[#This Row],[Day]]*TOU_CTabulation[[#This Row],[Base Allow]],0)","v":0},{"$f":"IF(A664>TOU_CTabulation[[#This Row],[Month]],TOU_CTabulation[[#This Row],[Month Cumm]],0)","v":0},{"$f":"IF(TOU_CTabulation[[#This Row],[Month Base Gen]]=0,0,TOU_CTabulation[[#This Row],[Month Base Gen]]-TOU_CTabulation[[#This Row],[Day]]*TOU_CTabulation[[#This Row],[Base Allow]])","v":0},{"$f":"VLOOKUP(TOU_CTabulation[[#This Row],[Hour]],daypart,2)","v":"All"},{"$f":"TOU_CTabulation[[#This Row],[Season]]&TOU_CTabulation[[#This Row],[Day-Part]]","v":"WinterAll"},{"$f":"VLOOKUP(TOU_CTabulation[[#This Row],[Daypart]],TOUC,2)","v":0.25901999999999997},{"$f":"VLOOKUP(TOU_CTabulation[[#This Row],[Daypart]],TOUC,3)","v":0.32596000000000003},{"$f":"TOU_CTabulation[[#This Row],[Month Base Allow]]*TOU_CTabulation[[#This Row],[Base Rate]]","v":0},{"$f":"TOU_CTabulation[[#This Row],[Month Overbase Gen]]*TOU_CTabulation[[#This Row],[Over Rate]]","v":0},{"$f":"TOU_CTabulation[[#This Row],[Base Value]]+TOU_CTabulation[[#This Row],[Over Value]]","v":0}]
[1,27,11,936,81,11,2,864.02800000000002,34.561,2825.395,2717.0709999999999,{"$f":"TOU_CTabulation[[#This Row],[AC System Output (W)]]/1000","v":2.7170709999999998},{"$f":"IF(A663=TOU_CTabulation[[#This Row],[Month]],M663+TOU_CTabulation[[#This Row],[AC System Output (kW)]],TOU_CTabulation[[#This Row],[AC System Output (kW)]])","v":317.191012},{"$f":"VLOOKUP(TOU_CTabulation[[#This Row],[Month]],Season,2)","v":"Winter"},{"$f":"VLOOKUP(TOU_CTabulation[[#This Row],[Season]],CRate,2)","v":10.5},{"$f":"IF(A665>TOU_CTabulation[[#This Row],[Month]],TOU_CTabulation[[#This Row],[Day]]*TOU_CTabulation[[#This Row],[Base Allow]],0)","v":0},{"$f":"IF(A665>TOU_CTabulation[[#This Row],[Month]],TOU_CTabulation[[#This Row],[Month Cumm]],0)","v":0},{"$f":"IF(TOU_CTabulation[[#This Row],[Month Base Gen]]=0,0,TOU_CTabulation[[#This Row],[Month Base Gen]]-TOU_CTabulation[[#This Row],[Day]]*TOU_CTabulation[[#This Row],[Base Allow]])","v":0},{"$f":"VLOOKUP(TOU_CTabulation[[#This Row],[Hour]],daypart,2)","v":"All"},{"$f":"TOU_CTabulation[[#This Row],[Season]]&TOU_CTabulation[[#This Row],[Day-Part]]","v":"WinterAll"},{"$f":"VLOOKUP(TOU_CTabulation[[#This Row],[Daypart]],TOUC,2)","v":0.25901999999999997},{"$f":"VLOOKUP(TOU_CTabulation[[#This Row],[Daypart]],TOUC,3)","v":0.32596000000000003},{"$f":"TOU_CTabulation[[#This Row],[Month Base Allow]]*TOU_CTabulation[[#This Row],[Base Rate]]","v":0},{"$f":"TOU_CTabulation[[#This Row],[Month Overbase Gen]]*TOU_CTabulation[[#This Row],[Over Rate]]","v":0},{"$f":"TOU_CTabulation[[#This Row],[Base Value]]+TOU_CTabulation[[#This Row],[Over Value]]","v":0}]
[1,27,12,945,81,12,2,886.86300000000006,36.393000000000001,2875.81,2765.2440000000001,{"$f":"TOU_CTabulation[[#This Row],[AC System Output (W)]]/1000","v":2.765244},{"$f":"IF(A664=TOU_CTabulation[[#This Row],[Month]],M664+TOU_CTabulation[[#This Row],[AC System Output (kW)]],TOU_CTabulation[[#This Row],[AC System Output (kW)]])","v":319.956256},{"$f":"VLOOKUP(TOU_CTabulation[[#This Row],[Month]],Season,2)","v":"Winter"},{"$f":"VLOOKUP(TOU_CTabulation[[#This Row],[Season]],CRate,2)","v":10.5},{"$f":"IF(A666>TOU_CTabulation[[#This Row],[Month]],TOU_CTabulation[[#This Row],[Day]]*TOU_CTabulation[[#This Row],[Base Allow]],0)","v":0},{"$f":"IF(A666>TOU_CTabulation[[#This Row],[Month]],TOU_CTabulation[[#This Row],[Month Cumm]],0)","v":0},{"$f":"IF(TOU_CTabulation[[#This Row],[Month Base Gen]]=0,0,TOU_CTabulation[[#This Row],[Month Base Gen]]-TOU_CTabulation[[#This Row],[Day]]*TOU_CTabulation[[#This Row],[Base Allow]])","v":0},{"$f":"VLOOKUP(TOU_CTabulation[[#This Row],[Hour]],daypart,2)","v":"All"},{"$f":"TOU_CTabulation[[#This Row],[Season]]&TOU_CTabulation[[#This Row],[Day-Part]]","v":"WinterAll"},{"$f":"VLOOKUP(TOU_CTabulation[[#This Row],[Daypart]],TOUC,2)","v":0.25901999999999997},{"$f":"VLOOKUP(TOU_CTabulation[[#This Row],[Daypart]],TOUC,3)","v":0.32596000000000003},{"$f":"TOU_CTabulation[[#This Row],[Month Base Allow]]*TOU_CTabulation[[#This Row],[Base Rate]]","v":0},{"$f":"TOU_CTabulation[[#This Row],[Month Overbase Gen]]*TOU_CTabulation[[#This Row],[Over Rate]]","v":0},{"$f":"TOU_CTabulation[[#This Row],[Base Value]]+TOU_CTabulation[[#This Row],[Over Value]]","v":0}]
[1,27,13,931,77,12,2,827.72299999999996,34.976999999999997,2697.2370000000001,2594.5079999999998,{"$f":"TOU_CTabulation[[#This Row],[AC System Output (W)]]/1000","v":2.5945079999999998},{"$f":"IF(A665=TOU_CTabulation[[#This Row],[Month]],M665+TOU_CTabulation[[#This Row],[AC System Output (kW)]],TOU_CTabulation[[#This Row],[AC System Output (kW)]])","v":322.55076400000002},{"$f":"VLOOKUP(TOU_CTabulation[[#This Row],[Month]],Season,2)","v":"Winter"},{"$f":"VLOOKUP(TOU_CTabulation[[#This Row],[Season]],CRate,2)","v":10.5},{"$f":"IF(A667>TOU_CTabulation[[#This Row],[Month]],TOU_CTabulation[[#This Row],[Day]]*TOU_CTabulation[[#This Row],[Base Allow]],0)","v":0},{"$f":"IF(A667>TOU_CTabulation[[#This Row],[Month]],TOU_CTabulation[[#This Row],[Month Cumm]],0)","v":0},{"$f":"IF(TOU_CTabulation[[#This Row],[Month Base Gen]]=0,0,TOU_CTabulation[[#This Row],[Month Base Gen]]-TOU_CTabulation[[#This Row],[Day]]*TOU_CTabulation[[#This Row],[Base Allow]])","v":0},{"$f":"VLOOKUP(TOU_CTabulation[[#This Row],[Hour]],daypart,2)","v":"All"},{"$f":"TOU_CTabulation[[#This Row],[Season]]&TOU_CTabulation[[#This Row],[Day-Part]]","v":"WinterAll"},{"$f":"VLOOKUP(TOU_CTabulation[[#This Row],[Daypart]],TOUC,2)","v":0.25901999999999997},{"$f":"VLOOKUP(TOU_CTabulation[[#This Row],[Daypart]],TOUC,3)","v":0.32596000000000003},{"$f":"TOU_CTabulation[[#This Row],[Month Base Allow]]*TOU_CTabulation[[#This Row],[Base Rate]]","v":0},{"$f":"TOU_CTabulation[[#This Row],[Month Overbase Gen]]*TOU_CTabulation[[#This Row],[Over Rate]]","v":0},{"$f":"TOU_CTabulation[[#This Row],[Base Value]]+TOU_CTabulation[[#This Row],[Over Value]]","v":0}]
[1,27,14,886,71,12,3,692.14400000000001,28.997,2303.0430000000001,2216.5650000000001,{"$f":"TOU_CTabulation[[#This Row],[AC System Output (W)]]/1000","v":2.2165650000000001},{"$f":"IF(A666=TOU_CTabulation[[#This Row],[Month]],M666+TOU_CTabulation[[#This Row],[AC System Output (kW)]],TOU_CTabulation[[#This Row],[AC System Output (kW)]])","v":324.76732900000002},{"$f":"VLOOKUP(TOU_CTabulation[[#This Row],[Month]],Season,2)","v":"Winter"},{"$f":"VLOOKUP(TOU_CTabulation[[#This Row],[Season]],CRate,2)","v":10.5},{"$f":"IF(A668>TOU_CTabulation[[#This Row],[Month]],TOU_CTabulation[[#This Row],[Day]]*TOU_CTabulation[[#This Row],[Base Allow]],0)","v":0},{"$f":"IF(A668>TOU_CTabulation[[#This Row],[Month]],TOU_CTabulation[[#This Row],[Month Cumm]],0)","v":0},{"$f":"IF(TOU_CTabulation[[#This Row],[Month Base Gen]]=0,0,TOU_CTabulation[[#This Row],[Month Base Gen]]-TOU_CTabulation[[#This Row],[Day]]*TOU_CTabulation[[#This Row],[Base Allow]])","v":0},{"$f":"VLOOKUP(TOU_CTabulation[[#This Row],[Hour]],daypart,2)","v":"All"},{"$f":"TOU_CTabulation[[#This Row],[Season]]&TOU_CTabulation[[#This Row],[Day-Part]]","v":"WinterAll"},{"$f":"VLOOKUP(TOU_CTabulation[[#This Row],[Daypart]],TOUC,2)","v":0.25901999999999997},{"$f":"VLOOKUP(TOU_CTabulation[[#This Row],[Daypart]],TOUC,3)","v":0.32596000000000003},{"$f":"TOU_CTabulation[[#This Row],[Month Base Allow]]*TOU_CTabulation[[#This Row],[Base Rate]]","v":0},{"$f":"TOU_CTabulation[[#This Row],[Month Overbase Gen]]*TOU_CTabulation[[#This Row],[Over Rate]]","v":0},{"$f":"TOU_CTabulation[[#This Row],[Base Value]]+TOU_CTabulation[[#This Row],[Over Value]]","v":0}]
[1,27,15,792,60,10,2,493.70699999999999,23.829000000000001,1638.973,1576.604,{"$f":"TOU_CTabulation[[#This Row],[AC System Output (W)]]/1000","v":1.5766040000000001},{"$f":"IF(A667=TOU_CTabulation[[#This Row],[Month]],M667+TOU_CTabulation[[#This Row],[AC System Output (kW)]],TOU_CTabulation[[#This Row],[AC System Output (kW)]])","v":326.34393299999999},{"$f":"VLOOKUP(TOU_CTabulation[[#This Row],[Month]],Season,2)","v":"Winter"},{"$f":"VLOOKUP(TOU_CTabulation[[#This Row],[Season]],CRate,2)","v":10.5},{"$f":"IF(A669>TOU_CTabulation[[#This Row],[Month]],TOU_CTabulation[[#This Row],[Day]]*TOU_CTabulation[[#This Row],[Base Allow]],0)","v":0},{"$f":"IF(A669>TOU_CTabulation[[#This Row],[Month]],TOU_CTabulation[[#This Row],[Month Cumm]],0)","v":0},{"$f":"IF(TOU_CTabulation[[#This Row],[Month Base Gen]]=0,0,TOU_CTabulation[[#This Row],[Month Base Gen]]-TOU_CTabulation[[#This Row],[Day]]*TOU_CTabulation[[#This Row],[Base Allow]])","v":0},{"$f":"VLOOKUP(TOU_CTabulation[[#This Row],[Hour]],daypart,2)","v":"All"},{"$f":"TOU_CTabulation[[#This Row],[Season]]&TOU_CTabulation[[#This Row],[Day-Part]]","v":"WinterAll"},{"$f":"VLOOKUP(TOU_CTabulation[[#This Row],[Daypart]],TOUC,2)","v":0.25901999999999997},{"$f":"VLOOKUP(TOU_CTabulation[[#This Row],[Daypart]],TOUC,3)","v":0.32596000000000003},{"$f":"TOU_CTabulation[[#This Row],[Month Base Allow]]*TOU_CTabulation[[#This Row],[Base Rate]]","v":0},{"$f":"TOU_CTabulation[[#This Row],[Month Overbase Gen]]*TOU_CTabulation[[#This Row],[Over Rate]]","v":0},{"$f":"TOU_CTabulation[[#This Row],[Base Value]]+TOU_CTabulation[[#This Row],[Over Value]]","v":0}]
[1,27,16,0,39,7,1,37.170999999999999,8.4459999999999997,137.69,114.718,{"$f":"TOU_CTabulation[[#This Row],[AC System Output (W)]]/1000","v":0.114718},{"$f":"IF(A668=TOU_CTabulation[[#This Row],[Month]],M668+TOU_CTabulation[[#This Row],[AC System Output (kW)]],TOU_CTabulation[[#This Row],[AC System Output (kW)]])","v":326.45865099999997},{"$f":"VLOOKUP(TOU_CTabulation[[#This Row],[Month]],Season,2)","v":"Winter"},{"$f":"VLOOKUP(TOU_CTabulation[[#This Row],[Season]],CRate,2)","v":10.5},{"$f":"IF(A670>TOU_CTabulation[[#This Row],[Month]],TOU_CTabulation[[#This Row],[Day]]*TOU_CTabulation[[#This Row],[Base Allow]],0)","v":0},{"$f":"IF(A670>TOU_CTabulation[[#This Row],[Month]],TOU_CTabulation[[#This Row],[Month Cumm]],0)","v":0},{"$f":"IF(TOU_CTabulation[[#This Row],[Month Base Gen]]=0,0,TOU_CTabulation[[#This Row],[Month Base Gen]]-TOU_CTabulation[[#This Row],[Day]]*TOU_CTabulation[[#This Row],[Base Allow]])","v":0},{"$f":"VLOOKUP(TOU_CTabulation[[#This Row],[Hour]],daypart,2)","v":"All"},{"$f":"TOU_CTabulation[[#This Row],[Season]]&TOU_CTabulation[[#This Row],[Day-Part]]","v":"WinterAll"},{"$f":"VLOOKUP(TOU_CTabulation[[#This Row],[Daypart]],TOUC,2)","v":0.25901999999999997},{"$f":"VLOOKUP(TOU_CTabulation[[#This Row],[Daypart]],TOUC,3)","v":0.32596000000000003},{"$f":"TOU_CTabulation[[#This Row],[Month Base Allow]]*TOU_CTabulation[[#This Row],[Base Rate]]","v":0},{"$f":"TOU_CTabulation[[#This Row],[Month Overbase Gen]]*TOU_CTabulation[[#This Row],[Over Rate]]","v":0},{"$f":"TOU_CTabulation[[#This Row],[Base Value]]+TOU_CTabulation[[#This Row],[Over Value]]","v":0}]
[1,27,17,0,0,5,1,0,5,0,0,{"$f":"TOU_CTabulation[[#This Row],[AC System Output (W)]]/1000","v":0},{"$f":"IF(A669=TOU_CTabulation[[#This Row],[Month]],M669+TOU_CTabulation[[#This Row],[AC System Output (kW)]],TOU_CTabulation[[#This Row],[AC System Output (kW)]])","v":326.45865099999997},{"$f":"VLOOKUP(TOU_CTabulation[[#This Row],[Month]],Season,2)","v":"Winter"},{"$f":"VLOOKUP(TOU_CTabulation[[#This Row],[Season]],CRate,2)","v":10.5},{"$f":"IF(A671>TOU_CTabulation[[#This Row],[Month]],TOU_CTabulation[[#This Row],[Day]]*TOU_CTabulation[[#This Row],[Base Allow]],0)","v":0},{"$f":"IF(A671>TOU_CTabulation[[#This Row],[Month]],TOU_CTabulation[[#This Row],[Month Cumm]],0)","v":0},{"$f":"IF(TOU_CTabulation[[#This Row],[Month Base Gen]]=0,0,TOU_CTabulation[[#This Row],[Month Base Gen]]-TOU_CTabulation[[#This Row],[Day]]*TOU_CTabulation[[#This Row],[Base Allow]])","v":0},{"$f":"VLOOKUP(TOU_CTabulation[[#This Row],[Hour]],daypart,2)","v":"All"},{"$f":"TOU_CTabulation[[#This Row],[Season]]&TOU_CTabulation[[#This Row],[Day-Part]]","v":"WinterAll"},{"$f":"VLOOKUP(TOU_CTabulation[[#This Row],[Daypart]],TOUC,2)","v":0.25901999999999997},{"$f":"VLOOKUP(TOU_CTabulation[[#This Row],[Daypart]],TOUC,3)","v":0.32596000000000003},{"$f":"TOU_CTabulation[[#This Row],[Month Base Allow]]*TOU_CTabulation[[#This Row],[Base Rate]]","v":0},{"$f":"TOU_CTabulation[[#This Row],[Month Overbase Gen]]*TOU_CTabulation[[#This Row],[Over Rate]]","v":0},{"$f":"TOU_CTabulation[[#This Row],[Base Value]]+TOU_CTabulation[[#This Row],[Over Value]]","v":0}]
[1,27,18,0,0,4,2,0,4,0,0,{"$f":"TOU_CTabulation[[#This Row],[AC System Output (W)]]/1000","v":0},{"$f":"IF(A670=TOU_CTabulation[[#This Row],[Month]],M670+TOU_CTabulation[[#This Row],[AC System Output (kW)]],TOU_CTabulation[[#This Row],[AC System Output (kW)]])","v":326.45865099999997},{"$f":"VLOOKUP(TOU_CTabulation[[#This Row],[Month]],Season,2)","v":"Winter"},{"$f":"VLOOKUP(TOU_CTabulation[[#This Row],[Season]],CRate,2)","v":10.5},{"$f":"IF(A672>TOU_CTabulation[[#This Row],[Month]],TOU_CTabulation[[#This Row],[Day]]*TOU_CTabulation[[#This Row],[Base Allow]],0)","v":0},{"$f":"IF(A672>TOU_CTabulation[[#This Row],[Month]],TOU_CTabulation[[#This Row],[Month Cumm]],0)","v":0},{"$f":"IF(TOU_CTabulation[[#This Row],[Month Base Gen]]=0,0,TOU_CTabulation[[#This Row],[Month Base Gen]]-TOU_CTabulation[[#This Row],[Day]]*TOU_CTabulation[[#This Row],[Base Allow]])","v":0},{"$f":"VLOOKUP(TOU_CTabulation[[#This Row],[Hour]],daypart,2)","v":"All"},{"$f":"TOU_CTabulation[[#This Row],[Season]]&TOU_CTabulation[[#This Row],[Day-Part]]","v":"WinterAll"},{"$f":"VLOOKUP(TOU_CTabulation[[#This Row],[Daypart]],TOUC,2)","v":0.25901999999999997},{"$f":"VLOOKUP(TOU_CTabulation[[#This Row],[Daypart]],TOUC,3)","v":0.32596000000000003},{"$f":"TOU_CTabulation[[#This Row],[Month Base Allow]]*TOU_CTabulation[[#This Row],[Base Rate]]","v":0},{"$f":"TOU_CTabulation[[#This Row],[Month Overbase Gen]]*TOU_CTabulation[[#This Row],[Over Rate]]","v":0},{"$f":"TOU_CTabulation[[#This Row],[Base Value]]+TOU_CTabulation[[#This Row],[Over Value]]","v":0}]
[1,27,19,0,0,3,1,0,3,0,0,{"$f":"TOU_CTabulation[[#This Row],[AC System Output (W)]]/1000","v":0},{"$f":"IF(A671=TOU_CTabulation[[#This Row],[Month]],M671+TOU_CTabulation[[#This Row],[AC System Output (kW)]],TOU_CTabulation[[#This Row],[AC System Output (kW)]])","v":326.45865099999997},{"$f":"VLOOKUP(TOU_CTabulation[[#This Row],[Month]],Season,2)","v":"Winter"},{"$f":"VLOOKUP(TOU_CTabulation[[#This Row],[Season]],CRate,2)","v":10.5},{"$f":"IF(A673>TOU_CTabulation[[#This Row],[Month]],TOU_CTabulation[[#This Row],[Day]]*TOU_CTabulation[[#This Row],[Base Allow]],0)","v":0},{"$f":"IF(A673>TOU_CTabulation[[#This Row],[Month]],TOU_CTabulation[[#This Row],[Month Cumm]],0)","v":0},{"$f":"IF(TOU_CTabulation[[#This Row],[Month Base Gen]]=0,0,TOU_CTabulation[[#This Row],[Month Base Gen]]-TOU_CTabulation[[#This Row],[Day]]*TOU_CTabulation[[#This Row],[Base Allow]])","v":0},{"$f":"VLOOKUP(TOU_CTabulation[[#This Row],[Hour]],daypart,2)","v":"All"},{"$f":"TOU_CTabulation[[#This Row],[Season]]&TOU_CTabulation[[#This Row],[Day-Part]]","v":"WinterAll"},{"$f":"VLOOKUP(TOU_CTabulation[[#This Row],[Daypart]],TOUC,2)","v":0.25901999999999997},{"$f":"VLOOKUP(TOU_CTabulation[[#This Row],[Daypart]],TOUC,3)","v":0.32596000000000003},{"$f":"TOU_CTabulation[[#This Row],[Month Base Allow]]*TOU_CTabulation[[#This Row],[Base Rate]]","v":0},{"$f":"TOU_CTabulation[[#This Row],[Month Overbase Gen]]*TOU_CTabulation[[#This Row],[Over Rate]]","v":0},{"$f":"TOU_CTabulation[[#This Row],[Base Value]]+TOU_CTabulation[[#This Row],[Over Value]]","v":0}]
[1,27,20,0,0,3,1,0,3,0,0,{"$f":"TOU_CTabulation[[#This Row],[AC System Output (W)]]/1000","v":0},{"$f":"IF(A672=TOU_CTabulation[[#This Row],[Month]],M672+TOU_CTabulation[[#This Row],[AC System Output (kW)]],TOU_CTabulation[[#This Row],[AC System Output (kW)]])","v":326.45865099999997},{"$f":"VLOOKUP(TOU_CTabulation[[#This Row],[Month]],Season,2)","v":"Winter"},{"$f":"VLOOKUP(TOU_CTabulation[[#This Row],[Season]],CRate,2)","v":10.5},{"$f":"IF(A674>TOU_CTabulation[[#This Row],[Month]],TOU_CTabulation[[#This Row],[Day]]*TOU_CTabulation[[#This Row],[Base Allow]],0)","v":0},{"$f":"IF(A674>TOU_CTabulation[[#This Row],[Month]],TOU_CTabulation[[#This Row],[Month Cumm]],0)","v":0},{"$f":"IF(TOU_CTabulation[[#This Row],[Month Base Gen]]=0,0,TOU_CTabulation[[#This Row],[Month Base Gen]]-TOU_CTabulation[[#This Row],[Day]]*TOU_CTabulation[[#This Row],[Base Allow]])","v":0},{"$f":"VLOOKUP(TOU_CTabulation[[#This Row],[Hour]],daypart,2)","v":"All"},{"$f":"TOU_CTabulation[[#This Row],[Season]]&TOU_CTabulation[[#This Row],[Day-Part]]","v":"WinterAll"},{"$f":"VLOOKUP(TOU_CTabulation[[#This Row],[Daypart]],TOUC,2)","v":0.25901999999999997},{"$f":"VLOOKUP(TOU_CTabulation[[#This Row],[Daypart]],TOUC,3)","v":0.32596000000000003},{"$f":"TOU_CTabulation[[#This Row],[Month Base Allow]]*TOU_CTabulation[[#This Row],[Base Rate]]","v":0},{"$f":"TOU_CTabulation[[#This Row],[Month Overbase Gen]]*TOU_CTabulation[[#This Row],[Over Rate]]","v":0},{"$f":"TOU_CTabulation[[#This Row],[Base Value]]+TOU_CTabulation[[#This Row],[Over Value]]","v":0}]
[1,27,21,0,0,2,1,0,2,0,0,{"$f":"TOU_CTabulation[[#This Row],[AC System Output (W)]]/1000","v":0},{"$f":"IF(A673=TOU_CTabulation[[#This Row],[Month]],M673+TOU_CTabulation[[#This Row],[AC System Output (kW)]],TOU_CTabulation[[#This Row],[AC System Output (kW)]])","v":326.45865099999997},{"$f":"VLOOKUP(TOU_CTabulation[[#This Row],[Month]],Season,2)","v":"Winter"},{"$f":"VLOOKUP(TOU_CTabulation[[#This Row],[Season]],CRate,2)","v":10.5},{"$f":"IF(A675>TOU_CTabulation[[#This Row],[Month]],TOU_CTabulation[[#This Row],[Day]]*TOU_CTabulation[[#This Row],[Base Allow]],0)","v":0},{"$f":"IF(A675>TOU_CTabulation[[#This Row],[Month]],TOU_CTabulation[[#This Row],[Month Cumm]],0)","v":0},{"$f":"IF(TOU_CTabulation[[#This Row],[Month Base Gen]]=0,0,TOU_CTabulation[[#This Row],[Month Base Gen]]-TOU_CTabulation[[#This Row],[Day]]*TOU_CTabulation[[#This Row],[Base Allow]])","v":0},{"$f":"VLOOKUP(TOU_CTabulation[[#This Row],[Hour]],daypart,2)","v":"All"},{"$f":"TOU_CTabulation[[#This Row],[Season]]&TOU_CTabulation[[#This Row],[Day-Part]]","v":"WinterAll"},{"$f":"VLOOKUP(TOU_CTabulation[[#This Row],[Daypart]],TOUC,2)","v":0.25901999999999997},{"$f":"VLOOKUP(TOU_CTabulation[[#This Row],[Daypart]],TOUC,3)","v":0.32596000000000003},{"$f":"TOU_CTabulation[[#This Row],[Month Base Allow]]*TOU_CTabulation[[#This Row],[Base Rate]]","v":0},{"$f":"TOU_CTabulation[[#This Row],[Month Overbase Gen]]*TOU_CTabulation[[#This Row],[Over Rate]]","v":0},{"$f":"TOU_CTabulation[[#This Row],[Base Value]]+TOU_CTabulation[[#This Row],[Over Value]]","v":0}]
[1,27,22,0,0,2,1,0,2,0,0,{"$f":"TOU_CTabulation[[#This Row],[AC System Output (W)]]/1000","v":0},{"$f":"IF(A674=TOU_CTabulation[[#This Row],[Month]],M674+TOU_CTabulation[[#This Row],[AC System Output (kW)]],TOU_CTabulation[[#This Row],[AC System Output (kW)]])","v":326.45865099999997},{"$f":"VLOOKUP(TOU_CTabulation[[#This Row],[Month]],Season,2)","v":"Winter"},{"$f":"VLOOKUP(TOU_CTabulation[[#This Row],[Season]],CRate,2)","v":10.5},{"$f":"IF(A676>TOU_CTabulation[[#This Row],[Month]],TOU_CTabulation[[#This Row],[Day]]*TOU_CTabulation[[#This Row],[Base Allow]],0)","v":0},{"$f":"IF(A676>TOU_CTabulation[[#This Row],[Month]],TOU_CTabulation[[#This Row],[Month Cumm]],0)","v":0},{"$f":"IF(TOU_CTabulation[[#This Row],[Month Base Gen]]=0,0,TOU_CTabulation[[#This Row],[Month Base Gen]]-TOU_CTabulation[[#This Row],[Day]]*TOU_CTabulation[[#This Row],[Base Allow]])","v":0},{"$f":"VLOOKUP(TOU_CTabulation[[#This Row],[Hour]],daypart,2)","v":"All"},{"$f":"TOU_CTabulation[[#This Row],[Season]]&TOU_CTabulation[[#This Row],[Day-Part]]","v":"WinterAll"},{"$f":"VLOOKUP(TOU_CTabulation[[#This Row],[Daypart]],TOUC,2)","v":0.25901999999999997},{"$f":"VLOOKUP(TOU_CTabulation[[#This Row],[Daypart]],TOUC,3)","v":0.32596000000000003},{"$f":"TOU_CTabulation[[#This Row],[Month Base Allow]]*TOU_CTabulation[[#This Row],[Base Rate]]","v":0},{"$f":"TOU_CTabulation[[#This Row],[Month Overbase Gen]]*TOU_CTabulation[[#This Row],[Over Rate]]","v":0},{"$f":"TOU_CTabulation[[#This Row],[Base Value]]+TOU_CTabulation[[#This Row],[Over Value]]","v":0}]
[1,27,23,0,0,2,1,0,2,0,0,{"$f":"TOU_CTabulation[[#This Row],[AC System Output (W)]]/1000","v":0},{"$f":"IF(A675=TOU_CTabulation[[#This Row],[Month]],M675+TOU_CTabulation[[#This Row],[AC System Output (kW)]],TOU_CTabulation[[#This Row],[AC System Output (kW)]])","v":326.45865099999997},{"$f":"VLOOKUP(TOU_CTabulation[[#This Row],[Month]],Season,2)","v":"Winter"},{"$f":"VLOOKUP(TOU_CTabulation[[#This Row],[Season]],CRate,2)","v":10.5},{"$f":"IF(A677>TOU_CTabulation[[#This Row],[Month]],TOU_CTabulation[[#This Row],[Day]]*TOU_CTabulation[[#This Row],[Base Allow]],0)","v":0},{"$f":"IF(A677>TOU_CTabulation[[#This Row],[Month]],TOU_CTabulation[[#This Row],[Month Cumm]],0)","v":0},{"$f":"IF(TOU_CTabulation[[#This Row],[Month Base Gen]]=0,0,TOU_CTabulation[[#This Row],[Month Base Gen]]-TOU_CTabulation[[#This Row],[Day]]*TOU_CTabulation[[#This Row],[Base Allow]])","v":0},{"$f":"VLOOKUP(TOU_CTabulation[[#This Row],[Hour]],daypart,2)","v":"All"},{"$f":"TOU_CTabulation[[#This Row],[Season]]&TOU_CTabulation[[#This Row],[Day-Part]]","v":"WinterAll"},{"$f":"VLOOKUP(TOU_CTabulation[[#This Row],[Daypart]],TOUC,2)","v":0.25901999999999997},{"$f":"VLOOKUP(TOU_CTabulation[[#This Row],[Daypart]],TOUC,3)","v":0.32596000000000003},{"$f":"TOU_CTabulation[[#This Row],[Month Base Allow]]*TOU_CTabulation[[#This Row],[Base Rate]]","v":0},{"$f":"TOU_CTabulation[[#This Row],[Month Overbase Gen]]*TOU_CTabulation[[#This Row],[Over Rate]]","v":0},{"$f":"TOU_CTabulation[[#This Row],[Base Value]]+TOU_CTabulation[[#This Row],[Over Value]]","v":0}]
[1,28,0,0,0,2,1,0,2,0,0,{"$f":"TOU_CTabulation[[#This Row],[AC System Output (W)]]/1000","v":0},{"$f":"IF(A676=TOU_CTabulation[[#This Row],[Month]],M676+TOU_CTabulation[[#This Row],[AC System Output (kW)]],TOU_CTabulation[[#This Row],[AC System Output (kW)]])","v":326.45865099999997},{"$f":"VLOOKUP(TOU_CTabulation[[#This Row],[Month]],Season,2)","v":"Winter"},{"$f":"VLOOKUP(TOU_CTabulation[[#This Row],[Season]],CRate,2)","v":10.5},{"$f":"IF(A678>TOU_CTabulation[[#This Row],[Month]],TOU_CTabulation[[#This Row],[Day]]*TOU_CTabulation[[#This Row],[Base Allow]],0)","v":0},{"$f":"IF(A678>TOU_CTabulation[[#This Row],[Month]],TOU_CTabulation[[#This Row],[Month Cumm]],0)","v":0},{"$f":"IF(TOU_CTabulation[[#This Row],[Month Base Gen]]=0,0,TOU_CTabulation[[#This Row],[Month Base Gen]]-TOU_CTabulation[[#This Row],[Day]]*TOU_CTabulation[[#This Row],[Base Allow]])","v":0},{"$f":"VLOOKUP(TOU_CTabulation[[#This Row],[Hour]],daypart,2)","v":"All"},{"$f":"TOU_CTabulation[[#This Row],[Season]]&TOU_CTabulation[[#This Row],[Day-Part]]","v":"WinterAll"},{"$f":"VLOOKUP(TOU_CTabulation[[#This Row],[Daypart]],TOUC,2)","v":0.25901999999999997},{"$f":"VLOOKUP(TOU_CTabulation[[#This Row],[Daypart]],TOUC,3)","v":0.32596000000000003},{"$f":"TOU_CTabulation[[#This Row],[Month Base Allow]]*TOU_CTabulation[[#This Row],[Base Rate]]","v":0},{"$f":"TOU_CTabulation[[#This Row],[Month Overbase Gen]]*TOU_CTabulation[[#This Row],[Over Rate]]","v":0},{"$f":"TOU_CTabulation[[#This Row],[Base Value]]+TOU_CTabulation[[#This Row],[Over Value]]","v":0}]
[1,28,1,0,0,2,1,0,2,0,0,{"$f":"TOU_CTabulation[[#This Row],[AC System Output (W)]]/1000","v":0},{"$f":"IF(A677=TOU_CTabulation[[#This Row],[Month]],M677+TOU_CTabulation[[#This Row],[AC System Output (kW)]],TOU_CTabulation[[#This Row],[AC System Output (kW)]])","v":326.45865099999997},{"$f":"VLOOKUP(TOU_CTabulation[[#This Row],[Month]],Season,2)","v":"Winter"},{"$f":"VLOOKUP(TOU_CTabulation[[#This Row],[Season]],CRate,2)","v":10.5},{"$f":"IF(A679>TOU_CTabulation[[#This Row],[Month]],TOU_CTabulation[[#This Row],[Day]]*TOU_CTabulation[[#This Row],[Base Allow]],0)","v":0},{"$f":"IF(A679>TOU_CTabulation[[#This Row],[Month]],TOU_CTabulation[[#This Row],[Month Cumm]],0)","v":0},{"$f":"IF(TOU_CTabulation[[#This Row],[Month Base Gen]]=0,0,TOU_CTabulation[[#This Row],[Month Base Gen]]-TOU_CTabulation[[#This Row],[Day]]*TOU_CTabulation[[#This Row],[Base Allow]])","v":0},{"$f":"VLOOKUP(TOU_CTabulation[[#This Row],[Hour]],daypart,2)","v":"All"},{"$f":"TOU_CTabulation[[#This Row],[Season]]&TOU_CTabulation[[#This Row],[Day-Part]]","v":"WinterAll"},{"$f":"VLOOKUP(TOU_CTabulation[[#This Row],[Daypart]],TOUC,2)","v":0.25901999999999997},{"$f":"VLOOKUP(TOU_CTabulation[[#This Row],[Daypart]],TOUC,3)","v":0.32596000000000003},{"$f":"TOU_CTabulation[[#This Row],[Month Base Allow]]*TOU_CTabulation[[#This Row],[Base Rate]]","v":0},{"$f":"TOU_CTabulation[[#This Row],[Month Overbase Gen]]*TOU_CTabulation[[#This Row],[Over Rate]]","v":0},{"$f":"TOU_CTabulation[[#This Row],[Base Value]]+TOU_CTabulation[[#This Row],[Over Value]]","v":0}]
[1,28,2,0,0,1,1,0,1,0,0,{"$f":"TOU_CTabulation[[#This Row],[AC System Output (W)]]/1000","v":0},{"$f":"IF(A678=TOU_CTabulation[[#This Row],[Month]],M678+TOU_CTabulation[[#This Row],[AC System Output (kW)]],TOU_CTabulation[[#This Row],[AC System Output (kW)]])","v":326.45865099999997},{"$f":"VLOOKUP(TOU_CTabulation[[#This Row],[Month]],Season,2)","v":"Winter"},{"$f":"VLOOKUP(TOU_CTabulation[[#This Row],[Season]],CRate,2)","v":10.5},{"$f":"IF(A680>TOU_CTabulation[[#This Row],[Month]],TOU_CTabulation[[#This Row],[Day]]*TOU_CTabulation[[#This Row],[Base Allow]],0)","v":0},{"$f":"IF(A680>TOU_CTabulation[[#This Row],[Month]],TOU_CTabulation[[#This Row],[Month Cumm]],0)","v":0},{"$f":"IF(TOU_CTabulation[[#This Row],[Month Base Gen]]=0,0,TOU_CTabulation[[#This Row],[Month Base Gen]]-TOU_CTabulation[[#This Row],[Day]]*TOU_CTabulation[[#This Row],[Base Allow]])","v":0},{"$f":"VLOOKUP(TOU_CTabulation[[#This Row],[Hour]],daypart,2)","v":"All"},{"$f":"TOU_CTabulation[[#This Row],[Season]]&TOU_CTabulation[[#This Row],[Day-Part]]","v":"WinterAll"},{"$f":"VLOOKUP(TOU_CTabulation[[#This Row],[Daypart]],TOUC,2)","v":0.25901999999999997},{"$f":"VLOOKUP(TOU_CTabulation[[#This Row],[Daypart]],TOUC,3)","v":0.32596000000000003},{"$f":"TOU_CTabulation[[#This Row],[Month Base Allow]]*TOU_CTabulation[[#This Row],[Base Rate]]","v":0},{"$f":"TOU_CTabulation[[#This Row],[Month Overbase Gen]]*TOU_CTabulation[[#This Row],[Over Rate]]","v":0},{"$f":"TOU_CTabulation[[#This Row],[Base Value]]+TOU_CTabulation[[#This Row],[Over Value]]","v":0}]
[1,28,3,0,0,1,1,0,1,0,0,{"$f":"TOU_CTabulation[[#This Row],[AC System Output (W)]]/1000","v":0},{"$f":"IF(A679=TOU_CTabulation[[#This Row],[Month]],M679+TOU_CTabulation[[#This Row],[AC System Output (kW)]],TOU_CTabulation[[#This Row],[AC System Output (kW)]])","v":326.45865099999997},{"$f":"VLOOKUP(TOU_CTabulation[[#This Row],[Month]],Season,2)","v":"Winter"},{"$f":"VLOOKUP(TOU_CTabulation[[#This Row],[Season]],CRate,2)","v":10.5},{"$f":"IF(A681>TOU_CTabulation[[#This Row],[Month]],TOU_CTabulation[[#This Row],[Day]]*TOU_CTabulation[[#This Row],[Base Allow]],0)","v":0},{"$f":"IF(A681>TOU_CTabulation[[#This Row],[Month]],TOU_CTabulation[[#This Row],[Month Cumm]],0)","v":0},{"$f":"IF(TOU_CTabulation[[#This Row],[Month Base Gen]]=0,0,TOU_CTabulation[[#This Row],[Month Base Gen]]-TOU_CTabulation[[#This Row],[Day]]*TOU_CTabulation[[#This Row],[Base Allow]])","v":0},{"$f":"VLOOKUP(TOU_CTabulation[[#This Row],[Hour]],daypart,2)","v":"All"},{"$f":"TOU_CTabulation[[#This Row],[Season]]&TOU_CTabulation[[#This Row],[Day-Part]]","v":"WinterAll"},{"$f":"VLOOKUP(TOU_CTabulation[[#This Row],[Daypart]],TOUC,2)","v":0.25901999999999997},{"$f":"VLOOKUP(TOU_CTabulation[[#This Row],[Daypart]],TOUC,3)","v":0.32596000000000003},{"$f":"TOU_CTabulation[[#This Row],[Month Base Allow]]*TOU_CTabulation[[#This Row],[Base Rate]]","v":0},{"$f":"TOU_CTabulation[[#This Row],[Month Overbase Gen]]*TOU_CTabulation[[#This Row],[Over Rate]]","v":0},{"$f":"TOU_CTabulation[[#This Row],[Base Value]]+TOU_CTabulation[[#This Row],[Over Value]]","v":0}]
[1,28,4,0,0,1,1,0,1,0,0,{"$f":"TOU_CTabulation[[#This Row],[AC System Output (W)]]/1000","v":0},{"$f":"IF(A680=TOU_CTabulation[[#This Row],[Month]],M680+TOU_CTabulation[[#This Row],[AC System Output (kW)]],TOU_CTabulation[[#This Row],[AC System Output (kW)]])","v":326.45865099999997},{"$f":"VLOOKUP(TOU_CTabulation[[#This Row],[Month]],Season,2)","v":"Winter"},{"$f":"VLOOKUP(TOU_CTabulation[[#This Row],[Season]],CRate,2)","v":10.5},{"$f":"IF(A682>TOU_CTabulation[[#This Row],[Month]],TOU_CTabulation[[#This Row],[Day]]*TOU_CTabulation[[#This Row],[Base Allow]],0)","v":0},{"$f":"IF(A682>TOU_CTabulation[[#This Row],[Month]],TOU_CTabulation[[#This Row],[Month Cumm]],0)","v":0},{"$f":"IF(TOU_CTabulation[[#This Row],[Month Base Gen]]=0,0,TOU_CTabulation[[#This Row],[Month Base Gen]]-TOU_CTabulation[[#This Row],[Day]]*TOU_CTabulation[[#This Row],[Base Allow]])","v":0},{"$f":"VLOOKUP(TOU_CTabulation[[#This Row],[Hour]],daypart,2)","v":"All"},{"$f":"TOU_CTabulation[[#This Row],[Season]]&TOU_CTabulation[[#This Row],[Day-Part]]","v":"WinterAll"},{"$f":"VLOOKUP(TOU_CTabulation[[#This Row],[Daypart]],TOUC,2)","v":0.25901999999999997},{"$f":"VLOOKUP(TOU_CTabulation[[#This Row],[Daypart]],TOUC,3)","v":0.32596000000000003},{"$f":"TOU_CTabulation[[#This Row],[Month Base Allow]]*TOU_CTabulation[[#This Row],[Base Rate]]","v":0},{"$f":"TOU_CTabulation[[#This Row],[Month Overbase Gen]]*TOU_CTabulation[[#This Row],[Over Rate]]","v":0},{"$f":"TOU_CTabulation[[#This Row],[Base Value]]+TOU_CTabulation[[#This Row],[Over Value]]","v":0}]
[1,28,5,0,0,1,1,0,1,0,0,{"$f":"TOU_CTabulation[[#This Row],[AC System Output (W)]]/1000","v":0},{"$f":"IF(A681=TOU_CTabulation[[#This Row],[Month]],M681+TOU_CTabulation[[#This Row],[AC System Output (kW)]],TOU_CTabulation[[#This Row],[AC System Output (kW)]])","v":326.45865099999997},{"$f":"VLOOKUP(TOU_CTabulation[[#This Row],[Month]],Season,2)","v":"Winter"},{"$f":"VLOOKUP(TOU_CTabulation[[#This Row],[Season]],CRate,2)","v":10.5},{"$f":"IF(A683>TOU_CTabulation[[#This Row],[Month]],TOU_CTabulation[[#This Row],[Day]]*TOU_CTabulation[[#This Row],[Base Allow]],0)","v":0},{"$f":"IF(A683>TOU_CTabulation[[#This Row],[Month]],TOU_CTabulation[[#This Row],[Month Cumm]],0)","v":0},{"$f":"IF(TOU_CTabulation[[#This Row],[Month Base Gen]]=0,0,TOU_CTabulation[[#This Row],[Month Base Gen]]-TOU_CTabulation[[#This Row],[Day]]*TOU_CTabulation[[#This Row],[Base Allow]])","v":0},{"$f":"VLOOKUP(TOU_CTabulation[[#This Row],[Hour]],daypart,2)","v":"All"},{"$f":"TOU_CTabulation[[#This Row],[Season]]&TOU_CTabulation[[#This Row],[Day-Part]]","v":"WinterAll"},{"$f":"VLOOKUP(TOU_CTabulation[[#This Row],[Daypart]],TOUC,2)","v":0.25901999999999997},{"$f":"VLOOKUP(TOU_CTabulation[[#This Row],[Daypart]],TOUC,3)","v":0.32596000000000003},{"$f":"TOU_CTabulation[[#This Row],[Month Base Allow]]*TOU_CTabulation[[#This Row],[Base Rate]]","v":0},{"$f":"TOU_CTabulation[[#This Row],[Month Overbase Gen]]*TOU_CTabulation[[#This Row],[Over Rate]]","v":0},{"$f":"TOU_CTabulation[[#This Row],[Base Value]]+TOU_CTabulation[[#This Row],[Over Value]]","v":0}]
[1,28,6,0,0,1,1,0,1,0,0,{"$f":"TOU_CTabulation[[#This Row],[AC System Output (W)]]/1000","v":0},{"$f":"IF(A682=TOU_CTabulation[[#This Row],[Month]],M682+TOU_CTabulation[[#This Row],[AC System Output (kW)]],TOU_CTabulation[[#This Row],[AC System Output (kW)]])","v":326.45865099999997},{"$f":"VLOOKUP(TOU_CTabulation[[#This Row],[Month]],Season,2)","v":"Winter"},{"$f":"VLOOKUP(TOU_CTabulation[[#This Row],[Season]],CRate,2)","v":10.5},{"$f":"IF(A684>TOU_CTabulation[[#This Row],[Month]],TOU_CTabulation[[#This Row],[Day]]*TOU_CTabulation[[#This Row],[Base Allow]],0)","v":0},{"$f":"IF(A684>TOU_CTabulation[[#This Row],[Month]],TOU_CTabulation[[#This Row],[Month Cumm]],0)","v":0},{"$f":"IF(TOU_CTabulation[[#This Row],[Month Base Gen]]=0,0,TOU_CTabulation[[#This Row],[Month Base Gen]]-TOU_CTabulation[[#This Row],[Day]]*TOU_CTabulation[[#This Row],[Base Allow]])","v":0},{"$f":"VLOOKUP(TOU_CTabulation[[#This Row],[Hour]],daypart,2)","v":"All"},{"$f":"TOU_CTabulation[[#This Row],[Season]]&TOU_CTabulation[[#This Row],[Day-Part]]","v":"WinterAll"},{"$f":"VLOOKUP(TOU_CTabulation[[#This Row],[Daypart]],TOUC,2)","v":0.25901999999999997},{"$f":"VLOOKUP(TOU_CTabulation[[#This Row],[Daypart]],TOUC,3)","v":0.32596000000000003},{"$f":"TOU_CTabulation[[#This Row],[Month Base Allow]]*TOU_CTabulation[[#This Row],[Base Rate]]","v":0},{"$f":"TOU_CTabulation[[#This Row],[Month Overbase Gen]]*TOU_CTabulation[[#This Row],[Over Rate]]","v":0},{"$f":"TOU_CTabulation[[#This Row],[Base Value]]+TOU_CTabulation[[#This Row],[Over Value]]","v":0}]
[1,28,7,427,20,3,1,128.77000000000001,4.6669999999999998,386.39600000000002,358.34500000000003,{"$f":"TOU_CTabulation[[#This Row],[AC System Output (W)]]/1000","v":0.35834500000000002},{"$f":"IF(A683=TOU_CTabulation[[#This Row],[Month]],M683+TOU_CTabulation[[#This Row],[AC System Output (kW)]],TOU_CTabulation[[#This Row],[AC System Output (kW)]])","v":326.81699599999996},{"$f":"VLOOKUP(TOU_CTabulation[[#This Row],[Month]],Season,2)","v":"Winter"},{"$f":"VLOOKUP(TOU_CTabulation[[#This Row],[Season]],CRate,2)","v":10.5},{"$f":"IF(A685>TOU_CTabulation[[#This Row],[Month]],TOU_CTabulation[[#This Row],[Day]]*TOU_CTabulation[[#This Row],[Base Allow]],0)","v":0},{"$f":"IF(A685>TOU_CTabulation[[#This Row],[Month]],TOU_CTabulation[[#This Row],[Month Cumm]],0)","v":0},{"$f":"IF(TOU_CTabulation[[#This Row],[Month Base Gen]]=0,0,TOU_CTabulation[[#This Row],[Month Base Gen]]-TOU_CTabulation[[#This Row],[Day]]*TOU_CTabulation[[#This Row],[Base Allow]])","v":0},{"$f":"VLOOKUP(TOU_CTabulation[[#This Row],[Hour]],daypart,2)","v":"All"},{"$f":"TOU_CTabulation[[#This Row],[Season]]&TOU_CTabulation[[#This Row],[Day-Part]]","v":"WinterAll"},{"$f":"VLOOKUP(TOU_CTabulation[[#This Row],[Daypart]],TOUC,2)","v":0.25901999999999997},{"$f":"VLOOKUP(TOU_CTabulation[[#This Row],[Daypart]],TOUC,3)","v":0.32596000000000003},{"$f":"TOU_CTabulation[[#This Row],[Month Base Allow]]*TOU_CTabulation[[#This Row],[Base Rate]]","v":0},{"$f":"TOU_CTabulation[[#This Row],[Month Overbase Gen]]*TOU_CTabulation[[#This Row],[Over Rate]]","v":0},{"$f":"TOU_CTabulation[[#This Row],[Base Value]]+TOU_CTabulation[[#This Row],[Over Value]]","v":0}]
[1,28,8,51,95,6,2,121.505,7.7450000000000001,444.5,415.18,{"$f":"TOU_CTabulation[[#This Row],[AC System Output (W)]]/1000","v":0.41517999999999999},{"$f":"IF(A684=TOU_CTabulation[[#This Row],[Month]],M684+TOU_CTabulation[[#This Row],[AC System Output (kW)]],TOU_CTabulation[[#This Row],[AC System Output (kW)]])","v":327.23217599999998},{"$f":"VLOOKUP(TOU_CTabulation[[#This Row],[Month]],Season,2)","v":"Winter"},{"$f":"VLOOKUP(TOU_CTabulation[[#This Row],[Season]],CRate,2)","v":10.5},{"$f":"IF(A686>TOU_CTabulation[[#This Row],[Month]],TOU_CTabulation[[#This Row],[Day]]*TOU_CTabulation[[#This Row],[Base Allow]],0)","v":0},{"$f":"IF(A686>TOU_CTabulation[[#This Row],[Month]],TOU_CTabulation[[#This Row],[Month Cumm]],0)","v":0},{"$f":"IF(TOU_CTabulation[[#This Row],[Month Base Gen]]=0,0,TOU_CTabulation[[#This Row],[Month Base Gen]]-TOU_CTabulation[[#This Row],[Day]]*TOU_CTabulation[[#This Row],[Base Allow]])","v":0},{"$f":"VLOOKUP(TOU_CTabulation[[#This Row],[Hour]],daypart,2)","v":"All"},{"$f":"TOU_CTabulation[[#This Row],[Season]]&TOU_CTabulation[[#This Row],[Day-Part]]","v":"WinterAll"},{"$f":"VLOOKUP(TOU_CTabulation[[#This Row],[Daypart]],TOUC,2)","v":0.25901999999999997},{"$f":"VLOOKUP(TOU_CTabulation[[#This Row],[Daypart]],TOUC,3)","v":0.32596000000000003},{"$f":"TOU_CTabulation[[#This Row],[Month Base Allow]]*TOU_CTabulation[[#This Row],[Base Rate]]","v":0},{"$f":"TOU_CTabulation[[#This Row],[Month Overbase Gen]]*TOU_CTabulation[[#This Row],[Over Rate]]","v":0},{"$f":"TOU_CTabulation[[#This Row],[Base Value]]+TOU_CTabulation[[#This Row],[Over Value]]","v":0}]
[1,28,9,900,56,9,2,616.50800000000004,24.202000000000002,2076.319,1998.5329999999999,{"$f":"TOU_CTabulation[[#This Row],[AC System Output (W)]]/1000","v":1.9985329999999999},{"$f":"IF(A685=TOU_CTabulation[[#This Row],[Month]],M685+TOU_CTabulation[[#This Row],[AC System Output (kW)]],TOU_CTabulation[[#This Row],[AC System Output (kW)]])","v":329.23070899999999},{"$f":"VLOOKUP(TOU_CTabulation[[#This Row],[Month]],Season,2)","v":"Winter"},{"$f":"VLOOKUP(TOU_CTabulation[[#This Row],[Season]],CRate,2)","v":10.5},{"$f":"IF(A687>TOU_CTabulation[[#This Row],[Month]],TOU_CTabulation[[#This Row],[Day]]*TOU_CTabulation[[#This Row],[Base Allow]],0)","v":0},{"$f":"IF(A687>TOU_CTabulation[[#This Row],[Month]],TOU_CTabulation[[#This Row],[Month Cumm]],0)","v":0},{"$f":"IF(TOU_CTabulation[[#This Row],[Month Base Gen]]=0,0,TOU_CTabulation[[#This Row],[Month Base Gen]]-TOU_CTabulation[[#This Row],[Day]]*TOU_CTabulation[[#This Row],[Base Allow]])","v":0},{"$f":"VLOOKUP(TOU_CTabulation[[#This Row],[Hour]],daypart,2)","v":"All"},{"$f":"TOU_CTabulation[[#This Row],[Season]]&TOU_CTabulation[[#This Row],[Day-Part]]","v":"WinterAll"},{"$f":"VLOOKUP(TOU_CTabulation[[#This Row],[Daypart]],TOUC,2)","v":0.25901999999999997},{"$f":"VLOOKUP(TOU_CTabulation[[#This Row],[Daypart]],TOUC,3)","v":0.32596000000000003},{"$f":"TOU_CTabulation[[#This Row],[Month Base Allow]]*TOU_CTabulation[[#This Row],[Base Rate]]","v":0},{"$f":"TOU_CTabulation[[#This Row],[Month Overbase Gen]]*TOU_CTabulation[[#This Row],[Over Rate]]","v":0},{"$f":"TOU_CTabulation[[#This Row],[Base Value]]+TOU_CTabulation[[#This Row],[Over Value]]","v":0}]
[1,28,10,960,62,12,2,788.39499999999998,33.146999999999998,2584.2080000000001,2486.2860000000001,{"$f":"TOU_CTabulation[[#This Row],[AC System Output (W)]]/1000","v":2.4862860000000002},{"$f":"IF(A686=TOU_CTabulation[[#This Row],[Month]],M686+TOU_CTabulation[[#This Row],[AC System Output (kW)]],TOU_CTabulation[[#This Row],[AC System Output (kW)]])","v":331.716995},{"$f":"VLOOKUP(TOU_CTabulation[[#This Row],[Month]],Season,2)","v":"Winter"},{"$f":"VLOOKUP(TOU_CTabulation[[#This Row],[Season]],CRate,2)","v":10.5},{"$f":"IF(A688>TOU_CTabulation[[#This Row],[Month]],TOU_CTabulation[[#This Row],[Day]]*TOU_CTabulation[[#This Row],[Base Allow]],0)","v":0},{"$f":"IF(A688>TOU_CTabulation[[#This Row],[Month]],TOU_CTabulation[[#This Row],[Month Cumm]],0)","v":0},{"$f":"IF(TOU_CTabulation[[#This Row],[Month Base Gen]]=0,0,TOU_CTabulation[[#This Row],[Month Base Gen]]-TOU_CTabulation[[#This Row],[Day]]*TOU_CTabulation[[#This Row],[Base Allow]])","v":0},{"$f":"VLOOKUP(TOU_CTabulation[[#This Row],[Hour]],daypart,2)","v":"All"},{"$f":"TOU_CTabulation[[#This Row],[Season]]&TOU_CTabulation[[#This Row],[Day-Part]]","v":"WinterAll"},{"$f":"VLOOKUP(TOU_CTabulation[[#This Row],[Daypart]],TOUC,2)","v":0.25901999999999997},{"$f":"VLOOKUP(TOU_CTabulation[[#This Row],[Daypart]],TOUC,3)","v":0.32596000000000003},{"$f":"TOU_CTabulation[[#This Row],[Month Base Allow]]*TOU_CTabulation[[#This Row],[Base Rate]]","v":0},{"$f":"TOU_CTabulation[[#This Row],[Month Overbase Gen]]*TOU_CTabulation[[#This Row],[Over Rate]]","v":0},{"$f":"TOU_CTabulation[[#This Row],[Base Value]]+TOU_CTabulation[[#This Row],[Over Value]]","v":0}]
[1,28,11,985,67,14,2,889.577,38.128,2857.904,2748.1370000000002,{"$f":"TOU_CTabulation[[#This Row],[AC System Output (W)]]/1000","v":2.7481370000000003},{"$f":"IF(A687=TOU_CTabulation[[#This Row],[Month]],M687+TOU_CTabulation[[#This Row],[AC System Output (kW)]],TOU_CTabulation[[#This Row],[AC System Output (kW)]])","v":334.46513199999998},{"$f":"VLOOKUP(TOU_CTabulation[[#This Row],[Month]],Season,2)","v":"Winter"},{"$f":"VLOOKUP(TOU_CTabulation[[#This Row],[Season]],CRate,2)","v":10.5},{"$f":"IF(A689>TOU_CTabulation[[#This Row],[Month]],TOU_CTabulation[[#This Row],[Day]]*TOU_CTabulation[[#This Row],[Base Allow]],0)","v":0},{"$f":"IF(A689>TOU_CTabulation[[#This Row],[Month]],TOU_CTabulation[[#This Row],[Month Cumm]],0)","v":0},{"$f":"IF(TOU_CTabulation[[#This Row],[Month Base Gen]]=0,0,TOU_CTabulation[[#This Row],[Month Base Gen]]-TOU_CTabulation[[#This Row],[Day]]*TOU_CTabulation[[#This Row],[Base Allow]])","v":0},{"$f":"VLOOKUP(TOU_CTabulation[[#This Row],[Hour]],daypart,2)","v":"All"},{"$f":"TOU_CTabulation[[#This Row],[Season]]&TOU_CTabulation[[#This Row],[Day-Part]]","v":"WinterAll"},{"$f":"VLOOKUP(TOU_CTabulation[[#This Row],[Daypart]],TOUC,2)","v":0.25901999999999997},{"$f":"VLOOKUP(TOU_CTabulation[[#This Row],[Daypart]],TOUC,3)","v":0.32596000000000003},{"$f":"TOU_CTabulation[[#This Row],[Month Base Allow]]*TOU_CTabulation[[#This Row],[Base Rate]]","v":0},{"$f":"TOU_CTabulation[[#This Row],[Month Overbase Gen]]*TOU_CTabulation[[#This Row],[Over Rate]]","v":0},{"$f":"TOU_CTabulation[[#This Row],[Base Value]]+TOU_CTabulation[[#This Row],[Over Value]]","v":0}]
[1,28,12,987,69,15,2,910.005,39.886000000000003,2899.7710000000002,2788.1309999999999,{"$f":"TOU_CTabulation[[#This Row],[AC System Output (W)]]/1000","v":2.7881309999999999},{"$f":"IF(A688=TOU_CTabulation[[#This Row],[Month]],M688+TOU_CTabulation[[#This Row],[AC System Output (kW)]],TOU_CTabulation[[#This Row],[AC System Output (kW)]])","v":337.253263},{"$f":"VLOOKUP(TOU_CTabulation[[#This Row],[Month]],Season,2)","v":"Winter"},{"$f":"VLOOKUP(TOU_CTabulation[[#This Row],[Season]],CRate,2)","v":10.5},{"$f":"IF(A690>TOU_CTabulation[[#This Row],[Month]],TOU_CTabulation[[#This Row],[Day]]*TOU_CTabulation[[#This Row],[Base Allow]],0)","v":0},{"$f":"IF(A690>TOU_CTabulation[[#This Row],[Month]],TOU_CTabulation[[#This Row],[Month Cumm]],0)","v":0},{"$f":"IF(TOU_CTabulation[[#This Row],[Month Base Gen]]=0,0,TOU_CTabulation[[#This Row],[Month Base Gen]]-TOU_CTabulation[[#This Row],[Day]]*TOU_CTabulation[[#This Row],[Base Allow]])","v":0},{"$f":"VLOOKUP(TOU_CTabulation[[#This Row],[Hour]],daypart,2)","v":"All"},{"$f":"TOU_CTabulation[[#This Row],[Season]]&TOU_CTabulation[[#This Row],[Day-Part]]","v":"WinterAll"},{"$f":"VLOOKUP(TOU_CTabulation[[#This Row],[Daypart]],TOUC,2)","v":0.25901999999999997},{"$f":"VLOOKUP(TOU_CTabulation[[#This Row],[Daypart]],TOUC,3)","v":0.32596000000000003},{"$f":"TOU_CTabulation[[#This Row],[Month Base Allow]]*TOU_CTabulation[[#This Row],[Base Rate]]","v":0},{"$f":"TOU_CTabulation[[#This Row],[Month Overbase Gen]]*TOU_CTabulation[[#This Row],[Over Rate]]","v":0},{"$f":"TOU_CTabulation[[#This Row],[Base Value]]+TOU_CTabulation[[#This Row],[Over Value]]","v":0}]
[1,28,13,968,68,15,3,848.63800000000003,35.694000000000003,2755.761,2650.4969999999998,{"$f":"TOU_CTabulation[[#This Row],[AC System Output (W)]]/1000","v":2.6504969999999997},{"$f":"IF(A689=TOU_CTabulation[[#This Row],[Month]],M689+TOU_CTabulation[[#This Row],[AC System Output (kW)]],TOU_CTabulation[[#This Row],[AC System Output (kW)]])","v":339.90375999999998},{"$f":"VLOOKUP(TOU_CTabulation[[#This Row],[Month]],Season,2)","v":"Winter"},{"$f":"VLOOKUP(TOU_CTabulation[[#This Row],[Season]],CRate,2)","v":10.5},{"$f":"IF(A691>TOU_CTabulation[[#This Row],[Month]],TOU_CTabulation[[#This Row],[Day]]*TOU_CTabulation[[#This Row],[Base Allow]],0)","v":0},{"$f":"IF(A691>TOU_CTabulation[[#This Row],[Month]],TOU_CTabulation[[#This Row],[Month Cumm]],0)","v":0},{"$f":"IF(TOU_CTabulation[[#This Row],[Month Base Gen]]=0,0,TOU_CTabulation[[#This Row],[Month Base Gen]]-TOU_CTabulation[[#This Row],[Day]]*TOU_CTabulation[[#This Row],[Base Allow]])","v":0},{"$f":"VLOOKUP(TOU_CTabulation[[#This Row],[Hour]],daypart,2)","v":"All"},{"$f":"TOU_CTabulation[[#This Row],[Season]]&TOU_CTabulation[[#This Row],[Day-Part]]","v":"WinterAll"},{"$f":"VLOOKUP(TOU_CTabulation[[#This Row],[Daypart]],TOUC,2)","v":0.25901999999999997},{"$f":"VLOOKUP(TOU_CTabulation[[#This Row],[Daypart]],TOUC,3)","v":0.32596000000000003},{"$f":"TOU_CTabulation[[#This Row],[Month Base Allow]]*TOU_CTabulation[[#This Row],[Base Rate]]","v":0},{"$f":"TOU_CTabulation[[#This Row],[Month Overbase Gen]]*TOU_CTabulation[[#This Row],[Over Rate]]","v":0},{"$f":"TOU_CTabulation[[#This Row],[Base Value]]+TOU_CTabulation[[#This Row],[Over Value]]","v":0}]
[1,28,14,922,64,15,2,710.75199999999995,34.767000000000003,2299.7440000000001,2213.395,{"$f":"TOU_CTabulation[[#This Row],[AC System Output (W)]]/1000","v":2.2133949999999998},{"$f":"IF(A690=TOU_CTabulation[[#This Row],[Month]],M690+TOU_CTabulation[[#This Row],[AC System Output (kW)]],TOU_CTabulation[[#This Row],[AC System Output (kW)]])","v":342.11715499999997},{"$f":"VLOOKUP(TOU_CTabulation[[#This Row],[Month]],Season,2)","v":"Winter"},{"$f":"VLOOKUP(TOU_CTabulation[[#This Row],[Season]],CRate,2)","v":10.5},{"$f":"IF(A692>TOU_CTabulation[[#This Row],[Month]],TOU_CTabulation[[#This Row],[Day]]*TOU_CTabulation[[#This Row],[Base Allow]],0)","v":0},{"$f":"IF(A692>TOU_CTabulation[[#This Row],[Month]],TOU_CTabulation[[#This Row],[Month Cumm]],0)","v":0},{"$f":"IF(TOU_CTabulation[[#This Row],[Month Base Gen]]=0,0,TOU_CTabulation[[#This Row],[Month Base Gen]]-TOU_CTabulation[[#This Row],[Day]]*TOU_CTabulation[[#This Row],[Base Allow]])","v":0},{"$f":"VLOOKUP(TOU_CTabulation[[#This Row],[Hour]],daypart,2)","v":"All"},{"$f":"TOU_CTabulation[[#This Row],[Season]]&TOU_CTabulation[[#This Row],[Day-Part]]","v":"WinterAll"},{"$f":"VLOOKUP(TOU_CTabulation[[#This Row],[Daypart]],TOUC,2)","v":0.25901999999999997},{"$f":"VLOOKUP(TOU_CTabulation[[#This Row],[Daypart]],TOUC,3)","v":0.32596000000000003},{"$f":"TOU_CTabulation[[#This Row],[Month Base Allow]]*TOU_CTabulation[[#This Row],[Base Rate]]","v":0},{"$f":"TOU_CTabulation[[#This Row],[Month Overbase Gen]]*TOU_CTabulation[[#This Row],[Over Rate]]","v":0},{"$f":"TOU_CTabulation[[#This Row],[Base Value]]+TOU_CTabulation[[#This Row],[Over Value]]","v":0}]
[1,28,15,831,56,13,1,511.63299999999998,30.361999999999998,1646.5940000000001,1583.971,{"$f":"TOU_CTabulation[[#This Row],[AC System Output (W)]]/1000","v":1.583971},{"$f":"IF(A691=TOU_CTabulation[[#This Row],[Month]],M691+TOU_CTabulation[[#This Row],[AC System Output (kW)]],TOU_CTabulation[[#This Row],[AC System Output (kW)]])","v":343.70112599999999},{"$f":"VLOOKUP(TOU_CTabulation[[#This Row],[Month]],Season,2)","v":"Winter"},{"$f":"VLOOKUP(TOU_CTabulation[[#This Row],[Season]],CRate,2)","v":10.5},{"$f":"IF(A693>TOU_CTabulation[[#This Row],[Month]],TOU_CTabulation[[#This Row],[Day]]*TOU_CTabulation[[#This Row],[Base Allow]],0)","v":0},{"$f":"IF(A693>TOU_CTabulation[[#This Row],[Month]],TOU_CTabulation[[#This Row],[Month Cumm]],0)","v":0},{"$f":"IF(TOU_CTabulation[[#This Row],[Month Base Gen]]=0,0,TOU_CTabulation[[#This Row],[Month Base Gen]]-TOU_CTabulation[[#This Row],[Day]]*TOU_CTabulation[[#This Row],[Base Allow]])","v":0},{"$f":"VLOOKUP(TOU_CTabulation[[#This Row],[Hour]],daypart,2)","v":"All"},{"$f":"TOU_CTabulation[[#This Row],[Season]]&TOU_CTabulation[[#This Row],[Day-Part]]","v":"WinterAll"},{"$f":"VLOOKUP(TOU_CTabulation[[#This Row],[Daypart]],TOUC,2)","v":0.25901999999999997},{"$f":"VLOOKUP(TOU_CTabulation[[#This Row],[Daypart]],TOUC,3)","v":0.32596000000000003},{"$f":"TOU_CTabulation[[#This Row],[Month Base Allow]]*TOU_CTabulation[[#This Row],[Base Rate]]","v":0},{"$f":"TOU_CTabulation[[#This Row],[Month Overbase Gen]]*TOU_CTabulation[[#This Row],[Over Rate]]","v":0},{"$f":"TOU_CTabulation[[#This Row],[Base Value]]+TOU_CTabulation[[#This Row],[Over Value]]","v":0}]
[1,28,16,592,42,9,1,249.78200000000001,17.483000000000001,783.27,745.92399999999998,{"$f":"TOU_CTabulation[[#This Row],[AC System Output (W)]]/1000","v":0.74592400000000003},{"$f":"IF(A692=TOU_CTabulation[[#This Row],[Month]],M692+TOU_CTabulation[[#This Row],[AC System Output (kW)]],TOU_CTabulation[[#This Row],[AC System Output (kW)]])","v":344.44704999999999},{"$f":"VLOOKUP(TOU_CTabulation[[#This Row],[Month]],Season,2)","v":"Winter"},{"$f":"VLOOKUP(TOU_CTabulation[[#This Row],[Season]],CRate,2)","v":10.5},{"$f":"IF(A694>TOU_CTabulation[[#This Row],[Month]],TOU_CTabulation[[#This Row],[Day]]*TOU_CTabulation[[#This Row],[Base Allow]],0)","v":0},{"$f":"IF(A694>TOU_CTabulation[[#This Row],[Month]],TOU_CTabulation[[#This Row],[Month Cumm]],0)","v":0},{"$f":"IF(TOU_CTabulation[[#This Row],[Month Base Gen]]=0,0,TOU_CTabulation[[#This Row],[Month Base Gen]]-TOU_CTabulation[[#This Row],[Day]]*TOU_CTabulation[[#This Row],[Base Allow]])","v":0},{"$f":"VLOOKUP(TOU_CTabulation[[#This Row],[Hour]],daypart,2)","v":"All"},{"$f":"TOU_CTabulation[[#This Row],[Season]]&TOU_CTabulation[[#This Row],[Day-Part]]","v":"WinterAll"},{"$f":"VLOOKUP(TOU_CTabulation[[#This Row],[Daypart]],TOUC,2)","v":0.25901999999999997},{"$f":"VLOOKUP(TOU_CTabulation[[#This Row],[Daypart]],TOUC,3)","v":0.32596000000000003},{"$f":"TOU_CTabulation[[#This Row],[Month Base Allow]]*TOU_CTabulation[[#This Row],[Base Rate]]","v":0},{"$f":"TOU_CTabulation[[#This Row],[Month Overbase Gen]]*TOU_CTabulation[[#This Row],[Over Rate]]","v":0},{"$f":"TOU_CTabulation[[#This Row],[Base Value]]+TOU_CTabulation[[#This Row],[Over Value]]","v":0}]
[1,28,17,0,0,7,1,0,7,0,0,{"$f":"TOU_CTabulation[[#This Row],[AC System Output (W)]]/1000","v":0},{"$f":"IF(A693=TOU_CTabulation[[#This Row],[Month]],M693+TOU_CTabulation[[#This Row],[AC System Output (kW)]],TOU_CTabulation[[#This Row],[AC System Output (kW)]])","v":344.44704999999999},{"$f":"VLOOKUP(TOU_CTabulation[[#This Row],[Month]],Season,2)","v":"Winter"},{"$f":"VLOOKUP(TOU_CTabulation[[#This Row],[Season]],CRate,2)","v":10.5},{"$f":"IF(A695>TOU_CTabulation[[#This Row],[Month]],TOU_CTabulation[[#This Row],[Day]]*TOU_CTabulation[[#This Row],[Base Allow]],0)","v":0},{"$f":"IF(A695>TOU_CTabulation[[#This Row],[Month]],TOU_CTabulation[[#This Row],[Month Cumm]],0)","v":0},{"$f":"IF(TOU_CTabulation[[#This Row],[Month Base Gen]]=0,0,TOU_CTabulation[[#This Row],[Month Base Gen]]-TOU_CTabulation[[#This Row],[Day]]*TOU_CTabulation[[#This Row],[Base Allow]])","v":0},{"$f":"VLOOKUP(TOU_CTabulation[[#This Row],[Hour]],daypart,2)","v":"All"},{"$f":"TOU_CTabulation[[#This Row],[Season]]&TOU_CTabulation[[#This Row],[Day-Part]]","v":"WinterAll"},{"$f":"VLOOKUP(TOU_CTabulation[[#This Row],[Daypart]],TOUC,2)","v":0.25901999999999997},{"$f":"VLOOKUP(TOU_CTabulation[[#This Row],[Daypart]],TOUC,3)","v":0.32596000000000003},{"$f":"TOU_CTabulation[[#This Row],[Month Base Allow]]*TOU_CTabulation[[#This Row],[Base Rate]]","v":0},{"$f":"TOU_CTabulation[[#This Row],[Month Overbase Gen]]*TOU_CTabulation[[#This Row],[Over Rate]]","v":0},{"$f":"TOU_CTabulation[[#This Row],[Base Value]]+TOU_CTabulation[[#This Row],[Over Value]]","v":0}]
[1,28,18,0,0,5,1,0,5,0,0,{"$f":"TOU_CTabulation[[#This Row],[AC System Output (W)]]/1000","v":0},{"$f":"IF(A694=TOU_CTabulation[[#This Row],[Month]],M694+TOU_CTabulation[[#This Row],[AC System Output (kW)]],TOU_CTabulation[[#This Row],[AC System Output (kW)]])","v":344.44704999999999},{"$f":"VLOOKUP(TOU_CTabulation[[#This Row],[Month]],Season,2)","v":"Winter"},{"$f":"VLOOKUP(TOU_CTabulation[[#This Row],[Season]],CRate,2)","v":10.5},{"$f":"IF(A696>TOU_CTabulation[[#This Row],[Month]],TOU_CTabulation[[#This Row],[Day]]*TOU_CTabulation[[#This Row],[Base Allow]],0)","v":0},{"$f":"IF(A696>TOU_CTabulation[[#This Row],[Month]],TOU_CTabulation[[#This Row],[Month Cumm]],0)","v":0},{"$f":"IF(TOU_CTabulation[[#This Row],[Month Base Gen]]=0,0,TOU_CTabulation[[#This Row],[Month Base Gen]]-TOU_CTabulation[[#This Row],[Day]]*TOU_CTabulation[[#This Row],[Base Allow]])","v":0},{"$f":"VLOOKUP(TOU_CTabulation[[#This Row],[Hour]],daypart,2)","v":"All"},{"$f":"TOU_CTabulation[[#This Row],[Season]]&TOU_CTabulation[[#This Row],[Day-Part]]","v":"WinterAll"},{"$f":"VLOOKUP(TOU_CTabulation[[#This Row],[Daypart]],TOUC,2)","v":0.25901999999999997},{"$f":"VLOOKUP(TOU_CTabulation[[#This Row],[Daypart]],TOUC,3)","v":0.32596000000000003},{"$f":"TOU_CTabulation[[#This Row],[Month Base Allow]]*TOU_CTabulation[[#This Row],[Base Rate]]","v":0},{"$f":"TOU_CTabulation[[#This Row],[Month Overbase Gen]]*TOU_CTabulation[[#This Row],[Over Rate]]","v":0},{"$f":"TOU_CTabulation[[#This Row],[Base Value]]+TOU_CTabulation[[#This Row],[Over Value]]","v":0}]
[1,28,19,0,0,4,1,0,4,0,0,{"$f":"TOU_CTabulation[[#This Row],[AC System Output (W)]]/1000","v":0},{"$f":"IF(A695=TOU_CTabulation[[#This Row],[Month]],M695+TOU_CTabulation[[#This Row],[AC System Output (kW)]],TOU_CTabulation[[#This Row],[AC System Output (kW)]])","v":344.44704999999999},{"$f":"VLOOKUP(TOU_CTabulation[[#This Row],[Month]],Season,2)","v":"Winter"},{"$f":"VLOOKUP(TOU_CTabulation[[#This Row],[Season]],CRate,2)","v":10.5},{"$f":"IF(A697>TOU_CTabulation[[#This Row],[Month]],TOU_CTabulation[[#This Row],[Day]]*TOU_CTabulation[[#This Row],[Base Allow]],0)","v":0},{"$f":"IF(A697>TOU_CTabulation[[#This Row],[Month]],TOU_CTabulation[[#This Row],[Month Cumm]],0)","v":0},{"$f":"IF(TOU_CTabulation[[#This Row],[Month Base Gen]]=0,0,TOU_CTabulation[[#This Row],[Month Base Gen]]-TOU_CTabulation[[#This Row],[Day]]*TOU_CTabulation[[#This Row],[Base Allow]])","v":0},{"$f":"VLOOKUP(TOU_CTabulation[[#This Row],[Hour]],daypart,2)","v":"All"},{"$f":"TOU_CTabulation[[#This Row],[Season]]&TOU_CTabulation[[#This Row],[Day-Part]]","v":"WinterAll"},{"$f":"VLOOKUP(TOU_CTabulation[[#This Row],[Daypart]],TOUC,2)","v":0.25901999999999997},{"$f":"VLOOKUP(TOU_CTabulation[[#This Row],[Daypart]],TOUC,3)","v":0.32596000000000003},{"$f":"TOU_CTabulation[[#This Row],[Month Base Allow]]*TOU_CTabulation[[#This Row],[Base Rate]]","v":0},{"$f":"TOU_CTabulation[[#This Row],[Month Overbase Gen]]*TOU_CTabulation[[#This Row],[Over Rate]]","v":0},{"$f":"TOU_CTabulation[[#This Row],[Base Value]]+TOU_CTabulation[[#This Row],[Over Value]]","v":0}]
[1,28,20,0,0,3,2,0,3,0,0,{"$f":"TOU_CTabulation[[#This Row],[AC System Output (W)]]/1000","v":0},{"$f":"IF(A696=TOU_CTabulation[[#This Row],[Month]],M696+TOU_CTabulation[[#This Row],[AC System Output (kW)]],TOU_CTabulation[[#This Row],[AC System Output (kW)]])","v":344.44704999999999},{"$f":"VLOOKUP(TOU_CTabulation[[#This Row],[Month]],Season,2)","v":"Winter"},{"$f":"VLOOKUP(TOU_CTabulation[[#This Row],[Season]],CRate,2)","v":10.5},{"$f":"IF(A698>TOU_CTabulation[[#This Row],[Month]],TOU_CTabulation[[#This Row],[Day]]*TOU_CTabulation[[#This Row],[Base Allow]],0)","v":0},{"$f":"IF(A698>TOU_CTabulation[[#This Row],[Month]],TOU_CTabulation[[#This Row],[Month Cumm]],0)","v":0},{"$f":"IF(TOU_CTabulation[[#This Row],[Month Base Gen]]=0,0,TOU_CTabulation[[#This Row],[Month Base Gen]]-TOU_CTabulation[[#This Row],[Day]]*TOU_CTabulation[[#This Row],[Base Allow]])","v":0},{"$f":"VLOOKUP(TOU_CTabulation[[#This Row],[Hour]],daypart,2)","v":"All"},{"$f":"TOU_CTabulation[[#This Row],[Season]]&TOU_CTabulation[[#This Row],[Day-Part]]","v":"WinterAll"},{"$f":"VLOOKUP(TOU_CTabulation[[#This Row],[Daypart]],TOUC,2)","v":0.25901999999999997},{"$f":"VLOOKUP(TOU_CTabulation[[#This Row],[Daypart]],TOUC,3)","v":0.32596000000000003},{"$f":"TOU_CTabulation[[#This Row],[Month Base Allow]]*TOU_CTabulation[[#This Row],[Base Rate]]","v":0},{"$f":"TOU_CTabulation[[#This Row],[Month Overbase Gen]]*TOU_CTabulation[[#This Row],[Over Rate]]","v":0},{"$f":"TOU_CTabulation[[#This Row],[Base Value]]+TOU_CTabulation[[#This Row],[Over Value]]","v":0}]
[1,28,21,0,0,3,2,0,3,0,0,{"$f":"TOU_CTabulation[[#This Row],[AC System Output (W)]]/1000","v":0},{"$f":"IF(A697=TOU_CTabulation[[#This Row],[Month]],M697+TOU_CTabulation[[#This Row],[AC System Output (kW)]],TOU_CTabulation[[#This Row],[AC System Output (kW)]])","v":344.44704999999999},{"$f":"VLOOKUP(TOU_CTabulation[[#This Row],[Month]],Season,2)","v":"Winter"},{"$f":"VLOOKUP(TOU_CTabulation[[#This Row],[Season]],CRate,2)","v":10.5},{"$f":"IF(A699>TOU_CTabulation[[#This Row],[Month]],TOU_CTabulation[[#This Row],[Day]]*TOU_CTabulation[[#This Row],[Base Allow]],0)","v":0},{"$f":"IF(A699>TOU_CTabulation[[#This Row],[Month]],TOU_CTabulation[[#This Row],[Month Cumm]],0)","v":0},{"$f":"IF(TOU_CTabulation[[#This Row],[Month Base Gen]]=0,0,TOU_CTabulation[[#This Row],[Month Base Gen]]-TOU_CTabulation[[#This Row],[Day]]*TOU_CTabulation[[#This Row],[Base Allow]])","v":0},{"$f":"VLOOKUP(TOU_CTabulation[[#This Row],[Hour]],daypart,2)","v":"All"},{"$f":"TOU_CTabulation[[#This Row],[Season]]&TOU_CTabulation[[#This Row],[Day-Part]]","v":"WinterAll"},{"$f":"VLOOKUP(TOU_CTabulation[[#This Row],[Daypart]],TOUC,2)","v":0.25901999999999997},{"$f":"VLOOKUP(TOU_CTabulation[[#This Row],[Daypart]],TOUC,3)","v":0.32596000000000003},{"$f":"TOU_CTabulation[[#This Row],[Month Base Allow]]*TOU_CTabulation[[#This Row],[Base Rate]]","v":0},{"$f":"TOU_CTabulation[[#This Row],[Month Overbase Gen]]*TOU_CTabulation[[#This Row],[Over Rate]]","v":0},{"$f":"TOU_CTabulation[[#This Row],[Base Value]]+TOU_CTabulation[[#This Row],[Over Value]]","v":0}]
[1,28,22,0,0,2,2,0,2,0,0,{"$f":"TOU_CTabulation[[#This Row],[AC System Output (W)]]/1000","v":0},{"$f":"IF(A698=TOU_CTabulation[[#This Row],[Month]],M698+TOU_CTabulation[[#This Row],[AC System Output (kW)]],TOU_CTabulation[[#This Row],[AC System Output (kW)]])","v":344.44704999999999},{"$f":"VLOOKUP(TOU_CTabulation[[#This Row],[Month]],Season,2)","v":"Winter"},{"$f":"VLOOKUP(TOU_CTabulation[[#This Row],[Season]],CRate,2)","v":10.5},{"$f":"IF(A700>TOU_CTabulation[[#This Row],[Month]],TOU_CTabulation[[#This Row],[Day]]*TOU_CTabulation[[#This Row],[Base Allow]],0)","v":0},{"$f":"IF(A700>TOU_CTabulation[[#This Row],[Month]],TOU_CTabulation[[#This Row],[Month Cumm]],0)","v":0},{"$f":"IF(TOU_CTabulation[[#This Row],[Month Base Gen]]=0,0,TOU_CTabulation[[#This Row],[Month Base Gen]]-TOU_CTabulation[[#This Row],[Day]]*TOU_CTabulation[[#This Row],[Base Allow]])","v":0},{"$f":"VLOOKUP(TOU_CTabulation[[#This Row],[Hour]],daypart,2)","v":"All"},{"$f":"TOU_CTabulation[[#This Row],[Season]]&TOU_CTabulation[[#This Row],[Day-Part]]","v":"WinterAll"},{"$f":"VLOOKUP(TOU_CTabulation[[#This Row],[Daypart]],TOUC,2)","v":0.25901999999999997},{"$f":"VLOOKUP(TOU_CTabulation[[#This Row],[Daypart]],TOUC,3)","v":0.32596000000000003},{"$f":"TOU_CTabulation[[#This Row],[Month Base Allow]]*TOU_CTabulation[[#This Row],[Base Rate]]","v":0},{"$f":"TOU_CTabulation[[#This Row],[Month Overbase Gen]]*TOU_CTabulation[[#This Row],[Over Rate]]","v":0},{"$f":"TOU_CTabulation[[#This Row],[Base Value]]+TOU_CTabulation[[#This Row],[Over Value]]","v":0}]
[1,28,23,0,0,2,2,0,2,0,0,{"$f":"TOU_CTabulation[[#This Row],[AC System Output (W)]]/1000","v":0},{"$f":"IF(A699=TOU_CTabulation[[#This Row],[Month]],M699+TOU_CTabulation[[#This Row],[AC System Output (kW)]],TOU_CTabulation[[#This Row],[AC System Output (kW)]])","v":344.44704999999999},{"$f":"VLOOKUP(TOU_CTabulation[[#This Row],[Month]],Season,2)","v":"Winter"},{"$f":"VLOOKUP(TOU_CTabulation[[#This Row],[Season]],CRate,2)","v":10.5},{"$f":"IF(A701>TOU_CTabulation[[#This Row],[Month]],TOU_CTabulation[[#This Row],[Day]]*TOU_CTabulation[[#This Row],[Base Allow]],0)","v":0},{"$f":"IF(A701>TOU_CTabulation[[#This Row],[Month]],TOU_CTabulation[[#This Row],[Month Cumm]],0)","v":0},{"$f":"IF(TOU_CTabulation[[#This Row],[Month Base Gen]]=0,0,TOU_CTabulation[[#This Row],[Month Base Gen]]-TOU_CTabulation[[#This Row],[Day]]*TOU_CTabulation[[#This Row],[Base Allow]])","v":0},{"$f":"VLOOKUP(TOU_CTabulation[[#This Row],[Hour]],daypart,2)","v":"All"},{"$f":"TOU_CTabulation[[#This Row],[Season]]&TOU_CTabulation[[#This Row],[Day-Part]]","v":"WinterAll"},{"$f":"VLOOKUP(TOU_CTabulation[[#This Row],[Daypart]],TOUC,2)","v":0.25901999999999997},{"$f":"VLOOKUP(TOU_CTabulation[[#This Row],[Daypart]],TOUC,3)","v":0.32596000000000003},{"$f":"TOU_CTabulation[[#This Row],[Month Base Allow]]*TOU_CTabulation[[#This Row],[Base Rate]]","v":0},{"$f":"TOU_CTabulation[[#This Row],[Month Overbase Gen]]*TOU_CTabulation[[#This Row],[Over Rate]]","v":0},{"$f":"TOU_CTabulation[[#This Row],[Base Value]]+TOU_CTabulation[[#This Row],[Over Value]]","v":0}]
[1,29,0,0,0,1,2,0,1,0,0,{"$f":"TOU_CTabulation[[#This Row],[AC System Output (W)]]/1000","v":0},{"$f":"IF(A700=TOU_CTabulation[[#This Row],[Month]],M700+TOU_CTabulation[[#This Row],[AC System Output (kW)]],TOU_CTabulation[[#This Row],[AC System Output (kW)]])","v":344.44704999999999},{"$f":"VLOOKUP(TOU_CTabulation[[#This Row],[Month]],Season,2)","v":"Winter"},{"$f":"VLOOKUP(TOU_CTabulation[[#This Row],[Season]],CRate,2)","v":10.5},{"$f":"IF(A702>TOU_CTabulation[[#This Row],[Month]],TOU_CTabulation[[#This Row],[Day]]*TOU_CTabulation[[#This Row],[Base Allow]],0)","v":0},{"$f":"IF(A702>TOU_CTabulation[[#This Row],[Month]],TOU_CTabulation[[#This Row],[Month Cumm]],0)","v":0},{"$f":"IF(TOU_CTabulation[[#This Row],[Month Base Gen]]=0,0,TOU_CTabulation[[#This Row],[Month Base Gen]]-TOU_CTabulation[[#This Row],[Day]]*TOU_CTabulation[[#This Row],[Base Allow]])","v":0},{"$f":"VLOOKUP(TOU_CTabulation[[#This Row],[Hour]],daypart,2)","v":"All"},{"$f":"TOU_CTabulation[[#This Row],[Season]]&TOU_CTabulation[[#This Row],[Day-Part]]","v":"WinterAll"},{"$f":"VLOOKUP(TOU_CTabulation[[#This Row],[Daypart]],TOUC,2)","v":0.25901999999999997},{"$f":"VLOOKUP(TOU_CTabulation[[#This Row],[Daypart]],TOUC,3)","v":0.32596000000000003},{"$f":"TOU_CTabulation[[#This Row],[Month Base Allow]]*TOU_CTabulation[[#This Row],[Base Rate]]","v":0},{"$f":"TOU_CTabulation[[#This Row],[Month Overbase Gen]]*TOU_CTabulation[[#This Row],[Over Rate]]","v":0},{"$f":"TOU_CTabulation[[#This Row],[Base Value]]+TOU_CTabulation[[#This Row],[Over Value]]","v":0}]
[1,29,1,0,0,1,2,0,1,0,0,{"$f":"TOU_CTabulation[[#This Row],[AC System Output (W)]]/1000","v":0},{"$f":"IF(A701=TOU_CTabulation[[#This Row],[Month]],M701+TOU_CTabulation[[#This Row],[AC System Output (kW)]],TOU_CTabulation[[#This Row],[AC System Output (kW)]])","v":344.44704999999999},{"$f":"VLOOKUP(TOU_CTabulation[[#This Row],[Month]],Season,2)","v":"Winter"},{"$f":"VLOOKUP(TOU_CTabulation[[#This Row],[Season]],CRate,2)","v":10.5},{"$f":"IF(A703>TOU_CTabulation[[#This Row],[Month]],TOU_CTabulation[[#This Row],[Day]]*TOU_CTabulation[[#This Row],[Base Allow]],0)","v":0},{"$f":"IF(A703>TOU_CTabulation[[#This Row],[Month]],TOU_CTabulation[[#This Row],[Month Cumm]],0)","v":0},{"$f":"IF(TOU_CTabulation[[#This Row],[Month Base Gen]]=0,0,TOU_CTabulation[[#This Row],[Month Base Gen]]-TOU_CTabulation[[#This Row],[Day]]*TOU_CTabulation[[#This Row],[Base Allow]])","v":0},{"$f":"VLOOKUP(TOU_CTabulation[[#This Row],[Hour]],daypart,2)","v":"All"},{"$f":"TOU_CTabulation[[#This Row],[Season]]&TOU_CTabulation[[#This Row],[Day-Part]]","v":"WinterAll"},{"$f":"VLOOKUP(TOU_CTabulation[[#This Row],[Daypart]],TOUC,2)","v":0.25901999999999997},{"$f":"VLOOKUP(TOU_CTabulation[[#This Row],[Daypart]],TOUC,3)","v":0.32596000000000003},{"$f":"TOU_CTabulation[[#This Row],[Month Base Allow]]*TOU_CTabulation[[#This Row],[Base Rate]]","v":0},{"$f":"TOU_CTabulation[[#This Row],[Month Overbase Gen]]*TOU_CTabulation[[#This Row],[Over Rate]]","v":0},{"$f":"TOU_CTabulation[[#This Row],[Base Value]]+TOU_CTabulation[[#This Row],[Over Value]]","v":0}]
[1,29,2,0,0,0,2,0,0,0,0,{"$f":"TOU_CTabulation[[#This Row],[AC System Output (W)]]/1000","v":0},{"$f":"IF(A702=TOU_CTabulation[[#This Row],[Month]],M702+TOU_CTabulation[[#This Row],[AC System Output (kW)]],TOU_CTabulation[[#This Row],[AC System Output (kW)]])","v":344.44704999999999},{"$f":"VLOOKUP(TOU_CTabulation[[#This Row],[Month]],Season,2)","v":"Winter"},{"$f":"VLOOKUP(TOU_CTabulation[[#This Row],[Season]],CRate,2)","v":10.5},{"$f":"IF(A704>TOU_CTabulation[[#This Row],[Month]],TOU_CTabulation[[#This Row],[Day]]*TOU_CTabulation[[#This Row],[Base Allow]],0)","v":0},{"$f":"IF(A704>TOU_CTabulation[[#This Row],[Month]],TOU_CTabulation[[#This Row],[Month Cumm]],0)","v":0},{"$f":"IF(TOU_CTabulation[[#This Row],[Month Base Gen]]=0,0,TOU_CTabulation[[#This Row],[Month Base Gen]]-TOU_CTabulation[[#This Row],[Day]]*TOU_CTabulation[[#This Row],[Base Allow]])","v":0},{"$f":"VLOOKUP(TOU_CTabulation[[#This Row],[Hour]],daypart,2)","v":"All"},{"$f":"TOU_CTabulation[[#This Row],[Season]]&TOU_CTabulation[[#This Row],[Day-Part]]","v":"WinterAll"},{"$f":"VLOOKUP(TOU_CTabulation[[#This Row],[Daypart]],TOUC,2)","v":0.25901999999999997},{"$f":"VLOOKUP(TOU_CTabulation[[#This Row],[Daypart]],TOUC,3)","v":0.32596000000000003},{"$f":"TOU_CTabulation[[#This Row],[Month Base Allow]]*TOU_CTabulation[[#This Row],[Base Rate]]","v":0},{"$f":"TOU_CTabulation[[#This Row],[Month Overbase Gen]]*TOU_CTabulation[[#This Row],[Over Rate]]","v":0},{"$f":"TOU_CTabulation[[#This Row],[Base Value]]+TOU_CTabulation[[#This Row],[Over Value]]","v":0}]
[1,29,3,0,0,0,2,0,0,0,0,{"$f":"TOU_CTabulation[[#This Row],[AC System Output (W)]]/1000","v":0},{"$f":"IF(A703=TOU_CTabulation[[#This Row],[Month]],M703+TOU_CTabulation[[#This Row],[AC System Output (kW)]],TOU_CTabulation[[#This Row],[AC System Output (kW)]])","v":344.44704999999999},{"$f":"VLOOKUP(TOU_CTabulation[[#This Row],[Month]],Season,2)","v":"Winter"},{"$f":"VLOOKUP(TOU_CTabulation[[#This Row],[Season]],CRate,2)","v":10.5},{"$f":"IF(A705>TOU_CTabulation[[#This Row],[Month]],TOU_CTabulation[[#This Row],[Day]]*TOU_CTabulation[[#This Row],[Base Allow]],0)","v":0},{"$f":"IF(A705>TOU_CTabulation[[#This Row],[Month]],TOU_CTabulation[[#This Row],[Month Cumm]],0)","v":0},{"$f":"IF(TOU_CTabulation[[#This Row],[Month Base Gen]]=0,0,TOU_CTabulation[[#This Row],[Month Base Gen]]-TOU_CTabulation[[#This Row],[Day]]*TOU_CTabulation[[#This Row],[Base Allow]])","v":0},{"$f":"VLOOKUP(TOU_CTabulation[[#This Row],[Hour]],daypart,2)","v":"All"},{"$f":"TOU_CTabulation[[#This Row],[Season]]&TOU_CTabulation[[#This Row],[Day-Part]]","v":"WinterAll"},{"$f":"VLOOKUP(TOU_CTabulation[[#This Row],[Daypart]],TOUC,2)","v":0.25901999999999997},{"$f":"VLOOKUP(TOU_CTabulation[[#This Row],[Daypart]],TOUC,3)","v":0.32596000000000003},{"$f":"TOU_CTabulation[[#This Row],[Month Base Allow]]*TOU_CTabulation[[#This Row],[Base Rate]]","v":0},{"$f":"TOU_CTabulation[[#This Row],[Month Overbase Gen]]*TOU_CTabulation[[#This Row],[Over Rate]]","v":0},{"$f":"TOU_CTabulation[[#This Row],[Base Value]]+TOU_CTabulation[[#This Row],[Over Value]]","v":0}]
[1,29,4,0,0,0,2,0,0,0,0,{"$f":"TOU_CTabulation[[#This Row],[AC System Output (W)]]/1000","v":0},{"$f":"IF(A704=TOU_CTabulation[[#This Row],[Month]],M704+TOU_CTabulation[[#This Row],[AC System Output (kW)]],TOU_CTabulation[[#This Row],[AC System Output (kW)]])","v":344.44704999999999},{"$f":"VLOOKUP(TOU_CTabulation[[#This Row],[Month]],Season,2)","v":"Winter"},{"$f":"VLOOKUP(TOU_CTabulation[[#This Row],[Season]],CRate,2)","v":10.5},{"$f":"IF(A706>TOU_CTabulation[[#This Row],[Month]],TOU_CTabulation[[#This Row],[Day]]*TOU_CTabulation[[#This Row],[Base Allow]],0)","v":0},{"$f":"IF(A706>TOU_CTabulation[[#This Row],[Month]],TOU_CTabulation[[#This Row],[Month Cumm]],0)","v":0},{"$f":"IF(TOU_CTabulation[[#This Row],[Month Base Gen]]=0,0,TOU_CTabulation[[#This Row],[Month Base Gen]]-TOU_CTabulation[[#This Row],[Day]]*TOU_CTabulation[[#This Row],[Base Allow]])","v":0},{"$f":"VLOOKUP(TOU_CTabulation[[#This Row],[Hour]],daypart,2)","v":"All"},{"$f":"TOU_CTabulation[[#This Row],[Season]]&TOU_CTabulation[[#This Row],[Day-Part]]","v":"WinterAll"},{"$f":"VLOOKUP(TOU_CTabulation[[#This Row],[Daypart]],TOUC,2)","v":0.25901999999999997},{"$f":"VLOOKUP(TOU_CTabulation[[#This Row],[Daypart]],TOUC,3)","v":0.32596000000000003},{"$f":"TOU_CTabulation[[#This Row],[Month Base Allow]]*TOU_CTabulation[[#This Row],[Base Rate]]","v":0},{"$f":"TOU_CTabulation[[#This Row],[Month Overbase Gen]]*TOU_CTabulation[[#This Row],[Over Rate]]","v":0},{"$f":"TOU_CTabulation[[#This Row],[Base Value]]+TOU_CTabulation[[#This Row],[Over Value]]","v":0}]
[1,29,5,0,0,0,2,0,0,0,0,{"$f":"TOU_CTabulation[[#This Row],[AC System Output (W)]]/1000","v":0},{"$f":"IF(A705=TOU_CTabulation[[#This Row],[Month]],M705+TOU_CTabulation[[#This Row],[AC System Output (kW)]],TOU_CTabulation[[#This Row],[AC System Output (kW)]])","v":344.44704999999999},{"$f":"VLOOKUP(TOU_CTabulation[[#This Row],[Month]],Season,2)","v":"Winter"},{"$f":"VLOOKUP(TOU_CTabulation[[#This Row],[Season]],CRate,2)","v":10.5},{"$f":"IF(A707>TOU_CTabulation[[#This Row],[Month]],TOU_CTabulation[[#This Row],[Day]]*TOU_CTabulation[[#This Row],[Base Allow]],0)","v":0},{"$f":"IF(A707>TOU_CTabulation[[#This Row],[Month]],TOU_CTabulation[[#This Row],[Month Cumm]],0)","v":0},{"$f":"IF(TOU_CTabulation[[#This Row],[Month Base Gen]]=0,0,TOU_CTabulation[[#This Row],[Month Base Gen]]-TOU_CTabulation[[#This Row],[Day]]*TOU_CTabulation[[#This Row],[Base Allow]])","v":0},{"$f":"VLOOKUP(TOU_CTabulation[[#This Row],[Hour]],daypart,2)","v":"All"},{"$f":"TOU_CTabulation[[#This Row],[Season]]&TOU_CTabulation[[#This Row],[Day-Part]]","v":"WinterAll"},{"$f":"VLOOKUP(TOU_CTabulation[[#This Row],[Daypart]],TOUC,2)","v":0.25901999999999997},{"$f":"VLOOKUP(TOU_CTabulation[[#This Row],[Daypart]],TOUC,3)","v":0.32596000000000003},{"$f":"TOU_CTabulation[[#This Row],[Month Base Allow]]*TOU_CTabulation[[#This Row],[Base Rate]]","v":0},{"$f":"TOU_CTabulation[[#This Row],[Month Overbase Gen]]*TOU_CTabulation[[#This Row],[Over Rate]]","v":0},{"$f":"TOU_CTabulation[[#This Row],[Base Value]]+TOU_CTabulation[[#This Row],[Over Value]]","v":0}]
[1,29,6,0,0,0,2,0,0,0,0,{"$f":"TOU_CTabulation[[#This Row],[AC System Output (W)]]/1000","v":0},{"$f":"IF(A706=TOU_CTabulation[[#This Row],[Month]],M706+TOU_CTabulation[[#This Row],[AC System Output (kW)]],TOU_CTabulation[[#This Row],[AC System Output (kW)]])","v":344.44704999999999},{"$f":"VLOOKUP(TOU_CTabulation[[#This Row],[Month]],Season,2)","v":"Winter"},{"$f":"VLOOKUP(TOU_CTabulation[[#This Row],[Season]],CRate,2)","v":10.5},{"$f":"IF(A708>TOU_CTabulation[[#This Row],[Month]],TOU_CTabulation[[#This Row],[Day]]*TOU_CTabulation[[#This Row],[Base Allow]],0)","v":0},{"$f":"IF(A708>TOU_CTabulation[[#This Row],[Month]],TOU_CTabulation[[#This Row],[Month Cumm]],0)","v":0},{"$f":"IF(TOU_CTabulation[[#This Row],[Month Base Gen]]=0,0,TOU_CTabulation[[#This Row],[Month Base Gen]]-TOU_CTabulation[[#This Row],[Day]]*TOU_CTabulation[[#This Row],[Base Allow]])","v":0},{"$f":"VLOOKUP(TOU_CTabulation[[#This Row],[Hour]],daypart,2)","v":"All"},{"$f":"TOU_CTabulation[[#This Row],[Season]]&TOU_CTabulation[[#This Row],[Day-Part]]","v":"WinterAll"},{"$f":"VLOOKUP(TOU_CTabulation[[#This Row],[Daypart]],TOUC,2)","v":0.25901999999999997},{"$f":"VLOOKUP(TOU_CTabulation[[#This Row],[Daypart]],TOUC,3)","v":0.32596000000000003},{"$f":"TOU_CTabulation[[#This Row],[Month Base Allow]]*TOU_CTabulation[[#This Row],[Base Rate]]","v":0},{"$f":"TOU_CTabulation[[#This Row],[Month Overbase Gen]]*TOU_CTabulation[[#This Row],[Over Rate]]","v":0},{"$f":"TOU_CTabulation[[#This Row],[Base Value]]+TOU_CTabulation[[#This Row],[Over Value]]","v":0}]
[1,29,7,0,23,3,2,21.968,1.3859999999999999,83.881,61.932000000000002,{"$f":"TOU_CTabulation[[#This Row],[AC System Output (W)]]/1000","v":6.1932000000000001E-2},{"$f":"IF(A707=TOU_CTabulation[[#This Row],[Month]],M707+TOU_CTabulation[[#This Row],[AC System Output (kW)]],TOU_CTabulation[[#This Row],[AC System Output (kW)]])","v":344.508982},{"$f":"VLOOKUP(TOU_CTabulation[[#This Row],[Month]],Season,2)","v":"Winter"},{"$f":"VLOOKUP(TOU_CTabulation[[#This Row],[Season]],CRate,2)","v":10.5},{"$f":"IF(A709>TOU_CTabulation[[#This Row],[Month]],TOU_CTabulation[[#This Row],[Day]]*TOU_CTabulation[[#This Row],[Base Allow]],0)","v":0},{"$f":"IF(A709>TOU_CTabulation[[#This Row],[Month]],TOU_CTabulation[[#This Row],[Month Cumm]],0)","v":0},{"$f":"IF(TOU_CTabulation[[#This Row],[Month Base Gen]]=0,0,TOU_CTabulation[[#This Row],[Month Base Gen]]-TOU_CTabulation[[#This Row],[Day]]*TOU_CTabulation[[#This Row],[Base Allow]])","v":0},{"$f":"VLOOKUP(TOU_CTabulation[[#This Row],[Hour]],daypart,2)","v":"All"},{"$f":"TOU_CTabulation[[#This Row],[Season]]&TOU_CTabulation[[#This Row],[Day-Part]]","v":"WinterAll"},{"$f":"VLOOKUP(TOU_CTabulation[[#This Row],[Daypart]],TOUC,2)","v":0.25901999999999997},{"$f":"VLOOKUP(TOU_CTabulation[[#This Row],[Daypart]],TOUC,3)","v":0.32596000000000003},{"$f":"TOU_CTabulation[[#This Row],[Month Base Allow]]*TOU_CTabulation[[#This Row],[Base Rate]]","v":0},{"$f":"TOU_CTabulation[[#This Row],[Month Overbase Gen]]*TOU_CTabulation[[#This Row],[Over Rate]]","v":0},{"$f":"TOU_CTabulation[[#This Row],[Base Value]]+TOU_CTabulation[[#This Row],[Over Value]]","v":0}]
[1,29,8,199,95,6,2,195.12799999999999,9.42,692.91,657.80899999999997,{"$f":"TOU_CTabulation[[#This Row],[AC System Output (W)]]/1000","v":0.65780899999999998},{"$f":"IF(A708=TOU_CTabulation[[#This Row],[Month]],M708+TOU_CTabulation[[#This Row],[AC System Output (kW)]],TOU_CTabulation[[#This Row],[AC System Output (kW)]])","v":345.16679099999999},{"$f":"VLOOKUP(TOU_CTabulation[[#This Row],[Month]],Season,2)","v":"Winter"},{"$f":"VLOOKUP(TOU_CTabulation[[#This Row],[Season]],CRate,2)","v":10.5},{"$f":"IF(A710>TOU_CTabulation[[#This Row],[Month]],TOU_CTabulation[[#This Row],[Day]]*TOU_CTabulation[[#This Row],[Base Allow]],0)","v":0},{"$f":"IF(A710>TOU_CTabulation[[#This Row],[Month]],TOU_CTabulation[[#This Row],[Month Cumm]],0)","v":0},{"$f":"IF(TOU_CTabulation[[#This Row],[Month Base Gen]]=0,0,TOU_CTabulation[[#This Row],[Month Base Gen]]-TOU_CTabulation[[#This Row],[Day]]*TOU_CTabulation[[#This Row],[Base Allow]])","v":0},{"$f":"VLOOKUP(TOU_CTabulation[[#This Row],[Hour]],daypart,2)","v":"All"},{"$f":"TOU_CTabulation[[#This Row],[Season]]&TOU_CTabulation[[#This Row],[Day-Part]]","v":"WinterAll"},{"$f":"VLOOKUP(TOU_CTabulation[[#This Row],[Daypart]],TOUC,2)","v":0.25901999999999997},{"$f":"VLOOKUP(TOU_CTabulation[[#This Row],[Daypart]],TOUC,3)","v":0.32596000000000003},{"$f":"TOU_CTabulation[[#This Row],[Month Base Allow]]*TOU_CTabulation[[#This Row],[Base Rate]]","v":0},{"$f":"TOU_CTabulation[[#This Row],[Month Overbase Gen]]*TOU_CTabulation[[#This Row],[Over Rate]]","v":0},{"$f":"TOU_CTabulation[[#This Row],[Base Value]]+TOU_CTabulation[[#This Row],[Over Value]]","v":0}]
[1,29,9,277,163,9,2,354.613,17.436,1246.2,1196.162,{"$f":"TOU_CTabulation[[#This Row],[AC System Output (W)]]/1000","v":1.1961619999999999},{"$f":"IF(A709=TOU_CTabulation[[#This Row],[Month]],M709+TOU_CTabulation[[#This Row],[AC System Output (kW)]],TOU_CTabulation[[#This Row],[AC System Output (kW)]])","v":346.362953},{"$f":"VLOOKUP(TOU_CTabulation[[#This Row],[Month]],Season,2)","v":"Winter"},{"$f":"VLOOKUP(TOU_CTabulation[[#This Row],[Season]],CRate,2)","v":10.5},{"$f":"IF(A711>TOU_CTabulation[[#This Row],[Month]],TOU_CTabulation[[#This Row],[Day]]*TOU_CTabulation[[#This Row],[Base Allow]],0)","v":0},{"$f":"IF(A711>TOU_CTabulation[[#This Row],[Month]],TOU_CTabulation[[#This Row],[Month Cumm]],0)","v":0},{"$f":"IF(TOU_CTabulation[[#This Row],[Month Base Gen]]=0,0,TOU_CTabulation[[#This Row],[Month Base Gen]]-TOU_CTabulation[[#This Row],[Day]]*TOU_CTabulation[[#This Row],[Base Allow]])","v":0},{"$f":"VLOOKUP(TOU_CTabulation[[#This Row],[Hour]],daypart,2)","v":"All"},{"$f":"TOU_CTabulation[[#This Row],[Season]]&TOU_CTabulation[[#This Row],[Day-Part]]","v":"WinterAll"},{"$f":"VLOOKUP(TOU_CTabulation[[#This Row],[Daypart]],TOUC,2)","v":0.25901999999999997},{"$f":"VLOOKUP(TOU_CTabulation[[#This Row],[Daypart]],TOUC,3)","v":0.32596000000000003},{"$f":"TOU_CTabulation[[#This Row],[Month Base Allow]]*TOU_CTabulation[[#This Row],[Base Rate]]","v":0},{"$f":"TOU_CTabulation[[#This Row],[Month Overbase Gen]]*TOU_CTabulation[[#This Row],[Over Rate]]","v":0},{"$f":"TOU_CTabulation[[#This Row],[Base Value]]+TOU_CTabulation[[#This Row],[Over Value]]","v":0}]
[1,29,10,962,73,13,2,804.95,33.713999999999999,2631.9209999999998,2531.9839999999999,{"$f":"TOU_CTabulation[[#This Row],[AC System Output (W)]]/1000","v":2.531984},{"$f":"IF(A710=TOU_CTabulation[[#This Row],[Month]],M710+TOU_CTabulation[[#This Row],[AC System Output (kW)]],TOU_CTabulation[[#This Row],[AC System Output (kW)]])","v":348.89493700000003},{"$f":"VLOOKUP(TOU_CTabulation[[#This Row],[Month]],Season,2)","v":"Winter"},{"$f":"VLOOKUP(TOU_CTabulation[[#This Row],[Season]],CRate,2)","v":10.5},{"$f":"IF(A712>TOU_CTabulation[[#This Row],[Month]],TOU_CTabulation[[#This Row],[Day]]*TOU_CTabulation[[#This Row],[Base Allow]],0)","v":0},{"$f":"IF(A712>TOU_CTabulation[[#This Row],[Month]],TOU_CTabulation[[#This Row],[Month Cumm]],0)","v":0},{"$f":"IF(TOU_CTabulation[[#This Row],[Month Base Gen]]=0,0,TOU_CTabulation[[#This Row],[Month Base Gen]]-TOU_CTabulation[[#This Row],[Day]]*TOU_CTabulation[[#This Row],[Base Allow]])","v":0},{"$f":"VLOOKUP(TOU_CTabulation[[#This Row],[Hour]],daypart,2)","v":"All"},{"$f":"TOU_CTabulation[[#This Row],[Season]]&TOU_CTabulation[[#This Row],[Day-Part]]","v":"WinterAll"},{"$f":"VLOOKUP(TOU_CTabulation[[#This Row],[Daypart]],TOUC,2)","v":0.25901999999999997},{"$f":"VLOOKUP(TOU_CTabulation[[#This Row],[Daypart]],TOUC,3)","v":0.32596000000000003},{"$f":"TOU_CTabulation[[#This Row],[Month Base Allow]]*TOU_CTabulation[[#This Row],[Base Rate]]","v":0},{"$f":"TOU_CTabulation[[#This Row],[Month Overbase Gen]]*TOU_CTabulation[[#This Row],[Over Rate]]","v":0},{"$f":"TOU_CTabulation[[#This Row],[Base Value]]+TOU_CTabulation[[#This Row],[Over Value]]","v":0}]
[1,29,11,987,76,16,2,904.23699999999997,40.441000000000003,2871.7739999999999,2761.3879999999999,{"$f":"TOU_CTabulation[[#This Row],[AC System Output (W)]]/1000","v":2.7613879999999997},{"$f":"IF(A711=TOU_CTabulation[[#This Row],[Month]],M711+TOU_CTabulation[[#This Row],[AC System Output (kW)]],TOU_CTabulation[[#This Row],[AC System Output (kW)]])","v":351.65632500000004},{"$f":"VLOOKUP(TOU_CTabulation[[#This Row],[Month]],Season,2)","v":"Winter"},{"$f":"VLOOKUP(TOU_CTabulation[[#This Row],[Season]],CRate,2)","v":10.5},{"$f":"IF(A713>TOU_CTabulation[[#This Row],[Month]],TOU_CTabulation[[#This Row],[Day]]*TOU_CTabulation[[#This Row],[Base Allow]],0)","v":0},{"$f":"IF(A713>TOU_CTabulation[[#This Row],[Month]],TOU_CTabulation[[#This Row],[Month Cumm]],0)","v":0},{"$f":"IF(TOU_CTabulation[[#This Row],[Month Base Gen]]=0,0,TOU_CTabulation[[#This Row],[Month Base Gen]]-TOU_CTabulation[[#This Row],[Day]]*TOU_CTabulation[[#This Row],[Base Allow]])","v":0},{"$f":"VLOOKUP(TOU_CTabulation[[#This Row],[Hour]],daypart,2)","v":"All"},{"$f":"TOU_CTabulation[[#This Row],[Season]]&TOU_CTabulation[[#This Row],[Day-Part]]","v":"WinterAll"},{"$f":"VLOOKUP(TOU_CTabulation[[#This Row],[Daypart]],TOUC,2)","v":0.25901999999999997},{"$f":"VLOOKUP(TOU_CTabulation[[#This Row],[Daypart]],TOUC,3)","v":0.32596000000000003},{"$f":"TOU_CTabulation[[#This Row],[Month Base Allow]]*TOU_CTabulation[[#This Row],[Base Rate]]","v":0},{"$f":"TOU_CTabulation[[#This Row],[Month Overbase Gen]]*TOU_CTabulation[[#This Row],[Over Rate]]","v":0},{"$f":"TOU_CTabulation[[#This Row],[Base Value]]+TOU_CTabulation[[#This Row],[Over Value]]","v":0}]
[1,29,12,988,77,17,2,922.87199999999996,42.140999999999998,2907.6350000000002,2795.6410000000001,{"$f":"TOU_CTabulation[[#This Row],[AC System Output (W)]]/1000","v":2.7956410000000003},{"$f":"IF(A712=TOU_CTabulation[[#This Row],[Month]],M712+TOU_CTabulation[[#This Row],[AC System Output (kW)]],TOU_CTabulation[[#This Row],[AC System Output (kW)]])","v":354.45196600000003},{"$f":"VLOOKUP(TOU_CTabulation[[#This Row],[Month]],Season,2)","v":"Winter"},{"$f":"VLOOKUP(TOU_CTabulation[[#This Row],[Season]],CRate,2)","v":10.5},{"$f":"IF(A714>TOU_CTabulation[[#This Row],[Month]],TOU_CTabulation[[#This Row],[Day]]*TOU_CTabulation[[#This Row],[Base Allow]],0)","v":0},{"$f":"IF(A714>TOU_CTabulation[[#This Row],[Month]],TOU_CTabulation[[#This Row],[Month Cumm]],0)","v":0},{"$f":"IF(TOU_CTabulation[[#This Row],[Month Base Gen]]=0,0,TOU_CTabulation[[#This Row],[Month Base Gen]]-TOU_CTabulation[[#This Row],[Day]]*TOU_CTabulation[[#This Row],[Base Allow]])","v":0},{"$f":"VLOOKUP(TOU_CTabulation[[#This Row],[Hour]],daypart,2)","v":"All"},{"$f":"TOU_CTabulation[[#This Row],[Season]]&TOU_CTabulation[[#This Row],[Day-Part]]","v":"WinterAll"},{"$f":"VLOOKUP(TOU_CTabulation[[#This Row],[Daypart]],TOUC,2)","v":0.25901999999999997},{"$f":"VLOOKUP(TOU_CTabulation[[#This Row],[Daypart]],TOUC,3)","v":0.32596000000000003},{"$f":"TOU_CTabulation[[#This Row],[Month Base Allow]]*TOU_CTabulation[[#This Row],[Base Rate]]","v":0},{"$f":"TOU_CTabulation[[#This Row],[Month Overbase Gen]]*TOU_CTabulation[[#This Row],[Over Rate]]","v":0},{"$f":"TOU_CTabulation[[#This Row],[Base Value]]+TOU_CTabulation[[#This Row],[Over Value]]","v":0}]
[1,29,13,488,201,17,2,626.77,34.79,2047.942,1971.21,{"$f":"TOU_CTabulation[[#This Row],[AC System Output (W)]]/1000","v":1.9712100000000001},{"$f":"IF(A713=TOU_CTabulation[[#This Row],[Month]],M713+TOU_CTabulation[[#This Row],[AC System Output (kW)]],TOU_CTabulation[[#This Row],[AC System Output (kW)]])","v":356.42317600000001},{"$f":"VLOOKUP(TOU_CTabulation[[#This Row],[Month]],Season,2)","v":"Winter"},{"$f":"VLOOKUP(TOU_CTabulation[[#This Row],[Season]],CRate,2)","v":10.5},{"$f":"IF(A715>TOU_CTabulation[[#This Row],[Month]],TOU_CTabulation[[#This Row],[Day]]*TOU_CTabulation[[#This Row],[Base Allow]],0)","v":0},{"$f":"IF(A715>TOU_CTabulation[[#This Row],[Month]],TOU_CTabulation[[#This Row],[Month Cumm]],0)","v":0},{"$f":"IF(TOU_CTabulation[[#This Row],[Month Base Gen]]=0,0,TOU_CTabulation[[#This Row],[Month Base Gen]]-TOU_CTabulation[[#This Row],[Day]]*TOU_CTabulation[[#This Row],[Base Allow]])","v":0},{"$f":"VLOOKUP(TOU_CTabulation[[#This Row],[Hour]],daypart,2)","v":"All"},{"$f":"TOU_CTabulation[[#This Row],[Season]]&TOU_CTabulation[[#This Row],[Day-Part]]","v":"WinterAll"},{"$f":"VLOOKUP(TOU_CTabulation[[#This Row],[Daypart]],TOUC,2)","v":0.25901999999999997},{"$f":"VLOOKUP(TOU_CTabulation[[#This Row],[Daypart]],TOUC,3)","v":0.32596000000000003},{"$f":"TOU_CTabulation[[#This Row],[Month Base Allow]]*TOU_CTabulation[[#This Row],[Base Rate]]","v":0},{"$f":"TOU_CTabulation[[#This Row],[Month Overbase Gen]]*TOU_CTabulation[[#This Row],[Over Rate]]","v":0},{"$f":"TOU_CTabulation[[#This Row],[Base Value]]+TOU_CTabulation[[#This Row],[Over Value]]","v":0}]
[1,29,14,565,139,16,1,556.31500000000005,34.179000000000002,1810.8520000000001,1742.636,{"$f":"TOU_CTabulation[[#This Row],[AC System Output (W)]]/1000","v":1.7426360000000001},{"$f":"IF(A714=TOU_CTabulation[[#This Row],[Month]],M714+TOU_CTabulation[[#This Row],[AC System Output (kW)]],TOU_CTabulation[[#This Row],[AC System Output (kW)]])","v":358.16581200000002},{"$f":"VLOOKUP(TOU_CTabulation[[#This Row],[Month]],Season,2)","v":"Winter"},{"$f":"VLOOKUP(TOU_CTabulation[[#This Row],[Season]],CRate,2)","v":10.5},{"$f":"IF(A716>TOU_CTabulation[[#This Row],[Month]],TOU_CTabulation[[#This Row],[Day]]*TOU_CTabulation[[#This Row],[Base Allow]],0)","v":0},{"$f":"IF(A716>TOU_CTabulation[[#This Row],[Month]],TOU_CTabulation[[#This Row],[Month Cumm]],0)","v":0},{"$f":"IF(TOU_CTabulation[[#This Row],[Month Base Gen]]=0,0,TOU_CTabulation[[#This Row],[Month Base Gen]]-TOU_CTabulation[[#This Row],[Day]]*TOU_CTabulation[[#This Row],[Base Allow]])","v":0},{"$f":"VLOOKUP(TOU_CTabulation[[#This Row],[Hour]],daypart,2)","v":"All"},{"$f":"TOU_CTabulation[[#This Row],[Season]]&TOU_CTabulation[[#This Row],[Day-Part]]","v":"WinterAll"},{"$f":"VLOOKUP(TOU_CTabulation[[#This Row],[Daypart]],TOUC,2)","v":0.25901999999999997},{"$f":"VLOOKUP(TOU_CTabulation[[#This Row],[Daypart]],TOUC,3)","v":0.32596000000000003},{"$f":"TOU_CTabulation[[#This Row],[Month Base Allow]]*TOU_CTabulation[[#This Row],[Base Rate]]","v":0},{"$f":"TOU_CTabulation[[#This Row],[Month Overbase Gen]]*TOU_CTabulation[[#This Row],[Over Rate]]","v":0},{"$f":"TOU_CTabulation[[#This Row],[Base Value]]+TOU_CTabulation[[#This Row],[Over Value]]","v":0}]
[1,29,15,405,113,13,1,351.26799999999997,24.795000000000002,1175.0419999999999,1127.0840000000001,{"$f":"TOU_CTabulation[[#This Row],[AC System Output (W)]]/1000","v":1.127084},{"$f":"IF(A715=TOU_CTabulation[[#This Row],[Month]],M715+TOU_CTabulation[[#This Row],[AC System Output (kW)]],TOU_CTabulation[[#This Row],[AC System Output (kW)]])","v":359.29289600000004},{"$f":"VLOOKUP(TOU_CTabulation[[#This Row],[Month]],Season,2)","v":"Winter"},{"$f":"VLOOKUP(TOU_CTabulation[[#This Row],[Season]],CRate,2)","v":10.5},{"$f":"IF(A717>TOU_CTabulation[[#This Row],[Month]],TOU_CTabulation[[#This Row],[Day]]*TOU_CTabulation[[#This Row],[Base Allow]],0)","v":0},{"$f":"IF(A717>TOU_CTabulation[[#This Row],[Month]],TOU_CTabulation[[#This Row],[Month Cumm]],0)","v":0},{"$f":"IF(TOU_CTabulation[[#This Row],[Month Base Gen]]=0,0,TOU_CTabulation[[#This Row],[Month Base Gen]]-TOU_CTabulation[[#This Row],[Day]]*TOU_CTabulation[[#This Row],[Base Allow]])","v":0},{"$f":"VLOOKUP(TOU_CTabulation[[#This Row],[Hour]],daypart,2)","v":"All"},{"$f":"TOU_CTabulation[[#This Row],[Season]]&TOU_CTabulation[[#This Row],[Day-Part]]","v":"WinterAll"},{"$f":"VLOOKUP(TOU_CTabulation[[#This Row],[Daypart]],TOUC,2)","v":0.25901999999999997},{"$f":"VLOOKUP(TOU_CTabulation[[#This Row],[Daypart]],TOUC,3)","v":0.32596000000000003},{"$f":"TOU_CTabulation[[#This Row],[Month Base Allow]]*TOU_CTabulation[[#This Row],[Base Rate]]","v":0},{"$f":"TOU_CTabulation[[#This Row],[Month Overbase Gen]]*TOU_CTabulation[[#This Row],[Over Rate]]","v":0},{"$f":"TOU_CTabulation[[#This Row],[Base Value]]+TOU_CTabulation[[#This Row],[Over Value]]","v":0}]
[1,29,16,206,59,10,1,138.113,14.007999999999999,462.13900000000001,432.428,{"$f":"TOU_CTabulation[[#This Row],[AC System Output (W)]]/1000","v":0.43242799999999998},{"$f":"IF(A716=TOU_CTabulation[[#This Row],[Month]],M716+TOU_CTabulation[[#This Row],[AC System Output (kW)]],TOU_CTabulation[[#This Row],[AC System Output (kW)]])","v":359.72532400000006},{"$f":"VLOOKUP(TOU_CTabulation[[#This Row],[Month]],Season,2)","v":"Winter"},{"$f":"VLOOKUP(TOU_CTabulation[[#This Row],[Season]],CRate,2)","v":10.5},{"$f":"IF(A718>TOU_CTabulation[[#This Row],[Month]],TOU_CTabulation[[#This Row],[Day]]*TOU_CTabulation[[#This Row],[Base Allow]],0)","v":0},{"$f":"IF(A718>TOU_CTabulation[[#This Row],[Month]],TOU_CTabulation[[#This Row],[Month Cumm]],0)","v":0},{"$f":"IF(TOU_CTabulation[[#This Row],[Month Base Gen]]=0,0,TOU_CTabulation[[#This Row],[Month Base Gen]]-TOU_CTabulation[[#This Row],[Day]]*TOU_CTabulation[[#This Row],[Base Allow]])","v":0},{"$f":"VLOOKUP(TOU_CTabulation[[#This Row],[Hour]],daypart,2)","v":"All"},{"$f":"TOU_CTabulation[[#This Row],[Season]]&TOU_CTabulation[[#This Row],[Day-Part]]","v":"WinterAll"},{"$f":"VLOOKUP(TOU_CTabulation[[#This Row],[Daypart]],TOUC,2)","v":0.25901999999999997},{"$f":"VLOOKUP(TOU_CTabulation[[#This Row],[Daypart]],TOUC,3)","v":0.32596000000000003},{"$f":"TOU_CTabulation[[#This Row],[Month Base Allow]]*TOU_CTabulation[[#This Row],[Base Rate]]","v":0},{"$f":"TOU_CTabulation[[#This Row],[Month Overbase Gen]]*TOU_CTabulation[[#This Row],[Over Rate]]","v":0},{"$f":"TOU_CTabulation[[#This Row],[Base Value]]+TOU_CTabulation[[#This Row],[Over Value]]","v":0}]
[1,29,17,0,0,8,1,0,8,0,0,{"$f":"TOU_CTabulation[[#This Row],[AC System Output (W)]]/1000","v":0},{"$f":"IF(A717=TOU_CTabulation[[#This Row],[Month]],M717+TOU_CTabulation[[#This Row],[AC System Output (kW)]],TOU_CTabulation[[#This Row],[AC System Output (kW)]])","v":359.72532400000006},{"$f":"VLOOKUP(TOU_CTabulation[[#This Row],[Month]],Season,2)","v":"Winter"},{"$f":"VLOOKUP(TOU_CTabulation[[#This Row],[Season]],CRate,2)","v":10.5},{"$f":"IF(A719>TOU_CTabulation[[#This Row],[Month]],TOU_CTabulation[[#This Row],[Day]]*TOU_CTabulation[[#This Row],[Base Allow]],0)","v":0},{"$f":"IF(A719>TOU_CTabulation[[#This Row],[Month]],TOU_CTabulation[[#This Row],[Month Cumm]],0)","v":0},{"$f":"IF(TOU_CTabulation[[#This Row],[Month Base Gen]]=0,0,TOU_CTabulation[[#This Row],[Month Base Gen]]-TOU_CTabulation[[#This Row],[Day]]*TOU_CTabulation[[#This Row],[Base Allow]])","v":0},{"$f":"VLOOKUP(TOU_CTabulation[[#This Row],[Hour]],daypart,2)","v":"All"},{"$f":"TOU_CTabulation[[#This Row],[Season]]&TOU_CTabulation[[#This Row],[Day-Part]]","v":"WinterAll"},{"$f":"VLOOKUP(TOU_CTabulation[[#This Row],[Daypart]],TOUC,2)","v":0.25901999999999997},{"$f":"VLOOKUP(TOU_CTabulation[[#This Row],[Daypart]],TOUC,3)","v":0.32596000000000003},{"$f":"TOU_CTabulation[[#This Row],[Month Base Allow]]*TOU_CTabulation[[#This Row],[Base Rate]]","v":0},{"$f":"TOU_CTabulation[[#This Row],[Month Overbase Gen]]*TOU_CTabulation[[#This Row],[Over Rate]]","v":0},{"$f":"TOU_CTabulation[[#This Row],[Base Value]]+TOU_CTabulation[[#This Row],[Over Value]]","v":0}]
[1,29,18,0,0,7,1,0,7,0,0,{"$f":"TOU_CTabulation[[#This Row],[AC System Output (W)]]/1000","v":0},{"$f":"IF(A718=TOU_CTabulation[[#This Row],[Month]],M718+TOU_CTabulation[[#This Row],[AC System Output (kW)]],TOU_CTabulation[[#This Row],[AC System Output (kW)]])","v":359.72532400000006},{"$f":"VLOOKUP(TOU_CTabulation[[#This Row],[Month]],Season,2)","v":"Winter"},{"$f":"VLOOKUP(TOU_CTabulation[[#This Row],[Season]],CRate,2)","v":10.5},{"$f":"IF(A720>TOU_CTabulation[[#This Row],[Month]],TOU_CTabulation[[#This Row],[Day]]*TOU_CTabulation[[#This Row],[Base Allow]],0)","v":0},{"$f":"IF(A720>TOU_CTabulation[[#This Row],[Month]],TOU_CTabulation[[#This Row],[Month Cumm]],0)","v":0},{"$f":"IF(TOU_CTabulation[[#This Row],[Month Base Gen]]=0,0,TOU_CTabulation[[#This Row],[Month Base Gen]]-TOU_CTabulation[[#This Row],[Day]]*TOU_CTabulation[[#This Row],[Base Allow]])","v":0},{"$f":"VLOOKUP(TOU_CTabulation[[#This Row],[Hour]],daypart,2)","v":"All"},{"$f":"TOU_CTabulation[[#This Row],[Season]]&TOU_CTabulation[[#This Row],[Day-Part]]","v":"WinterAll"},{"$f":"VLOOKUP(TOU_CTabulation[[#This Row],[Daypart]],TOUC,2)","v":0.25901999999999997},{"$f":"VLOOKUP(TOU_CTabulation[[#This Row],[Daypart]],TOUC,3)","v":0.32596000000000003},{"$f":"TOU_CTabulation[[#This Row],[Month Base Allow]]*TOU_CTabulation[[#This Row],[Base Rate]]","v":0},{"$f":"TOU_CTabulation[[#This Row],[Month Overbase Gen]]*TOU_CTabulation[[#This Row],[Over Rate]]","v":0},{"$f":"TOU_CTabulation[[#This Row],[Base Value]]+TOU_CTabulation[[#This Row],[Over Value]]","v":0}]
[1,29,19,0,0,7,1,0,7,0,0,{"$f":"TOU_CTabulation[[#This Row],[AC System Output (W)]]/1000","v":0},{"$f":"IF(A719=TOU_CTabulation[[#This Row],[Month]],M719+TOU_CTabulation[[#This Row],[AC System Output (kW)]],TOU_CTabulation[[#This Row],[AC System Output (kW)]])","v":359.72532400000006},{"$f":"VLOOKUP(TOU_CTabulation[[#This Row],[Month]],Season,2)","v":"Winter"},{"$f":"VLOOKUP(TOU_CTabulation[[#This Row],[Season]],CRate,2)","v":10.5},{"$f":"IF(A721>TOU_CTabulation[[#This Row],[Month]],TOU_CTabulation[[#This Row],[Day]]*TOU_CTabulation[[#This Row],[Base Allow]],0)","v":0},{"$f":"IF(A721>TOU_CTabulation[[#This Row],[Month]],TOU_CTabulation[[#This Row],[Month Cumm]],0)","v":0},{"$f":"IF(TOU_CTabulation[[#This Row],[Month Base Gen]]=0,0,TOU_CTabulation[[#This Row],[Month Base Gen]]-TOU_CTabulation[[#This Row],[Day]]*TOU_CTabulation[[#This Row],[Base Allow]])","v":0},{"$f":"VLOOKUP(TOU_CTabulation[[#This Row],[Hour]],daypart,2)","v":"All"},{"$f":"TOU_CTabulation[[#This Row],[Season]]&TOU_CTabulation[[#This Row],[Day-Part]]","v":"WinterAll"},{"$f":"VLOOKUP(TOU_CTabulation[[#This Row],[Daypart]],TOUC,2)","v":0.25901999999999997},{"$f":"VLOOKUP(TOU_CTabulation[[#This Row],[Daypart]],TOUC,3)","v":0.32596000000000003},{"$f":"TOU_CTabulation[[#This Row],[Month Base Allow]]*TOU_CTabulation[[#This Row],[Base Rate]]","v":0},{"$f":"TOU_CTabulation[[#This Row],[Month Overbase Gen]]*TOU_CTabulation[[#This Row],[Over Rate]]","v":0},{"$f":"TOU_CTabulation[[#This Row],[Base Value]]+TOU_CTabulation[[#This Row],[Over Value]]","v":0}]
[1,29,20,0,0,6,1,0,6,0,0,{"$f":"TOU_CTabulation[[#This Row],[AC System Output (W)]]/1000","v":0},{"$f":"IF(A720=TOU_CTabulation[[#This Row],[Month]],M720+TOU_CTabulation[[#This Row],[AC System Output (kW)]],TOU_CTabulation[[#This Row],[AC System Output (kW)]])","v":359.72532400000006},{"$f":"VLOOKUP(TOU_CTabulation[[#This Row],[Month]],Season,2)","v":"Winter"},{"$f":"VLOOKUP(TOU_CTabulation[[#This Row],[Season]],CRate,2)","v":10.5},{"$f":"IF(A722>TOU_CTabulation[[#This Row],[Month]],TOU_CTabulation[[#This Row],[Day]]*TOU_CTabulation[[#This Row],[Base Allow]],0)","v":0},{"$f":"IF(A722>TOU_CTabulation[[#This Row],[Month]],TOU_CTabulation[[#This Row],[Month Cumm]],0)","v":0},{"$f":"IF(TOU_CTabulation[[#This Row],[Month Base Gen]]=0,0,TOU_CTabulation[[#This Row],[Month Base Gen]]-TOU_CTabulation[[#This Row],[Day]]*TOU_CTabulation[[#This Row],[Base Allow]])","v":0},{"$f":"VLOOKUP(TOU_CTabulation[[#This Row],[Hour]],daypart,2)","v":"All"},{"$f":"TOU_CTabulation[[#This Row],[Season]]&TOU_CTabulation[[#This Row],[Day-Part]]","v":"WinterAll"},{"$f":"VLOOKUP(TOU_CTabulation[[#This Row],[Daypart]],TOUC,2)","v":0.25901999999999997},{"$f":"VLOOKUP(TOU_CTabulation[[#This Row],[Daypart]],TOUC,3)","v":0.32596000000000003},{"$f":"TOU_CTabulation[[#This Row],[Month Base Allow]]*TOU_CTabulation[[#This Row],[Base Rate]]","v":0},{"$f":"TOU_CTabulation[[#This Row],[Month Overbase Gen]]*TOU_CTabulation[[#This Row],[Over Rate]]","v":0},{"$f":"TOU_CTabulation[[#This Row],[Base Value]]+TOU_CTabulation[[#This Row],[Over Value]]","v":0}]
[1,29,21,0,0,6,1,0,6,0,0,{"$f":"TOU_CTabulation[[#This Row],[AC System Output (W)]]/1000","v":0},{"$f":"IF(A721=TOU_CTabulation[[#This Row],[Month]],M721+TOU_CTabulation[[#This Row],[AC System Output (kW)]],TOU_CTabulation[[#This Row],[AC System Output (kW)]])","v":359.72532400000006},{"$f":"VLOOKUP(TOU_CTabulation[[#This Row],[Month]],Season,2)","v":"Winter"},{"$f":"VLOOKUP(TOU_CTabulation[[#This Row],[Season]],CRate,2)","v":10.5},{"$f":"IF(A723>TOU_CTabulation[[#This Row],[Month]],TOU_CTabulation[[#This Row],[Day]]*TOU_CTabulation[[#This Row],[Base Allow]],0)","v":0},{"$f":"IF(A723>TOU_CTabulation[[#This Row],[Month]],TOU_CTabulation[[#This Row],[Month Cumm]],0)","v":0},{"$f":"IF(TOU_CTabulation[[#This Row],[Month Base Gen]]=0,0,TOU_CTabulation[[#This Row],[Month Base Gen]]-TOU_CTabulation[[#This Row],[Day]]*TOU_CTabulation[[#This Row],[Base Allow]])","v":0},{"$f":"VLOOKUP(TOU_CTabulation[[#This Row],[Hour]],daypart,2)","v":"All"},{"$f":"TOU_CTabulation[[#This Row],[Season]]&TOU_CTabulation[[#This Row],[Day-Part]]","v":"WinterAll"},{"$f":"VLOOKUP(TOU_CTabulation[[#This Row],[Daypart]],TOUC,2)","v":0.25901999999999997},{"$f":"VLOOKUP(TOU_CTabulation[[#This Row],[Daypart]],TOUC,3)","v":0.32596000000000003},{"$f":"TOU_CTabulation[[#This Row],[Month Base Allow]]*TOU_CTabulation[[#This Row],[Base Rate]]","v":0},{"$f":"TOU_CTabulation[[#This Row],[Month Overbase Gen]]*TOU_CTabulation[[#This Row],[Over Rate]]","v":0},{"$f":"TOU_CTabulation[[#This Row],[Base Value]]+TOU_CTabulation[[#This Row],[Over Value]]","v":0}]
[1,29,22,0,0,6,1,0,6,0,0,{"$f":"TOU_CTabulation[[#This Row],[AC System Output (W)]]/1000","v":0},{"$f":"IF(A722=TOU_CTabulation[[#This Row],[Month]],M722+TOU_CTabulation[[#This Row],[AC System Output (kW)]],TOU_CTabulation[[#This Row],[AC System Output (kW)]])","v":359.72532400000006},{"$f":"VLOOKUP(TOU_CTabulation[[#This Row],[Month]],Season,2)","v":"Winter"},{"$f":"VLOOKUP(TOU_CTabulation[[#This Row],[Season]],CRate,2)","v":10.5},{"$f":"IF(A724>TOU_CTabulation[[#This Row],[Month]],TOU_CTabulation[[#This Row],[Day]]*TOU_CTabulation[[#This Row],[Base Allow]],0)","v":0},{"$f":"IF(A724>TOU_CTabulation[[#This Row],[Month]],TOU_CTabulation[[#This Row],[Month Cumm]],0)","v":0},{"$f":"IF(TOU_CTabulation[[#This Row],[Month Base Gen]]=0,0,TOU_CTabulation[[#This Row],[Month Base Gen]]-TOU_CTabulation[[#This Row],[Day]]*TOU_CTabulation[[#This Row],[Base Allow]])","v":0},{"$f":"VLOOKUP(TOU_CTabulation[[#This Row],[Hour]],daypart,2)","v":"All"},{"$f":"TOU_CTabulation[[#This Row],[Season]]&TOU_CTabulation[[#This Row],[Day-Part]]","v":"WinterAll"},{"$f":"VLOOKUP(TOU_CTabulation[[#This Row],[Daypart]],TOUC,2)","v":0.25901999999999997},{"$f":"VLOOKUP(TOU_CTabulation[[#This Row],[Daypart]],TOUC,3)","v":0.32596000000000003},{"$f":"TOU_CTabulation[[#This Row],[Month Base Allow]]*TOU_CTabulation[[#This Row],[Base Rate]]","v":0},{"$f":"TOU_CTabulation[[#This Row],[Month Overbase Gen]]*TOU_CTabulation[[#This Row],[Over Rate]]","v":0},{"$f":"TOU_CTabulation[[#This Row],[Base Value]]+TOU_CTabulation[[#This Row],[Over Value]]","v":0}]
[1,29,23,0,0,6,1,0,6,0,0,{"$f":"TOU_CTabulation[[#This Row],[AC System Output (W)]]/1000","v":0},{"$f":"IF(A723=TOU_CTabulation[[#This Row],[Month]],M723+TOU_CTabulation[[#This Row],[AC System Output (kW)]],TOU_CTabulation[[#This Row],[AC System Output (kW)]])","v":359.72532400000006},{"$f":"VLOOKUP(TOU_CTabulation[[#This Row],[Month]],Season,2)","v":"Winter"},{"$f":"VLOOKUP(TOU_CTabulation[[#This Row],[Season]],CRate,2)","v":10.5},{"$f":"IF(A725>TOU_CTabulation[[#This Row],[Month]],TOU_CTabulation[[#This Row],[Day]]*TOU_CTabulation[[#This Row],[Base Allow]],0)","v":0},{"$f":"IF(A725>TOU_CTabulation[[#This Row],[Month]],TOU_CTabulation[[#This Row],[Month Cumm]],0)","v":0},{"$f":"IF(TOU_CTabulation[[#This Row],[Month Base Gen]]=0,0,TOU_CTabulation[[#This Row],[Month Base Gen]]-TOU_CTabulation[[#This Row],[Day]]*TOU_CTabulation[[#This Row],[Base Allow]])","v":0},{"$f":"VLOOKUP(TOU_CTabulation[[#This Row],[Hour]],daypart,2)","v":"All"},{"$f":"TOU_CTabulation[[#This Row],[Season]]&TOU_CTabulation[[#This Row],[Day-Part]]","v":"WinterAll"},{"$f":"VLOOKUP(TOU_CTabulation[[#This Row],[Daypart]],TOUC,2)","v":0.25901999999999997},{"$f":"VLOOKUP(TOU_CTabulation[[#This Row],[Daypart]],TOUC,3)","v":0.32596000000000003},{"$f":"TOU_CTabulation[[#This Row],[Month Base Allow]]*TOU_CTabulation[[#This Row],[Base Rate]]","v":0},{"$f":"TOU_CTabulation[[#This Row],[Month Overbase Gen]]*TOU_CTabulation[[#This Row],[Over Rate]]","v":0},{"$f":"TOU_CTabulation[[#This Row],[Base Value]]+TOU_CTabulation[[#This Row],[Over Value]]","v":0}]
[1,30,0,0,0,6,1,0,6,0,0,{"$f":"TOU_CTabulation[[#This Row],[AC System Output (W)]]/1000","v":0},{"$f":"IF(A724=TOU_CTabulation[[#This Row],[Month]],M724+TOU_CTabulation[[#This Row],[AC System Output (kW)]],TOU_CTabulation[[#This Row],[AC System Output (kW)]])","v":359.72532400000006},{"$f":"VLOOKUP(TOU_CTabulation[[#This Row],[Month]],Season,2)","v":"Winter"},{"$f":"VLOOKUP(TOU_CTabulation[[#This Row],[Season]],CRate,2)","v":10.5},{"$f":"IF(A726>TOU_CTabulation[[#This Row],[Month]],TOU_CTabulation[[#This Row],[Day]]*TOU_CTabulation[[#This Row],[Base Allow]],0)","v":0},{"$f":"IF(A726>TOU_CTabulation[[#This Row],[Month]],TOU_CTabulation[[#This Row],[Month Cumm]],0)","v":0},{"$f":"IF(TOU_CTabulation[[#This Row],[Month Base Gen]]=0,0,TOU_CTabulation[[#This Row],[Month Base Gen]]-TOU_CTabulation[[#This Row],[Day]]*TOU_CTabulation[[#This Row],[Base Allow]])","v":0},{"$f":"VLOOKUP(TOU_CTabulation[[#This Row],[Hour]],daypart,2)","v":"All"},{"$f":"TOU_CTabulation[[#This Row],[Season]]&TOU_CTabulation[[#This Row],[Day-Part]]","v":"WinterAll"},{"$f":"VLOOKUP(TOU_CTabulation[[#This Row],[Daypart]],TOUC,2)","v":0.25901999999999997},{"$f":"VLOOKUP(TOU_CTabulation[[#This Row],[Daypart]],TOUC,3)","v":0.32596000000000003},{"$f":"TOU_CTabulation[[#This Row],[Month Base Allow]]*TOU_CTabulation[[#This Row],[Base Rate]]","v":0},{"$f":"TOU_CTabulation[[#This Row],[Month Overbase Gen]]*TOU_CTabulation[[#This Row],[Over Rate]]","v":0},{"$f":"TOU_CTabulation[[#This Row],[Base Value]]+TOU_CTabulation[[#This Row],[Over Value]]","v":0}]
[1,30,1,0,0,6,1,0,6,0,0,{"$f":"TOU_CTabulation[[#This Row],[AC System Output (W)]]/1000","v":0},{"$f":"IF(A725=TOU_CTabulation[[#This Row],[Month]],M725+TOU_CTabulation[[#This Row],[AC System Output (kW)]],TOU_CTabulation[[#This Row],[AC System Output (kW)]])","v":359.72532400000006},{"$f":"VLOOKUP(TOU_CTabulation[[#This Row],[Month]],Season,2)","v":"Winter"},{"$f":"VLOOKUP(TOU_CTabulation[[#This Row],[Season]],CRate,2)","v":10.5},{"$f":"IF(A727>TOU_CTabulation[[#This Row],[Month]],TOU_CTabulation[[#This Row],[Day]]*TOU_CTabulation[[#This Row],[Base Allow]],0)","v":0},{"$f":"IF(A727>TOU_CTabulation[[#This Row],[Month]],TOU_CTabulation[[#This Row],[Month Cumm]],0)","v":0},{"$f":"IF(TOU_CTabulation[[#This Row],[Month Base Gen]]=0,0,TOU_CTabulation[[#This Row],[Month Base Gen]]-TOU_CTabulation[[#This Row],[Day]]*TOU_CTabulation[[#This Row],[Base Allow]])","v":0},{"$f":"VLOOKUP(TOU_CTabulation[[#This Row],[Hour]],daypart,2)","v":"All"},{"$f":"TOU_CTabulation[[#This Row],[Season]]&TOU_CTabulation[[#This Row],[Day-Part]]","v":"WinterAll"},{"$f":"VLOOKUP(TOU_CTabulation[[#This Row],[Daypart]],TOUC,2)","v":0.25901999999999997},{"$f":"VLOOKUP(TOU_CTabulation[[#This Row],[Daypart]],TOUC,3)","v":0.32596000000000003},{"$f":"TOU_CTabulation[[#This Row],[Month Base Allow]]*TOU_CTabulation[[#This Row],[Base Rate]]","v":0},{"$f":"TOU_CTabulation[[#This Row],[Month Overbase Gen]]*TOU_CTabulation[[#This Row],[Over Rate]]","v":0},{"$f":"TOU_CTabulation[[#This Row],[Base Value]]+TOU_CTabulation[[#This Row],[Over Value]]","v":0}]
[1,30,2,0,0,6,1,0,6,0,0,{"$f":"TOU_CTabulation[[#This Row],[AC System Output (W)]]/1000","v":0},{"$f":"IF(A726=TOU_CTabulation[[#This Row],[Month]],M726+TOU_CTabulation[[#This Row],[AC System Output (kW)]],TOU_CTabulation[[#This Row],[AC System Output (kW)]])","v":359.72532400000006},{"$f":"VLOOKUP(TOU_CTabulation[[#This Row],[Month]],Season,2)","v":"Winter"},{"$f":"VLOOKUP(TOU_CTabulation[[#This Row],[Season]],CRate,2)","v":10.5},{"$f":"IF(A728>TOU_CTabulation[[#This Row],[Month]],TOU_CTabulation[[#This Row],[Day]]*TOU_CTabulation[[#This Row],[Base Allow]],0)","v":0},{"$f":"IF(A728>TOU_CTabulation[[#This Row],[Month]],TOU_CTabulation[[#This Row],[Month Cumm]],0)","v":0},{"$f":"IF(TOU_CTabulation[[#This Row],[Month Base Gen]]=0,0,TOU_CTabulation[[#This Row],[Month Base Gen]]-TOU_CTabulation[[#This Row],[Day]]*TOU_CTabulation[[#This Row],[Base Allow]])","v":0},{"$f":"VLOOKUP(TOU_CTabulation[[#This Row],[Hour]],daypart,2)","v":"All"},{"$f":"TOU_CTabulation[[#This Row],[Season]]&TOU_CTabulation[[#This Row],[Day-Part]]","v":"WinterAll"},{"$f":"VLOOKUP(TOU_CTabulation[[#This Row],[Daypart]],TOUC,2)","v":0.25901999999999997},{"$f":"VLOOKUP(TOU_CTabulation[[#This Row],[Daypart]],TOUC,3)","v":0.32596000000000003},{"$f":"TOU_CTabulation[[#This Row],[Month Base Allow]]*TOU_CTabulation[[#This Row],[Base Rate]]","v":0},{"$f":"TOU_CTabulation[[#This Row],[Month Overbase Gen]]*TOU_CTabulation[[#This Row],[Over Rate]]","v":0},{"$f":"TOU_CTabulation[[#This Row],[Base Value]]+TOU_CTabulation[[#This Row],[Over Value]]","v":0}]
[1,30,3,0,0,6,1,0,6,0,0,{"$f":"TOU_CTabulation[[#This Row],[AC System Output (W)]]/1000","v":0},{"$f":"IF(A727=TOU_CTabulation[[#This Row],[Month]],M727+TOU_CTabulation[[#This Row],[AC System Output (kW)]],TOU_CTabulation[[#This Row],[AC System Output (kW)]])","v":359.72532400000006},{"$f":"VLOOKUP(TOU_CTabulation[[#This Row],[Month]],Season,2)","v":"Winter"},{"$f":"VLOOKUP(TOU_CTabulation[[#This Row],[Season]],CRate,2)","v":10.5},{"$f":"IF(A729>TOU_CTabulation[[#This Row],[Month]],TOU_CTabulation[[#This Row],[Day]]*TOU_CTabulation[[#This Row],[Base Allow]],0)","v":0},{"$f":"IF(A729>TOU_CTabulation[[#This Row],[Month]],TOU_CTabulation[[#This Row],[Month Cumm]],0)","v":0},{"$f":"IF(TOU_CTabulation[[#This Row],[Month Base Gen]]=0,0,TOU_CTabulation[[#This Row],[Month Base Gen]]-TOU_CTabulation[[#This Row],[Day]]*TOU_CTabulation[[#This Row],[Base Allow]])","v":0},{"$f":"VLOOKUP(TOU_CTabulation[[#This Row],[Hour]],daypart,2)","v":"All"},{"$f":"TOU_CTabulation[[#This Row],[Season]]&TOU_CTabulation[[#This Row],[Day-Part]]","v":"WinterAll"},{"$f":"VLOOKUP(TOU_CTabulation[[#This Row],[Daypart]],TOUC,2)","v":0.25901999999999997},{"$f":"VLOOKUP(TOU_CTabulation[[#This Row],[Daypart]],TOUC,3)","v":0.32596000000000003},{"$f":"TOU_CTabulation[[#This Row],[Month Base Allow]]*TOU_CTabulation[[#This Row],[Base Rate]]","v":0},{"$f":"TOU_CTabulation[[#This Row],[Month Overbase Gen]]*TOU_CTabulation[[#This Row],[Over Rate]]","v":0},{"$f":"TOU_CTabulation[[#This Row],[Base Value]]+TOU_CTabulation[[#This Row],[Over Value]]","v":0}]
[1,30,4,0,0,5,1,0,5,0,0,{"$f":"TOU_CTabulation[[#This Row],[AC System Output (W)]]/1000","v":0},{"$f":"IF(A728=TOU_CTabulation[[#This Row],[Month]],M728+TOU_CTabulation[[#This Row],[AC System Output (kW)]],TOU_CTabulation[[#This Row],[AC System Output (kW)]])","v":359.72532400000006},{"$f":"VLOOKUP(TOU_CTabulation[[#This Row],[Month]],Season,2)","v":"Winter"},{"$f":"VLOOKUP(TOU_CTabulation[[#This Row],[Season]],CRate,2)","v":10.5},{"$f":"IF(A730>TOU_CTabulation[[#This Row],[Month]],TOU_CTabulation[[#This Row],[Day]]*TOU_CTabulation[[#This Row],[Base Allow]],0)","v":0},{"$f":"IF(A730>TOU_CTabulation[[#This Row],[Month]],TOU_CTabulation[[#This Row],[Month Cumm]],0)","v":0},{"$f":"IF(TOU_CTabulation[[#This Row],[Month Base Gen]]=0,0,TOU_CTabulation[[#This Row],[Month Base Gen]]-TOU_CTabulation[[#This Row],[Day]]*TOU_CTabulation[[#This Row],[Base Allow]])","v":0},{"$f":"VLOOKUP(TOU_CTabulation[[#This Row],[Hour]],daypart,2)","v":"All"},{"$f":"TOU_CTabulation[[#This Row],[Season]]&TOU_CTabulation[[#This Row],[Day-Part]]","v":"WinterAll"},{"$f":"VLOOKUP(TOU_CTabulation[[#This Row],[Daypart]],TOUC,2)","v":0.25901999999999997},{"$f":"VLOOKUP(TOU_CTabulation[[#This Row],[Daypart]],TOUC,3)","v":0.32596000000000003},{"$f":"TOU_CTabulation[[#This Row],[Month Base Allow]]*TOU_CTabulation[[#This Row],[Base Rate]]","v":0},{"$f":"TOU_CTabulation[[#This Row],[Month Overbase Gen]]*TOU_CTabulation[[#This Row],[Over Rate]]","v":0},{"$f":"TOU_CTabulation[[#This Row],[Base Value]]+TOU_CTabulation[[#This Row],[Over Value]]","v":0}]
[1,30,5,0,0,5,2,0,5,0,0,{"$f":"TOU_CTabulation[[#This Row],[AC System Output (W)]]/1000","v":0},{"$f":"IF(A729=TOU_CTabulation[[#This Row],[Month]],M729+TOU_CTabulation[[#This Row],[AC System Output (kW)]],TOU_CTabulation[[#This Row],[AC System Output (kW)]])","v":359.72532400000006},{"$f":"VLOOKUP(TOU_CTabulation[[#This Row],[Month]],Season,2)","v":"Winter"},{"$f":"VLOOKUP(TOU_CTabulation[[#This Row],[Season]],CRate,2)","v":10.5},{"$f":"IF(A731>TOU_CTabulation[[#This Row],[Month]],TOU_CTabulation[[#This Row],[Day]]*TOU_CTabulation[[#This Row],[Base Allow]],0)","v":0},{"$f":"IF(A731>TOU_CTabulation[[#This Row],[Month]],TOU_CTabulation[[#This Row],[Month Cumm]],0)","v":0},{"$f":"IF(TOU_CTabulation[[#This Row],[Month Base Gen]]=0,0,TOU_CTabulation[[#This Row],[Month Base Gen]]-TOU_CTabulation[[#This Row],[Day]]*TOU_CTabulation[[#This Row],[Base Allow]])","v":0},{"$f":"VLOOKUP(TOU_CTabulation[[#This Row],[Hour]],daypart,2)","v":"All"},{"$f":"TOU_CTabulation[[#This Row],[Season]]&TOU_CTabulation[[#This Row],[Day-Part]]","v":"WinterAll"},{"$f":"VLOOKUP(TOU_CTabulation[[#This Row],[Daypart]],TOUC,2)","v":0.25901999999999997},{"$f":"VLOOKUP(TOU_CTabulation[[#This Row],[Daypart]],TOUC,3)","v":0.32596000000000003},{"$f":"TOU_CTabulation[[#This Row],[Month Base Allow]]*TOU_CTabulation[[#This Row],[Base Rate]]","v":0},{"$f":"TOU_CTabulation[[#This Row],[Month Overbase Gen]]*TOU_CTabulation[[#This Row],[Over Rate]]","v":0},{"$f":"TOU_CTabulation[[#This Row],[Base Value]]+TOU_CTabulation[[#This Row],[Over Value]]","v":0}]
[1,30,6,0,0,6,2,0,6,0,0,{"$f":"TOU_CTabulation[[#This Row],[AC System Output (W)]]/1000","v":0},{"$f":"IF(A730=TOU_CTabulation[[#This Row],[Month]],M730+TOU_CTabulation[[#This Row],[AC System Output (kW)]],TOU_CTabulation[[#This Row],[AC System Output (kW)]])","v":359.72532400000006},{"$f":"VLOOKUP(TOU_CTabulation[[#This Row],[Month]],Season,2)","v":"Winter"},{"$f":"VLOOKUP(TOU_CTabulation[[#This Row],[Season]],CRate,2)","v":10.5},{"$f":"IF(A732>TOU_CTabulation[[#This Row],[Month]],TOU_CTabulation[[#This Row],[Day]]*TOU_CTabulation[[#This Row],[Base Allow]],0)","v":0},{"$f":"IF(A732>TOU_CTabulation[[#This Row],[Month]],TOU_CTabulation[[#This Row],[Month Cumm]],0)","v":0},{"$f":"IF(TOU_CTabulation[[#This Row],[Month Base Gen]]=0,0,TOU_CTabulation[[#This Row],[Month Base Gen]]-TOU_CTabulation[[#This Row],[Day]]*TOU_CTabulation[[#This Row],[Base Allow]])","v":0},{"$f":"VLOOKUP(TOU_CTabulation[[#This Row],[Hour]],daypart,2)","v":"All"},{"$f":"TOU_CTabulation[[#This Row],[Season]]&TOU_CTabulation[[#This Row],[Day-Part]]","v":"WinterAll"},{"$f":"VLOOKUP(TOU_CTabulation[[#This Row],[Daypart]],TOUC,2)","v":0.25901999999999997},{"$f":"VLOOKUP(TOU_CTabulation[[#This Row],[Daypart]],TOUC,3)","v":0.32596000000000003},{"$f":"TOU_CTabulation[[#This Row],[Month Base Allow]]*TOU_CTabulation[[#This Row],[Base Rate]]","v":0},{"$f":"TOU_CTabulation[[#This Row],[Month Overbase Gen]]*TOU_CTabulation[[#This Row],[Over Rate]]","v":0},{"$f":"TOU_CTabulation[[#This Row],[Base Value]]+TOU_CTabulation[[#This Row],[Over Value]]","v":0}]
[1,30,7,167,26,8,2,75.957999999999998,7.9950000000000001,243.92599999999999,218.85499999999999,{"$f":"TOU_CTabulation[[#This Row],[AC System Output (W)]]/1000","v":0.21885499999999999},{"$f":"IF(A731=TOU_CTabulation[[#This Row],[Month]],M731+TOU_CTabulation[[#This Row],[AC System Output (kW)]],TOU_CTabulation[[#This Row],[AC System Output (kW)]])","v":359.94417900000008},{"$f":"VLOOKUP(TOU_CTabulation[[#This Row],[Month]],Season,2)","v":"Winter"},{"$f":"VLOOKUP(TOU_CTabulation[[#This Row],[Season]],CRate,2)","v":10.5},{"$f":"IF(A733>TOU_CTabulation[[#This Row],[Month]],TOU_CTabulation[[#This Row],[Day]]*TOU_CTabulation[[#This Row],[Base Allow]],0)","v":0},{"$f":"IF(A733>TOU_CTabulation[[#This Row],[Month]],TOU_CTabulation[[#This Row],[Month Cumm]],0)","v":0},{"$f":"IF(TOU_CTabulation[[#This Row],[Month Base Gen]]=0,0,TOU_CTabulation[[#This Row],[Month Base Gen]]-TOU_CTabulation[[#This Row],[Day]]*TOU_CTabulation[[#This Row],[Base Allow]])","v":0},{"$f":"VLOOKUP(TOU_CTabulation[[#This Row],[Hour]],daypart,2)","v":"All"},{"$f":"TOU_CTabulation[[#This Row],[Season]]&TOU_CTabulation[[#This Row],[Day-Part]]","v":"WinterAll"},{"$f":"VLOOKUP(TOU_CTabulation[[#This Row],[Daypart]],TOUC,2)","v":0.25901999999999997},{"$f":"VLOOKUP(TOU_CTabulation[[#This Row],[Daypart]],TOUC,3)","v":0.32596000000000003},{"$f":"TOU_CTabulation[[#This Row],[Month Base Allow]]*TOU_CTabulation[[#This Row],[Base Rate]]","v":0},{"$f":"TOU_CTabulation[[#This Row],[Month Overbase Gen]]*TOU_CTabulation[[#This Row],[Over Rate]]","v":0},{"$f":"TOU_CTabulation[[#This Row],[Base Value]]+TOU_CTabulation[[#This Row],[Over Value]]","v":0}]
[1,30,8,363,83,10,3,257.76900000000001,14.739000000000001,881.096,841.23400000000004,{"$f":"TOU_CTabulation[[#This Row],[AC System Output (W)]]/1000","v":0.84123400000000004},{"$f":"IF(A732=TOU_CTabulation[[#This Row],[Month]],M732+TOU_CTabulation[[#This Row],[AC System Output (kW)]],TOU_CTabulation[[#This Row],[AC System Output (kW)]])","v":360.78541300000006},{"$f":"VLOOKUP(TOU_CTabulation[[#This Row],[Month]],Season,2)","v":"Winter"},{"$f":"VLOOKUP(TOU_CTabulation[[#This Row],[Season]],CRate,2)","v":10.5},{"$f":"IF(A734>TOU_CTabulation[[#This Row],[Month]],TOU_CTabulation[[#This Row],[Day]]*TOU_CTabulation[[#This Row],[Base Allow]],0)","v":0},{"$f":"IF(A734>TOU_CTabulation[[#This Row],[Month]],TOU_CTabulation[[#This Row],[Month Cumm]],0)","v":0},{"$f":"IF(TOU_CTabulation[[#This Row],[Month Base Gen]]=0,0,TOU_CTabulation[[#This Row],[Month Base Gen]]-TOU_CTabulation[[#This Row],[Day]]*TOU_CTabulation[[#This Row],[Base Allow]])","v":0},{"$f":"VLOOKUP(TOU_CTabulation[[#This Row],[Hour]],daypart,2)","v":"All"},{"$f":"TOU_CTabulation[[#This Row],[Season]]&TOU_CTabulation[[#This Row],[Day-Part]]","v":"WinterAll"},{"$f":"VLOOKUP(TOU_CTabulation[[#This Row],[Daypart]],TOUC,2)","v":0.25901999999999997},{"$f":"VLOOKUP(TOU_CTabulation[[#This Row],[Daypart]],TOUC,3)","v":0.32596000000000003},{"$f":"TOU_CTabulation[[#This Row],[Month Base Allow]]*TOU_CTabulation[[#This Row],[Base Rate]]","v":0},{"$f":"TOU_CTabulation[[#This Row],[Month Overbase Gen]]*TOU_CTabulation[[#This Row],[Over Rate]]","v":0},{"$f":"TOU_CTabulation[[#This Row],[Base Value]]+TOU_CTabulation[[#This Row],[Over Value]]","v":0}]
[1,30,9,250,168,11,4,344.18599999999998,17.611000000000001,1209.8130000000001,1160.8440000000001,{"$f":"TOU_CTabulation[[#This Row],[AC System Output (W)]]/1000","v":1.160844},{"$f":"IF(A733=TOU_CTabulation[[#This Row],[Month]],M733+TOU_CTabulation[[#This Row],[AC System Output (kW)]],TOU_CTabulation[[#This Row],[AC System Output (kW)]])","v":361.94625700000006},{"$f":"VLOOKUP(TOU_CTabulation[[#This Row],[Month]],Season,2)","v":"Winter"},{"$f":"VLOOKUP(TOU_CTabulation[[#This Row],[Season]],CRate,2)","v":10.5},{"$f":"IF(A735>TOU_CTabulation[[#This Row],[Month]],TOU_CTabulation[[#This Row],[Day]]*TOU_CTabulation[[#This Row],[Base Allow]],0)","v":0},{"$f":"IF(A735>TOU_CTabulation[[#This Row],[Month]],TOU_CTabulation[[#This Row],[Month Cumm]],0)","v":0},{"$f":"IF(TOU_CTabulation[[#This Row],[Month Base Gen]]=0,0,TOU_CTabulation[[#This Row],[Month Base Gen]]-TOU_CTabulation[[#This Row],[Day]]*TOU_CTabulation[[#This Row],[Base Allow]])","v":0},{"$f":"VLOOKUP(TOU_CTabulation[[#This Row],[Hour]],daypart,2)","v":"All"},{"$f":"TOU_CTabulation[[#This Row],[Season]]&TOU_CTabulation[[#This Row],[Day-Part]]","v":"WinterAll"},{"$f":"VLOOKUP(TOU_CTabulation[[#This Row],[Daypart]],TOUC,2)","v":0.25901999999999997},{"$f":"VLOOKUP(TOU_CTabulation[[#This Row],[Daypart]],TOUC,3)","v":0.32596000000000003},{"$f":"TOU_CTabulation[[#This Row],[Month Base Allow]]*TOU_CTabulation[[#This Row],[Base Rate]]","v":0},{"$f":"TOU_CTabulation[[#This Row],[Month Overbase Gen]]*TOU_CTabulation[[#This Row],[Over Rate]]","v":0},{"$f":"TOU_CTabulation[[#This Row],[Base Value]]+TOU_CTabulation[[#This Row],[Over Value]]","v":0}]
[1,30,10,382,207,12,5,520.25300000000004,21.388000000000002,1809.569,1741.3979999999999,{"$f":"TOU_CTabulation[[#This Row],[AC System Output (W)]]/1000","v":1.741398},{"$f":"IF(A734=TOU_CTabulation[[#This Row],[Month]],M734+TOU_CTabulation[[#This Row],[AC System Output (kW)]],TOU_CTabulation[[#This Row],[AC System Output (kW)]])","v":363.68765500000006},{"$f":"VLOOKUP(TOU_CTabulation[[#This Row],[Month]],Season,2)","v":"Winter"},{"$f":"VLOOKUP(TOU_CTabulation[[#This Row],[Season]],CRate,2)","v":10.5},{"$f":"IF(A736>TOU_CTabulation[[#This Row],[Month]],TOU_CTabulation[[#This Row],[Day]]*TOU_CTabulation[[#This Row],[Base Allow]],0)","v":0},{"$f":"IF(A736>TOU_CTabulation[[#This Row],[Month]],TOU_CTabulation[[#This Row],[Month Cumm]],0)","v":0},{"$f":"IF(TOU_CTabulation[[#This Row],[Month Base Gen]]=0,0,TOU_CTabulation[[#This Row],[Month Base Gen]]-TOU_CTabulation[[#This Row],[Day]]*TOU_CTabulation[[#This Row],[Base Allow]])","v":0},{"$f":"VLOOKUP(TOU_CTabulation[[#This Row],[Hour]],daypart,2)","v":"All"},{"$f":"TOU_CTabulation[[#This Row],[Season]]&TOU_CTabulation[[#This Row],[Day-Part]]","v":"WinterAll"},{"$f":"VLOOKUP(TOU_CTabulation[[#This Row],[Daypart]],TOUC,2)","v":0.25901999999999997},{"$f":"VLOOKUP(TOU_CTabulation[[#This Row],[Daypart]],TOUC,3)","v":0.32596000000000003},{"$f":"TOU_CTabulation[[#This Row],[Month Base Allow]]*TOU_CTabulation[[#This Row],[Base Rate]]","v":0},{"$f":"TOU_CTabulation[[#This Row],[Month Overbase Gen]]*TOU_CTabulation[[#This Row],[Over Rate]]","v":0},{"$f":"TOU_CTabulation[[#This Row],[Base Value]]+TOU_CTabulation[[#This Row],[Over Value]]","v":0}]
[1,30,11,344,252,13,5,570.88,23.67,1970.441,1896.55,{"$f":"TOU_CTabulation[[#This Row],[AC System Output (W)]]/1000","v":1.89655},{"$f":"IF(A735=TOU_CTabulation[[#This Row],[Month]],M735+TOU_CTabulation[[#This Row],[AC System Output (kW)]],TOU_CTabulation[[#This Row],[AC System Output (kW)]])","v":365.58420500000005},{"$f":"VLOOKUP(TOU_CTabulation[[#This Row],[Month]],Season,2)","v":"Winter"},{"$f":"VLOOKUP(TOU_CTabulation[[#This Row],[Season]],CRate,2)","v":10.5},{"$f":"IF(A737>TOU_CTabulation[[#This Row],[Month]],TOU_CTabulation[[#This Row],[Day]]*TOU_CTabulation[[#This Row],[Base Allow]],0)","v":0},{"$f":"IF(A737>TOU_CTabulation[[#This Row],[Month]],TOU_CTabulation[[#This Row],[Month Cumm]],0)","v":0},{"$f":"IF(TOU_CTabulation[[#This Row],[Month Base Gen]]=0,0,TOU_CTabulation[[#This Row],[Month Base Gen]]-TOU_CTabulation[[#This Row],[Day]]*TOU_CTabulation[[#This Row],[Base Allow]])","v":0},{"$f":"VLOOKUP(TOU_CTabulation[[#This Row],[Hour]],daypart,2)","v":"All"},{"$f":"TOU_CTabulation[[#This Row],[Season]]&TOU_CTabulation[[#This Row],[Day-Part]]","v":"WinterAll"},{"$f":"VLOOKUP(TOU_CTabulation[[#This Row],[Daypart]],TOUC,2)","v":0.25901999999999997},{"$f":"VLOOKUP(TOU_CTabulation[[#This Row],[Daypart]],TOUC,3)","v":0.32596000000000003},{"$f":"TOU_CTabulation[[#This Row],[Month Base Allow]]*TOU_CTabulation[[#This Row],[Base Rate]]","v":0},{"$f":"TOU_CTabulation[[#This Row],[Month Overbase Gen]]*TOU_CTabulation[[#This Row],[Over Rate]]","v":0},{"$f":"TOU_CTabulation[[#This Row],[Base Value]]+TOU_CTabulation[[#This Row],[Over Value]]","v":0}]
[1,30,12,16,219,13,5,231.06100000000001,17.111000000000001,823.404,785.03700000000003,{"$f":"TOU_CTabulation[[#This Row],[AC System Output (W)]]/1000","v":0.78503699999999998},{"$f":"IF(A736=TOU_CTabulation[[#This Row],[Month]],M736+TOU_CTabulation[[#This Row],[AC System Output (kW)]],TOU_CTabulation[[#This Row],[AC System Output (kW)]])","v":366.36924200000004},{"$f":"VLOOKUP(TOU_CTabulation[[#This Row],[Month]],Season,2)","v":"Winter"},{"$f":"VLOOKUP(TOU_CTabulation[[#This Row],[Season]],CRate,2)","v":10.5},{"$f":"IF(A738>TOU_CTabulation[[#This Row],[Month]],TOU_CTabulation[[#This Row],[Day]]*TOU_CTabulation[[#This Row],[Base Allow]],0)","v":0},{"$f":"IF(A738>TOU_CTabulation[[#This Row],[Month]],TOU_CTabulation[[#This Row],[Month Cumm]],0)","v":0},{"$f":"IF(TOU_CTabulation[[#This Row],[Month Base Gen]]=0,0,TOU_CTabulation[[#This Row],[Month Base Gen]]-TOU_CTabulation[[#This Row],[Day]]*TOU_CTabulation[[#This Row],[Base Allow]])","v":0},{"$f":"VLOOKUP(TOU_CTabulation[[#This Row],[Hour]],daypart,2)","v":"All"},{"$f":"TOU_CTabulation[[#This Row],[Season]]&TOU_CTabulation[[#This Row],[Day-Part]]","v":"WinterAll"},{"$f":"VLOOKUP(TOU_CTabulation[[#This Row],[Daypart]],TOUC,2)","v":0.25901999999999997},{"$f":"VLOOKUP(TOU_CTabulation[[#This Row],[Daypart]],TOUC,3)","v":0.32596000000000003},{"$f":"TOU_CTabulation[[#This Row],[Month Base Allow]]*TOU_CTabulation[[#This Row],[Base Rate]]","v":0},{"$f":"TOU_CTabulation[[#This Row],[Month Overbase Gen]]*TOU_CTabulation[[#This Row],[Over Rate]]","v":0},{"$f":"TOU_CTabulation[[#This Row],[Base Value]]+TOU_CTabulation[[#This Row],[Over Value]]","v":0}]
[1,30,13,0,132,13,5,127.574,14.513999999999999,460.05500000000001,430.39,{"$f":"TOU_CTabulation[[#This Row],[AC System Output (W)]]/1000","v":0.43038999999999999},{"$f":"IF(A737=TOU_CTabulation[[#This Row],[Month]],M737+TOU_CTabulation[[#This Row],[AC System Output (kW)]],TOU_CTabulation[[#This Row],[AC System Output (kW)]])","v":366.79963200000003},{"$f":"VLOOKUP(TOU_CTabulation[[#This Row],[Month]],Season,2)","v":"Winter"},{"$f":"VLOOKUP(TOU_CTabulation[[#This Row],[Season]],CRate,2)","v":10.5},{"$f":"IF(A739>TOU_CTabulation[[#This Row],[Month]],TOU_CTabulation[[#This Row],[Day]]*TOU_CTabulation[[#This Row],[Base Allow]],0)","v":0},{"$f":"IF(A739>TOU_CTabulation[[#This Row],[Month]],TOU_CTabulation[[#This Row],[Month Cumm]],0)","v":0},{"$f":"IF(TOU_CTabulation[[#This Row],[Month Base Gen]]=0,0,TOU_CTabulation[[#This Row],[Month Base Gen]]-TOU_CTabulation[[#This Row],[Day]]*TOU_CTabulation[[#This Row],[Base Allow]])","v":0},{"$f":"VLOOKUP(TOU_CTabulation[[#This Row],[Hour]],daypart,2)","v":"All"},{"$f":"TOU_CTabulation[[#This Row],[Season]]&TOU_CTabulation[[#This Row],[Day-Part]]","v":"WinterAll"},{"$f":"VLOOKUP(TOU_CTabulation[[#This Row],[Daypart]],TOUC,2)","v":0.25901999999999997},{"$f":"VLOOKUP(TOU_CTabulation[[#This Row],[Daypart]],TOUC,3)","v":0.32596000000000003},{"$f":"TOU_CTabulation[[#This Row],[Month Base Allow]]*TOU_CTabulation[[#This Row],[Base Rate]]","v":0},{"$f":"TOU_CTabulation[[#This Row],[Month Overbase Gen]]*TOU_CTabulation[[#This Row],[Over Rate]]","v":0},{"$f":"TOU_CTabulation[[#This Row],[Base Value]]+TOU_CTabulation[[#This Row],[Over Value]]","v":0}]
[1,30,14,0,135,12,4,131.648,13.617000000000001,476.65499999999997,446.61900000000003,{"$f":"TOU_CTabulation[[#This Row],[AC System Output (W)]]/1000","v":0.44661900000000004},{"$f":"IF(A738=TOU_CTabulation[[#This Row],[Month]],M738+TOU_CTabulation[[#This Row],[AC System Output (kW)]],TOU_CTabulation[[#This Row],[AC System Output (kW)]])","v":367.24625100000003},{"$f":"VLOOKUP(TOU_CTabulation[[#This Row],[Month]],Season,2)","v":"Winter"},{"$f":"VLOOKUP(TOU_CTabulation[[#This Row],[Season]],CRate,2)","v":10.5},{"$f":"IF(A740>TOU_CTabulation[[#This Row],[Month]],TOU_CTabulation[[#This Row],[Day]]*TOU_CTabulation[[#This Row],[Base Allow]],0)","v":0},{"$f":"IF(A740>TOU_CTabulation[[#This Row],[Month]],TOU_CTabulation[[#This Row],[Month Cumm]],0)","v":0},{"$f":"IF(TOU_CTabulation[[#This Row],[Month Base Gen]]=0,0,TOU_CTabulation[[#This Row],[Month Base Gen]]-TOU_CTabulation[[#This Row],[Day]]*TOU_CTabulation[[#This Row],[Base Allow]])","v":0},{"$f":"VLOOKUP(TOU_CTabulation[[#This Row],[Hour]],daypart,2)","v":"All"},{"$f":"TOU_CTabulation[[#This Row],[Season]]&TOU_CTabulation[[#This Row],[Day-Part]]","v":"WinterAll"},{"$f":"VLOOKUP(TOU_CTabulation[[#This Row],[Daypart]],TOUC,2)","v":0.25901999999999997},{"$f":"VLOOKUP(TOU_CTabulation[[#This Row],[Daypart]],TOUC,3)","v":0.32596000000000003},{"$f":"TOU_CTabulation[[#This Row],[Month Base Allow]]*TOU_CTabulation[[#This Row],[Base Rate]]","v":0},{"$f":"TOU_CTabulation[[#This Row],[Month Overbase Gen]]*TOU_CTabulation[[#This Row],[Over Rate]]","v":0},{"$f":"TOU_CTabulation[[#This Row],[Base Value]]+TOU_CTabulation[[#This Row],[Over Value]]","v":0}]
[1,30,15,0,34,11,3,32.234000000000002,10.348000000000001,118.411,95.808999999999997,{"$f":"TOU_CTabulation[[#This Row],[AC System Output (W)]]/1000","v":9.5808999999999991E-2},{"$f":"IF(A739=TOU_CTabulation[[#This Row],[Month]],M739+TOU_CTabulation[[#This Row],[AC System Output (kW)]],TOU_CTabulation[[#This Row],[AC System Output (kW)]])","v":367.34206},{"$f":"VLOOKUP(TOU_CTabulation[[#This Row],[Month]],Season,2)","v":"Winter"},{"$f":"VLOOKUP(TOU_CTabulation[[#This Row],[Season]],CRate,2)","v":10.5},{"$f":"IF(A741>TOU_CTabulation[[#This Row],[Month]],TOU_CTabulation[[#This Row],[Day]]*TOU_CTabulation[[#This Row],[Base Allow]],0)","v":0},{"$f":"IF(A741>TOU_CTabulation[[#This Row],[Month]],TOU_CTabulation[[#This Row],[Month Cumm]],0)","v":0},{"$f":"IF(TOU_CTabulation[[#This Row],[Month Base Gen]]=0,0,TOU_CTabulation[[#This Row],[Month Base Gen]]-TOU_CTabulation[[#This Row],[Day]]*TOU_CTabulation[[#This Row],[Base Allow]])","v":0},{"$f":"VLOOKUP(TOU_CTabulation[[#This Row],[Hour]],daypart,2)","v":"All"},{"$f":"TOU_CTabulation[[#This Row],[Season]]&TOU_CTabulation[[#This Row],[Day-Part]]","v":"WinterAll"},{"$f":"VLOOKUP(TOU_CTabulation[[#This Row],[Daypart]],TOUC,2)","v":0.25901999999999997},{"$f":"VLOOKUP(TOU_CTabulation[[#This Row],[Daypart]],TOUC,3)","v":0.32596000000000003},{"$f":"TOU_CTabulation[[#This Row],[Month Base Allow]]*TOU_CTabulation[[#This Row],[Base Rate]]","v":0},{"$f":"TOU_CTabulation[[#This Row],[Month Overbase Gen]]*TOU_CTabulation[[#This Row],[Over Rate]]","v":0},{"$f":"TOU_CTabulation[[#This Row],[Base Value]]+TOU_CTabulation[[#This Row],[Over Value]]","v":0}]
[1,30,16,0,20,10,3,18.940000000000001,8.7270000000000003,70.070999999999998,48.38,{"$f":"TOU_CTabulation[[#This Row],[AC System Output (W)]]/1000","v":4.8379999999999999E-2},{"$f":"IF(A740=TOU_CTabulation[[#This Row],[Month]],M740+TOU_CTabulation[[#This Row],[AC System Output (kW)]],TOU_CTabulation[[#This Row],[AC System Output (kW)]])","v":367.39044000000001},{"$f":"VLOOKUP(TOU_CTabulation[[#This Row],[Month]],Season,2)","v":"Winter"},{"$f":"VLOOKUP(TOU_CTabulation[[#This Row],[Season]],CRate,2)","v":10.5},{"$f":"IF(A742>TOU_CTabulation[[#This Row],[Month]],TOU_CTabulation[[#This Row],[Day]]*TOU_CTabulation[[#This Row],[Base Allow]],0)","v":0},{"$f":"IF(A742>TOU_CTabulation[[#This Row],[Month]],TOU_CTabulation[[#This Row],[Month Cumm]],0)","v":0},{"$f":"IF(TOU_CTabulation[[#This Row],[Month Base Gen]]=0,0,TOU_CTabulation[[#This Row],[Month Base Gen]]-TOU_CTabulation[[#This Row],[Day]]*TOU_CTabulation[[#This Row],[Base Allow]])","v":0},{"$f":"VLOOKUP(TOU_CTabulation[[#This Row],[Hour]],daypart,2)","v":"All"},{"$f":"TOU_CTabulation[[#This Row],[Season]]&TOU_CTabulation[[#This Row],[Day-Part]]","v":"WinterAll"},{"$f":"VLOOKUP(TOU_CTabulation[[#This Row],[Daypart]],TOUC,2)","v":0.25901999999999997},{"$f":"VLOOKUP(TOU_CTabulation[[#This Row],[Daypart]],TOUC,3)","v":0.32596000000000003},{"$f":"TOU_CTabulation[[#This Row],[Month Base Allow]]*TOU_CTabulation[[#This Row],[Base Rate]]","v":0},{"$f":"TOU_CTabulation[[#This Row],[Month Overbase Gen]]*TOU_CTabulation[[#This Row],[Over Rate]]","v":0},{"$f":"TOU_CTabulation[[#This Row],[Base Value]]+TOU_CTabulation[[#This Row],[Over Value]]","v":0}]
[1,30,17,0,0,9,3,0,9,0,0,{"$f":"TOU_CTabulation[[#This Row],[AC System Output (W)]]/1000","v":0},{"$f":"IF(A741=TOU_CTabulation[[#This Row],[Month]],M741+TOU_CTabulation[[#This Row],[AC System Output (kW)]],TOU_CTabulation[[#This Row],[AC System Output (kW)]])","v":367.39044000000001},{"$f":"VLOOKUP(TOU_CTabulation[[#This Row],[Month]],Season,2)","v":"Winter"},{"$f":"VLOOKUP(TOU_CTabulation[[#This Row],[Season]],CRate,2)","v":10.5},{"$f":"IF(A743>TOU_CTabulation[[#This Row],[Month]],TOU_CTabulation[[#This Row],[Day]]*TOU_CTabulation[[#This Row],[Base Allow]],0)","v":0},{"$f":"IF(A743>TOU_CTabulation[[#This Row],[Month]],TOU_CTabulation[[#This Row],[Month Cumm]],0)","v":0},{"$f":"IF(TOU_CTabulation[[#This Row],[Month Base Gen]]=0,0,TOU_CTabulation[[#This Row],[Month Base Gen]]-TOU_CTabulation[[#This Row],[Day]]*TOU_CTabulation[[#This Row],[Base Allow]])","v":0},{"$f":"VLOOKUP(TOU_CTabulation[[#This Row],[Hour]],daypart,2)","v":"All"},{"$f":"TOU_CTabulation[[#This Row],[Season]]&TOU_CTabulation[[#This Row],[Day-Part]]","v":"WinterAll"},{"$f":"VLOOKUP(TOU_CTabulation[[#This Row],[Daypart]],TOUC,2)","v":0.25901999999999997},{"$f":"VLOOKUP(TOU_CTabulation[[#This Row],[Daypart]],TOUC,3)","v":0.32596000000000003},{"$f":"TOU_CTabulation[[#This Row],[Month Base Allow]]*TOU_CTabulation[[#This Row],[Base Rate]]","v":0},{"$f":"TOU_CTabulation[[#This Row],[Month Overbase Gen]]*TOU_CTabulation[[#This Row],[Over Rate]]","v":0},{"$f":"TOU_CTabulation[[#This Row],[Base Value]]+TOU_CTabulation[[#This Row],[Over Value]]","v":0}]
[1,30,18,0,0,9,3,0,9,0,0,{"$f":"TOU_CTabulation[[#This Row],[AC System Output (W)]]/1000","v":0},{"$f":"IF(A742=TOU_CTabulation[[#This Row],[Month]],M742+TOU_CTabulation[[#This Row],[AC System Output (kW)]],TOU_CTabulation[[#This Row],[AC System Output (kW)]])","v":367.39044000000001},{"$f":"VLOOKUP(TOU_CTabulation[[#This Row],[Month]],Season,2)","v":"Winter"},{"$f":"VLOOKUP(TOU_CTabulation[[#This Row],[Season]],CRate,2)","v":10.5},{"$f":"IF(A744>TOU_CTabulation[[#This Row],[Month]],TOU_CTabulation[[#This Row],[Day]]*TOU_CTabulation[[#This Row],[Base Allow]],0)","v":0},{"$f":"IF(A744>TOU_CTabulation[[#This Row],[Month]],TOU_CTabulation[[#This Row],[Month Cumm]],0)","v":0},{"$f":"IF(TOU_CTabulation[[#This Row],[Month Base Gen]]=0,0,TOU_CTabulation[[#This Row],[Month Base Gen]]-TOU_CTabulation[[#This Row],[Day]]*TOU_CTabulation[[#This Row],[Base Allow]])","v":0},{"$f":"VLOOKUP(TOU_CTabulation[[#This Row],[Hour]],daypart,2)","v":"All"},{"$f":"TOU_CTabulation[[#This Row],[Season]]&TOU_CTabulation[[#This Row],[Day-Part]]","v":"WinterAll"},{"$f":"VLOOKUP(TOU_CTabulation[[#This Row],[Daypart]],TOUC,2)","v":0.25901999999999997},{"$f":"VLOOKUP(TOU_CTabulation[[#This Row],[Daypart]],TOUC,3)","v":0.32596000000000003},{"$f":"TOU_CTabulation[[#This Row],[Month Base Allow]]*TOU_CTabulation[[#This Row],[Base Rate]]","v":0},{"$f":"TOU_CTabulation[[#This Row],[Month Overbase Gen]]*TOU_CTabulation[[#This Row],[Over Rate]]","v":0},{"$f":"TOU_CTabulation[[#This Row],[Base Value]]+TOU_CTabulation[[#This Row],[Over Value]]","v":0}]
[1,30,19,0,0,9,3,0,9,0,0,{"$f":"TOU_CTabulation[[#This Row],[AC System Output (W)]]/1000","v":0},{"$f":"IF(A743=TOU_CTabulation[[#This Row],[Month]],M743+TOU_CTabulation[[#This Row],[AC System Output (kW)]],TOU_CTabulation[[#This Row],[AC System Output (kW)]])","v":367.39044000000001},{"$f":"VLOOKUP(TOU_CTabulation[[#This Row],[Month]],Season,2)","v":"Winter"},{"$f":"VLOOKUP(TOU_CTabulation[[#This Row],[Season]],CRate,2)","v":10.5},{"$f":"IF(A745>TOU_CTabulation[[#This Row],[Month]],TOU_CTabulation[[#This Row],[Day]]*TOU_CTabulation[[#This Row],[Base Allow]],0)","v":0},{"$f":"IF(A745>TOU_CTabulation[[#This Row],[Month]],TOU_CTabulation[[#This Row],[Month Cumm]],0)","v":0},{"$f":"IF(TOU_CTabulation[[#This Row],[Month Base Gen]]=0,0,TOU_CTabulation[[#This Row],[Month Base Gen]]-TOU_CTabulation[[#This Row],[Day]]*TOU_CTabulation[[#This Row],[Base Allow]])","v":0},{"$f":"VLOOKUP(TOU_CTabulation[[#This Row],[Hour]],daypart,2)","v":"All"},{"$f":"TOU_CTabulation[[#This Row],[Season]]&TOU_CTabulation[[#This Row],[Day-Part]]","v":"WinterAll"},{"$f":"VLOOKUP(TOU_CTabulation[[#This Row],[Daypart]],TOUC,2)","v":0.25901999999999997},{"$f":"VLOOKUP(TOU_CTabulation[[#This Row],[Daypart]],TOUC,3)","v":0.32596000000000003},{"$f":"TOU_CTabulation[[#This Row],[Month Base Allow]]*TOU_CTabulation[[#This Row],[Base Rate]]","v":0},{"$f":"TOU_CTabulation[[#This Row],[Month Overbase Gen]]*TOU_CTabulation[[#This Row],[Over Rate]]","v":0},{"$f":"TOU_CTabulation[[#This Row],[Base Value]]+TOU_CTabulation[[#This Row],[Over Value]]","v":0}]
[1,30,20,0,0,9,4,0,9,0,0,{"$f":"TOU_CTabulation[[#This Row],[AC System Output (W)]]/1000","v":0},{"$f":"IF(A744=TOU_CTabulation[[#This Row],[Month]],M744+TOU_CTabulation[[#This Row],[AC System Output (kW)]],TOU_CTabulation[[#This Row],[AC System Output (kW)]])","v":367.39044000000001},{"$f":"VLOOKUP(TOU_CTabulation[[#This Row],[Month]],Season,2)","v":"Winter"},{"$f":"VLOOKUP(TOU_CTabulation[[#This Row],[Season]],CRate,2)","v":10.5},{"$f":"IF(A746>TOU_CTabulation[[#This Row],[Month]],TOU_CTabulation[[#This Row],[Day]]*TOU_CTabulation[[#This Row],[Base Allow]],0)","v":0},{"$f":"IF(A746>TOU_CTabulation[[#This Row],[Month]],TOU_CTabulation[[#This Row],[Month Cumm]],0)","v":0},{"$f":"IF(TOU_CTabulation[[#This Row],[Month Base Gen]]=0,0,TOU_CTabulation[[#This Row],[Month Base Gen]]-TOU_CTabulation[[#This Row],[Day]]*TOU_CTabulation[[#This Row],[Base Allow]])","v":0},{"$f":"VLOOKUP(TOU_CTabulation[[#This Row],[Hour]],daypart,2)","v":"All"},{"$f":"TOU_CTabulation[[#This Row],[Season]]&TOU_CTabulation[[#This Row],[Day-Part]]","v":"WinterAll"},{"$f":"VLOOKUP(TOU_CTabulation[[#This Row],[Daypart]],TOUC,2)","v":0.25901999999999997},{"$f":"VLOOKUP(TOU_CTabulation[[#This Row],[Daypart]],TOUC,3)","v":0.32596000000000003},{"$f":"TOU_CTabulation[[#This Row],[Month Base Allow]]*TOU_CTabulation[[#This Row],[Base Rate]]","v":0},{"$f":"TOU_CTabulation[[#This Row],[Month Overbase Gen]]*TOU_CTabulation[[#This Row],[Over Rate]]","v":0},{"$f":"TOU_CTabulation[[#This Row],[Base Value]]+TOU_CTabulation[[#This Row],[Over Value]]","v":0}]
[1,30,21,0,0,9,4,0,9,0,0,{"$f":"TOU_CTabulation[[#This Row],[AC System Output (W)]]/1000","v":0},{"$f":"IF(A745=TOU_CTabulation[[#This Row],[Month]],M745+TOU_CTabulation[[#This Row],[AC System Output (kW)]],TOU_CTabulation[[#This Row],[AC System Output (kW)]])","v":367.39044000000001},{"$f":"VLOOKUP(TOU_CTabulation[[#This Row],[Month]],Season,2)","v":"Winter"},{"$f":"VLOOKUP(TOU_CTabulation[[#This Row],[Season]],CRate,2)","v":10.5},{"$f":"IF(A747>TOU_CTabulation[[#This Row],[Month]],TOU_CTabulation[[#This Row],[Day]]*TOU_CTabulation[[#This Row],[Base Allow]],0)","v":0},{"$f":"IF(A747>TOU_CTabulation[[#This Row],[Month]],TOU_CTabulation[[#This Row],[Month Cumm]],0)","v":0},{"$f":"IF(TOU_CTabulation[[#This Row],[Month Base Gen]]=0,0,TOU_CTabulation[[#This Row],[Month Base Gen]]-TOU_CTabulation[[#This Row],[Day]]*TOU_CTabulation[[#This Row],[Base Allow]])","v":0},{"$f":"VLOOKUP(TOU_CTabulation[[#This Row],[Hour]],daypart,2)","v":"All"},{"$f":"TOU_CTabulation[[#This Row],[Season]]&TOU_CTabulation[[#This Row],[Day-Part]]","v":"WinterAll"},{"$f":"VLOOKUP(TOU_CTabulation[[#This Row],[Daypart]],TOUC,2)","v":0.25901999999999997},{"$f":"VLOOKUP(TOU_CTabulation[[#This Row],[Daypart]],TOUC,3)","v":0.32596000000000003},{"$f":"TOU_CTabulation[[#This Row],[Month Base Allow]]*TOU_CTabulation[[#This Row],[Base Rate]]","v":0},{"$f":"TOU_CTabulation[[#This Row],[Month Overbase Gen]]*TOU_CTabulation[[#This Row],[Over Rate]]","v":0},{"$f":"TOU_CTabulation[[#This Row],[Base Value]]+TOU_CTabulation[[#This Row],[Over Value]]","v":0}]
[1,30,22,0,0,9,5,0,9,0,0,{"$f":"TOU_CTabulation[[#This Row],[AC System Output (W)]]/1000","v":0},{"$f":"IF(A746=TOU_CTabulation[[#This Row],[Month]],M746+TOU_CTabulation[[#This Row],[AC System Output (kW)]],TOU_CTabulation[[#This Row],[AC System Output (kW)]])","v":367.39044000000001},{"$f":"VLOOKUP(TOU_CTabulation[[#This Row],[Month]],Season,2)","v":"Winter"},{"$f":"VLOOKUP(TOU_CTabulation[[#This Row],[Season]],CRate,2)","v":10.5},{"$f":"IF(A748>TOU_CTabulation[[#This Row],[Month]],TOU_CTabulation[[#This Row],[Day]]*TOU_CTabulation[[#This Row],[Base Allow]],0)","v":0},{"$f":"IF(A748>TOU_CTabulation[[#This Row],[Month]],TOU_CTabulation[[#This Row],[Month Cumm]],0)","v":0},{"$f":"IF(TOU_CTabulation[[#This Row],[Month Base Gen]]=0,0,TOU_CTabulation[[#This Row],[Month Base Gen]]-TOU_CTabulation[[#This Row],[Day]]*TOU_CTabulation[[#This Row],[Base Allow]])","v":0},{"$f":"VLOOKUP(TOU_CTabulation[[#This Row],[Hour]],daypart,2)","v":"All"},{"$f":"TOU_CTabulation[[#This Row],[Season]]&TOU_CTabulation[[#This Row],[Day-Part]]","v":"WinterAll"},{"$f":"VLOOKUP(TOU_CTabulation[[#This Row],[Daypart]],TOUC,2)","v":0.25901999999999997},{"$f":"VLOOKUP(TOU_CTabulation[[#This Row],[Daypart]],TOUC,3)","v":0.32596000000000003},{"$f":"TOU_CTabulation[[#This Row],[Month Base Allow]]*TOU_CTabulation[[#This Row],[Base Rate]]","v":0},{"$f":"TOU_CTabulation[[#This Row],[Month Overbase Gen]]*TOU_CTabulation[[#This Row],[Over Rate]]","v":0},{"$f":"TOU_CTabulation[[#This Row],[Base Value]]+TOU_CTabulation[[#This Row],[Over Value]]","v":0}]
[1,30,23,0,0,9,5,0,9,0,0,{"$f":"TOU_CTabulation[[#This Row],[AC System Output (W)]]/1000","v":0},{"$f":"IF(A747=TOU_CTabulation[[#This Row],[Month]],M747+TOU_CTabulation[[#This Row],[AC System Output (kW)]],TOU_CTabulation[[#This Row],[AC System Output (kW)]])","v":367.39044000000001},{"$f":"VLOOKUP(TOU_CTabulation[[#This Row],[Month]],Season,2)","v":"Winter"},{"$f":"VLOOKUP(TOU_CTabulation[[#This Row],[Season]],CRate,2)","v":10.5},{"$f":"IF(A749>TOU_CTabulation[[#This Row],[Month]],TOU_CTabulation[[#This Row],[Day]]*TOU_CTabulation[[#This Row],[Base Allow]],0)","v":0},{"$f":"IF(A749>TOU_CTabulation[[#This Row],[Month]],TOU_CTabulation[[#This Row],[Month Cumm]],0)","v":0},{"$f":"IF(TOU_CTabulation[[#This Row],[Month Base Gen]]=0,0,TOU_CTabulation[[#This Row],[Month Base Gen]]-TOU_CTabulation[[#This Row],[Day]]*TOU_CTabulation[[#This Row],[Base Allow]])","v":0},{"$f":"VLOOKUP(TOU_CTabulation[[#This Row],[Hour]],daypart,2)","v":"All"},{"$f":"TOU_CTabulation[[#This Row],[Season]]&TOU_CTabulation[[#This Row],[Day-Part]]","v":"WinterAll"},{"$f":"VLOOKUP(TOU_CTabulation[[#This Row],[Daypart]],TOUC,2)","v":0.25901999999999997},{"$f":"VLOOKUP(TOU_CTabulation[[#This Row],[Daypart]],TOUC,3)","v":0.32596000000000003},{"$f":"TOU_CTabulation[[#This Row],[Month Base Allow]]*TOU_CTabulation[[#This Row],[Base Rate]]","v":0},{"$f":"TOU_CTabulation[[#This Row],[Month Overbase Gen]]*TOU_CTabulation[[#This Row],[Over Rate]]","v":0},{"$f":"TOU_CTabulation[[#This Row],[Base Value]]+TOU_CTabulation[[#This Row],[Over Value]]","v":0}]
[1,31,0,0,0,9,6,0,9,0,0,{"$f":"TOU_CTabulation[[#This Row],[AC System Output (W)]]/1000","v":0},{"$f":"IF(A748=TOU_CTabulation[[#This Row],[Month]],M748+TOU_CTabulation[[#This Row],[AC System Output (kW)]],TOU_CTabulation[[#This Row],[AC System Output (kW)]])","v":367.39044000000001},{"$f":"VLOOKUP(TOU_CTabulation[[#This Row],[Month]],Season,2)","v":"Winter"},{"$f":"VLOOKUP(TOU_CTabulation[[#This Row],[Season]],CRate,2)","v":10.5},{"$f":"IF(A750>TOU_CTabulation[[#This Row],[Month]],TOU_CTabulation[[#This Row],[Day]]*TOU_CTabulation[[#This Row],[Base Allow]],0)","v":0},{"$f":"IF(A750>TOU_CTabulation[[#This Row],[Month]],TOU_CTabulation[[#This Row],[Month Cumm]],0)","v":0},{"$f":"IF(TOU_CTabulation[[#This Row],[Month Base Gen]]=0,0,TOU_CTabulation[[#This Row],[Month Base Gen]]-TOU_CTabulation[[#This Row],[Day]]*TOU_CTabulation[[#This Row],[Base Allow]])","v":0},{"$f":"VLOOKUP(TOU_CTabulation[[#This Row],[Hour]],daypart,2)","v":"All"},{"$f":"TOU_CTabulation[[#This Row],[Season]]&TOU_CTabulation[[#This Row],[Day-Part]]","v":"WinterAll"},{"$f":"VLOOKUP(TOU_CTabulation[[#This Row],[Daypart]],TOUC,2)","v":0.25901999999999997},{"$f":"VLOOKUP(TOU_CTabulation[[#This Row],[Daypart]],TOUC,3)","v":0.32596000000000003},{"$f":"TOU_CTabulation[[#This Row],[Month Base Allow]]*TOU_CTabulation[[#This Row],[Base Rate]]","v":0},{"$f":"TOU_CTabulation[[#This Row],[Month Overbase Gen]]*TOU_CTabulation[[#This Row],[Over Rate]]","v":0},{"$f":"TOU_CTabulation[[#This Row],[Base Value]]+TOU_CTabulation[[#This Row],[Over Value]]","v":0}]
[1,31,1,0,0,9,6,0,9,0,0,{"$f":"TOU_CTabulation[[#This Row],[AC System Output (W)]]/1000","v":0},{"$f":"IF(A749=TOU_CTabulation[[#This Row],[Month]],M749+TOU_CTabulation[[#This Row],[AC System Output (kW)]],TOU_CTabulation[[#This Row],[AC System Output (kW)]])","v":367.39044000000001},{"$f":"VLOOKUP(TOU_CTabulation[[#This Row],[Month]],Season,2)","v":"Winter"},{"$f":"VLOOKUP(TOU_CTabulation[[#This Row],[Season]],CRate,2)","v":10.5},{"$f":"IF(A751>TOU_CTabulation[[#This Row],[Month]],TOU_CTabulation[[#This Row],[Day]]*TOU_CTabulation[[#This Row],[Base Allow]],0)","v":0},{"$f":"IF(A751>TOU_CTabulation[[#This Row],[Month]],TOU_CTabulation[[#This Row],[Month Cumm]],0)","v":0},{"$f":"IF(TOU_CTabulation[[#This Row],[Month Base Gen]]=0,0,TOU_CTabulation[[#This Row],[Month Base Gen]]-TOU_CTabulation[[#This Row],[Day]]*TOU_CTabulation[[#This Row],[Base Allow]])","v":0},{"$f":"VLOOKUP(TOU_CTabulation[[#This Row],[Hour]],daypart,2)","v":"All"},{"$f":"TOU_CTabulation[[#This Row],[Season]]&TOU_CTabulation[[#This Row],[Day-Part]]","v":"WinterAll"},{"$f":"VLOOKUP(TOU_CTabulation[[#This Row],[Daypart]],TOUC,2)","v":0.25901999999999997},{"$f":"VLOOKUP(TOU_CTabulation[[#This Row],[Daypart]],TOUC,3)","v":0.32596000000000003},{"$f":"TOU_CTabulation[[#This Row],[Month Base Allow]]*TOU_CTabulation[[#This Row],[Base Rate]]","v":0},{"$f":"TOU_CTabulation[[#This Row],[Month Overbase Gen]]*TOU_CTabulation[[#This Row],[Over Rate]]","v":0},{"$f":"TOU_CTabulation[[#This Row],[Base Value]]+TOU_CTabulation[[#This Row],[Over Value]]","v":0}]
[1,31,2,0,0,9,6,0,9,0,0,{"$f":"TOU_CTabulation[[#This Row],[AC System Output (W)]]/1000","v":0},{"$f":"IF(A750=TOU_CTabulation[[#This Row],[Month]],M750+TOU_CTabulation[[#This Row],[AC System Output (kW)]],TOU_CTabulation[[#This Row],[AC System Output (kW)]])","v":367.39044000000001},{"$f":"VLOOKUP(TOU_CTabulation[[#This Row],[Month]],Season,2)","v":"Winter"},{"$f":"VLOOKUP(TOU_CTabulation[[#This Row],[Season]],CRate,2)","v":10.5},{"$f":"IF(A752>TOU_CTabulation[[#This Row],[Month]],TOU_CTabulation[[#This Row],[Day]]*TOU_CTabulation[[#This Row],[Base Allow]],0)","v":0},{"$f":"IF(A752>TOU_CTabulation[[#This Row],[Month]],TOU_CTabulation[[#This Row],[Month Cumm]],0)","v":0},{"$f":"IF(TOU_CTabulation[[#This Row],[Month Base Gen]]=0,0,TOU_CTabulation[[#This Row],[Month Base Gen]]-TOU_CTabulation[[#This Row],[Day]]*TOU_CTabulation[[#This Row],[Base Allow]])","v":0},{"$f":"VLOOKUP(TOU_CTabulation[[#This Row],[Hour]],daypart,2)","v":"All"},{"$f":"TOU_CTabulation[[#This Row],[Season]]&TOU_CTabulation[[#This Row],[Day-Part]]","v":"WinterAll"},{"$f":"VLOOKUP(TOU_CTabulation[[#This Row],[Daypart]],TOUC,2)","v":0.25901999999999997},{"$f":"VLOOKUP(TOU_CTabulation[[#This Row],[Daypart]],TOUC,3)","v":0.32596000000000003},{"$f":"TOU_CTabulation[[#This Row],[Month Base Allow]]*TOU_CTabulation[[#This Row],[Base Rate]]","v":0},{"$f":"TOU_CTabulation[[#This Row],[Month Overbase Gen]]*TOU_CTabulation[[#This Row],[Over Rate]]","v":0},{"$f":"TOU_CTabulation[[#This Row],[Base Value]]+TOU_CTabulation[[#This Row],[Over Value]]","v":0}]
[1,31,3,0,0,9,5,0,9,0,0,{"$f":"TOU_CTabulation[[#This Row],[AC System Output (W)]]/1000","v":0},{"$f":"IF(A751=TOU_CTabulation[[#This Row],[Month]],M751+TOU_CTabulation[[#This Row],[AC System Output (kW)]],TOU_CTabulation[[#This Row],[AC System Output (kW)]])","v":367.39044000000001},{"$f":"VLOOKUP(TOU_CTabulation[[#This Row],[Month]],Season,2)","v":"Winter"},{"$f":"VLOOKUP(TOU_CTabulation[[#This Row],[Season]],CRate,2)","v":10.5},{"$f":"IF(A753>TOU_CTabulation[[#This Row],[Month]],TOU_CTabulation[[#This Row],[Day]]*TOU_CTabulation[[#This Row],[Base Allow]],0)","v":0},{"$f":"IF(A753>TOU_CTabulation[[#This Row],[Month]],TOU_CTabulation[[#This Row],[Month Cumm]],0)","v":0},{"$f":"IF(TOU_CTabulation[[#This Row],[Month Base Gen]]=0,0,TOU_CTabulation[[#This Row],[Month Base Gen]]-TOU_CTabulation[[#This Row],[Day]]*TOU_CTabulation[[#This Row],[Base Allow]])","v":0},{"$f":"VLOOKUP(TOU_CTabulation[[#This Row],[Hour]],daypart,2)","v":"All"},{"$f":"TOU_CTabulation[[#This Row],[Season]]&TOU_CTabulation[[#This Row],[Day-Part]]","v":"WinterAll"},{"$f":"VLOOKUP(TOU_CTabulation[[#This Row],[Daypart]],TOUC,2)","v":0.25901999999999997},{"$f":"VLOOKUP(TOU_CTabulation[[#This Row],[Daypart]],TOUC,3)","v":0.32596000000000003},{"$f":"TOU_CTabulation[[#This Row],[Month Base Allow]]*TOU_CTabulation[[#This Row],[Base Rate]]","v":0},{"$f":"TOU_CTabulation[[#This Row],[Month Overbase Gen]]*TOU_CTabulation[[#This Row],[Over Rate]]","v":0},{"$f":"TOU_CTabulation[[#This Row],[Base Value]]+TOU_CTabulation[[#This Row],[Over Value]]","v":0}]
[1,31,4,0,0,8,4,0,8,0,0,{"$f":"TOU_CTabulation[[#This Row],[AC System Output (W)]]/1000","v":0},{"$f":"IF(A752=TOU_CTabulation[[#This Row],[Month]],M752+TOU_CTabulation[[#This Row],[AC System Output (kW)]],TOU_CTabulation[[#This Row],[AC System Output (kW)]])","v":367.39044000000001},{"$f":"VLOOKUP(TOU_CTabulation[[#This Row],[Month]],Season,2)","v":"Winter"},{"$f":"VLOOKUP(TOU_CTabulation[[#This Row],[Season]],CRate,2)","v":10.5},{"$f":"IF(A754>TOU_CTabulation[[#This Row],[Month]],TOU_CTabulation[[#This Row],[Day]]*TOU_CTabulation[[#This Row],[Base Allow]],0)","v":0},{"$f":"IF(A754>TOU_CTabulation[[#This Row],[Month]],TOU_CTabulation[[#This Row],[Month Cumm]],0)","v":0},{"$f":"IF(TOU_CTabulation[[#This Row],[Month Base Gen]]=0,0,TOU_CTabulation[[#This Row],[Month Base Gen]]-TOU_CTabulation[[#This Row],[Day]]*TOU_CTabulation[[#This Row],[Base Allow]])","v":0},{"$f":"VLOOKUP(TOU_CTabulation[[#This Row],[Hour]],daypart,2)","v":"All"},{"$f":"TOU_CTabulation[[#This Row],[Season]]&TOU_CTabulation[[#This Row],[Day-Part]]","v":"WinterAll"},{"$f":"VLOOKUP(TOU_CTabulation[[#This Row],[Daypart]],TOUC,2)","v":0.25901999999999997},{"$f":"VLOOKUP(TOU_CTabulation[[#This Row],[Daypart]],TOUC,3)","v":0.32596000000000003},{"$f":"TOU_CTabulation[[#This Row],[Month Base Allow]]*TOU_CTabulation[[#This Row],[Base Rate]]","v":0},{"$f":"TOU_CTabulation[[#This Row],[Month Overbase Gen]]*TOU_CTabulation[[#This Row],[Over Rate]]","v":0},{"$f":"TOU_CTabulation[[#This Row],[Base Value]]+TOU_CTabulation[[#This Row],[Over Value]]","v":0}]
[1,31,5,0,0,8,4,0,8,0,0,{"$f":"TOU_CTabulation[[#This Row],[AC System Output (W)]]/1000","v":0},{"$f":"IF(A753=TOU_CTabulation[[#This Row],[Month]],M753+TOU_CTabulation[[#This Row],[AC System Output (kW)]],TOU_CTabulation[[#This Row],[AC System Output (kW)]])","v":367.39044000000001},{"$f":"VLOOKUP(TOU_CTabulation[[#This Row],[Month]],Season,2)","v":"Winter"},{"$f":"VLOOKUP(TOU_CTabulation[[#This Row],[Season]],CRate,2)","v":10.5},{"$f":"IF(A755>TOU_CTabulation[[#This Row],[Month]],TOU_CTabulation[[#This Row],[Day]]*TOU_CTabulation[[#This Row],[Base Allow]],0)","v":0},{"$f":"IF(A755>TOU_CTabulation[[#This Row],[Month]],TOU_CTabulation[[#This Row],[Month Cumm]],0)","v":0},{"$f":"IF(TOU_CTabulation[[#This Row],[Month Base Gen]]=0,0,TOU_CTabulation[[#This Row],[Month Base Gen]]-TOU_CTabulation[[#This Row],[Day]]*TOU_CTabulation[[#This Row],[Base Allow]])","v":0},{"$f":"VLOOKUP(TOU_CTabulation[[#This Row],[Hour]],daypart,2)","v":"All"},{"$f":"TOU_CTabulation[[#This Row],[Season]]&TOU_CTabulation[[#This Row],[Day-Part]]","v":"WinterAll"},{"$f":"VLOOKUP(TOU_CTabulation[[#This Row],[Daypart]],TOUC,2)","v":0.25901999999999997},{"$f":"VLOOKUP(TOU_CTabulation[[#This Row],[Daypart]],TOUC,3)","v":0.32596000000000003},{"$f":"TOU_CTabulation[[#This Row],[Month Base Allow]]*TOU_CTabulation[[#This Row],[Base Rate]]","v":0},{"$f":"TOU_CTabulation[[#This Row],[Month Overbase Gen]]*TOU_CTabulation[[#This Row],[Over Rate]]","v":0},{"$f":"TOU_CTabulation[[#This Row],[Base Value]]+TOU_CTabulation[[#This Row],[Over Value]]","v":0}]
[1,31,6,0,0,8,3,0,8,0,0,{"$f":"TOU_CTabulation[[#This Row],[AC System Output (W)]]/1000","v":0},{"$f":"IF(A754=TOU_CTabulation[[#This Row],[Month]],M754+TOU_CTabulation[[#This Row],[AC System Output (kW)]],TOU_CTabulation[[#This Row],[AC System Output (kW)]])","v":367.39044000000001},{"$f":"VLOOKUP(TOU_CTabulation[[#This Row],[Month]],Season,2)","v":"Winter"},{"$f":"VLOOKUP(TOU_CTabulation[[#This Row],[Season]],CRate,2)","v":10.5},{"$f":"IF(A756>TOU_CTabulation[[#This Row],[Month]],TOU_CTabulation[[#This Row],[Day]]*TOU_CTabulation[[#This Row],[Base Allow]],0)","v":0},{"$f":"IF(A756>TOU_CTabulation[[#This Row],[Month]],TOU_CTabulation[[#This Row],[Month Cumm]],0)","v":0},{"$f":"IF(TOU_CTabulation[[#This Row],[Month Base Gen]]=0,0,TOU_CTabulation[[#This Row],[Month Base Gen]]-TOU_CTabulation[[#This Row],[Day]]*TOU_CTabulation[[#This Row],[Base Allow]])","v":0},{"$f":"VLOOKUP(TOU_CTabulation[[#This Row],[Hour]],daypart,2)","v":"All"},{"$f":"TOU_CTabulation[[#This Row],[Season]]&TOU_CTabulation[[#This Row],[Day-Part]]","v":"WinterAll"},{"$f":"VLOOKUP(TOU_CTabulation[[#This Row],[Daypart]],TOUC,2)","v":0.25901999999999997},{"$f":"VLOOKUP(TOU_CTabulation[[#This Row],[Daypart]],TOUC,3)","v":0.32596000000000003},{"$f":"TOU_CTabulation[[#This Row],[Month Base Allow]]*TOU_CTabulation[[#This Row],[Base Rate]]","v":0},{"$f":"TOU_CTabulation[[#This Row],[Month Overbase Gen]]*TOU_CTabulation[[#This Row],[Over Rate]]","v":0},{"$f":"TOU_CTabulation[[#This Row],[Base Value]]+TOU_CTabulation[[#This Row],[Over Value]]","v":0}]
[1,31,7,217,28,8,3,89.894000000000005,8.3759999999999994,283.78399999999999,257.89800000000002,{"$f":"TOU_CTabulation[[#This Row],[AC System Output (W)]]/1000","v":0.25789800000000002},{"$f":"IF(A755=TOU_CTabulation[[#This Row],[Month]],M755+TOU_CTabulation[[#This Row],[AC System Output (kW)]],TOU_CTabulation[[#This Row],[AC System Output (kW)]])","v":367.64833800000002},{"$f":"VLOOKUP(TOU_CTabulation[[#This Row],[Month]],Season,2)","v":"Winter"},{"$f":"VLOOKUP(TOU_CTabulation[[#This Row],[Season]],CRate,2)","v":10.5},{"$f":"IF(A757>TOU_CTabulation[[#This Row],[Month]],TOU_CTabulation[[#This Row],[Day]]*TOU_CTabulation[[#This Row],[Base Allow]],0)","v":0},{"$f":"IF(A757>TOU_CTabulation[[#This Row],[Month]],TOU_CTabulation[[#This Row],[Month Cumm]],0)","v":0},{"$f":"IF(TOU_CTabulation[[#This Row],[Month Base Gen]]=0,0,TOU_CTabulation[[#This Row],[Month Base Gen]]-TOU_CTabulation[[#This Row],[Day]]*TOU_CTabulation[[#This Row],[Base Allow]])","v":0},{"$f":"VLOOKUP(TOU_CTabulation[[#This Row],[Hour]],daypart,2)","v":"All"},{"$f":"TOU_CTabulation[[#This Row],[Season]]&TOU_CTabulation[[#This Row],[Day-Part]]","v":"WinterAll"},{"$f":"VLOOKUP(TOU_CTabulation[[#This Row],[Daypart]],TOUC,2)","v":0.25901999999999997},{"$f":"VLOOKUP(TOU_CTabulation[[#This Row],[Daypart]],TOUC,3)","v":0.32596000000000003},{"$f":"TOU_CTabulation[[#This Row],[Month Base Allow]]*TOU_CTabulation[[#This Row],[Base Rate]]","v":0},{"$f":"TOU_CTabulation[[#This Row],[Month Overbase Gen]]*TOU_CTabulation[[#This Row],[Over Rate]]","v":0},{"$f":"TOU_CTabulation[[#This Row],[Base Value]]+TOU_CTabulation[[#This Row],[Over Value]]","v":0}]
[1,31,8,623,63,8,4,350.096,14.359,1182.125,1133.963,{"$f":"TOU_CTabulation[[#This Row],[AC System Output (W)]]/1000","v":1.1339630000000001},{"$f":"IF(A756=TOU_CTabulation[[#This Row],[Month]],M756+TOU_CTabulation[[#This Row],[AC System Output (kW)]],TOU_CTabulation[[#This Row],[AC System Output (kW)]])","v":368.78230100000002},{"$f":"VLOOKUP(TOU_CTabulation[[#This Row],[Month]],Season,2)","v":"Winter"},{"$f":"VLOOKUP(TOU_CTabulation[[#This Row],[Season]],CRate,2)","v":10.5},{"$f":"IF(A758>TOU_CTabulation[[#This Row],[Month]],TOU_CTabulation[[#This Row],[Day]]*TOU_CTabulation[[#This Row],[Base Allow]],0)","v":0},{"$f":"IF(A758>TOU_CTabulation[[#This Row],[Month]],TOU_CTabulation[[#This Row],[Month Cumm]],0)","v":0},{"$f":"IF(TOU_CTabulation[[#This Row],[Month Base Gen]]=0,0,TOU_CTabulation[[#This Row],[Month Base Gen]]-TOU_CTabulation[[#This Row],[Day]]*TOU_CTabulation[[#This Row],[Base Allow]])","v":0},{"$f":"VLOOKUP(TOU_CTabulation[[#This Row],[Hour]],daypart,2)","v":"All"},{"$f":"TOU_CTabulation[[#This Row],[Season]]&TOU_CTabulation[[#This Row],[Day-Part]]","v":"WinterAll"},{"$f":"VLOOKUP(TOU_CTabulation[[#This Row],[Daypart]],TOUC,2)","v":0.25901999999999997},{"$f":"VLOOKUP(TOU_CTabulation[[#This Row],[Daypart]],TOUC,3)","v":0.32596000000000003},{"$f":"TOU_CTabulation[[#This Row],[Month Base Allow]]*TOU_CTabulation[[#This Row],[Base Rate]]","v":0},{"$f":"TOU_CTabulation[[#This Row],[Month Overbase Gen]]*TOU_CTabulation[[#This Row],[Over Rate]]","v":0},{"$f":"TOU_CTabulation[[#This Row],[Base Value]]+TOU_CTabulation[[#This Row],[Over Value]]","v":0}]
[1,31,9,800,75,9,4,585.95799999999997,21.13,2006.3109999999999,1931.1120000000001,{"$f":"TOU_CTabulation[[#This Row],[AC System Output (W)]]/1000","v":1.9311120000000002},{"$f":"IF(A757=TOU_CTabulation[[#This Row],[Month]],M757+TOU_CTabulation[[#This Row],[AC System Output (kW)]],TOU_CTabulation[[#This Row],[AC System Output (kW)]])","v":370.713413},{"$f":"VLOOKUP(TOU_CTabulation[[#This Row],[Month]],Season,2)","v":"Winter"},{"$f":"VLOOKUP(TOU_CTabulation[[#This Row],[Season]],CRate,2)","v":10.5},{"$f":"IF(A759>TOU_CTabulation[[#This Row],[Month]],TOU_CTabulation[[#This Row],[Day]]*TOU_CTabulation[[#This Row],[Base Allow]],0)","v":0},{"$f":"IF(A759>TOU_CTabulation[[#This Row],[Month]],TOU_CTabulation[[#This Row],[Month Cumm]],0)","v":0},{"$f":"IF(TOU_CTabulation[[#This Row],[Month Base Gen]]=0,0,TOU_CTabulation[[#This Row],[Month Base Gen]]-TOU_CTabulation[[#This Row],[Day]]*TOU_CTabulation[[#This Row],[Base Allow]])","v":0},{"$f":"VLOOKUP(TOU_CTabulation[[#This Row],[Hour]],daypart,2)","v":"All"},{"$f":"TOU_CTabulation[[#This Row],[Season]]&TOU_CTabulation[[#This Row],[Day-Part]]","v":"WinterAll"},{"$f":"VLOOKUP(TOU_CTabulation[[#This Row],[Daypart]],TOUC,2)","v":0.25901999999999997},{"$f":"VLOOKUP(TOU_CTabulation[[#This Row],[Daypart]],TOUC,3)","v":0.32596000000000003},{"$f":"TOU_CTabulation[[#This Row],[Month Base Allow]]*TOU_CTabulation[[#This Row],[Base Rate]]","v":0},{"$f":"TOU_CTabulation[[#This Row],[Month Overbase Gen]]*TOU_CTabulation[[#This Row],[Over Rate]]","v":0},{"$f":"TOU_CTabulation[[#This Row],[Base Value]]+TOU_CTabulation[[#This Row],[Over Value]]","v":0}]
[1,31,10,897,75,10,4,762.81799999999998,26.437999999999999,2584.1280000000002,2486.2089999999998,{"$f":"TOU_CTabulation[[#This Row],[AC System Output (W)]]/1000","v":2.4862089999999997},{"$f":"IF(A758=TOU_CTabulation[[#This Row],[Month]],M758+TOU_CTabulation[[#This Row],[AC System Output (kW)]],TOU_CTabulation[[#This Row],[AC System Output (kW)]])","v":373.19962199999998},{"$f":"VLOOKUP(TOU_CTabulation[[#This Row],[Month]],Season,2)","v":"Winter"},{"$f":"VLOOKUP(TOU_CTabulation[[#This Row],[Season]],CRate,2)","v":10.5},{"$f":"IF(A760>TOU_CTabulation[[#This Row],[Month]],TOU_CTabulation[[#This Row],[Day]]*TOU_CTabulation[[#This Row],[Base Allow]],0)","v":0},{"$f":"IF(A760>TOU_CTabulation[[#This Row],[Month]],TOU_CTabulation[[#This Row],[Month Cumm]],0)","v":0},{"$f":"IF(TOU_CTabulation[[#This Row],[Month Base Gen]]=0,0,TOU_CTabulation[[#This Row],[Month Base Gen]]-TOU_CTabulation[[#This Row],[Day]]*TOU_CTabulation[[#This Row],[Base Allow]])","v":0},{"$f":"VLOOKUP(TOU_CTabulation[[#This Row],[Hour]],daypart,2)","v":"All"},{"$f":"TOU_CTabulation[[#This Row],[Season]]&TOU_CTabulation[[#This Row],[Day-Part]]","v":"WinterAll"},{"$f":"VLOOKUP(TOU_CTabulation[[#This Row],[Daypart]],TOUC,2)","v":0.25901999999999997},{"$f":"VLOOKUP(TOU_CTabulation[[#This Row],[Daypart]],TOUC,3)","v":0.32596000000000003},{"$f":"TOU_CTabulation[[#This Row],[Month Base Allow]]*TOU_CTabulation[[#This Row],[Base Rate]]","v":0},{"$f":"TOU_CTabulation[[#This Row],[Month Overbase Gen]]*TOU_CTabulation[[#This Row],[Over Rate]]","v":0},{"$f":"TOU_CTabulation[[#This Row],[Base Value]]+TOU_CTabulation[[#This Row],[Over Value]]","v":0}]
[1,31,11,939,75,10,5,868.12800000000004,26.827999999999999,2947.9349999999999,2834.1190000000001,{"$f":"TOU_CTabulation[[#This Row],[AC System Output (W)]]/1000","v":2.8341190000000003},{"$f":"IF(A759=TOU_CTabulation[[#This Row],[Month]],M759+TOU_CTabulation[[#This Row],[AC System Output (kW)]],TOU_CTabulation[[#This Row],[AC System Output (kW)]])","v":376.03374099999996},{"$f":"VLOOKUP(TOU_CTabulation[[#This Row],[Month]],Season,2)","v":"Winter"},{"$f":"VLOOKUP(TOU_CTabulation[[#This Row],[Season]],CRate,2)","v":10.5},{"$f":"IF(A761>TOU_CTabulation[[#This Row],[Month]],TOU_CTabulation[[#This Row],[Day]]*TOU_CTabulation[[#This Row],[Base Allow]],0)","v":0},{"$f":"IF(A761>TOU_CTabulation[[#This Row],[Month]],TOU_CTabulation[[#This Row],[Month Cumm]],0)","v":0},{"$f":"IF(TOU_CTabulation[[#This Row],[Month Base Gen]]=0,0,TOU_CTabulation[[#This Row],[Month Base Gen]]-TOU_CTabulation[[#This Row],[Day]]*TOU_CTabulation[[#This Row],[Base Allow]])","v":0},{"$f":"VLOOKUP(TOU_CTabulation[[#This Row],[Hour]],daypart,2)","v":"All"},{"$f":"TOU_CTabulation[[#This Row],[Season]]&TOU_CTabulation[[#This Row],[Day-Part]]","v":"WinterAll"},{"$f":"VLOOKUP(TOU_CTabulation[[#This Row],[Daypart]],TOUC,2)","v":0.25901999999999997},{"$f":"VLOOKUP(TOU_CTabulation[[#This Row],[Daypart]],TOUC,3)","v":0.32596000000000003},{"$f":"TOU_CTabulation[[#This Row],[Month Base Allow]]*TOU_CTabulation[[#This Row],[Base Rate]]","v":0},{"$f":"TOU_CTabulation[[#This Row],[Month Overbase Gen]]*TOU_CTabulation[[#This Row],[Over Rate]]","v":0},{"$f":"TOU_CTabulation[[#This Row],[Base Value]]+TOU_CTabulation[[#This Row],[Over Value]]","v":0}]
[1,31,12,401,248,11,5,620.91200000000003,23.202999999999999,2148.393,2067.895,{"$f":"TOU_CTabulation[[#This Row],[AC System Output (W)]]/1000","v":2.067895},{"$f":"IF(A760=TOU_CTabulation[[#This Row],[Month]],M760+TOU_CTabulation[[#This Row],[AC System Output (kW)]],TOU_CTabulation[[#This Row],[AC System Output (kW)]])","v":378.10163599999998},{"$f":"VLOOKUP(TOU_CTabulation[[#This Row],[Month]],Season,2)","v":"Winter"},{"$f":"VLOOKUP(TOU_CTabulation[[#This Row],[Season]],CRate,2)","v":10.5},{"$f":"IF(A762>TOU_CTabulation[[#This Row],[Month]],TOU_CTabulation[[#This Row],[Day]]*TOU_CTabulation[[#This Row],[Base Allow]],0)","v":0},{"$f":"IF(A762>TOU_CTabulation[[#This Row],[Month]],TOU_CTabulation[[#This Row],[Month Cumm]],0)","v":0},{"$f":"IF(TOU_CTabulation[[#This Row],[Month Base Gen]]=0,0,TOU_CTabulation[[#This Row],[Month Base Gen]]-TOU_CTabulation[[#This Row],[Day]]*TOU_CTabulation[[#This Row],[Base Allow]])","v":0},{"$f":"VLOOKUP(TOU_CTabulation[[#This Row],[Hour]],daypart,2)","v":"All"},{"$f":"TOU_CTabulation[[#This Row],[Season]]&TOU_CTabulation[[#This Row],[Day-Part]]","v":"WinterAll"},{"$f":"VLOOKUP(TOU_CTabulation[[#This Row],[Daypart]],TOUC,2)","v":0.25901999999999997},{"$f":"VLOOKUP(TOU_CTabulation[[#This Row],[Daypart]],TOUC,3)","v":0.32596000000000003},{"$f":"TOU_CTabulation[[#This Row],[Month Base Allow]]*TOU_CTabulation[[#This Row],[Base Rate]]","v":0},{"$f":"TOU_CTabulation[[#This Row],[Month Overbase Gen]]*TOU_CTabulation[[#This Row],[Over Rate]]","v":0},{"$f":"TOU_CTabulation[[#This Row],[Base Value]]+TOU_CTabulation[[#This Row],[Over Value]]","v":0}]
[1,31,13,931,74,11,5,834.00199999999995,26.937999999999999,2826.9760000000001,2718.5819999999999,{"$f":"TOU_CTabulation[[#This Row],[AC System Output (W)]]/1000","v":2.7185820000000001},{"$f":"IF(A761=TOU_CTabulation[[#This Row],[Month]],M761+TOU_CTabulation[[#This Row],[AC System Output (kW)]],TOU_CTabulation[[#This Row],[AC System Output (kW)]])","v":380.82021800000001},{"$f":"VLOOKUP(TOU_CTabulation[[#This Row],[Month]],Season,2)","v":"Winter"},{"$f":"VLOOKUP(TOU_CTabulation[[#This Row],[Season]],CRate,2)","v":10.5},{"$f":"IF(A763>TOU_CTabulation[[#This Row],[Month]],TOU_CTabulation[[#This Row],[Day]]*TOU_CTabulation[[#This Row],[Base Allow]],0)","v":0},{"$f":"IF(A763>TOU_CTabulation[[#This Row],[Month]],TOU_CTabulation[[#This Row],[Month Cumm]],0)","v":0},{"$f":"IF(TOU_CTabulation[[#This Row],[Month Base Gen]]=0,0,TOU_CTabulation[[#This Row],[Month Base Gen]]-TOU_CTabulation[[#This Row],[Day]]*TOU_CTabulation[[#This Row],[Base Allow]])","v":0},{"$f":"VLOOKUP(TOU_CTabulation[[#This Row],[Hour]],daypart,2)","v":"All"},{"$f":"TOU_CTabulation[[#This Row],[Season]]&TOU_CTabulation[[#This Row],[Day-Part]]","v":"WinterAll"},{"$f":"VLOOKUP(TOU_CTabulation[[#This Row],[Daypart]],TOUC,2)","v":0.25901999999999997},{"$f":"VLOOKUP(TOU_CTabulation[[#This Row],[Daypart]],TOUC,3)","v":0.32596000000000003},{"$f":"TOU_CTabulation[[#This Row],[Month Base Allow]]*TOU_CTabulation[[#This Row],[Base Rate]]","v":0},{"$f":"TOU_CTabulation[[#This Row],[Month Overbase Gen]]*TOU_CTabulation[[#This Row],[Over Rate]]","v":0},{"$f":"TOU_CTabulation[[#This Row],[Base Value]]+TOU_CTabulation[[#This Row],[Over Value]]","v":0}]
[1,31,14,0,21,10,4,19.911999999999999,10.651999999999999,73.049000000000007,51.302999999999997,{"$f":"TOU_CTabulation[[#This Row],[AC System Output (W)]]/1000","v":5.1302999999999994E-2},{"$f":"IF(A762=TOU_CTabulation[[#This Row],[Month]],M762+TOU_CTabulation[[#This Row],[AC System Output (kW)]],TOU_CTabulation[[#This Row],[AC System Output (kW)]])","v":380.87152100000003},{"$f":"VLOOKUP(TOU_CTabulation[[#This Row],[Month]],Season,2)","v":"Winter"},{"$f":"VLOOKUP(TOU_CTabulation[[#This Row],[Season]],CRate,2)","v":10.5},{"$f":"IF(A764>TOU_CTabulation[[#This Row],[Month]],TOU_CTabulation[[#This Row],[Day]]*TOU_CTabulation[[#This Row],[Base Allow]],0)","v":0},{"$f":"IF(A764>TOU_CTabulation[[#This Row],[Month]],TOU_CTabulation[[#This Row],[Month Cumm]],0)","v":0},{"$f":"IF(TOU_CTabulation[[#This Row],[Month Base Gen]]=0,0,TOU_CTabulation[[#This Row],[Month Base Gen]]-TOU_CTabulation[[#This Row],[Day]]*TOU_CTabulation[[#This Row],[Base Allow]])","v":0},{"$f":"VLOOKUP(TOU_CTabulation[[#This Row],[Hour]],daypart,2)","v":"All"},{"$f":"TOU_CTabulation[[#This Row],[Season]]&TOU_CTabulation[[#This Row],[Day-Part]]","v":"WinterAll"},{"$f":"VLOOKUP(TOU_CTabulation[[#This Row],[Daypart]],TOUC,2)","v":0.25901999999999997},{"$f":"VLOOKUP(TOU_CTabulation[[#This Row],[Daypart]],TOUC,3)","v":0.32596000000000003},{"$f":"TOU_CTabulation[[#This Row],[Month Base Allow]]*TOU_CTabulation[[#This Row],[Base Rate]]","v":0},{"$f":"TOU_CTabulation[[#This Row],[Month Overbase Gen]]*TOU_CTabulation[[#This Row],[Over Rate]]","v":0},{"$f":"TOU_CTabulation[[#This Row],[Base Value]]+TOU_CTabulation[[#This Row],[Over Value]]","v":0}]
[1,31,15,233,137,9,4,281.06099999999998,13.68,997.63800000000003,954.66300000000001,{"$f":"TOU_CTabulation[[#This Row],[AC System Output (W)]]/1000","v":0.95466300000000004},{"$f":"IF(A763=TOU_CTabulation[[#This Row],[Month]],M763+TOU_CTabulation[[#This Row],[AC System Output (kW)]],TOU_CTabulation[[#This Row],[AC System Output (kW)]])","v":381.82618400000001},{"$f":"VLOOKUP(TOU_CTabulation[[#This Row],[Month]],Season,2)","v":"Winter"},{"$f":"VLOOKUP(TOU_CTabulation[[#This Row],[Season]],CRate,2)","v":10.5},{"$f":"IF(A765>TOU_CTabulation[[#This Row],[Month]],TOU_CTabulation[[#This Row],[Day]]*TOU_CTabulation[[#This Row],[Base Allow]],0)","v":0},{"$f":"IF(A765>TOU_CTabulation[[#This Row],[Month]],TOU_CTabulation[[#This Row],[Month Cumm]],0)","v":0},{"$f":"IF(TOU_CTabulation[[#This Row],[Month Base Gen]]=0,0,TOU_CTabulation[[#This Row],[Month Base Gen]]-TOU_CTabulation[[#This Row],[Day]]*TOU_CTabulation[[#This Row],[Base Allow]])","v":0},{"$f":"VLOOKUP(TOU_CTabulation[[#This Row],[Hour]],daypart,2)","v":"All"},{"$f":"TOU_CTabulation[[#This Row],[Season]]&TOU_CTabulation[[#This Row],[Day-Part]]","v":"WinterAll"},{"$f":"VLOOKUP(TOU_CTabulation[[#This Row],[Daypart]],TOUC,2)","v":0.25901999999999997},{"$f":"VLOOKUP(TOU_CTabulation[[#This Row],[Daypart]],TOUC,3)","v":0.32596000000000003},{"$f":"TOU_CTabulation[[#This Row],[Month Base Allow]]*TOU_CTabulation[[#This Row],[Base Rate]]","v":0},{"$f":"TOU_CTabulation[[#This Row],[Month Overbase Gen]]*TOU_CTabulation[[#This Row],[Over Rate]]","v":0},{"$f":"TOU_CTabulation[[#This Row],[Base Value]]+TOU_CTabulation[[#This Row],[Over Value]]","v":0}]
[1,31,16,116,65,19,0,111.187,23.902000000000001,364.41899999999998,336.84,{"$f":"TOU_CTabulation[[#This Row],[AC System Output (W)]]/1000","v":0.33683999999999997},{"$f":"IF(A764=TOU_CTabulation[[#This Row],[Month]],M764+TOU_CTabulation[[#This Row],[AC System Output (kW)]],TOU_CTabulation[[#This Row],[AC System Output (kW)]])","v":382.16302400000001},{"$f":"VLOOKUP(TOU_CTabulation[[#This Row],[Month]],Season,2)","v":"Winter"},{"$f":"VLOOKUP(TOU_CTabulation[[#This Row],[Season]],CRate,2)","v":10.5},{"$f":"IF(A766>TOU_CTabulation[[#This Row],[Month]],TOU_CTabulation[[#This Row],[Day]]*TOU_CTabulation[[#This Row],[Base Allow]],0)","v":0},{"$f":"IF(A766>TOU_CTabulation[[#This Row],[Month]],TOU_CTabulation[[#This Row],[Month Cumm]],0)","v":0},{"$f":"IF(TOU_CTabulation[[#This Row],[Month Base Gen]]=0,0,TOU_CTabulation[[#This Row],[Month Base Gen]]-TOU_CTabulation[[#This Row],[Day]]*TOU_CTabulation[[#This Row],[Base Allow]])","v":0},{"$f":"VLOOKUP(TOU_CTabulation[[#This Row],[Hour]],daypart,2)","v":"All"},{"$f":"TOU_CTabulation[[#This Row],[Season]]&TOU_CTabulation[[#This Row],[Day-Part]]","v":"WinterAll"},{"$f":"VLOOKUP(TOU_CTabulation[[#This Row],[Daypart]],TOUC,2)","v":0.25901999999999997},{"$f":"VLOOKUP(TOU_CTabulation[[#This Row],[Daypart]],TOUC,3)","v":0.32596000000000003},{"$f":"TOU_CTabulation[[#This Row],[Month Base Allow]]*TOU_CTabulation[[#This Row],[Base Rate]]","v":0},{"$f":"TOU_CTabulation[[#This Row],[Month Overbase Gen]]*TOU_CTabulation[[#This Row],[Over Rate]]","v":0},{"$f":"TOU_CTabulation[[#This Row],[Base Value]]+TOU_CTabulation[[#This Row],[Over Value]]","v":0}]
[1,31,17,0,0,17,0,0,17,0,0,{"$f":"TOU_CTabulation[[#This Row],[AC System Output (W)]]/1000","v":0},{"$f":"IF(A765=TOU_CTabulation[[#This Row],[Month]],M765+TOU_CTabulation[[#This Row],[AC System Output (kW)]],TOU_CTabulation[[#This Row],[AC System Output (kW)]])","v":382.16302400000001},{"$f":"VLOOKUP(TOU_CTabulation[[#This Row],[Month]],Season,2)","v":"Winter"},{"$f":"VLOOKUP(TOU_CTabulation[[#This Row],[Season]],CRate,2)","v":10.5},{"$f":"IF(A767>TOU_CTabulation[[#This Row],[Month]],TOU_CTabulation[[#This Row],[Day]]*TOU_CTabulation[[#This Row],[Base Allow]],0)","v":0},{"$f":"IF(A767>TOU_CTabulation[[#This Row],[Month]],TOU_CTabulation[[#This Row],[Month Cumm]],0)","v":0},{"$f":"IF(TOU_CTabulation[[#This Row],[Month Base Gen]]=0,0,TOU_CTabulation[[#This Row],[Month Base Gen]]-TOU_CTabulation[[#This Row],[Day]]*TOU_CTabulation[[#This Row],[Base Allow]])","v":0},{"$f":"VLOOKUP(TOU_CTabulation[[#This Row],[Hour]],daypart,2)","v":"All"},{"$f":"TOU_CTabulation[[#This Row],[Season]]&TOU_CTabulation[[#This Row],[Day-Part]]","v":"WinterAll"},{"$f":"VLOOKUP(TOU_CTabulation[[#This Row],[Daypart]],TOUC,2)","v":0.25901999999999997},{"$f":"VLOOKUP(TOU_CTabulation[[#This Row],[Daypart]],TOUC,3)","v":0.32596000000000003},{"$f":"TOU_CTabulation[[#This Row],[Month Base Allow]]*TOU_CTabulation[[#This Row],[Base Rate]]","v":0},{"$f":"TOU_CTabulation[[#This Row],[Month Overbase Gen]]*TOU_CTabulation[[#This Row],[Over Rate]]","v":0},{"$f":"TOU_CTabulation[[#This Row],[Base Value]]+TOU_CTabulation[[#This Row],[Over Value]]","v":0}]
[1,31,18,0,0,17,0,0,17,0,0,{"$f":"TOU_CTabulation[[#This Row],[AC System Output (W)]]/1000","v":0},{"$f":"IF(A766=TOU_CTabulation[[#This Row],[Month]],M766+TOU_CTabulation[[#This Row],[AC System Output (kW)]],TOU_CTabulation[[#This Row],[AC System Output (kW)]])","v":382.16302400000001},{"$f":"VLOOKUP(TOU_CTabulation[[#This Row],[Month]],Season,2)","v":"Winter"},{"$f":"VLOOKUP(TOU_CTabulation[[#This Row],[Season]],CRate,2)","v":10.5},{"$f":"IF(A768>TOU_CTabulation[[#This Row],[Month]],TOU_CTabulation[[#This Row],[Day]]*TOU_CTabulation[[#This Row],[Base Allow]],0)","v":0},{"$f":"IF(A768>TOU_CTabulation[[#This Row],[Month]],TOU_CTabulation[[#This Row],[Month Cumm]],0)","v":0},{"$f":"IF(TOU_CTabulation[[#This Row],[Month Base Gen]]=0,0,TOU_CTabulation[[#This Row],[Month Base Gen]]-TOU_CTabulation[[#This Row],[Day]]*TOU_CTabulation[[#This Row],[Base Allow]])","v":0},{"$f":"VLOOKUP(TOU_CTabulation[[#This Row],[Hour]],daypart,2)","v":"All"},{"$f":"TOU_CTabulation[[#This Row],[Season]]&TOU_CTabulation[[#This Row],[Day-Part]]","v":"WinterAll"},{"$f":"VLOOKUP(TOU_CTabulation[[#This Row],[Daypart]],TOUC,2)","v":0.25901999999999997},{"$f":"VLOOKUP(TOU_CTabulation[[#This Row],[Daypart]],TOUC,3)","v":0.32596000000000003},{"$f":"TOU_CTabulation[[#This Row],[Month Base Allow]]*TOU_CTabulation[[#This Row],[Base Rate]]","v":0},{"$f":"TOU_CTabulation[[#This Row],[Month Overbase Gen]]*TOU_CTabulation[[#This Row],[Over Rate]]","v":0},{"$f":"TOU_CTabulation[[#This Row],[Base Value]]+TOU_CTabulation[[#This Row],[Over Value]]","v":0}]
[1,31,19,0,0,16,0,0,16,0,0,{"$f":"TOU_CTabulation[[#This Row],[AC System Output (W)]]/1000","v":0},{"$f":"IF(A767=TOU_CTabulation[[#This Row],[Month]],M767+TOU_CTabulation[[#This Row],[AC System Output (kW)]],TOU_CTabulation[[#This Row],[AC System Output (kW)]])","v":382.16302400000001},{"$f":"VLOOKUP(TOU_CTabulation[[#This Row],[Month]],Season,2)","v":"Winter"},{"$f":"VLOOKUP(TOU_CTabulation[[#This Row],[Season]],CRate,2)","v":10.5},{"$f":"IF(A769>TOU_CTabulation[[#This Row],[Month]],TOU_CTabulation[[#This Row],[Day]]*TOU_CTabulation[[#This Row],[Base Allow]],0)","v":0},{"$f":"IF(A769>TOU_CTabulation[[#This Row],[Month]],TOU_CTabulation[[#This Row],[Month Cumm]],0)","v":0},{"$f":"IF(TOU_CTabulation[[#This Row],[Month Base Gen]]=0,0,TOU_CTabulation[[#This Row],[Month Base Gen]]-TOU_CTabulation[[#This Row],[Day]]*TOU_CTabulation[[#This Row],[Base Allow]])","v":0},{"$f":"VLOOKUP(TOU_CTabulation[[#This Row],[Hour]],daypart,2)","v":"All"},{"$f":"TOU_CTabulation[[#This Row],[Season]]&TOU_CTabulation[[#This Row],[Day-Part]]","v":"WinterAll"},{"$f":"VLOOKUP(TOU_CTabulation[[#This Row],[Daypart]],TOUC,2)","v":0.25901999999999997},{"$f":"VLOOKUP(TOU_CTabulation[[#This Row],[Daypart]],TOUC,3)","v":0.32596000000000003},{"$f":"TOU_CTabulation[[#This Row],[Month Base Allow]]*TOU_CTabulation[[#This Row],[Base Rate]]","v":0},{"$f":"TOU_CTabulation[[#This Row],[Month Overbase Gen]]*TOU_CTabulation[[#This Row],[Over Rate]]","v":0},{"$f":"TOU_CTabulation[[#This Row],[Base Value]]+TOU_CTabulation[[#This Row],[Over Value]]","v":0}]
[1,31,20,0,0,16,0,0,16,0,0,{"$f":"TOU_CTabulation[[#This Row],[AC System Output (W)]]/1000","v":0},{"$f":"IF(A768=TOU_CTabulation[[#This Row],[Month]],M768+TOU_CTabulation[[#This Row],[AC System Output (kW)]],TOU_CTabulation[[#This Row],[AC System Output (kW)]])","v":382.16302400000001},{"$f":"VLOOKUP(TOU_CTabulation[[#This Row],[Month]],Season,2)","v":"Winter"},{"$f":"VLOOKUP(TOU_CTabulation[[#This Row],[Season]],CRate,2)","v":10.5},{"$f":"IF(A770>TOU_CTabulation[[#This Row],[Month]],TOU_CTabulation[[#This Row],[Day]]*TOU_CTabulation[[#This Row],[Base Allow]],0)","v":0},{"$f":"IF(A770>TOU_CTabulation[[#This Row],[Month]],TOU_CTabulation[[#This Row],[Month Cumm]],0)","v":0},{"$f":"IF(TOU_CTabulation[[#This Row],[Month Base Gen]]=0,0,TOU_CTabulation[[#This Row],[Month Base Gen]]-TOU_CTabulation[[#This Row],[Day]]*TOU_CTabulation[[#This Row],[Base Allow]])","v":0},{"$f":"VLOOKUP(TOU_CTabulation[[#This Row],[Hour]],daypart,2)","v":"All"},{"$f":"TOU_CTabulation[[#This Row],[Season]]&TOU_CTabulation[[#This Row],[Day-Part]]","v":"WinterAll"},{"$f":"VLOOKUP(TOU_CTabulation[[#This Row],[Daypart]],TOUC,2)","v":0.25901999999999997},{"$f":"VLOOKUP(TOU_CTabulation[[#This Row],[Daypart]],TOUC,3)","v":0.32596000000000003},{"$f":"TOU_CTabulation[[#This Row],[Month Base Allow]]*TOU_CTabulation[[#This Row],[Base Rate]]","v":0},{"$f":"TOU_CTabulation[[#This Row],[Month Overbase Gen]]*TOU_CTabulation[[#This Row],[Over Rate]]","v":0},{"$f":"TOU_CTabulation[[#This Row],[Base Value]]+TOU_CTabulation[[#This Row],[Over Value]]","v":0}]
[1,31,21,0,0,16,0,0,16,0,0,{"$f":"TOU_CTabulation[[#This Row],[AC System Output (W)]]/1000","v":0},{"$f":"IF(A769=TOU_CTabulation[[#This Row],[Month]],M769+TOU_CTabulation[[#This Row],[AC System Output (kW)]],TOU_CTabulation[[#This Row],[AC System Output (kW)]])","v":382.16302400000001},{"$f":"VLOOKUP(TOU_CTabulation[[#This Row],[Month]],Season,2)","v":"Winter"},{"$f":"VLOOKUP(TOU_CTabulation[[#This Row],[Season]],CRate,2)","v":10.5},{"$f":"IF(A771>TOU_CTabulation[[#This Row],[Month]],TOU_CTabulation[[#This Row],[Day]]*TOU_CTabulation[[#This Row],[Base Allow]],0)","v":0},{"$f":"IF(A771>TOU_CTabulation[[#This Row],[Month]],TOU_CTabulation[[#This Row],[Month Cumm]],0)","v":0},{"$f":"IF(TOU_CTabulation[[#This Row],[Month Base Gen]]=0,0,TOU_CTabulation[[#This Row],[Month Base Gen]]-TOU_CTabulation[[#This Row],[Day]]*TOU_CTabulation[[#This Row],[Base Allow]])","v":0},{"$f":"VLOOKUP(TOU_CTabulation[[#This Row],[Hour]],daypart,2)","v":"All"},{"$f":"TOU_CTabulation[[#This Row],[Season]]&TOU_CTabulation[[#This Row],[Day-Part]]","v":"WinterAll"},{"$f":"VLOOKUP(TOU_CTabulation[[#This Row],[Daypart]],TOUC,2)","v":0.25901999999999997},{"$f":"VLOOKUP(TOU_CTabulation[[#This Row],[Daypart]],TOUC,3)","v":0.32596000000000003},{"$f":"TOU_CTabulation[[#This Row],[Month Base Allow]]*TOU_CTabulation[[#This Row],[Base Rate]]","v":0},{"$f":"TOU_CTabulation[[#This Row],[Month Overbase Gen]]*TOU_CTabulation[[#This Row],[Over Rate]]","v":0},{"$f":"TOU_CTabulation[[#This Row],[Base Value]]+TOU_CTabulation[[#This Row],[Over Value]]","v":0}]
[1,31,22,0,0,15,0,0,15,0,0,{"$f":"TOU_CTabulation[[#This Row],[AC System Output (W)]]/1000","v":0},{"$f":"IF(A770=TOU_CTabulation[[#This Row],[Month]],M770+TOU_CTabulation[[#This Row],[AC System Output (kW)]],TOU_CTabulation[[#This Row],[AC System Output (kW)]])","v":382.16302400000001},{"$f":"VLOOKUP(TOU_CTabulation[[#This Row],[Month]],Season,2)","v":"Winter"},{"$f":"VLOOKUP(TOU_CTabulation[[#This Row],[Season]],CRate,2)","v":10.5},{"$f":"IF(A772>TOU_CTabulation[[#This Row],[Month]],TOU_CTabulation[[#This Row],[Day]]*TOU_CTabulation[[#This Row],[Base Allow]],0)","v":0},{"$f":"IF(A772>TOU_CTabulation[[#This Row],[Month]],TOU_CTabulation[[#This Row],[Month Cumm]],0)","v":0},{"$f":"IF(TOU_CTabulation[[#This Row],[Month Base Gen]]=0,0,TOU_CTabulation[[#This Row],[Month Base Gen]]-TOU_CTabulation[[#This Row],[Day]]*TOU_CTabulation[[#This Row],[Base Allow]])","v":0},{"$f":"VLOOKUP(TOU_CTabulation[[#This Row],[Hour]],daypart,2)","v":"All"},{"$f":"TOU_CTabulation[[#This Row],[Season]]&TOU_CTabulation[[#This Row],[Day-Part]]","v":"WinterAll"},{"$f":"VLOOKUP(TOU_CTabulation[[#This Row],[Daypart]],TOUC,2)","v":0.25901999999999997},{"$f":"VLOOKUP(TOU_CTabulation[[#This Row],[Daypart]],TOUC,3)","v":0.32596000000000003},{"$f":"TOU_CTabulation[[#This Row],[Month Base Allow]]*TOU_CTabulation[[#This Row],[Base Rate]]","v":0},{"$f":"TOU_CTabulation[[#This Row],[Month Overbase Gen]]*TOU_CTabulation[[#This Row],[Over Rate]]","v":0},{"$f":"TOU_CTabulation[[#This Row],[Base Value]]+TOU_CTabulation[[#This Row],[Over Value]]","v":0}]
[1,31,23,0,0,15,0,0,15,0,0,{"$f":"TOU_CTabulation[[#This Row],[AC System Output (W)]]/1000","v":0},{"$f":"IF(A771=TOU_CTabulation[[#This Row],[Month]],M771+TOU_CTabulation[[#This Row],[AC System Output (kW)]],TOU_CTabulation[[#This Row],[AC System Output (kW)]])","v":382.16302400000001},{"$f":"VLOOKUP(TOU_CTabulation[[#This Row],[Month]],Season,2)","v":"Winter"},{"$f":"VLOOKUP(TOU_CTabulation[[#This Row],[Season]],CRate,2)","v":10.5},{"$f":"IF(A773>TOU_CTabulation[[#This Row],[Month]],TOU_CTabulation[[#This Row],[Day]]*TOU_CTabulation[[#This Row],[Base Allow]],0)","v":325.5},{"$f":"IF(A773>TOU_CTabulation[[#This Row],[Month]],TOU_CTabulation[[#This Row],[Month Cumm]],0)","v":382.16302400000001},{"$f":"IF(TOU_CTabulation[[#This Row],[Month Base Gen]]=0,0,TOU_CTabulation[[#This Row],[Month Base Gen]]-TOU_CTabulation[[#This Row],[Day]]*TOU_CTabulation[[#This Row],[Base Allow]])","v":56.663024000000007},{"$f":"VLOOKUP(TOU_CTabulation[[#This Row],[Hour]],daypart,2)","v":"All"},{"$f":"TOU_CTabulation[[#This Row],[Season]]&TOU_CTabulation[[#This Row],[Day-Part]]","v":"WinterAll"},{"$f":"VLOOKUP(TOU_CTabulation[[#This Row],[Daypart]],TOUC,2)","v":0.25901999999999997},{"$f":"VLOOKUP(TOU_CTabulation[[#This Row],[Daypart]],TOUC,3)","v":0.32596000000000003},{"$f":"TOU_CTabulation[[#This Row],[Month Base Allow]]*TOU_CTabulation[[#This Row],[Base Rate]]","v":84.311009999999996},{"$f":"TOU_CTabulation[[#This Row],[Month Overbase Gen]]*TOU_CTabulation[[#This Row],[Over Rate]]","v":18.469879303040003},{"$f":"TOU_CTabulation[[#This Row],[Base Value]]+TOU_CTabulation[[#This Row],[Over Value]]","v":102.78088930304}]
[2,1,0,0,0,14,0,0,14,0,0,{"$f":"TOU_CTabulation[[#This Row],[AC System Output (W)]]/1000","v":0},{"$f":"IF(A772=TOU_CTabulation[[#This Row],[Month]],M772+TOU_CTabulation[[#This Row],[AC System Output (kW)]],TOU_CTabulation[[#This Row],[AC System Output (kW)]])","v":0},{"$f":"VLOOKUP(TOU_CTabulation[[#This Row],[Month]],Season,2)","v":"Winter"},{"$f":"VLOOKUP(TOU_CTabulation[[#This Row],[Season]],CRate,2)","v":10.5},{"$f":"IF(A774>TOU_CTabulation[[#This Row],[Month]],TOU_CTabulation[[#This Row],[Day]]*TOU_CTabulation[[#This Row],[Base Allow]],0)","v":0},{"$f":"IF(A774>TOU_CTabulation[[#This Row],[Month]],TOU_CTabulation[[#This Row],[Month Cumm]],0)","v":0},{"$f":"IF(TOU_CTabulation[[#This Row],[Month Base Gen]]=0,0,TOU_CTabulation[[#This Row],[Month Base Gen]]-TOU_CTabulation[[#This Row],[Day]]*TOU_CTabulation[[#This Row],[Base Allow]])","v":0},{"$f":"VLOOKUP(TOU_CTabulation[[#This Row],[Hour]],daypart,2)","v":"All"},{"$f":"TOU_CTabulation[[#This Row],[Season]]&TOU_CTabulation[[#This Row],[Day-Part]]","v":"WinterAll"},{"$f":"VLOOKUP(TOU_CTabulation[[#This Row],[Daypart]],TOUC,2)","v":0.25901999999999997},{"$f":"VLOOKUP(TOU_CTabulation[[#This Row],[Daypart]],TOUC,3)","v":0.32596000000000003},{"$f":"TOU_CTabulation[[#This Row],[Month Base Allow]]*TOU_CTabulation[[#This Row],[Base Rate]]","v":0},{"$f":"TOU_CTabulation[[#This Row],[Month Overbase Gen]]*TOU_CTabulation[[#This Row],[Over Rate]]","v":0},{"$f":"TOU_CTabulation[[#This Row],[Base Value]]+TOU_CTabulation[[#This Row],[Over Value]]","v":0}]
[2,1,1,0,0,13,0,0,13,0,0,{"$f":"TOU_CTabulation[[#This Row],[AC System Output (W)]]/1000","v":0},{"$f":"IF(A773=TOU_CTabulation[[#This Row],[Month]],M773+TOU_CTabulation[[#This Row],[AC System Output (kW)]],TOU_CTabulation[[#This Row],[AC System Output (kW)]])","v":0},{"$f":"VLOOKUP(TOU_CTabulation[[#This Row],[Month]],Season,2)","v":"Winter"},{"$f":"VLOOKUP(TOU_CTabulation[[#This Row],[Season]],CRate,2)","v":10.5},{"$f":"IF(A775>TOU_CTabulation[[#This Row],[Month]],TOU_CTabulation[[#This Row],[Day]]*TOU_CTabulation[[#This Row],[Base Allow]],0)","v":0},{"$f":"IF(A775>TOU_CTabulation[[#This Row],[Month]],TOU_CTabulation[[#This Row],[Month Cumm]],0)","v":0},{"$f":"IF(TOU_CTabulation[[#This Row],[Month Base Gen]]=0,0,TOU_CTabulation[[#This Row],[Month Base Gen]]-TOU_CTabulation[[#This Row],[Day]]*TOU_CTabulation[[#This Row],[Base Allow]])","v":0},{"$f":"VLOOKUP(TOU_CTabulation[[#This Row],[Hour]],daypart,2)","v":"All"},{"$f":"TOU_CTabulation[[#This Row],[Season]]&TOU_CTabulation[[#This Row],[Day-Part]]","v":"WinterAll"},{"$f":"VLOOKUP(TOU_CTabulation[[#This Row],[Daypart]],TOUC,2)","v":0.25901999999999997},{"$f":"VLOOKUP(TOU_CTabulation[[#This Row],[Daypart]],TOUC,3)","v":0.32596000000000003},{"$f":"TOU_CTabulation[[#This Row],[Month Base Allow]]*TOU_CTabulation[[#This Row],[Base Rate]]","v":0},{"$f":"TOU_CTabulation[[#This Row],[Month Overbase Gen]]*TOU_CTabulation[[#This Row],[Over Rate]]","v":0},{"$f":"TOU_CTabulation[[#This Row],[Base Value]]+TOU_CTabulation[[#This Row],[Over Value]]","v":0}]
[2,1,2,0,0,13,0,0,13,0,0,{"$f":"TOU_CTabulation[[#This Row],[AC System Output (W)]]/1000","v":0},{"$f":"IF(A774=TOU_CTabulation[[#This Row],[Month]],M774+TOU_CTabulation[[#This Row],[AC System Output (kW)]],TOU_CTabulation[[#This Row],[AC System Output (kW)]])","v":0},{"$f":"VLOOKUP(TOU_CTabulation[[#This Row],[Month]],Season,2)","v":"Winter"},{"$f":"VLOOKUP(TOU_CTabulation[[#This Row],[Season]],CRate,2)","v":10.5},{"$f":"IF(A776>TOU_CTabulation[[#This Row],[Month]],TOU_CTabulation[[#This Row],[Day]]*TOU_CTabulation[[#This Row],[Base Allow]],0)","v":0},{"$f":"IF(A776>TOU_CTabulation[[#This Row],[Month]],TOU_CTabulation[[#This Row],[Month Cumm]],0)","v":0},{"$f":"IF(TOU_CTabulation[[#This Row],[Month Base Gen]]=0,0,TOU_CTabulation[[#This Row],[Month Base Gen]]-TOU_CTabulation[[#This Row],[Day]]*TOU_CTabulation[[#This Row],[Base Allow]])","v":0},{"$f":"VLOOKUP(TOU_CTabulation[[#This Row],[Hour]],daypart,2)","v":"All"},{"$f":"TOU_CTabulation[[#This Row],[Season]]&TOU_CTabulation[[#This Row],[Day-Part]]","v":"WinterAll"},{"$f":"VLOOKUP(TOU_CTabulation[[#This Row],[Daypart]],TOUC,2)","v":0.25901999999999997},{"$f":"VLOOKUP(TOU_CTabulation[[#This Row],[Daypart]],TOUC,3)","v":0.32596000000000003},{"$f":"TOU_CTabulation[[#This Row],[Month Base Allow]]*TOU_CTabulation[[#This Row],[Base Rate]]","v":0},{"$f":"TOU_CTabulation[[#This Row],[Month Overbase Gen]]*TOU_CTabulation[[#This Row],[Over Rate]]","v":0},{"$f":"TOU_CTabulation[[#This Row],[Base Value]]+TOU_CTabulation[[#This Row],[Over Value]]","v":0}]
[2,1,3,0,0,12,0,0,12,0,0,{"$f":"TOU_CTabulation[[#This Row],[AC System Output (W)]]/1000","v":0},{"$f":"IF(A775=TOU_CTabulation[[#This Row],[Month]],M775+TOU_CTabulation[[#This Row],[AC System Output (kW)]],TOU_CTabulation[[#This Row],[AC System Output (kW)]])","v":0},{"$f":"VLOOKUP(TOU_CTabulation[[#This Row],[Month]],Season,2)","v":"Winter"},{"$f":"VLOOKUP(TOU_CTabulation[[#This Row],[Season]],CRate,2)","v":10.5},{"$f":"IF(A777>TOU_CTabulation[[#This Row],[Month]],TOU_CTabulation[[#This Row],[Day]]*TOU_CTabulation[[#This Row],[Base Allow]],0)","v":0},{"$f":"IF(A777>TOU_CTabulation[[#This Row],[Month]],TOU_CTabulation[[#This Row],[Month Cumm]],0)","v":0},{"$f":"IF(TOU_CTabulation[[#This Row],[Month Base Gen]]=0,0,TOU_CTabulation[[#This Row],[Month Base Gen]]-TOU_CTabulation[[#This Row],[Day]]*TOU_CTabulation[[#This Row],[Base Allow]])","v":0},{"$f":"VLOOKUP(TOU_CTabulation[[#This Row],[Hour]],daypart,2)","v":"All"},{"$f":"TOU_CTabulation[[#This Row],[Season]]&TOU_CTabulation[[#This Row],[Day-Part]]","v":"WinterAll"},{"$f":"VLOOKUP(TOU_CTabulation[[#This Row],[Daypart]],TOUC,2)","v":0.25901999999999997},{"$f":"VLOOKUP(TOU_CTabulation[[#This Row],[Daypart]],TOUC,3)","v":0.32596000000000003},{"$f":"TOU_CTabulation[[#This Row],[Month Base Allow]]*TOU_CTabulation[[#This Row],[Base Rate]]","v":0},{"$f":"TOU_CTabulation[[#This Row],[Month Overbase Gen]]*TOU_CTabulation[[#This Row],[Over Rate]]","v":0},{"$f":"TOU_CTabulation[[#This Row],[Base Value]]+TOU_CTabulation[[#This Row],[Over Value]]","v":0}]
[2,1,4,0,0,12,0,0,12,0,0,{"$f":"TOU_CTabulation[[#This Row],[AC System Output (W)]]/1000","v":0},{"$f":"IF(A776=TOU_CTabulation[[#This Row],[Month]],M776+TOU_CTabulation[[#This Row],[AC System Output (kW)]],TOU_CTabulation[[#This Row],[AC System Output (kW)]])","v":0},{"$f":"VLOOKUP(TOU_CTabulation[[#This Row],[Month]],Season,2)","v":"Winter"},{"$f":"VLOOKUP(TOU_CTabulation[[#This Row],[Season]],CRate,2)","v":10.5},{"$f":"IF(A778>TOU_CTabulation[[#This Row],[Month]],TOU_CTabulation[[#This Row],[Day]]*TOU_CTabulation[[#This Row],[Base Allow]],0)","v":0},{"$f":"IF(A778>TOU_CTabulation[[#This Row],[Month]],TOU_CTabulation[[#This Row],[Month Cumm]],0)","v":0},{"$f":"IF(TOU_CTabulation[[#This Row],[Month Base Gen]]=0,0,TOU_CTabulation[[#This Row],[Month Base Gen]]-TOU_CTabulation[[#This Row],[Day]]*TOU_CTabulation[[#This Row],[Base Allow]])","v":0},{"$f":"VLOOKUP(TOU_CTabulation[[#This Row],[Hour]],daypart,2)","v":"All"},{"$f":"TOU_CTabulation[[#This Row],[Season]]&TOU_CTabulation[[#This Row],[Day-Part]]","v":"WinterAll"},{"$f":"VLOOKUP(TOU_CTabulation[[#This Row],[Daypart]],TOUC,2)","v":0.25901999999999997},{"$f":"VLOOKUP(TOU_CTabulation[[#This Row],[Daypart]],TOUC,3)","v":0.32596000000000003},{"$f":"TOU_CTabulation[[#This Row],[Month Base Allow]]*TOU_CTabulation[[#This Row],[Base Rate]]","v":0},{"$f":"TOU_CTabulation[[#This Row],[Month Overbase Gen]]*TOU_CTabulation[[#This Row],[Over Rate]]","v":0},{"$f":"TOU_CTabulation[[#This Row],[Base Value]]+TOU_CTabulation[[#This Row],[Over Value]]","v":0}]
[2,1,5,0,0,11,0,0,11,0,0,{"$f":"TOU_CTabulation[[#This Row],[AC System Output (W)]]/1000","v":0},{"$f":"IF(A777=TOU_CTabulation[[#This Row],[Month]],M777+TOU_CTabulation[[#This Row],[AC System Output (kW)]],TOU_CTabulation[[#This Row],[AC System Output (kW)]])","v":0},{"$f":"VLOOKUP(TOU_CTabulation[[#This Row],[Month]],Season,2)","v":"Winter"},{"$f":"VLOOKUP(TOU_CTabulation[[#This Row],[Season]],CRate,2)","v":10.5},{"$f":"IF(A779>TOU_CTabulation[[#This Row],[Month]],TOU_CTabulation[[#This Row],[Day]]*TOU_CTabulation[[#This Row],[Base Allow]],0)","v":0},{"$f":"IF(A779>TOU_CTabulation[[#This Row],[Month]],TOU_CTabulation[[#This Row],[Month Cumm]],0)","v":0},{"$f":"IF(TOU_CTabulation[[#This Row],[Month Base Gen]]=0,0,TOU_CTabulation[[#This Row],[Month Base Gen]]-TOU_CTabulation[[#This Row],[Day]]*TOU_CTabulation[[#This Row],[Base Allow]])","v":0},{"$f":"VLOOKUP(TOU_CTabulation[[#This Row],[Hour]],daypart,2)","v":"All"},{"$f":"TOU_CTabulation[[#This Row],[Season]]&TOU_CTabulation[[#This Row],[Day-Part]]","v":"WinterAll"},{"$f":"VLOOKUP(TOU_CTabulation[[#This Row],[Daypart]],TOUC,2)","v":0.25901999999999997},{"$f":"VLOOKUP(TOU_CTabulation[[#This Row],[Daypart]],TOUC,3)","v":0.32596000000000003},{"$f":"TOU_CTabulation[[#This Row],[Month Base Allow]]*TOU_CTabulation[[#This Row],[Base Rate]]","v":0},{"$f":"TOU_CTabulation[[#This Row],[Month Overbase Gen]]*TOU_CTabulation[[#This Row],[Over Rate]]","v":0},{"$f":"TOU_CTabulation[[#This Row],[Base Value]]+TOU_CTabulation[[#This Row],[Over Value]]","v":0}]
[2,1,6,0,0,11,0,0,11,0,0,{"$f":"TOU_CTabulation[[#This Row],[AC System Output (W)]]/1000","v":0},{"$f":"IF(A778=TOU_CTabulation[[#This Row],[Month]],M778+TOU_CTabulation[[#This Row],[AC System Output (kW)]],TOU_CTabulation[[#This Row],[AC System Output (kW)]])","v":0},{"$f":"VLOOKUP(TOU_CTabulation[[#This Row],[Month]],Season,2)","v":"Winter"},{"$f":"VLOOKUP(TOU_CTabulation[[#This Row],[Season]],CRate,2)","v":10.5},{"$f":"IF(A780>TOU_CTabulation[[#This Row],[Month]],TOU_CTabulation[[#This Row],[Day]]*TOU_CTabulation[[#This Row],[Base Allow]],0)","v":0},{"$f":"IF(A780>TOU_CTabulation[[#This Row],[Month]],TOU_CTabulation[[#This Row],[Month Cumm]],0)","v":0},{"$f":"IF(TOU_CTabulation[[#This Row],[Month Base Gen]]=0,0,TOU_CTabulation[[#This Row],[Month Base Gen]]-TOU_CTabulation[[#This Row],[Day]]*TOU_CTabulation[[#This Row],[Base Allow]])","v":0},{"$f":"VLOOKUP(TOU_CTabulation[[#This Row],[Hour]],daypart,2)","v":"All"},{"$f":"TOU_CTabulation[[#This Row],[Season]]&TOU_CTabulation[[#This Row],[Day-Part]]","v":"WinterAll"},{"$f":"VLOOKUP(TOU_CTabulation[[#This Row],[Daypart]],TOUC,2)","v":0.25901999999999997},{"$f":"VLOOKUP(TOU_CTabulation[[#This Row],[Daypart]],TOUC,3)","v":0.32596000000000003},{"$f":"TOU_CTabulation[[#This Row],[Month Base Allow]]*TOU_CTabulation[[#This Row],[Base Rate]]","v":0},{"$f":"TOU_CTabulation[[#This Row],[Month Overbase Gen]]*TOU_CTabulation[[#This Row],[Over Rate]]","v":0},{"$f":"TOU_CTabulation[[#This Row],[Base Value]]+TOU_CTabulation[[#This Row],[Over Value]]","v":0}]
[2,1,7,26,27,12,0,33.679000000000002,9.468,118.315,95.715000000000003,{"$f":"TOU_CTabulation[[#This Row],[AC System Output (W)]]/1000","v":9.5715000000000008E-2},{"$f":"IF(A779=TOU_CTabulation[[#This Row],[Month]],M779+TOU_CTabulation[[#This Row],[AC System Output (kW)]],TOU_CTabulation[[#This Row],[AC System Output (kW)]])","v":9.5715000000000008E-2},{"$f":"VLOOKUP(TOU_CTabulation[[#This Row],[Month]],Season,2)","v":"Winter"},{"$f":"VLOOKUP(TOU_CTabulation[[#This Row],[Season]],CRate,2)","v":10.5},{"$f":"IF(A781>TOU_CTabulation[[#This Row],[Month]],TOU_CTabulation[[#This Row],[Day]]*TOU_CTabulation[[#This Row],[Base Allow]],0)","v":0},{"$f":"IF(A781>TOU_CTabulation[[#This Row],[Month]],TOU_CTabulation[[#This Row],[Month Cumm]],0)","v":0},{"$f":"IF(TOU_CTabulation[[#This Row],[Month Base Gen]]=0,0,TOU_CTabulation[[#This Row],[Month Base Gen]]-TOU_CTabulation[[#This Row],[Day]]*TOU_CTabulation[[#This Row],[Base Allow]])","v":0},{"$f":"VLOOKUP(TOU_CTabulation[[#This Row],[Hour]],daypart,2)","v":"All"},{"$f":"TOU_CTabulation[[#This Row],[Season]]&TOU_CTabulation[[#This Row],[Day-Part]]","v":"WinterAll"},{"$f":"VLOOKUP(TOU_CTabulation[[#This Row],[Daypart]],TOUC,2)","v":0.25901999999999997},{"$f":"VLOOKUP(TOU_CTabulation[[#This Row],[Daypart]],TOUC,3)","v":0.32596000000000003},{"$f":"TOU_CTabulation[[#This Row],[Month Base Allow]]*TOU_CTabulation[[#This Row],[Base Rate]]","v":0},{"$f":"TOU_CTabulation[[#This Row],[Month Overbase Gen]]*TOU_CTabulation[[#This Row],[Over Rate]]","v":0},{"$f":"TOU_CTabulation[[#This Row],[Base Value]]+TOU_CTabulation[[#This Row],[Over Value]]","v":0}]
[2,1,8,0,86,13,1,84.876999999999995,13.503,307.46800000000002,281.09199999999998,{"$f":"TOU_CTabulation[[#This Row],[AC System Output (W)]]/1000","v":0.28109200000000001},{"$f":"IF(A780=TOU_CTabulation[[#This Row],[Month]],M780+TOU_CTabulation[[#This Row],[AC System Output (kW)]],TOU_CTabulation[[#This Row],[AC System Output (kW)]])","v":0.376807},{"$f":"VLOOKUP(TOU_CTabulation[[#This Row],[Month]],Season,2)","v":"Winter"},{"$f":"VLOOKUP(TOU_CTabulation[[#This Row],[Season]],CRate,2)","v":10.5},{"$f":"IF(A782>TOU_CTabulation[[#This Row],[Month]],TOU_CTabulation[[#This Row],[Day]]*TOU_CTabulation[[#This Row],[Base Allow]],0)","v":0},{"$f":"IF(A782>TOU_CTabulation[[#This Row],[Month]],TOU_CTabulation[[#This Row],[Month Cumm]],0)","v":0},{"$f":"IF(TOU_CTabulation[[#This Row],[Month Base Gen]]=0,0,TOU_CTabulation[[#This Row],[Month Base Gen]]-TOU_CTabulation[[#This Row],[Day]]*TOU_CTabulation[[#This Row],[Base Allow]])","v":0},{"$f":"VLOOKUP(TOU_CTabulation[[#This Row],[Hour]],daypart,2)","v":"All"},{"$f":"TOU_CTabulation[[#This Row],[Season]]&TOU_CTabulation[[#This Row],[Day-Part]]","v":"WinterAll"},{"$f":"VLOOKUP(TOU_CTabulation[[#This Row],[Daypart]],TOUC,2)","v":0.25901999999999997},{"$f":"VLOOKUP(TOU_CTabulation[[#This Row],[Daypart]],TOUC,3)","v":0.32596000000000003},{"$f":"TOU_CTabulation[[#This Row],[Month Base Allow]]*TOU_CTabulation[[#This Row],[Base Rate]]","v":0},{"$f":"TOU_CTabulation[[#This Row],[Month Overbase Gen]]*TOU_CTabulation[[#This Row],[Over Rate]]","v":0},{"$f":"TOU_CTabulation[[#This Row],[Base Value]]+TOU_CTabulation[[#This Row],[Over Value]]","v":0}]
[2,1,9,403,149,15,1,425.084,26.760999999999999,1427.4069999999999,1371.8579999999999,{"$f":"TOU_CTabulation[[#This Row],[AC System Output (W)]]/1000","v":1.371858},{"$f":"IF(A781=TOU_CTabulation[[#This Row],[Month]],M781+TOU_CTabulation[[#This Row],[AC System Output (kW)]],TOU_CTabulation[[#This Row],[AC System Output (kW)]])","v":1.7486649999999999},{"$f":"VLOOKUP(TOU_CTabulation[[#This Row],[Month]],Season,2)","v":"Winter"},{"$f":"VLOOKUP(TOU_CTabulation[[#This Row],[Season]],CRate,2)","v":10.5},{"$f":"IF(A783>TOU_CTabulation[[#This Row],[Month]],TOU_CTabulation[[#This Row],[Day]]*TOU_CTabulation[[#This Row],[Base Allow]],0)","v":0},{"$f":"IF(A783>TOU_CTabulation[[#This Row],[Month]],TOU_CTabulation[[#This Row],[Month Cumm]],0)","v":0},{"$f":"IF(TOU_CTabulation[[#This Row],[Month Base Gen]]=0,0,TOU_CTabulation[[#This Row],[Month Base Gen]]-TOU_CTabulation[[#This Row],[Day]]*TOU_CTabulation[[#This Row],[Base Allow]])","v":0},{"$f":"VLOOKUP(TOU_CTabulation[[#This Row],[Hour]],daypart,2)","v":"All"},{"$f":"TOU_CTabulation[[#This Row],[Season]]&TOU_CTabulation[[#This Row],[Day-Part]]","v":"WinterAll"},{"$f":"VLOOKUP(TOU_CTabulation[[#This Row],[Daypart]],TOUC,2)","v":0.25901999999999997},{"$f":"VLOOKUP(TOU_CTabulation[[#This Row],[Daypart]],TOUC,3)","v":0.32596000000000003},{"$f":"TOU_CTabulation[[#This Row],[Month Base Allow]]*TOU_CTabulation[[#This Row],[Base Rate]]","v":0},{"$f":"TOU_CTabulation[[#This Row],[Month Overbase Gen]]*TOU_CTabulation[[#This Row],[Over Rate]]","v":0},{"$f":"TOU_CTabulation[[#This Row],[Base Value]]+TOU_CTabulation[[#This Row],[Over Value]]","v":0}]
[2,1,10,223,237,16,2,427.00099999999998,27.073,1448.402,1392.1949999999999,{"$f":"TOU_CTabulation[[#This Row],[AC System Output (W)]]/1000","v":1.3921949999999998},{"$f":"IF(A782=TOU_CTabulation[[#This Row],[Month]],M782+TOU_CTabulation[[#This Row],[AC System Output (kW)]],TOU_CTabulation[[#This Row],[AC System Output (kW)]])","v":3.14086},{"$f":"VLOOKUP(TOU_CTabulation[[#This Row],[Month]],Season,2)","v":"Winter"},{"$f":"VLOOKUP(TOU_CTabulation[[#This Row],[Season]],CRate,2)","v":10.5},{"$f":"IF(A784>TOU_CTabulation[[#This Row],[Month]],TOU_CTabulation[[#This Row],[Day]]*TOU_CTabulation[[#This Row],[Base Allow]],0)","v":0},{"$f":"IF(A784>TOU_CTabulation[[#This Row],[Month]],TOU_CTabulation[[#This Row],[Month Cumm]],0)","v":0},{"$f":"IF(TOU_CTabulation[[#This Row],[Month Base Gen]]=0,0,TOU_CTabulation[[#This Row],[Month Base Gen]]-TOU_CTabulation[[#This Row],[Day]]*TOU_CTabulation[[#This Row],[Base Allow]])","v":0},{"$f":"VLOOKUP(TOU_CTabulation[[#This Row],[Hour]],daypart,2)","v":"All"},{"$f":"TOU_CTabulation[[#This Row],[Season]]&TOU_CTabulation[[#This Row],[Day-Part]]","v":"WinterAll"},{"$f":"VLOOKUP(TOU_CTabulation[[#This Row],[Daypart]],TOUC,2)","v":0.25901999999999997},{"$f":"VLOOKUP(TOU_CTabulation[[#This Row],[Daypart]],TOUC,3)","v":0.32596000000000003},{"$f":"TOU_CTabulation[[#This Row],[Month Base Allow]]*TOU_CTabulation[[#This Row],[Base Rate]]","v":0},{"$f":"TOU_CTabulation[[#This Row],[Month Overbase Gen]]*TOU_CTabulation[[#This Row],[Over Rate]]","v":0},{"$f":"TOU_CTabulation[[#This Row],[Base Value]]+TOU_CTabulation[[#This Row],[Over Value]]","v":0}]
[2,1,11,70,266,17,2,339.05900000000003,25.745999999999999,1160.461,1112.924,{"$f":"TOU_CTabulation[[#This Row],[AC System Output (W)]]/1000","v":1.112924},{"$f":"IF(A783=TOU_CTabulation[[#This Row],[Month]],M783+TOU_CTabulation[[#This Row],[AC System Output (kW)]],TOU_CTabulation[[#This Row],[AC System Output (kW)]])","v":4.2537839999999996},{"$f":"VLOOKUP(TOU_CTabulation[[#This Row],[Month]],Season,2)","v":"Winter"},{"$f":"VLOOKUP(TOU_CTabulation[[#This Row],[Season]],CRate,2)","v":10.5},{"$f":"IF(A785>TOU_CTabulation[[#This Row],[Month]],TOU_CTabulation[[#This Row],[Day]]*TOU_CTabulation[[#This Row],[Base Allow]],0)","v":0},{"$f":"IF(A785>TOU_CTabulation[[#This Row],[Month]],TOU_CTabulation[[#This Row],[Month Cumm]],0)","v":0},{"$f":"IF(TOU_CTabulation[[#This Row],[Month Base Gen]]=0,0,TOU_CTabulation[[#This Row],[Month Base Gen]]-TOU_CTabulation[[#This Row],[Day]]*TOU_CTabulation[[#This Row],[Base Allow]])","v":0},{"$f":"VLOOKUP(TOU_CTabulation[[#This Row],[Hour]],daypart,2)","v":"All"},{"$f":"TOU_CTabulation[[#This Row],[Season]]&TOU_CTabulation[[#This Row],[Day-Part]]","v":"WinterAll"},{"$f":"VLOOKUP(TOU_CTabulation[[#This Row],[Daypart]],TOUC,2)","v":0.25901999999999997},{"$f":"VLOOKUP(TOU_CTabulation[[#This Row],[Daypart]],TOUC,3)","v":0.32596000000000003},{"$f":"TOU_CTabulation[[#This Row],[Month Base Allow]]*TOU_CTabulation[[#This Row],[Base Rate]]","v":0},{"$f":"TOU_CTabulation[[#This Row],[Month Overbase Gen]]*TOU_CTabulation[[#This Row],[Over Rate]]","v":0},{"$f":"TOU_CTabulation[[#This Row],[Base Value]]+TOU_CTabulation[[#This Row],[Over Value]]","v":0}]
[2,1,12,5,188,17,3,188.88900000000001,20.805,661.93,627.58100000000002,{"$f":"TOU_CTabulation[[#This Row],[AC System Output (W)]]/1000","v":0.62758100000000006},{"$f":"IF(A784=TOU_CTabulation[[#This Row],[Month]],M784+TOU_CTabulation[[#This Row],[AC System Output (kW)]],TOU_CTabulation[[#This Row],[AC System Output (kW)]])","v":4.8813649999999997},{"$f":"VLOOKUP(TOU_CTabulation[[#This Row],[Month]],Season,2)","v":"Winter"},{"$f":"VLOOKUP(TOU_CTabulation[[#This Row],[Season]],CRate,2)","v":10.5},{"$f":"IF(A786>TOU_CTabulation[[#This Row],[Month]],TOU_CTabulation[[#This Row],[Day]]*TOU_CTabulation[[#This Row],[Base Allow]],0)","v":0},{"$f":"IF(A786>TOU_CTabulation[[#This Row],[Month]],TOU_CTabulation[[#This Row],[Month Cumm]],0)","v":0},{"$f":"IF(TOU_CTabulation[[#This Row],[Month Base Gen]]=0,0,TOU_CTabulation[[#This Row],[Month Base Gen]]-TOU_CTabulation[[#This Row],[Day]]*TOU_CTabulation[[#This Row],[Base Allow]])","v":0},{"$f":"VLOOKUP(TOU_CTabulation[[#This Row],[Hour]],daypart,2)","v":"All"},{"$f":"TOU_CTabulation[[#This Row],[Season]]&TOU_CTabulation[[#This Row],[Day-Part]]","v":"WinterAll"},{"$f":"VLOOKUP(TOU_CTabulation[[#This Row],[Daypart]],TOUC,2)","v":0.25901999999999997},{"$f":"VLOOKUP(TOU_CTabulation[[#This Row],[Daypart]],TOUC,3)","v":0.32596000000000003},{"$f":"TOU_CTabulation[[#This Row],[Month Base Allow]]*TOU_CTabulation[[#This Row],[Base Rate]]","v":0},{"$f":"TOU_CTabulation[[#This Row],[Month Overbase Gen]]*TOU_CTabulation[[#This Row],[Over Rate]]","v":0},{"$f":"TOU_CTabulation[[#This Row],[Base Value]]+TOU_CTabulation[[#This Row],[Over Value]]","v":0}]
[2,1,13,485,208,16,4,635.73800000000006,28.788,2139.3560000000002,2059.201,{"$f":"TOU_CTabulation[[#This Row],[AC System Output (W)]]/1000","v":2.0592009999999998},{"$f":"IF(A785=TOU_CTabulation[[#This Row],[Month]],M785+TOU_CTabulation[[#This Row],[AC System Output (kW)]],TOU_CTabulation[[#This Row],[AC System Output (kW)]])","v":6.9405659999999996},{"$f":"VLOOKUP(TOU_CTabulation[[#This Row],[Month]],Season,2)","v":"Winter"},{"$f":"VLOOKUP(TOU_CTabulation[[#This Row],[Season]],CRate,2)","v":10.5},{"$f":"IF(A787>TOU_CTabulation[[#This Row],[Month]],TOU_CTabulation[[#This Row],[Day]]*TOU_CTabulation[[#This Row],[Base Allow]],0)","v":0},{"$f":"IF(A787>TOU_CTabulation[[#This Row],[Month]],TOU_CTabulation[[#This Row],[Month Cumm]],0)","v":0},{"$f":"IF(TOU_CTabulation[[#This Row],[Month Base Gen]]=0,0,TOU_CTabulation[[#This Row],[Month Base Gen]]-TOU_CTabulation[[#This Row],[Day]]*TOU_CTabulation[[#This Row],[Base Allow]])","v":0},{"$f":"VLOOKUP(TOU_CTabulation[[#This Row],[Hour]],daypart,2)","v":"All"},{"$f":"TOU_CTabulation[[#This Row],[Season]]&TOU_CTabulation[[#This Row],[Day-Part]]","v":"WinterAll"},{"$f":"VLOOKUP(TOU_CTabulation[[#This Row],[Daypart]],TOUC,2)","v":0.25901999999999997},{"$f":"VLOOKUP(TOU_CTabulation[[#This Row],[Daypart]],TOUC,3)","v":0.32596000000000003},{"$f":"TOU_CTabulation[[#This Row],[Month Base Allow]]*TOU_CTabulation[[#This Row],[Base Rate]]","v":0},{"$f":"TOU_CTabulation[[#This Row],[Month Overbase Gen]]*TOU_CTabulation[[#This Row],[Over Rate]]","v":0},{"$f":"TOU_CTabulation[[#This Row],[Base Value]]+TOU_CTabulation[[#This Row],[Over Value]]","v":0}]
[2,1,14,245,209,15,5,407.97199999999998,22.698,1409.2239999999999,1354.242,{"$f":"TOU_CTabulation[[#This Row],[AC System Output (W)]]/1000","v":1.3542419999999999},{"$f":"IF(A786=TOU_CTabulation[[#This Row],[Month]],M786+TOU_CTabulation[[#This Row],[AC System Output (kW)]],TOU_CTabulation[[#This Row],[AC System Output (kW)]])","v":8.2948079999999997},{"$f":"VLOOKUP(TOU_CTabulation[[#This Row],[Month]],Season,2)","v":"Winter"},{"$f":"VLOOKUP(TOU_CTabulation[[#This Row],[Season]],CRate,2)","v":10.5},{"$f":"IF(A788>TOU_CTabulation[[#This Row],[Month]],TOU_CTabulation[[#This Row],[Day]]*TOU_CTabulation[[#This Row],[Base Allow]],0)","v":0},{"$f":"IF(A788>TOU_CTabulation[[#This Row],[Month]],TOU_CTabulation[[#This Row],[Month Cumm]],0)","v":0},{"$f":"IF(TOU_CTabulation[[#This Row],[Month Base Gen]]=0,0,TOU_CTabulation[[#This Row],[Month Base Gen]]-TOU_CTabulation[[#This Row],[Day]]*TOU_CTabulation[[#This Row],[Base Allow]])","v":0},{"$f":"VLOOKUP(TOU_CTabulation[[#This Row],[Hour]],daypart,2)","v":"All"},{"$f":"TOU_CTabulation[[#This Row],[Season]]&TOU_CTabulation[[#This Row],[Day-Part]]","v":"WinterAll"},{"$f":"VLOOKUP(TOU_CTabulation[[#This Row],[Daypart]],TOUC,2)","v":0.25901999999999997},{"$f":"VLOOKUP(TOU_CTabulation[[#This Row],[Daypart]],TOUC,3)","v":0.32596000000000003},{"$f":"TOU_CTabulation[[#This Row],[Month Base Allow]]*TOU_CTabulation[[#This Row],[Base Rate]]","v":0},{"$f":"TOU_CTabulation[[#This Row],[Month Overbase Gen]]*TOU_CTabulation[[#This Row],[Over Rate]]","v":0},{"$f":"TOU_CTabulation[[#This Row],[Base Value]]+TOU_CTabulation[[#This Row],[Over Value]]","v":0}]
[2,1,15,742,72,14,4,490.30200000000002,24.123000000000001,1632.9079999999999,1570.74,{"$f":"TOU_CTabulation[[#This Row],[AC System Output (W)]]/1000","v":1.57074},{"$f":"IF(A787=TOU_CTabulation[[#This Row],[Month]],M787+TOU_CTabulation[[#This Row],[AC System Output (kW)]],TOU_CTabulation[[#This Row],[AC System Output (kW)]])","v":9.8655480000000004},{"$f":"VLOOKUP(TOU_CTabulation[[#This Row],[Month]],Season,2)","v":"Winter"},{"$f":"VLOOKUP(TOU_CTabulation[[#This Row],[Season]],CRate,2)","v":10.5},{"$f":"IF(A789>TOU_CTabulation[[#This Row],[Month]],TOU_CTabulation[[#This Row],[Day]]*TOU_CTabulation[[#This Row],[Base Allow]],0)","v":0},{"$f":"IF(A789>TOU_CTabulation[[#This Row],[Month]],TOU_CTabulation[[#This Row],[Month Cumm]],0)","v":0},{"$f":"IF(TOU_CTabulation[[#This Row],[Month Base Gen]]=0,0,TOU_CTabulation[[#This Row],[Month Base Gen]]-TOU_CTabulation[[#This Row],[Day]]*TOU_CTabulation[[#This Row],[Base Allow]])","v":0},{"$f":"VLOOKUP(TOU_CTabulation[[#This Row],[Hour]],daypart,2)","v":"All"},{"$f":"TOU_CTabulation[[#This Row],[Season]]&TOU_CTabulation[[#This Row],[Day-Part]]","v":"WinterAll"},{"$f":"VLOOKUP(TOU_CTabulation[[#This Row],[Daypart]],TOUC,2)","v":0.25901999999999997},{"$f":"VLOOKUP(TOU_CTabulation[[#This Row],[Daypart]],TOUC,3)","v":0.32596000000000003},{"$f":"TOU_CTabulation[[#This Row],[Month Base Allow]]*TOU_CTabulation[[#This Row],[Base Rate]]","v":0},{"$f":"TOU_CTabulation[[#This Row],[Month Overbase Gen]]*TOU_CTabulation[[#This Row],[Over Rate]]","v":0},{"$f":"TOU_CTabulation[[#This Row],[Base Value]]+TOU_CTabulation[[#This Row],[Over Value]]","v":0}]
[2,1,16,115,67,11,3,113.23,13.329000000000001,390.15499999999997,362.02300000000002,{"$f":"TOU_CTabulation[[#This Row],[AC System Output (W)]]/1000","v":0.36202300000000004},{"$f":"IF(A788=TOU_CTabulation[[#This Row],[Month]],M788+TOU_CTabulation[[#This Row],[AC System Output (kW)]],TOU_CTabulation[[#This Row],[AC System Output (kW)]])","v":10.227571000000001},{"$f":"VLOOKUP(TOU_CTabulation[[#This Row],[Month]],Season,2)","v":"Winter"},{"$f":"VLOOKUP(TOU_CTabulation[[#This Row],[Season]],CRate,2)","v":10.5},{"$f":"IF(A790>TOU_CTabulation[[#This Row],[Month]],TOU_CTabulation[[#This Row],[Day]]*TOU_CTabulation[[#This Row],[Base Allow]],0)","v":0},{"$f":"IF(A790>TOU_CTabulation[[#This Row],[Month]],TOU_CTabulation[[#This Row],[Month Cumm]],0)","v":0},{"$f":"IF(TOU_CTabulation[[#This Row],[Month Base Gen]]=0,0,TOU_CTabulation[[#This Row],[Month Base Gen]]-TOU_CTabulation[[#This Row],[Day]]*TOU_CTabulation[[#This Row],[Base Allow]])","v":0},{"$f":"VLOOKUP(TOU_CTabulation[[#This Row],[Hour]],daypart,2)","v":"All"},{"$f":"TOU_CTabulation[[#This Row],[Season]]&TOU_CTabulation[[#This Row],[Day-Part]]","v":"WinterAll"},{"$f":"VLOOKUP(TOU_CTabulation[[#This Row],[Daypart]],TOUC,2)","v":0.25901999999999997},{"$f":"VLOOKUP(TOU_CTabulation[[#This Row],[Daypart]],TOUC,3)","v":0.32596000000000003},{"$f":"TOU_CTabulation[[#This Row],[Month Base Allow]]*TOU_CTabulation[[#This Row],[Base Rate]]","v":0},{"$f":"TOU_CTabulation[[#This Row],[Month Overbase Gen]]*TOU_CTabulation[[#This Row],[Over Rate]]","v":0},{"$f":"TOU_CTabulation[[#This Row],[Base Value]]+TOU_CTabulation[[#This Row],[Over Value]]","v":0}]
[2,1,17,0,0,9,2,0,9,0,0,{"$f":"TOU_CTabulation[[#This Row],[AC System Output (W)]]/1000","v":0},{"$f":"IF(A789=TOU_CTabulation[[#This Row],[Month]],M789+TOU_CTabulation[[#This Row],[AC System Output (kW)]],TOU_CTabulation[[#This Row],[AC System Output (kW)]])","v":10.227571000000001},{"$f":"VLOOKUP(TOU_CTabulation[[#This Row],[Month]],Season,2)","v":"Winter"},{"$f":"VLOOKUP(TOU_CTabulation[[#This Row],[Season]],CRate,2)","v":10.5},{"$f":"IF(A791>TOU_CTabulation[[#This Row],[Month]],TOU_CTabulation[[#This Row],[Day]]*TOU_CTabulation[[#This Row],[Base Allow]],0)","v":0},{"$f":"IF(A791>TOU_CTabulation[[#This Row],[Month]],TOU_CTabulation[[#This Row],[Month Cumm]],0)","v":0},{"$f":"IF(TOU_CTabulation[[#This Row],[Month Base Gen]]=0,0,TOU_CTabulation[[#This Row],[Month Base Gen]]-TOU_CTabulation[[#This Row],[Day]]*TOU_CTabulation[[#This Row],[Base Allow]])","v":0},{"$f":"VLOOKUP(TOU_CTabulation[[#This Row],[Hour]],daypart,2)","v":"All"},{"$f":"TOU_CTabulation[[#This Row],[Season]]&TOU_CTabulation[[#This Row],[Day-Part]]","v":"WinterAll"},{"$f":"VLOOKUP(TOU_CTabulation[[#This Row],[Daypart]],TOUC,2)","v":0.25901999999999997},{"$f":"VLOOKUP(TOU_CTabulation[[#This Row],[Daypart]],TOUC,3)","v":0.32596000000000003},{"$f":"TOU_CTabulation[[#This Row],[Month Base Allow]]*TOU_CTabulation[[#This Row],[Base Rate]]","v":0},{"$f":"TOU_CTabulation[[#This Row],[Month Overbase Gen]]*TOU_CTabulation[[#This Row],[Over Rate]]","v":0},{"$f":"TOU_CTabulation[[#This Row],[Base Value]]+TOU_CTabulation[[#This Row],[Over Value]]","v":0}]
[2,1,18,0,0,8,2,0,8,0,0,{"$f":"TOU_CTabulation[[#This Row],[AC System Output (W)]]/1000","v":0},{"$f":"IF(A790=TOU_CTabulation[[#This Row],[Month]],M790+TOU_CTabulation[[#This Row],[AC System Output (kW)]],TOU_CTabulation[[#This Row],[AC System Output (kW)]])","v":10.227571000000001},{"$f":"VLOOKUP(TOU_CTabulation[[#This Row],[Month]],Season,2)","v":"Winter"},{"$f":"VLOOKUP(TOU_CTabulation[[#This Row],[Season]],CRate,2)","v":10.5},{"$f":"IF(A792>TOU_CTabulation[[#This Row],[Month]],TOU_CTabulation[[#This Row],[Day]]*TOU_CTabulation[[#This Row],[Base Allow]],0)","v":0},{"$f":"IF(A792>TOU_CTabulation[[#This Row],[Month]],TOU_CTabulation[[#This Row],[Month Cumm]],0)","v":0},{"$f":"IF(TOU_CTabulation[[#This Row],[Month Base Gen]]=0,0,TOU_CTabulation[[#This Row],[Month Base Gen]]-TOU_CTabulation[[#This Row],[Day]]*TOU_CTabulation[[#This Row],[Base Allow]])","v":0},{"$f":"VLOOKUP(TOU_CTabulation[[#This Row],[Hour]],daypart,2)","v":"All"},{"$f":"TOU_CTabulation[[#This Row],[Season]]&TOU_CTabulation[[#This Row],[Day-Part]]","v":"WinterAll"},{"$f":"VLOOKUP(TOU_CTabulation[[#This Row],[Daypart]],TOUC,2)","v":0.25901999999999997},{"$f":"VLOOKUP(TOU_CTabulation[[#This Row],[Daypart]],TOUC,3)","v":0.32596000000000003},{"$f":"TOU_CTabulation[[#This Row],[Month Base Allow]]*TOU_CTabulation[[#This Row],[Base Rate]]","v":0},{"$f":"TOU_CTabulation[[#This Row],[Month Overbase Gen]]*TOU_CTabulation[[#This Row],[Over Rate]]","v":0},{"$f":"TOU_CTabulation[[#This Row],[Base Value]]+TOU_CTabulation[[#This Row],[Over Value]]","v":0}]
[2,1,19,0,0,6,2,0,6,0,0,{"$f":"TOU_CTabulation[[#This Row],[AC System Output (W)]]/1000","v":0},{"$f":"IF(A791=TOU_CTabulation[[#This Row],[Month]],M791+TOU_CTabulation[[#This Row],[AC System Output (kW)]],TOU_CTabulation[[#This Row],[AC System Output (kW)]])","v":10.227571000000001},{"$f":"VLOOKUP(TOU_CTabulation[[#This Row],[Month]],Season,2)","v":"Winter"},{"$f":"VLOOKUP(TOU_CTabulation[[#This Row],[Season]],CRate,2)","v":10.5},{"$f":"IF(A793>TOU_CTabulation[[#This Row],[Month]],TOU_CTabulation[[#This Row],[Day]]*TOU_CTabulation[[#This Row],[Base Allow]],0)","v":0},{"$f":"IF(A793>TOU_CTabulation[[#This Row],[Month]],TOU_CTabulation[[#This Row],[Month Cumm]],0)","v":0},{"$f":"IF(TOU_CTabulation[[#This Row],[Month Base Gen]]=0,0,TOU_CTabulation[[#This Row],[Month Base Gen]]-TOU_CTabulation[[#This Row],[Day]]*TOU_CTabulation[[#This Row],[Base Allow]])","v":0},{"$f":"VLOOKUP(TOU_CTabulation[[#This Row],[Hour]],daypart,2)","v":"All"},{"$f":"TOU_CTabulation[[#This Row],[Season]]&TOU_CTabulation[[#This Row],[Day-Part]]","v":"WinterAll"},{"$f":"VLOOKUP(TOU_CTabulation[[#This Row],[Daypart]],TOUC,2)","v":0.25901999999999997},{"$f":"VLOOKUP(TOU_CTabulation[[#This Row],[Daypart]],TOUC,3)","v":0.32596000000000003},{"$f":"TOU_CTabulation[[#This Row],[Month Base Allow]]*TOU_CTabulation[[#This Row],[Base Rate]]","v":0},{"$f":"TOU_CTabulation[[#This Row],[Month Overbase Gen]]*TOU_CTabulation[[#This Row],[Over Rate]]","v":0},{"$f":"TOU_CTabulation[[#This Row],[Base Value]]+TOU_CTabulation[[#This Row],[Over Value]]","v":0}]
[2,1,20,0,0,6,2,0,6,0,0,{"$f":"TOU_CTabulation[[#This Row],[AC System Output (W)]]/1000","v":0},{"$f":"IF(A792=TOU_CTabulation[[#This Row],[Month]],M792+TOU_CTabulation[[#This Row],[AC System Output (kW)]],TOU_CTabulation[[#This Row],[AC System Output (kW)]])","v":10.227571000000001},{"$f":"VLOOKUP(TOU_CTabulation[[#This Row],[Month]],Season,2)","v":"Winter"},{"$f":"VLOOKUP(TOU_CTabulation[[#This Row],[Season]],CRate,2)","v":10.5},{"$f":"IF(A794>TOU_CTabulation[[#This Row],[Month]],TOU_CTabulation[[#This Row],[Day]]*TOU_CTabulation[[#This Row],[Base Allow]],0)","v":0},{"$f":"IF(A794>TOU_CTabulation[[#This Row],[Month]],TOU_CTabulation[[#This Row],[Month Cumm]],0)","v":0},{"$f":"IF(TOU_CTabulation[[#This Row],[Month Base Gen]]=0,0,TOU_CTabulation[[#This Row],[Month Base Gen]]-TOU_CTabulation[[#This Row],[Day]]*TOU_CTabulation[[#This Row],[Base Allow]])","v":0},{"$f":"VLOOKUP(TOU_CTabulation[[#This Row],[Hour]],daypart,2)","v":"All"},{"$f":"TOU_CTabulation[[#This Row],[Season]]&TOU_CTabulation[[#This Row],[Day-Part]]","v":"WinterAll"},{"$f":"VLOOKUP(TOU_CTabulation[[#This Row],[Daypart]],TOUC,2)","v":0.25901999999999997},{"$f":"VLOOKUP(TOU_CTabulation[[#This Row],[Daypart]],TOUC,3)","v":0.32596000000000003},{"$f":"TOU_CTabulation[[#This Row],[Month Base Allow]]*TOU_CTabulation[[#This Row],[Base Rate]]","v":0},{"$f":"TOU_CTabulation[[#This Row],[Month Overbase Gen]]*TOU_CTabulation[[#This Row],[Over Rate]]","v":0},{"$f":"TOU_CTabulation[[#This Row],[Base Value]]+TOU_CTabulation[[#This Row],[Over Value]]","v":0}]
[2,1,21,0,0,6,2,0,6,0,0,{"$f":"TOU_CTabulation[[#This Row],[AC System Output (W)]]/1000","v":0},{"$f":"IF(A793=TOU_CTabulation[[#This Row],[Month]],M793+TOU_CTabulation[[#This Row],[AC System Output (kW)]],TOU_CTabulation[[#This Row],[AC System Output (kW)]])","v":10.227571000000001},{"$f":"VLOOKUP(TOU_CTabulation[[#This Row],[Month]],Season,2)","v":"Winter"},{"$f":"VLOOKUP(TOU_CTabulation[[#This Row],[Season]],CRate,2)","v":10.5},{"$f":"IF(A795>TOU_CTabulation[[#This Row],[Month]],TOU_CTabulation[[#This Row],[Day]]*TOU_CTabulation[[#This Row],[Base Allow]],0)","v":0},{"$f":"IF(A795>TOU_CTabulation[[#This Row],[Month]],TOU_CTabulation[[#This Row],[Month Cumm]],0)","v":0},{"$f":"IF(TOU_CTabulation[[#This Row],[Month Base Gen]]=0,0,TOU_CTabulation[[#This Row],[Month Base Gen]]-TOU_CTabulation[[#This Row],[Day]]*TOU_CTabulation[[#This Row],[Base Allow]])","v":0},{"$f":"VLOOKUP(TOU_CTabulation[[#This Row],[Hour]],daypart,2)","v":"All"},{"$f":"TOU_CTabulation[[#This Row],[Season]]&TOU_CTabulation[[#This Row],[Day-Part]]","v":"WinterAll"},{"$f":"VLOOKUP(TOU_CTabulation[[#This Row],[Daypart]],TOUC,2)","v":0.25901999999999997},{"$f":"VLOOKUP(TOU_CTabulation[[#This Row],[Daypart]],TOUC,3)","v":0.32596000000000003},{"$f":"TOU_CTabulation[[#This Row],[Month Base Allow]]*TOU_CTabulation[[#This Row],[Base Rate]]","v":0},{"$f":"TOU_CTabulation[[#This Row],[Month Overbase Gen]]*TOU_CTabulation[[#This Row],[Over Rate]]","v":0},{"$f":"TOU_CTabulation[[#This Row],[Base Value]]+TOU_CTabulation[[#This Row],[Over Value]]","v":0}]
[2,1,22,0,0,5,2,0,5,0,0,{"$f":"TOU_CTabulation[[#This Row],[AC System Output (W)]]/1000","v":0},{"$f":"IF(A794=TOU_CTabulation[[#This Row],[Month]],M794+TOU_CTabulation[[#This Row],[AC System Output (kW)]],TOU_CTabulation[[#This Row],[AC System Output (kW)]])","v":10.227571000000001},{"$f":"VLOOKUP(TOU_CTabulation[[#This Row],[Month]],Season,2)","v":"Winter"},{"$f":"VLOOKUP(TOU_CTabulation[[#This Row],[Season]],CRate,2)","v":10.5},{"$f":"IF(A796>TOU_CTabulation[[#This Row],[Month]],TOU_CTabulation[[#This Row],[Day]]*TOU_CTabulation[[#This Row],[Base Allow]],0)","v":0},{"$f":"IF(A796>TOU_CTabulation[[#This Row],[Month]],TOU_CTabulation[[#This Row],[Month Cumm]],0)","v":0},{"$f":"IF(TOU_CTabulation[[#This Row],[Month Base Gen]]=0,0,TOU_CTabulation[[#This Row],[Month Base Gen]]-TOU_CTabulation[[#This Row],[Day]]*TOU_CTabulation[[#This Row],[Base Allow]])","v":0},{"$f":"VLOOKUP(TOU_CTabulation[[#This Row],[Hour]],daypart,2)","v":"All"},{"$f":"TOU_CTabulation[[#This Row],[Season]]&TOU_CTabulation[[#This Row],[Day-Part]]","v":"WinterAll"},{"$f":"VLOOKUP(TOU_CTabulation[[#This Row],[Daypart]],TOUC,2)","v":0.25901999999999997},{"$f":"VLOOKUP(TOU_CTabulation[[#This Row],[Daypart]],TOUC,3)","v":0.32596000000000003},{"$f":"TOU_CTabulation[[#This Row],[Month Base Allow]]*TOU_CTabulation[[#This Row],[Base Rate]]","v":0},{"$f":"TOU_CTabulation[[#This Row],[Month Overbase Gen]]*TOU_CTabulation[[#This Row],[Over Rate]]","v":0},{"$f":"TOU_CTabulation[[#This Row],[Base Value]]+TOU_CTabulation[[#This Row],[Over Value]]","v":0}]
[2,1,23,0,0,5,2,0,5,0,0,{"$f":"TOU_CTabulation[[#This Row],[AC System Output (W)]]/1000","v":0},{"$f":"IF(A795=TOU_CTabulation[[#This Row],[Month]],M795+TOU_CTabulation[[#This Row],[AC System Output (kW)]],TOU_CTabulation[[#This Row],[AC System Output (kW)]])","v":10.227571000000001},{"$f":"VLOOKUP(TOU_CTabulation[[#This Row],[Month]],Season,2)","v":"Winter"},{"$f":"VLOOKUP(TOU_CTabulation[[#This Row],[Season]],CRate,2)","v":10.5},{"$f":"IF(A797>TOU_CTabulation[[#This Row],[Month]],TOU_CTabulation[[#This Row],[Day]]*TOU_CTabulation[[#This Row],[Base Allow]],0)","v":0},{"$f":"IF(A797>TOU_CTabulation[[#This Row],[Month]],TOU_CTabulation[[#This Row],[Month Cumm]],0)","v":0},{"$f":"IF(TOU_CTabulation[[#This Row],[Month Base Gen]]=0,0,TOU_CTabulation[[#This Row],[Month Base Gen]]-TOU_CTabulation[[#This Row],[Day]]*TOU_CTabulation[[#This Row],[Base Allow]])","v":0},{"$f":"VLOOKUP(TOU_CTabulation[[#This Row],[Hour]],daypart,2)","v":"All"},{"$f":"TOU_CTabulation[[#This Row],[Season]]&TOU_CTabulation[[#This Row],[Day-Part]]","v":"WinterAll"},{"$f":"VLOOKUP(TOU_CTabulation[[#This Row],[Daypart]],TOUC,2)","v":0.25901999999999997},{"$f":"VLOOKUP(TOU_CTabulation[[#This Row],[Daypart]],TOUC,3)","v":0.32596000000000003},{"$f":"TOU_CTabulation[[#This Row],[Month Base Allow]]*TOU_CTabulation[[#This Row],[Base Rate]]","v":0},{"$f":"TOU_CTabulation[[#This Row],[Month Overbase Gen]]*TOU_CTabulation[[#This Row],[Over Rate]]","v":0},{"$f":"TOU_CTabulation[[#This Row],[Base Value]]+TOU_CTabulation[[#This Row],[Over Value]]","v":0}]
[2,2,0,0,0,5,2,0,5,0,0,{"$f":"TOU_CTabulation[[#This Row],[AC System Output (W)]]/1000","v":0},{"$f":"IF(A796=TOU_CTabulation[[#This Row],[Month]],M796+TOU_CTabulation[[#This Row],[AC System Output (kW)]],TOU_CTabulation[[#This Row],[AC System Output (kW)]])","v":10.227571000000001},{"$f":"VLOOKUP(TOU_CTabulation[[#This Row],[Month]],Season,2)","v":"Winter"},{"$f":"VLOOKUP(TOU_CTabulation[[#This Row],[Season]],CRate,2)","v":10.5},{"$f":"IF(A798>TOU_CTabulation[[#This Row],[Month]],TOU_CTabulation[[#This Row],[Day]]*TOU_CTabulation[[#This Row],[Base Allow]],0)","v":0},{"$f":"IF(A798>TOU_CTabulation[[#This Row],[Month]],TOU_CTabulation[[#This Row],[Month Cumm]],0)","v":0},{"$f":"IF(TOU_CTabulation[[#This Row],[Month Base Gen]]=0,0,TOU_CTabulation[[#This Row],[Month Base Gen]]-TOU_CTabulation[[#This Row],[Day]]*TOU_CTabulation[[#This Row],[Base Allow]])","v":0},{"$f":"VLOOKUP(TOU_CTabulation[[#This Row],[Hour]],daypart,2)","v":"All"},{"$f":"TOU_CTabulation[[#This Row],[Season]]&TOU_CTabulation[[#This Row],[Day-Part]]","v":"WinterAll"},{"$f":"VLOOKUP(TOU_CTabulation[[#This Row],[Daypart]],TOUC,2)","v":0.25901999999999997},{"$f":"VLOOKUP(TOU_CTabulation[[#This Row],[Daypart]],TOUC,3)","v":0.32596000000000003},{"$f":"TOU_CTabulation[[#This Row],[Month Base Allow]]*TOU_CTabulation[[#This Row],[Base Rate]]","v":0},{"$f":"TOU_CTabulation[[#This Row],[Month Overbase Gen]]*TOU_CTabulation[[#This Row],[Over Rate]]","v":0},{"$f":"TOU_CTabulation[[#This Row],[Base Value]]+TOU_CTabulation[[#This Row],[Over Value]]","v":0}]
[2,2,1,0,0,4,2,0,4,0,0,{"$f":"TOU_CTabulation[[#This Row],[AC System Output (W)]]/1000","v":0},{"$f":"IF(A797=TOU_CTabulation[[#This Row],[Month]],M797+TOU_CTabulation[[#This Row],[AC System Output (kW)]],TOU_CTabulation[[#This Row],[AC System Output (kW)]])","v":10.227571000000001},{"$f":"VLOOKUP(TOU_CTabulation[[#This Row],[Month]],Season,2)","v":"Winter"},{"$f":"VLOOKUP(TOU_CTabulation[[#This Row],[Season]],CRate,2)","v":10.5},{"$f":"IF(A799>TOU_CTabulation[[#This Row],[Month]],TOU_CTabulation[[#This Row],[Day]]*TOU_CTabulation[[#This Row],[Base Allow]],0)","v":0},{"$f":"IF(A799>TOU_CTabulation[[#This Row],[Month]],TOU_CTabulation[[#This Row],[Month Cumm]],0)","v":0},{"$f":"IF(TOU_CTabulation[[#This Row],[Month Base Gen]]=0,0,TOU_CTabulation[[#This Row],[Month Base Gen]]-TOU_CTabulation[[#This Row],[Day]]*TOU_CTabulation[[#This Row],[Base Allow]])","v":0},{"$f":"VLOOKUP(TOU_CTabulation[[#This Row],[Hour]],daypart,2)","v":"All"},{"$f":"TOU_CTabulation[[#This Row],[Season]]&TOU_CTabulation[[#This Row],[Day-Part]]","v":"WinterAll"},{"$f":"VLOOKUP(TOU_CTabulation[[#This Row],[Daypart]],TOUC,2)","v":0.25901999999999997},{"$f":"VLOOKUP(TOU_CTabulation[[#This Row],[Daypart]],TOUC,3)","v":0.32596000000000003},{"$f":"TOU_CTabulation[[#This Row],[Month Base Allow]]*TOU_CTabulation[[#This Row],[Base Rate]]","v":0},{"$f":"TOU_CTabulation[[#This Row],[Month Overbase Gen]]*TOU_CTabulation[[#This Row],[Over Rate]]","v":0},{"$f":"TOU_CTabulation[[#This Row],[Base Value]]+TOU_CTabulation[[#This Row],[Over Value]]","v":0}]
[2,2,2,0,0,4,2,0,4,0,0,{"$f":"TOU_CTabulation[[#This Row],[AC System Output (W)]]/1000","v":0},{"$f":"IF(A798=TOU_CTabulation[[#This Row],[Month]],M798+TOU_CTabulation[[#This Row],[AC System Output (kW)]],TOU_CTabulation[[#This Row],[AC System Output (kW)]])","v":10.227571000000001},{"$f":"VLOOKUP(TOU_CTabulation[[#This Row],[Month]],Season,2)","v":"Winter"},{"$f":"VLOOKUP(TOU_CTabulation[[#This Row],[Season]],CRate,2)","v":10.5},{"$f":"IF(A800>TOU_CTabulation[[#This Row],[Month]],TOU_CTabulation[[#This Row],[Day]]*TOU_CTabulation[[#This Row],[Base Allow]],0)","v":0},{"$f":"IF(A800>TOU_CTabulation[[#This Row],[Month]],TOU_CTabulation[[#This Row],[Month Cumm]],0)","v":0},{"$f":"IF(TOU_CTabulation[[#This Row],[Month Base Gen]]=0,0,TOU_CTabulation[[#This Row],[Month Base Gen]]-TOU_CTabulation[[#This Row],[Day]]*TOU_CTabulation[[#This Row],[Base Allow]])","v":0},{"$f":"VLOOKUP(TOU_CTabulation[[#This Row],[Hour]],daypart,2)","v":"All"},{"$f":"TOU_CTabulation[[#This Row],[Season]]&TOU_CTabulation[[#This Row],[Day-Part]]","v":"WinterAll"},{"$f":"VLOOKUP(TOU_CTabulation[[#This Row],[Daypart]],TOUC,2)","v":0.25901999999999997},{"$f":"VLOOKUP(TOU_CTabulation[[#This Row],[Daypart]],TOUC,3)","v":0.32596000000000003},{"$f":"TOU_CTabulation[[#This Row],[Month Base Allow]]*TOU_CTabulation[[#This Row],[Base Rate]]","v":0},{"$f":"TOU_CTabulation[[#This Row],[Month Overbase Gen]]*TOU_CTabulation[[#This Row],[Over Rate]]","v":0},{"$f":"TOU_CTabulation[[#This Row],[Base Value]]+TOU_CTabulation[[#This Row],[Over Value]]","v":0}]
[2,2,3,0,0,3,2,0,3,0,0,{"$f":"TOU_CTabulation[[#This Row],[AC System Output (W)]]/1000","v":0},{"$f":"IF(A799=TOU_CTabulation[[#This Row],[Month]],M799+TOU_CTabulation[[#This Row],[AC System Output (kW)]],TOU_CTabulation[[#This Row],[AC System Output (kW)]])","v":10.227571000000001},{"$f":"VLOOKUP(TOU_CTabulation[[#This Row],[Month]],Season,2)","v":"Winter"},{"$f":"VLOOKUP(TOU_CTabulation[[#This Row],[Season]],CRate,2)","v":10.5},{"$f":"IF(A801>TOU_CTabulation[[#This Row],[Month]],TOU_CTabulation[[#This Row],[Day]]*TOU_CTabulation[[#This Row],[Base Allow]],0)","v":0},{"$f":"IF(A801>TOU_CTabulation[[#This Row],[Month]],TOU_CTabulation[[#This Row],[Month Cumm]],0)","v":0},{"$f":"IF(TOU_CTabulation[[#This Row],[Month Base Gen]]=0,0,TOU_CTabulation[[#This Row],[Month Base Gen]]-TOU_CTabulation[[#This Row],[Day]]*TOU_CTabulation[[#This Row],[Base Allow]])","v":0},{"$f":"VLOOKUP(TOU_CTabulation[[#This Row],[Hour]],daypart,2)","v":"All"},{"$f":"TOU_CTabulation[[#This Row],[Season]]&TOU_CTabulation[[#This Row],[Day-Part]]","v":"WinterAll"},{"$f":"VLOOKUP(TOU_CTabulation[[#This Row],[Daypart]],TOUC,2)","v":0.25901999999999997},{"$f":"VLOOKUP(TOU_CTabulation[[#This Row],[Daypart]],TOUC,3)","v":0.32596000000000003},{"$f":"TOU_CTabulation[[#This Row],[Month Base Allow]]*TOU_CTabulation[[#This Row],[Base Rate]]","v":0},{"$f":"TOU_CTabulation[[#This Row],[Month Overbase Gen]]*TOU_CTabulation[[#This Row],[Over Rate]]","v":0},{"$f":"TOU_CTabulation[[#This Row],[Base Value]]+TOU_CTabulation[[#This Row],[Over Value]]","v":0}]
[2,2,4,0,0,3,2,0,3,0,0,{"$f":"TOU_CTabulation[[#This Row],[AC System Output (W)]]/1000","v":0},{"$f":"IF(A800=TOU_CTabulation[[#This Row],[Month]],M800+TOU_CTabulation[[#This Row],[AC System Output (kW)]],TOU_CTabulation[[#This Row],[AC System Output (kW)]])","v":10.227571000000001},{"$f":"VLOOKUP(TOU_CTabulation[[#This Row],[Month]],Season,2)","v":"Winter"},{"$f":"VLOOKUP(TOU_CTabulation[[#This Row],[Season]],CRate,2)","v":10.5},{"$f":"IF(A802>TOU_CTabulation[[#This Row],[Month]],TOU_CTabulation[[#This Row],[Day]]*TOU_CTabulation[[#This Row],[Base Allow]],0)","v":0},{"$f":"IF(A802>TOU_CTabulation[[#This Row],[Month]],TOU_CTabulation[[#This Row],[Month Cumm]],0)","v":0},{"$f":"IF(TOU_CTabulation[[#This Row],[Month Base Gen]]=0,0,TOU_CTabulation[[#This Row],[Month Base Gen]]-TOU_CTabulation[[#This Row],[Day]]*TOU_CTabulation[[#This Row],[Base Allow]])","v":0},{"$f":"VLOOKUP(TOU_CTabulation[[#This Row],[Hour]],daypart,2)","v":"All"},{"$f":"TOU_CTabulation[[#This Row],[Season]]&TOU_CTabulation[[#This Row],[Day-Part]]","v":"WinterAll"},{"$f":"VLOOKUP(TOU_CTabulation[[#This Row],[Daypart]],TOUC,2)","v":0.25901999999999997},{"$f":"VLOOKUP(TOU_CTabulation[[#This Row],[Daypart]],TOUC,3)","v":0.32596000000000003},{"$f":"TOU_CTabulation[[#This Row],[Month Base Allow]]*TOU_CTabulation[[#This Row],[Base Rate]]","v":0},{"$f":"TOU_CTabulation[[#This Row],[Month Overbase Gen]]*TOU_CTabulation[[#This Row],[Over Rate]]","v":0},{"$f":"TOU_CTabulation[[#This Row],[Base Value]]+TOU_CTabulation[[#This Row],[Over Value]]","v":0}]
[2,2,5,0,0,3,2,0,3,0,0,{"$f":"TOU_CTabulation[[#This Row],[AC System Output (W)]]/1000","v":0},{"$f":"IF(A801=TOU_CTabulation[[#This Row],[Month]],M801+TOU_CTabulation[[#This Row],[AC System Output (kW)]],TOU_CTabulation[[#This Row],[AC System Output (kW)]])","v":10.227571000000001},{"$f":"VLOOKUP(TOU_CTabulation[[#This Row],[Month]],Season,2)","v":"Winter"},{"$f":"VLOOKUP(TOU_CTabulation[[#This Row],[Season]],CRate,2)","v":10.5},{"$f":"IF(A803>TOU_CTabulation[[#This Row],[Month]],TOU_CTabulation[[#This Row],[Day]]*TOU_CTabulation[[#This Row],[Base Allow]],0)","v":0},{"$f":"IF(A803>TOU_CTabulation[[#This Row],[Month]],TOU_CTabulation[[#This Row],[Month Cumm]],0)","v":0},{"$f":"IF(TOU_CTabulation[[#This Row],[Month Base Gen]]=0,0,TOU_CTabulation[[#This Row],[Month Base Gen]]-TOU_CTabulation[[#This Row],[Day]]*TOU_CTabulation[[#This Row],[Base Allow]])","v":0},{"$f":"VLOOKUP(TOU_CTabulation[[#This Row],[Hour]],daypart,2)","v":"All"},{"$f":"TOU_CTabulation[[#This Row],[Season]]&TOU_CTabulation[[#This Row],[Day-Part]]","v":"WinterAll"},{"$f":"VLOOKUP(TOU_CTabulation[[#This Row],[Daypart]],TOUC,2)","v":0.25901999999999997},{"$f":"VLOOKUP(TOU_CTabulation[[#This Row],[Daypart]],TOUC,3)","v":0.32596000000000003},{"$f":"TOU_CTabulation[[#This Row],[Month Base Allow]]*TOU_CTabulation[[#This Row],[Base Rate]]","v":0},{"$f":"TOU_CTabulation[[#This Row],[Month Overbase Gen]]*TOU_CTabulation[[#This Row],[Over Rate]]","v":0},{"$f":"TOU_CTabulation[[#This Row],[Base Value]]+TOU_CTabulation[[#This Row],[Over Value]]","v":0}]
[2,2,6,0,0,3,2,0,3,0,0,{"$f":"TOU_CTabulation[[#This Row],[AC System Output (W)]]/1000","v":0},{"$f":"IF(A802=TOU_CTabulation[[#This Row],[Month]],M802+TOU_CTabulation[[#This Row],[AC System Output (kW)]],TOU_CTabulation[[#This Row],[AC System Output (kW)]])","v":10.227571000000001},{"$f":"VLOOKUP(TOU_CTabulation[[#This Row],[Month]],Season,2)","v":"Winter"},{"$f":"VLOOKUP(TOU_CTabulation[[#This Row],[Season]],CRate,2)","v":10.5},{"$f":"IF(A804>TOU_CTabulation[[#This Row],[Month]],TOU_CTabulation[[#This Row],[Day]]*TOU_CTabulation[[#This Row],[Base Allow]],0)","v":0},{"$f":"IF(A804>TOU_CTabulation[[#This Row],[Month]],TOU_CTabulation[[#This Row],[Month Cumm]],0)","v":0},{"$f":"IF(TOU_CTabulation[[#This Row],[Month Base Gen]]=0,0,TOU_CTabulation[[#This Row],[Month Base Gen]]-TOU_CTabulation[[#This Row],[Day]]*TOU_CTabulation[[#This Row],[Base Allow]])","v":0},{"$f":"VLOOKUP(TOU_CTabulation[[#This Row],[Hour]],daypart,2)","v":"All"},{"$f":"TOU_CTabulation[[#This Row],[Season]]&TOU_CTabulation[[#This Row],[Day-Part]]","v":"WinterAll"},{"$f":"VLOOKUP(TOU_CTabulation[[#This Row],[Daypart]],TOUC,2)","v":0.25901999999999997},{"$f":"VLOOKUP(TOU_CTabulation[[#This Row],[Daypart]],TOUC,3)","v":0.32596000000000003},{"$f":"TOU_CTabulation[[#This Row],[Month Base Allow]]*TOU_CTabulation[[#This Row],[Base Rate]]","v":0},{"$f":"TOU_CTabulation[[#This Row],[Month Overbase Gen]]*TOU_CTabulation[[#This Row],[Over Rate]]","v":0},{"$f":"TOU_CTabulation[[#This Row],[Base Value]]+TOU_CTabulation[[#This Row],[Over Value]]","v":0}]
[2,2,7,412,25,5,3,129.733,6.343,390.452,362.31400000000002,{"$f":"TOU_CTabulation[[#This Row],[AC System Output (W)]]/1000","v":0.36231400000000002},{"$f":"IF(A803=TOU_CTabulation[[#This Row],[Month]],M803+TOU_CTabulation[[#This Row],[AC System Output (kW)]],TOU_CTabulation[[#This Row],[AC System Output (kW)]])","v":10.589885000000001},{"$f":"VLOOKUP(TOU_CTabulation[[#This Row],[Month]],Season,2)","v":"Winter"},{"$f":"VLOOKUP(TOU_CTabulation[[#This Row],[Season]],CRate,2)","v":10.5},{"$f":"IF(A805>TOU_CTabulation[[#This Row],[Month]],TOU_CTabulation[[#This Row],[Day]]*TOU_CTabulation[[#This Row],[Base Allow]],0)","v":0},{"$f":"IF(A805>TOU_CTabulation[[#This Row],[Month]],TOU_CTabulation[[#This Row],[Month Cumm]],0)","v":0},{"$f":"IF(TOU_CTabulation[[#This Row],[Month Base Gen]]=0,0,TOU_CTabulation[[#This Row],[Month Base Gen]]-TOU_CTabulation[[#This Row],[Day]]*TOU_CTabulation[[#This Row],[Base Allow]])","v":0},{"$f":"VLOOKUP(TOU_CTabulation[[#This Row],[Hour]],daypart,2)","v":"All"},{"$f":"TOU_CTabulation[[#This Row],[Season]]&TOU_CTabulation[[#This Row],[Day-Part]]","v":"WinterAll"},{"$f":"VLOOKUP(TOU_CTabulation[[#This Row],[Daypart]],TOUC,2)","v":0.25901999999999997},{"$f":"VLOOKUP(TOU_CTabulation[[#This Row],[Daypart]],TOUC,3)","v":0.32596000000000003},{"$f":"TOU_CTabulation[[#This Row],[Month Base Allow]]*TOU_CTabulation[[#This Row],[Base Rate]]","v":0},{"$f":"TOU_CTabulation[[#This Row],[Month Overbase Gen]]*TOU_CTabulation[[#This Row],[Over Rate]]","v":0},{"$f":"TOU_CTabulation[[#This Row],[Base Value]]+TOU_CTabulation[[#This Row],[Over Value]]","v":0}]
[2,2,8,764,52,8,3,398.834,16.32,1329.021,1276.502,{"$f":"TOU_CTabulation[[#This Row],[AC System Output (W)]]/1000","v":1.276502},{"$f":"IF(A804=TOU_CTabulation[[#This Row],[Month]],M804+TOU_CTabulation[[#This Row],[AC System Output (kW)]],TOU_CTabulation[[#This Row],[AC System Output (kW)]])","v":11.866387000000001},{"$f":"VLOOKUP(TOU_CTabulation[[#This Row],[Month]],Season,2)","v":"Winter"},{"$f":"VLOOKUP(TOU_CTabulation[[#This Row],[Season]],CRate,2)","v":10.5},{"$f":"IF(A806>TOU_CTabulation[[#This Row],[Month]],TOU_CTabulation[[#This Row],[Day]]*TOU_CTabulation[[#This Row],[Base Allow]],0)","v":0},{"$f":"IF(A806>TOU_CTabulation[[#This Row],[Month]],TOU_CTabulation[[#This Row],[Month Cumm]],0)","v":0},{"$f":"IF(TOU_CTabulation[[#This Row],[Month Base Gen]]=0,0,TOU_CTabulation[[#This Row],[Month Base Gen]]-TOU_CTabulation[[#This Row],[Day]]*TOU_CTabulation[[#This Row],[Base Allow]])","v":0},{"$f":"VLOOKUP(TOU_CTabulation[[#This Row],[Hour]],daypart,2)","v":"All"},{"$f":"TOU_CTabulation[[#This Row],[Season]]&TOU_CTabulation[[#This Row],[Day-Part]]","v":"WinterAll"},{"$f":"VLOOKUP(TOU_CTabulation[[#This Row],[Daypart]],TOUC,2)","v":0.25901999999999997},{"$f":"VLOOKUP(TOU_CTabulation[[#This Row],[Daypart]],TOUC,3)","v":0.32596000000000003},{"$f":"TOU_CTabulation[[#This Row],[Month Base Allow]]*TOU_CTabulation[[#This Row],[Base Rate]]","v":0},{"$f":"TOU_CTabulation[[#This Row],[Month Overbase Gen]]*TOU_CTabulation[[#This Row],[Over Rate]]","v":0},{"$f":"TOU_CTabulation[[#This Row],[Base Value]]+TOU_CTabulation[[#This Row],[Over Value]]","v":0}]
[2,2,9,897,64,11,4,632.17200000000003,24.213000000000001,2132.951,2053.038,{"$f":"TOU_CTabulation[[#This Row],[AC System Output (W)]]/1000","v":2.0530379999999999},{"$f":"IF(A805=TOU_CTabulation[[#This Row],[Month]],M805+TOU_CTabulation[[#This Row],[AC System Output (kW)]],TOU_CTabulation[[#This Row],[AC System Output (kW)]])","v":13.919425},{"$f":"VLOOKUP(TOU_CTabulation[[#This Row],[Month]],Season,2)","v":"Winter"},{"$f":"VLOOKUP(TOU_CTabulation[[#This Row],[Season]],CRate,2)","v":10.5},{"$f":"IF(A807>TOU_CTabulation[[#This Row],[Month]],TOU_CTabulation[[#This Row],[Day]]*TOU_CTabulation[[#This Row],[Base Allow]],0)","v":0},{"$f":"IF(A807>TOU_CTabulation[[#This Row],[Month]],TOU_CTabulation[[#This Row],[Month Cumm]],0)","v":0},{"$f":"IF(TOU_CTabulation[[#This Row],[Month Base Gen]]=0,0,TOU_CTabulation[[#This Row],[Month Base Gen]]-TOU_CTabulation[[#This Row],[Day]]*TOU_CTabulation[[#This Row],[Base Allow]])","v":0},{"$f":"VLOOKUP(TOU_CTabulation[[#This Row],[Hour]],daypart,2)","v":"All"},{"$f":"TOU_CTabulation[[#This Row],[Season]]&TOU_CTabulation[[#This Row],[Day-Part]]","v":"WinterAll"},{"$f":"VLOOKUP(TOU_CTabulation[[#This Row],[Daypart]],TOUC,2)","v":0.25901999999999997},{"$f":"VLOOKUP(TOU_CTabulation[[#This Row],[Daypart]],TOUC,3)","v":0.32596000000000003},{"$f":"TOU_CTabulation[[#This Row],[Month Base Allow]]*TOU_CTabulation[[#This Row],[Base Rate]]","v":0},{"$f":"TOU_CTabulation[[#This Row],[Month Overbase Gen]]*TOU_CTabulation[[#This Row],[Over Rate]]","v":0},{"$f":"TOU_CTabulation[[#This Row],[Base Value]]+TOU_CTabulation[[#This Row],[Over Value]]","v":0}]
[2,2,10,953,72,13,4,805.25599999999997,30.364999999999998,2677.8139999999999,2575.9189999999999,{"$f":"TOU_CTabulation[[#This Row],[AC System Output (W)]]/1000","v":2.5759189999999998},{"$f":"IF(A806=TOU_CTabulation[[#This Row],[Month]],M806+TOU_CTabulation[[#This Row],[AC System Output (kW)]],TOU_CTabulation[[#This Row],[AC System Output (kW)]])","v":16.495343999999999},{"$f":"VLOOKUP(TOU_CTabulation[[#This Row],[Month]],Season,2)","v":"Winter"},{"$f":"VLOOKUP(TOU_CTabulation[[#This Row],[Season]],CRate,2)","v":10.5},{"$f":"IF(A808>TOU_CTabulation[[#This Row],[Month]],TOU_CTabulation[[#This Row],[Day]]*TOU_CTabulation[[#This Row],[Base Allow]],0)","v":0},{"$f":"IF(A808>TOU_CTabulation[[#This Row],[Month]],TOU_CTabulation[[#This Row],[Month Cumm]],0)","v":0},{"$f":"IF(TOU_CTabulation[[#This Row],[Month Base Gen]]=0,0,TOU_CTabulation[[#This Row],[Month Base Gen]]-TOU_CTabulation[[#This Row],[Day]]*TOU_CTabulation[[#This Row],[Base Allow]])","v":0},{"$f":"VLOOKUP(TOU_CTabulation[[#This Row],[Hour]],daypart,2)","v":"All"},{"$f":"TOU_CTabulation[[#This Row],[Season]]&TOU_CTabulation[[#This Row],[Day-Part]]","v":"WinterAll"},{"$f":"VLOOKUP(TOU_CTabulation[[#This Row],[Daypart]],TOUC,2)","v":0.25901999999999997},{"$f":"VLOOKUP(TOU_CTabulation[[#This Row],[Daypart]],TOUC,3)","v":0.32596000000000003},{"$f":"TOU_CTabulation[[#This Row],[Month Base Allow]]*TOU_CTabulation[[#This Row],[Base Rate]]","v":0},{"$f":"TOU_CTabulation[[#This Row],[Month Overbase Gen]]*TOU_CTabulation[[#This Row],[Over Rate]]","v":0},{"$f":"TOU_CTabulation[[#This Row],[Base Value]]+TOU_CTabulation[[#This Row],[Over Value]]","v":0}]
[2,2,11,979,76,14,4,907.12300000000005,33.840000000000003,2978.5189999999998,2863.3110000000001,{"$f":"TOU_CTabulation[[#This Row],[AC System Output (W)]]/1000","v":2.8633109999999999},{"$f":"IF(A807=TOU_CTabulation[[#This Row],[Month]],M807+TOU_CTabulation[[#This Row],[AC System Output (kW)]],TOU_CTabulation[[#This Row],[AC System Output (kW)]])","v":19.358654999999999},{"$f":"VLOOKUP(TOU_CTabulation[[#This Row],[Month]],Season,2)","v":"Winter"},{"$f":"VLOOKUP(TOU_CTabulation[[#This Row],[Season]],CRate,2)","v":10.5},{"$f":"IF(A809>TOU_CTabulation[[#This Row],[Month]],TOU_CTabulation[[#This Row],[Day]]*TOU_CTabulation[[#This Row],[Base Allow]],0)","v":0},{"$f":"IF(A809>TOU_CTabulation[[#This Row],[Month]],TOU_CTabulation[[#This Row],[Month Cumm]],0)","v":0},{"$f":"IF(TOU_CTabulation[[#This Row],[Month Base Gen]]=0,0,TOU_CTabulation[[#This Row],[Month Base Gen]]-TOU_CTabulation[[#This Row],[Day]]*TOU_CTabulation[[#This Row],[Base Allow]])","v":0},{"$f":"VLOOKUP(TOU_CTabulation[[#This Row],[Hour]],daypart,2)","v":"All"},{"$f":"TOU_CTabulation[[#This Row],[Season]]&TOU_CTabulation[[#This Row],[Day-Part]]","v":"WinterAll"},{"$f":"VLOOKUP(TOU_CTabulation[[#This Row],[Daypart]],TOUC,2)","v":0.25901999999999997},{"$f":"VLOOKUP(TOU_CTabulation[[#This Row],[Daypart]],TOUC,3)","v":0.32596000000000003},{"$f":"TOU_CTabulation[[#This Row],[Month Base Allow]]*TOU_CTabulation[[#This Row],[Base Rate]]","v":0},{"$f":"TOU_CTabulation[[#This Row],[Month Overbase Gen]]*TOU_CTabulation[[#This Row],[Over Rate]]","v":0},{"$f":"TOU_CTabulation[[#This Row],[Base Value]]+TOU_CTabulation[[#This Row],[Over Value]]","v":0}]
[2,2,12,982,77,15,4,928.02800000000002,35.450000000000003,3025.0340000000001,2907.692,{"$f":"TOU_CTabulation[[#This Row],[AC System Output (W)]]/1000","v":2.9076919999999999},{"$f":"IF(A808=TOU_CTabulation[[#This Row],[Month]],M808+TOU_CTabulation[[#This Row],[AC System Output (kW)]],TOU_CTabulation[[#This Row],[AC System Output (kW)]])","v":22.266347},{"$f":"VLOOKUP(TOU_CTabulation[[#This Row],[Month]],Season,2)","v":"Winter"},{"$f":"VLOOKUP(TOU_CTabulation[[#This Row],[Season]],CRate,2)","v":10.5},{"$f":"IF(A810>TOU_CTabulation[[#This Row],[Month]],TOU_CTabulation[[#This Row],[Day]]*TOU_CTabulation[[#This Row],[Base Allow]],0)","v":0},{"$f":"IF(A810>TOU_CTabulation[[#This Row],[Month]],TOU_CTabulation[[#This Row],[Month Cumm]],0)","v":0},{"$f":"IF(TOU_CTabulation[[#This Row],[Month Base Gen]]=0,0,TOU_CTabulation[[#This Row],[Month Base Gen]]-TOU_CTabulation[[#This Row],[Day]]*TOU_CTabulation[[#This Row],[Base Allow]])","v":0},{"$f":"VLOOKUP(TOU_CTabulation[[#This Row],[Hour]],daypart,2)","v":"All"},{"$f":"TOU_CTabulation[[#This Row],[Season]]&TOU_CTabulation[[#This Row],[Day-Part]]","v":"WinterAll"},{"$f":"VLOOKUP(TOU_CTabulation[[#This Row],[Daypart]],TOUC,2)","v":0.25901999999999997},{"$f":"VLOOKUP(TOU_CTabulation[[#This Row],[Daypart]],TOUC,3)","v":0.32596000000000003},{"$f":"TOU_CTabulation[[#This Row],[Month Base Allow]]*TOU_CTabulation[[#This Row],[Base Rate]]","v":0},{"$f":"TOU_CTabulation[[#This Row],[Month Overbase Gen]]*TOU_CTabulation[[#This Row],[Over Rate]]","v":0},{"$f":"TOU_CTabulation[[#This Row],[Base Value]]+TOU_CTabulation[[#This Row],[Over Value]]","v":0}]
[2,2,13,965,74,15,3,866.26800000000003,36.137999999999998,2808.9140000000002,2701.3180000000002,{"$f":"TOU_CTabulation[[#This Row],[AC System Output (W)]]/1000","v":2.7013180000000001},{"$f":"IF(A809=TOU_CTabulation[[#This Row],[Month]],M809+TOU_CTabulation[[#This Row],[AC System Output (kW)]],TOU_CTabulation[[#This Row],[AC System Output (kW)]])","v":24.967665},{"$f":"VLOOKUP(TOU_CTabulation[[#This Row],[Month]],Season,2)","v":"Winter"},{"$f":"VLOOKUP(TOU_CTabulation[[#This Row],[Season]],CRate,2)","v":10.5},{"$f":"IF(A811>TOU_CTabulation[[#This Row],[Month]],TOU_CTabulation[[#This Row],[Day]]*TOU_CTabulation[[#This Row],[Base Allow]],0)","v":0},{"$f":"IF(A811>TOU_CTabulation[[#This Row],[Month]],TOU_CTabulation[[#This Row],[Month Cumm]],0)","v":0},{"$f":"IF(TOU_CTabulation[[#This Row],[Month Base Gen]]=0,0,TOU_CTabulation[[#This Row],[Month Base Gen]]-TOU_CTabulation[[#This Row],[Day]]*TOU_CTabulation[[#This Row],[Base Allow]])","v":0},{"$f":"VLOOKUP(TOU_CTabulation[[#This Row],[Hour]],daypart,2)","v":"All"},{"$f":"TOU_CTabulation[[#This Row],[Season]]&TOU_CTabulation[[#This Row],[Day-Part]]","v":"WinterAll"},{"$f":"VLOOKUP(TOU_CTabulation[[#This Row],[Daypart]],TOUC,2)","v":0.25901999999999997},{"$f":"VLOOKUP(TOU_CTabulation[[#This Row],[Daypart]],TOUC,3)","v":0.32596000000000003},{"$f":"TOU_CTabulation[[#This Row],[Month Base Allow]]*TOU_CTabulation[[#This Row],[Base Rate]]","v":0},{"$f":"TOU_CTabulation[[#This Row],[Month Overbase Gen]]*TOU_CTabulation[[#This Row],[Over Rate]]","v":0},{"$f":"TOU_CTabulation[[#This Row],[Base Value]]+TOU_CTabulation[[#This Row],[Over Value]]","v":0}]
[2,2,14,919,69,15,3,726.75300000000004,32.802,2377.8229999999999,2288.373,{"$f":"TOU_CTabulation[[#This Row],[AC System Output (W)]]/1000","v":2.288373},{"$f":"IF(A810=TOU_CTabulation[[#This Row],[Month]],M810+TOU_CTabulation[[#This Row],[AC System Output (kW)]],TOU_CTabulation[[#This Row],[AC System Output (kW)]])","v":27.256038},{"$f":"VLOOKUP(TOU_CTabulation[[#This Row],[Month]],Season,2)","v":"Winter"},{"$f":"VLOOKUP(TOU_CTabulation[[#This Row],[Season]],CRate,2)","v":10.5},{"$f":"IF(A812>TOU_CTabulation[[#This Row],[Month]],TOU_CTabulation[[#This Row],[Day]]*TOU_CTabulation[[#This Row],[Base Allow]],0)","v":0},{"$f":"IF(A812>TOU_CTabulation[[#This Row],[Month]],TOU_CTabulation[[#This Row],[Month Cumm]],0)","v":0},{"$f":"IF(TOU_CTabulation[[#This Row],[Month Base Gen]]=0,0,TOU_CTabulation[[#This Row],[Month Base Gen]]-TOU_CTabulation[[#This Row],[Day]]*TOU_CTabulation[[#This Row],[Base Allow]])","v":0},{"$f":"VLOOKUP(TOU_CTabulation[[#This Row],[Hour]],daypart,2)","v":"All"},{"$f":"TOU_CTabulation[[#This Row],[Season]]&TOU_CTabulation[[#This Row],[Day-Part]]","v":"WinterAll"},{"$f":"VLOOKUP(TOU_CTabulation[[#This Row],[Daypart]],TOUC,2)","v":0.25901999999999997},{"$f":"VLOOKUP(TOU_CTabulation[[#This Row],[Daypart]],TOUC,3)","v":0.32596000000000003},{"$f":"TOU_CTabulation[[#This Row],[Month Base Allow]]*TOU_CTabulation[[#This Row],[Base Rate]]","v":0},{"$f":"TOU_CTabulation[[#This Row],[Month Overbase Gen]]*TOU_CTabulation[[#This Row],[Over Rate]]","v":0},{"$f":"TOU_CTabulation[[#This Row],[Base Value]]+TOU_CTabulation[[#This Row],[Over Value]]","v":0}]
[2,2,15,829,60,13,2,525.61800000000005,27.695,1719.42,1654.3489999999999,{"$f":"TOU_CTabulation[[#This Row],[AC System Output (W)]]/1000","v":1.6543489999999998},{"$f":"IF(A811=TOU_CTabulation[[#This Row],[Month]],M811+TOU_CTabulation[[#This Row],[AC System Output (kW)]],TOU_CTabulation[[#This Row],[AC System Output (kW)]])","v":28.910387},{"$f":"VLOOKUP(TOU_CTabulation[[#This Row],[Month]],Season,2)","v":"Winter"},{"$f":"VLOOKUP(TOU_CTabulation[[#This Row],[Season]],CRate,2)","v":10.5},{"$f":"IF(A813>TOU_CTabulation[[#This Row],[Month]],TOU_CTabulation[[#This Row],[Day]]*TOU_CTabulation[[#This Row],[Base Allow]],0)","v":0},{"$f":"IF(A813>TOU_CTabulation[[#This Row],[Month]],TOU_CTabulation[[#This Row],[Month Cumm]],0)","v":0},{"$f":"IF(TOU_CTabulation[[#This Row],[Month Base Gen]]=0,0,TOU_CTabulation[[#This Row],[Month Base Gen]]-TOU_CTabulation[[#This Row],[Day]]*TOU_CTabulation[[#This Row],[Base Allow]])","v":0},{"$f":"VLOOKUP(TOU_CTabulation[[#This Row],[Hour]],daypart,2)","v":"All"},{"$f":"TOU_CTabulation[[#This Row],[Season]]&TOU_CTabulation[[#This Row],[Day-Part]]","v":"WinterAll"},{"$f":"VLOOKUP(TOU_CTabulation[[#This Row],[Daypart]],TOUC,2)","v":0.25901999999999997},{"$f":"VLOOKUP(TOU_CTabulation[[#This Row],[Daypart]],TOUC,3)","v":0.32596000000000003},{"$f":"TOU_CTabulation[[#This Row],[Month Base Allow]]*TOU_CTabulation[[#This Row],[Base Rate]]","v":0},{"$f":"TOU_CTabulation[[#This Row],[Month Overbase Gen]]*TOU_CTabulation[[#This Row],[Over Rate]]","v":0},{"$f":"TOU_CTabulation[[#This Row],[Base Value]]+TOU_CTabulation[[#This Row],[Over Value]]","v":0}]
[2,2,16,587,47,10,1,262.41199999999998,18.934000000000001,826.99599999999998,788.53700000000003,{"$f":"TOU_CTabulation[[#This Row],[AC System Output (W)]]/1000","v":0.78853700000000004},{"$f":"IF(A812=TOU_CTabulation[[#This Row],[Month]],M812+TOU_CTabulation[[#This Row],[AC System Output (kW)]],TOU_CTabulation[[#This Row],[AC System Output (kW)]])","v":29.698924000000002},{"$f":"VLOOKUP(TOU_CTabulation[[#This Row],[Month]],Season,2)","v":"Winter"},{"$f":"VLOOKUP(TOU_CTabulation[[#This Row],[Season]],CRate,2)","v":10.5},{"$f":"IF(A814>TOU_CTabulation[[#This Row],[Month]],TOU_CTabulation[[#This Row],[Day]]*TOU_CTabulation[[#This Row],[Base Allow]],0)","v":0},{"$f":"IF(A814>TOU_CTabulation[[#This Row],[Month]],TOU_CTabulation[[#This Row],[Month Cumm]],0)","v":0},{"$f":"IF(TOU_CTabulation[[#This Row],[Month Base Gen]]=0,0,TOU_CTabulation[[#This Row],[Month Base Gen]]-TOU_CTabulation[[#This Row],[Day]]*TOU_CTabulation[[#This Row],[Base Allow]])","v":0},{"$f":"VLOOKUP(TOU_CTabulation[[#This Row],[Hour]],daypart,2)","v":"All"},{"$f":"TOU_CTabulation[[#This Row],[Season]]&TOU_CTabulation[[#This Row],[Day-Part]]","v":"WinterAll"},{"$f":"VLOOKUP(TOU_CTabulation[[#This Row],[Daypart]],TOUC,2)","v":0.25901999999999997},{"$f":"VLOOKUP(TOU_CTabulation[[#This Row],[Daypart]],TOUC,3)","v":0.32596000000000003},{"$f":"TOU_CTabulation[[#This Row],[Month Base Allow]]*TOU_CTabulation[[#This Row],[Base Rate]]","v":0},{"$f":"TOU_CTabulation[[#This Row],[Month Overbase Gen]]*TOU_CTabulation[[#This Row],[Over Rate]]","v":0},{"$f":"TOU_CTabulation[[#This Row],[Base Value]]+TOU_CTabulation[[#This Row],[Over Value]]","v":0}]
[2,2,17,0,0,7,1,0,7,0,0,{"$f":"TOU_CTabulation[[#This Row],[AC System Output (W)]]/1000","v":0},{"$f":"IF(A813=TOU_CTabulation[[#This Row],[Month]],M813+TOU_CTabulation[[#This Row],[AC System Output (kW)]],TOU_CTabulation[[#This Row],[AC System Output (kW)]])","v":29.698924000000002},{"$f":"VLOOKUP(TOU_CTabulation[[#This Row],[Month]],Season,2)","v":"Winter"},{"$f":"VLOOKUP(TOU_CTabulation[[#This Row],[Season]],CRate,2)","v":10.5},{"$f":"IF(A815>TOU_CTabulation[[#This Row],[Month]],TOU_CTabulation[[#This Row],[Day]]*TOU_CTabulation[[#This Row],[Base Allow]],0)","v":0},{"$f":"IF(A815>TOU_CTabulation[[#This Row],[Month]],TOU_CTabulation[[#This Row],[Month Cumm]],0)","v":0},{"$f":"IF(TOU_CTabulation[[#This Row],[Month Base Gen]]=0,0,TOU_CTabulation[[#This Row],[Month Base Gen]]-TOU_CTabulation[[#This Row],[Day]]*TOU_CTabulation[[#This Row],[Base Allow]])","v":0},{"$f":"VLOOKUP(TOU_CTabulation[[#This Row],[Hour]],daypart,2)","v":"All"},{"$f":"TOU_CTabulation[[#This Row],[Season]]&TOU_CTabulation[[#This Row],[Day-Part]]","v":"WinterAll"},{"$f":"VLOOKUP(TOU_CTabulation[[#This Row],[Daypart]],TOUC,2)","v":0.25901999999999997},{"$f":"VLOOKUP(TOU_CTabulation[[#This Row],[Daypart]],TOUC,3)","v":0.32596000000000003},{"$f":"TOU_CTabulation[[#This Row],[Month Base Allow]]*TOU_CTabulation[[#This Row],[Base Rate]]","v":0},{"$f":"TOU_CTabulation[[#This Row],[Month Overbase Gen]]*TOU_CTabulation[[#This Row],[Over Rate]]","v":0},{"$f":"TOU_CTabulation[[#This Row],[Base Value]]+TOU_CTabulation[[#This Row],[Over Value]]","v":0}]
[2,2,18,0,0,7,2,0,7,0,0,{"$f":"TOU_CTabulation[[#This Row],[AC System Output (W)]]/1000","v":0},{"$f":"IF(A814=TOU_CTabulation[[#This Row],[Month]],M814+TOU_CTabulation[[#This Row],[AC System Output (kW)]],TOU_CTabulation[[#This Row],[AC System Output (kW)]])","v":29.698924000000002},{"$f":"VLOOKUP(TOU_CTabulation[[#This Row],[Month]],Season,2)","v":"Winter"},{"$f":"VLOOKUP(TOU_CTabulation[[#This Row],[Season]],CRate,2)","v":10.5},{"$f":"IF(A816>TOU_CTabulation[[#This Row],[Month]],TOU_CTabulation[[#This Row],[Day]]*TOU_CTabulation[[#This Row],[Base Allow]],0)","v":0},{"$f":"IF(A816>TOU_CTabulation[[#This Row],[Month]],TOU_CTabulation[[#This Row],[Month Cumm]],0)","v":0},{"$f":"IF(TOU_CTabulation[[#This Row],[Month Base Gen]]=0,0,TOU_CTabulation[[#This Row],[Month Base Gen]]-TOU_CTabulation[[#This Row],[Day]]*TOU_CTabulation[[#This Row],[Base Allow]])","v":0},{"$f":"VLOOKUP(TOU_CTabulation[[#This Row],[Hour]],daypart,2)","v":"All"},{"$f":"TOU_CTabulation[[#This Row],[Season]]&TOU_CTabulation[[#This Row],[Day-Part]]","v":"WinterAll"},{"$f":"VLOOKUP(TOU_CTabulation[[#This Row],[Daypart]],TOUC,2)","v":0.25901999999999997},{"$f":"VLOOKUP(TOU_CTabulation[[#This Row],[Daypart]],TOUC,3)","v":0.32596000000000003},{"$f":"TOU_CTabulation[[#This Row],[Month Base Allow]]*TOU_CTabulation[[#This Row],[Base Rate]]","v":0},{"$f":"TOU_CTabulation[[#This Row],[Month Overbase Gen]]*TOU_CTabulation[[#This Row],[Over Rate]]","v":0},{"$f":"TOU_CTabulation[[#This Row],[Base Value]]+TOU_CTabulation[[#This Row],[Over Value]]","v":0}]
[2,2,19,0,0,6,2,0,6,0,0,{"$f":"TOU_CTabulation[[#This Row],[AC System Output (W)]]/1000","v":0},{"$f":"IF(A815=TOU_CTabulation[[#This Row],[Month]],M815+TOU_CTabulation[[#This Row],[AC System Output (kW)]],TOU_CTabulation[[#This Row],[AC System Output (kW)]])","v":29.698924000000002},{"$f":"VLOOKUP(TOU_CTabulation[[#This Row],[Month]],Season,2)","v":"Winter"},{"$f":"VLOOKUP(TOU_CTabulation[[#This Row],[Season]],CRate,2)","v":10.5},{"$f":"IF(A817>TOU_CTabulation[[#This Row],[Month]],TOU_CTabulation[[#This Row],[Day]]*TOU_CTabulation[[#This Row],[Base Allow]],0)","v":0},{"$f":"IF(A817>TOU_CTabulation[[#This Row],[Month]],TOU_CTabulation[[#This Row],[Month Cumm]],0)","v":0},{"$f":"IF(TOU_CTabulation[[#This Row],[Month Base Gen]]=0,0,TOU_CTabulation[[#This Row],[Month Base Gen]]-TOU_CTabulation[[#This Row],[Day]]*TOU_CTabulation[[#This Row],[Base Allow]])","v":0},{"$f":"VLOOKUP(TOU_CTabulation[[#This Row],[Hour]],daypart,2)","v":"All"},{"$f":"TOU_CTabulation[[#This Row],[Season]]&TOU_CTabulation[[#This Row],[Day-Part]]","v":"WinterAll"},{"$f":"VLOOKUP(TOU_CTabulation[[#This Row],[Daypart]],TOUC,2)","v":0.25901999999999997},{"$f":"VLOOKUP(TOU_CTabulation[[#This Row],[Daypart]],TOUC,3)","v":0.32596000000000003},{"$f":"TOU_CTabulation[[#This Row],[Month Base Allow]]*TOU_CTabulation[[#This Row],[Base Rate]]","v":0},{"$f":"TOU_CTabulation[[#This Row],[Month Overbase Gen]]*TOU_CTabulation[[#This Row],[Over Rate]]","v":0},{"$f":"TOU_CTabulation[[#This Row],[Base Value]]+TOU_CTabulation[[#This Row],[Over Value]]","v":0}]
[2,2,20,0,0,5,2,0,5,0,0,{"$f":"TOU_CTabulation[[#This Row],[AC System Output (W)]]/1000","v":0},{"$f":"IF(A816=TOU_CTabulation[[#This Row],[Month]],M816+TOU_CTabulation[[#This Row],[AC System Output (kW)]],TOU_CTabulation[[#This Row],[AC System Output (kW)]])","v":29.698924000000002},{"$f":"VLOOKUP(TOU_CTabulation[[#This Row],[Month]],Season,2)","v":"Winter"},{"$f":"VLOOKUP(TOU_CTabulation[[#This Row],[Season]],CRate,2)","v":10.5},{"$f":"IF(A818>TOU_CTabulation[[#This Row],[Month]],TOU_CTabulation[[#This Row],[Day]]*TOU_CTabulation[[#This Row],[Base Allow]],0)","v":0},{"$f":"IF(A818>TOU_CTabulation[[#This Row],[Month]],TOU_CTabulation[[#This Row],[Month Cumm]],0)","v":0},{"$f":"IF(TOU_CTabulation[[#This Row],[Month Base Gen]]=0,0,TOU_CTabulation[[#This Row],[Month Base Gen]]-TOU_CTabulation[[#This Row],[Day]]*TOU_CTabulation[[#This Row],[Base Allow]])","v":0},{"$f":"VLOOKUP(TOU_CTabulation[[#This Row],[Hour]],daypart,2)","v":"All"},{"$f":"TOU_CTabulation[[#This Row],[Season]]&TOU_CTabulation[[#This Row],[Day-Part]]","v":"WinterAll"},{"$f":"VLOOKUP(TOU_CTabulation[[#This Row],[Daypart]],TOUC,2)","v":0.25901999999999997},{"$f":"VLOOKUP(TOU_CTabulation[[#This Row],[Daypart]],TOUC,3)","v":0.32596000000000003},{"$f":"TOU_CTabulation[[#This Row],[Month Base Allow]]*TOU_CTabulation[[#This Row],[Base Rate]]","v":0},{"$f":"TOU_CTabulation[[#This Row],[Month Overbase Gen]]*TOU_CTabulation[[#This Row],[Over Rate]]","v":0},{"$f":"TOU_CTabulation[[#This Row],[Base Value]]+TOU_CTabulation[[#This Row],[Over Value]]","v":0}]
[2,2,21,0,0,5,2,0,5,0,0,{"$f":"TOU_CTabulation[[#This Row],[AC System Output (W)]]/1000","v":0},{"$f":"IF(A817=TOU_CTabulation[[#This Row],[Month]],M817+TOU_CTabulation[[#This Row],[AC System Output (kW)]],TOU_CTabulation[[#This Row],[AC System Output (kW)]])","v":29.698924000000002},{"$f":"VLOOKUP(TOU_CTabulation[[#This Row],[Month]],Season,2)","v":"Winter"},{"$f":"VLOOKUP(TOU_CTabulation[[#This Row],[Season]],CRate,2)","v":10.5},{"$f":"IF(A819>TOU_CTabulation[[#This Row],[Month]],TOU_CTabulation[[#This Row],[Day]]*TOU_CTabulation[[#This Row],[Base Allow]],0)","v":0},{"$f":"IF(A819>TOU_CTabulation[[#This Row],[Month]],TOU_CTabulation[[#This Row],[Month Cumm]],0)","v":0},{"$f":"IF(TOU_CTabulation[[#This Row],[Month Base Gen]]=0,0,TOU_CTabulation[[#This Row],[Month Base Gen]]-TOU_CTabulation[[#This Row],[Day]]*TOU_CTabulation[[#This Row],[Base Allow]])","v":0},{"$f":"VLOOKUP(TOU_CTabulation[[#This Row],[Hour]],daypart,2)","v":"All"},{"$f":"TOU_CTabulation[[#This Row],[Season]]&TOU_CTabulation[[#This Row],[Day-Part]]","v":"WinterAll"},{"$f":"VLOOKUP(TOU_CTabulation[[#This Row],[Daypart]],TOUC,2)","v":0.25901999999999997},{"$f":"VLOOKUP(TOU_CTabulation[[#This Row],[Daypart]],TOUC,3)","v":0.32596000000000003},{"$f":"TOU_CTabulation[[#This Row],[Month Base Allow]]*TOU_CTabulation[[#This Row],[Base Rate]]","v":0},{"$f":"TOU_CTabulation[[#This Row],[Month Overbase Gen]]*TOU_CTabulation[[#This Row],[Over Rate]]","v":0},{"$f":"TOU_CTabulation[[#This Row],[Base Value]]+TOU_CTabulation[[#This Row],[Over Value]]","v":0}]
[2,2,22,0,0,5,2,0,5,0,0,{"$f":"TOU_CTabulation[[#This Row],[AC System Output (W)]]/1000","v":0},{"$f":"IF(A818=TOU_CTabulation[[#This Row],[Month]],M818+TOU_CTabulation[[#This Row],[AC System Output (kW)]],TOU_CTabulation[[#This Row],[AC System Output (kW)]])","v":29.698924000000002},{"$f":"VLOOKUP(TOU_CTabulation[[#This Row],[Month]],Season,2)","v":"Winter"},{"$f":"VLOOKUP(TOU_CTabulation[[#This Row],[Season]],CRate,2)","v":10.5},{"$f":"IF(A820>TOU_CTabulation[[#This Row],[Month]],TOU_CTabulation[[#This Row],[Day]]*TOU_CTabulation[[#This Row],[Base Allow]],0)","v":0},{"$f":"IF(A820>TOU_CTabulation[[#This Row],[Month]],TOU_CTabulation[[#This Row],[Month Cumm]],0)","v":0},{"$f":"IF(TOU_CTabulation[[#This Row],[Month Base Gen]]=0,0,TOU_CTabulation[[#This Row],[Month Base Gen]]-TOU_CTabulation[[#This Row],[Day]]*TOU_CTabulation[[#This Row],[Base Allow]])","v":0},{"$f":"VLOOKUP(TOU_CTabulation[[#This Row],[Hour]],daypart,2)","v":"All"},{"$f":"TOU_CTabulation[[#This Row],[Season]]&TOU_CTabulation[[#This Row],[Day-Part]]","v":"WinterAll"},{"$f":"VLOOKUP(TOU_CTabulation[[#This Row],[Daypart]],TOUC,2)","v":0.25901999999999997},{"$f":"VLOOKUP(TOU_CTabulation[[#This Row],[Daypart]],TOUC,3)","v":0.32596000000000003},{"$f":"TOU_CTabulation[[#This Row],[Month Base Allow]]*TOU_CTabulation[[#This Row],[Base Rate]]","v":0},{"$f":"TOU_CTabulation[[#This Row],[Month Overbase Gen]]*TOU_CTabulation[[#This Row],[Over Rate]]","v":0},{"$f":"TOU_CTabulation[[#This Row],[Base Value]]+TOU_CTabulation[[#This Row],[Over Value]]","v":0}]
[2,2,23,0,0,4,2,0,4,0,0,{"$f":"TOU_CTabulation[[#This Row],[AC System Output (W)]]/1000","v":0},{"$f":"IF(A819=TOU_CTabulation[[#This Row],[Month]],M819+TOU_CTabulation[[#This Row],[AC System Output (kW)]],TOU_CTabulation[[#This Row],[AC System Output (kW)]])","v":29.698924000000002},{"$f":"VLOOKUP(TOU_CTabulation[[#This Row],[Month]],Season,2)","v":"Winter"},{"$f":"VLOOKUP(TOU_CTabulation[[#This Row],[Season]],CRate,2)","v":10.5},{"$f":"IF(A821>TOU_CTabulation[[#This Row],[Month]],TOU_CTabulation[[#This Row],[Day]]*TOU_CTabulation[[#This Row],[Base Allow]],0)","v":0},{"$f":"IF(A821>TOU_CTabulation[[#This Row],[Month]],TOU_CTabulation[[#This Row],[Month Cumm]],0)","v":0},{"$f":"IF(TOU_CTabulation[[#This Row],[Month Base Gen]]=0,0,TOU_CTabulation[[#This Row],[Month Base Gen]]-TOU_CTabulation[[#This Row],[Day]]*TOU_CTabulation[[#This Row],[Base Allow]])","v":0},{"$f":"VLOOKUP(TOU_CTabulation[[#This Row],[Hour]],daypart,2)","v":"All"},{"$f":"TOU_CTabulation[[#This Row],[Season]]&TOU_CTabulation[[#This Row],[Day-Part]]","v":"WinterAll"},{"$f":"VLOOKUP(TOU_CTabulation[[#This Row],[Daypart]],TOUC,2)","v":0.25901999999999997},{"$f":"VLOOKUP(TOU_CTabulation[[#This Row],[Daypart]],TOUC,3)","v":0.32596000000000003},{"$f":"TOU_CTabulation[[#This Row],[Month Base Allow]]*TOU_CTabulation[[#This Row],[Base Rate]]","v":0},{"$f":"TOU_CTabulation[[#This Row],[Month Overbase Gen]]*TOU_CTabulation[[#This Row],[Over Rate]]","v":0},{"$f":"TOU_CTabulation[[#This Row],[Base Value]]+TOU_CTabulation[[#This Row],[Over Value]]","v":0}]
[2,3,0,0,0,4,2,0,4,0,0,{"$f":"TOU_CTabulation[[#This Row],[AC System Output (W)]]/1000","v":0},{"$f":"IF(A820=TOU_CTabulation[[#This Row],[Month]],M820+TOU_CTabulation[[#This Row],[AC System Output (kW)]],TOU_CTabulation[[#This Row],[AC System Output (kW)]])","v":29.698924000000002},{"$f":"VLOOKUP(TOU_CTabulation[[#This Row],[Month]],Season,2)","v":"Winter"},{"$f":"VLOOKUP(TOU_CTabulation[[#This Row],[Season]],CRate,2)","v":10.5},{"$f":"IF(A822>TOU_CTabulation[[#This Row],[Month]],TOU_CTabulation[[#This Row],[Day]]*TOU_CTabulation[[#This Row],[Base Allow]],0)","v":0},{"$f":"IF(A822>TOU_CTabulation[[#This Row],[Month]],TOU_CTabulation[[#This Row],[Month Cumm]],0)","v":0},{"$f":"IF(TOU_CTabulation[[#This Row],[Month Base Gen]]=0,0,TOU_CTabulation[[#This Row],[Month Base Gen]]-TOU_CTabulation[[#This Row],[Day]]*TOU_CTabulation[[#This Row],[Base Allow]])","v":0},{"$f":"VLOOKUP(TOU_CTabulation[[#This Row],[Hour]],daypart,2)","v":"All"},{"$f":"TOU_CTabulation[[#This Row],[Season]]&TOU_CTabulation[[#This Row],[Day-Part]]","v":"WinterAll"},{"$f":"VLOOKUP(TOU_CTabulation[[#This Row],[Daypart]],TOUC,2)","v":0.25901999999999997},{"$f":"VLOOKUP(TOU_CTabulation[[#This Row],[Daypart]],TOUC,3)","v":0.32596000000000003},{"$f":"TOU_CTabulation[[#This Row],[Month Base Allow]]*TOU_CTabulation[[#This Row],[Base Rate]]","v":0},{"$f":"TOU_CTabulation[[#This Row],[Month Overbase Gen]]*TOU_CTabulation[[#This Row],[Over Rate]]","v":0},{"$f":"TOU_CTabulation[[#This Row],[Base Value]]+TOU_CTabulation[[#This Row],[Over Value]]","v":0}]
[2,3,1,0,0,4,2,0,4,0,0,{"$f":"TOU_CTabulation[[#This Row],[AC System Output (W)]]/1000","v":0},{"$f":"IF(A821=TOU_CTabulation[[#This Row],[Month]],M821+TOU_CTabulation[[#This Row],[AC System Output (kW)]],TOU_CTabulation[[#This Row],[AC System Output (kW)]])","v":29.698924000000002},{"$f":"VLOOKUP(TOU_CTabulation[[#This Row],[Month]],Season,2)","v":"Winter"},{"$f":"VLOOKUP(TOU_CTabulation[[#This Row],[Season]],CRate,2)","v":10.5},{"$f":"IF(A823>TOU_CTabulation[[#This Row],[Month]],TOU_CTabulation[[#This Row],[Day]]*TOU_CTabulation[[#This Row],[Base Allow]],0)","v":0},{"$f":"IF(A823>TOU_CTabulation[[#This Row],[Month]],TOU_CTabulation[[#This Row],[Month Cumm]],0)","v":0},{"$f":"IF(TOU_CTabulation[[#This Row],[Month Base Gen]]=0,0,TOU_CTabulation[[#This Row],[Month Base Gen]]-TOU_CTabulation[[#This Row],[Day]]*TOU_CTabulation[[#This Row],[Base Allow]])","v":0},{"$f":"VLOOKUP(TOU_CTabulation[[#This Row],[Hour]],daypart,2)","v":"All"},{"$f":"TOU_CTabulation[[#This Row],[Season]]&TOU_CTabulation[[#This Row],[Day-Part]]","v":"WinterAll"},{"$f":"VLOOKUP(TOU_CTabulation[[#This Row],[Daypart]],TOUC,2)","v":0.25901999999999997},{"$f":"VLOOKUP(TOU_CTabulation[[#This Row],[Daypart]],TOUC,3)","v":0.32596000000000003},{"$f":"TOU_CTabulation[[#This Row],[Month Base Allow]]*TOU_CTabulation[[#This Row],[Base Rate]]","v":0},{"$f":"TOU_CTabulation[[#This Row],[Month Overbase Gen]]*TOU_CTabulation[[#This Row],[Over Rate]]","v":0},{"$f":"TOU_CTabulation[[#This Row],[Base Value]]+TOU_CTabulation[[#This Row],[Over Value]]","v":0}]
[2,3,2,0,0,4,2,0,4,0,0,{"$f":"TOU_CTabulation[[#This Row],[AC System Output (W)]]/1000","v":0},{"$f":"IF(A822=TOU_CTabulation[[#This Row],[Month]],M822+TOU_CTabulation[[#This Row],[AC System Output (kW)]],TOU_CTabulation[[#This Row],[AC System Output (kW)]])","v":29.698924000000002},{"$f":"VLOOKUP(TOU_CTabulation[[#This Row],[Month]],Season,2)","v":"Winter"},{"$f":"VLOOKUP(TOU_CTabulation[[#This Row],[Season]],CRate,2)","v":10.5},{"$f":"IF(A824>TOU_CTabulation[[#This Row],[Month]],TOU_CTabulation[[#This Row],[Day]]*TOU_CTabulation[[#This Row],[Base Allow]],0)","v":0},{"$f":"IF(A824>TOU_CTabulation[[#This Row],[Month]],TOU_CTabulation[[#This Row],[Month Cumm]],0)","v":0},{"$f":"IF(TOU_CTabulation[[#This Row],[Month Base Gen]]=0,0,TOU_CTabulation[[#This Row],[Month Base Gen]]-TOU_CTabulation[[#This Row],[Day]]*TOU_CTabulation[[#This Row],[Base Allow]])","v":0},{"$f":"VLOOKUP(TOU_CTabulation[[#This Row],[Hour]],daypart,2)","v":"All"},{"$f":"TOU_CTabulation[[#This Row],[Season]]&TOU_CTabulation[[#This Row],[Day-Part]]","v":"WinterAll"},{"$f":"VLOOKUP(TOU_CTabulation[[#This Row],[Daypart]],TOUC,2)","v":0.25901999999999997},{"$f":"VLOOKUP(TOU_CTabulation[[#This Row],[Daypart]],TOUC,3)","v":0.32596000000000003},{"$f":"TOU_CTabulation[[#This Row],[Month Base Allow]]*TOU_CTabulation[[#This Row],[Base Rate]]","v":0},{"$f":"TOU_CTabulation[[#This Row],[Month Overbase Gen]]*TOU_CTabulation[[#This Row],[Over Rate]]","v":0},{"$f":"TOU_CTabulation[[#This Row],[Base Value]]+TOU_CTabulation[[#This Row],[Over Value]]","v":0}]
[2,3,3,0,0,4,3,0,4,0,0,{"$f":"TOU_CTabulation[[#This Row],[AC System Output (W)]]/1000","v":0},{"$f":"IF(A823=TOU_CTabulation[[#This Row],[Month]],M823+TOU_CTabulation[[#This Row],[AC System Output (kW)]],TOU_CTabulation[[#This Row],[AC System Output (kW)]])","v":29.698924000000002},{"$f":"VLOOKUP(TOU_CTabulation[[#This Row],[Month]],Season,2)","v":"Winter"},{"$f":"VLOOKUP(TOU_CTabulation[[#This Row],[Season]],CRate,2)","v":10.5},{"$f":"IF(A825>TOU_CTabulation[[#This Row],[Month]],TOU_CTabulation[[#This Row],[Day]]*TOU_CTabulation[[#This Row],[Base Allow]],0)","v":0},{"$f":"IF(A825>TOU_CTabulation[[#This Row],[Month]],TOU_CTabulation[[#This Row],[Month Cumm]],0)","v":0},{"$f":"IF(TOU_CTabulation[[#This Row],[Month Base Gen]]=0,0,TOU_CTabulation[[#This Row],[Month Base Gen]]-TOU_CTabulation[[#This Row],[Day]]*TOU_CTabulation[[#This Row],[Base Allow]])","v":0},{"$f":"VLOOKUP(TOU_CTabulation[[#This Row],[Hour]],daypart,2)","v":"All"},{"$f":"TOU_CTabulation[[#This Row],[Season]]&TOU_CTabulation[[#This Row],[Day-Part]]","v":"WinterAll"},{"$f":"VLOOKUP(TOU_CTabulation[[#This Row],[Daypart]],TOUC,2)","v":0.25901999999999997},{"$f":"VLOOKUP(TOU_CTabulation[[#This Row],[Daypart]],TOUC,3)","v":0.32596000000000003},{"$f":"TOU_CTabulation[[#This Row],[Month Base Allow]]*TOU_CTabulation[[#This Row],[Base Rate]]","v":0},{"$f":"TOU_CTabulation[[#This Row],[Month Overbase Gen]]*TOU_CTabulation[[#This Row],[Over Rate]]","v":0},{"$f":"TOU_CTabulation[[#This Row],[Base Value]]+TOU_CTabulation[[#This Row],[Over Value]]","v":0}]
[2,3,4,0,0,4,3,0,4,0,0,{"$f":"TOU_CTabulation[[#This Row],[AC System Output (W)]]/1000","v":0},{"$f":"IF(A824=TOU_CTabulation[[#This Row],[Month]],M824+TOU_CTabulation[[#This Row],[AC System Output (kW)]],TOU_CTabulation[[#This Row],[AC System Output (kW)]])","v":29.698924000000002},{"$f":"VLOOKUP(TOU_CTabulation[[#This Row],[Month]],Season,2)","v":"Winter"},{"$f":"VLOOKUP(TOU_CTabulation[[#This Row],[Season]],CRate,2)","v":10.5},{"$f":"IF(A826>TOU_CTabulation[[#This Row],[Month]],TOU_CTabulation[[#This Row],[Day]]*TOU_CTabulation[[#This Row],[Base Allow]],0)","v":0},{"$f":"IF(A826>TOU_CTabulation[[#This Row],[Month]],TOU_CTabulation[[#This Row],[Month Cumm]],0)","v":0},{"$f":"IF(TOU_CTabulation[[#This Row],[Month Base Gen]]=0,0,TOU_CTabulation[[#This Row],[Month Base Gen]]-TOU_CTabulation[[#This Row],[Day]]*TOU_CTabulation[[#This Row],[Base Allow]])","v":0},{"$f":"VLOOKUP(TOU_CTabulation[[#This Row],[Hour]],daypart,2)","v":"All"},{"$f":"TOU_CTabulation[[#This Row],[Season]]&TOU_CTabulation[[#This Row],[Day-Part]]","v":"WinterAll"},{"$f":"VLOOKUP(TOU_CTabulation[[#This Row],[Daypart]],TOUC,2)","v":0.25901999999999997},{"$f":"VLOOKUP(TOU_CTabulation[[#This Row],[Daypart]],TOUC,3)","v":0.32596000000000003},{"$f":"TOU_CTabulation[[#This Row],[Month Base Allow]]*TOU_CTabulation[[#This Row],[Base Rate]]","v":0},{"$f":"TOU_CTabulation[[#This Row],[Month Overbase Gen]]*TOU_CTabulation[[#This Row],[Over Rate]]","v":0},{"$f":"TOU_CTabulation[[#This Row],[Base Value]]+TOU_CTabulation[[#This Row],[Over Value]]","v":0}]
[2,3,5,0,0,3,3,0,3,0,0,{"$f":"TOU_CTabulation[[#This Row],[AC System Output (W)]]/1000","v":0},{"$f":"IF(A825=TOU_CTabulation[[#This Row],[Month]],M825+TOU_CTabulation[[#This Row],[AC System Output (kW)]],TOU_CTabulation[[#This Row],[AC System Output (kW)]])","v":29.698924000000002},{"$f":"VLOOKUP(TOU_CTabulation[[#This Row],[Month]],Season,2)","v":"Winter"},{"$f":"VLOOKUP(TOU_CTabulation[[#This Row],[Season]],CRate,2)","v":10.5},{"$f":"IF(A827>TOU_CTabulation[[#This Row],[Month]],TOU_CTabulation[[#This Row],[Day]]*TOU_CTabulation[[#This Row],[Base Allow]],0)","v":0},{"$f":"IF(A827>TOU_CTabulation[[#This Row],[Month]],TOU_CTabulation[[#This Row],[Month Cumm]],0)","v":0},{"$f":"IF(TOU_CTabulation[[#This Row],[Month Base Gen]]=0,0,TOU_CTabulation[[#This Row],[Month Base Gen]]-TOU_CTabulation[[#This Row],[Day]]*TOU_CTabulation[[#This Row],[Base Allow]])","v":0},{"$f":"VLOOKUP(TOU_CTabulation[[#This Row],[Hour]],daypart,2)","v":"All"},{"$f":"TOU_CTabulation[[#This Row],[Season]]&TOU_CTabulation[[#This Row],[Day-Part]]","v":"WinterAll"},{"$f":"VLOOKUP(TOU_CTabulation[[#This Row],[Daypart]],TOUC,2)","v":0.25901999999999997},{"$f":"VLOOKUP(TOU_CTabulation[[#This Row],[Daypart]],TOUC,3)","v":0.32596000000000003},{"$f":"TOU_CTabulation[[#This Row],[Month Base Allow]]*TOU_CTabulation[[#This Row],[Base Rate]]","v":0},{"$f":"TOU_CTabulation[[#This Row],[Month Overbase Gen]]*TOU_CTabulation[[#This Row],[Over Rate]]","v":0},{"$f":"TOU_CTabulation[[#This Row],[Base Value]]+TOU_CTabulation[[#This Row],[Over Value]]","v":0}]
[2,3,6,0,0,4,3,0,4,0,0,{"$f":"TOU_CTabulation[[#This Row],[AC System Output (W)]]/1000","v":0},{"$f":"IF(A826=TOU_CTabulation[[#This Row],[Month]],M826+TOU_CTabulation[[#This Row],[AC System Output (kW)]],TOU_CTabulation[[#This Row],[AC System Output (kW)]])","v":29.698924000000002},{"$f":"VLOOKUP(TOU_CTabulation[[#This Row],[Month]],Season,2)","v":"Winter"},{"$f":"VLOOKUP(TOU_CTabulation[[#This Row],[Season]],CRate,2)","v":10.5},{"$f":"IF(A828>TOU_CTabulation[[#This Row],[Month]],TOU_CTabulation[[#This Row],[Day]]*TOU_CTabulation[[#This Row],[Base Allow]],0)","v":0},{"$f":"IF(A828>TOU_CTabulation[[#This Row],[Month]],TOU_CTabulation[[#This Row],[Month Cumm]],0)","v":0},{"$f":"IF(TOU_CTabulation[[#This Row],[Month Base Gen]]=0,0,TOU_CTabulation[[#This Row],[Month Base Gen]]-TOU_CTabulation[[#This Row],[Day]]*TOU_CTabulation[[#This Row],[Base Allow]])","v":0},{"$f":"VLOOKUP(TOU_CTabulation[[#This Row],[Hour]],daypart,2)","v":"All"},{"$f":"TOU_CTabulation[[#This Row],[Season]]&TOU_CTabulation[[#This Row],[Day-Part]]","v":"WinterAll"},{"$f":"VLOOKUP(TOU_CTabulation[[#This Row],[Daypart]],TOUC,2)","v":0.25901999999999997},{"$f":"VLOOKUP(TOU_CTabulation[[#This Row],[Daypart]],TOUC,3)","v":0.32596000000000003},{"$f":"TOU_CTabulation[[#This Row],[Month Base Allow]]*TOU_CTabulation[[#This Row],[Base Rate]]","v":0},{"$f":"TOU_CTabulation[[#This Row],[Month Overbase Gen]]*TOU_CTabulation[[#This Row],[Over Rate]]","v":0},{"$f":"TOU_CTabulation[[#This Row],[Base Value]]+TOU_CTabulation[[#This Row],[Over Value]]","v":0}]
[2,3,7,337,28,6,3,117.645,7.0490000000000004,361.34100000000001,333.82799999999997,{"$f":"TOU_CTabulation[[#This Row],[AC System Output (W)]]/1000","v":0.33382799999999996},{"$f":"IF(A827=TOU_CTabulation[[#This Row],[Month]],M827+TOU_CTabulation[[#This Row],[AC System Output (kW)]],TOU_CTabulation[[#This Row],[AC System Output (kW)]])","v":30.032752000000002},{"$f":"VLOOKUP(TOU_CTabulation[[#This Row],[Month]],Season,2)","v":"Winter"},{"$f":"VLOOKUP(TOU_CTabulation[[#This Row],[Season]],CRate,2)","v":10.5},{"$f":"IF(A829>TOU_CTabulation[[#This Row],[Month]],TOU_CTabulation[[#This Row],[Day]]*TOU_CTabulation[[#This Row],[Base Allow]],0)","v":0},{"$f":"IF(A829>TOU_CTabulation[[#This Row],[Month]],TOU_CTabulation[[#This Row],[Month Cumm]],0)","v":0},{"$f":"IF(TOU_CTabulation[[#This Row],[Month Base Gen]]=0,0,TOU_CTabulation[[#This Row],[Month Base Gen]]-TOU_CTabulation[[#This Row],[Day]]*TOU_CTabulation[[#This Row],[Base Allow]])","v":0},{"$f":"VLOOKUP(TOU_CTabulation[[#This Row],[Hour]],daypart,2)","v":"All"},{"$f":"TOU_CTabulation[[#This Row],[Season]]&TOU_CTabulation[[#This Row],[Day-Part]]","v":"WinterAll"},{"$f":"VLOOKUP(TOU_CTabulation[[#This Row],[Daypart]],TOUC,2)","v":0.25901999999999997},{"$f":"VLOOKUP(TOU_CTabulation[[#This Row],[Daypart]],TOUC,3)","v":0.32596000000000003},{"$f":"TOU_CTabulation[[#This Row],[Month Base Allow]]*TOU_CTabulation[[#This Row],[Base Rate]]","v":0},{"$f":"TOU_CTabulation[[#This Row],[Month Overbase Gen]]*TOU_CTabulation[[#This Row],[Over Rate]]","v":0},{"$f":"TOU_CTabulation[[#This Row],[Base Value]]+TOU_CTabulation[[#This Row],[Over Value]]","v":0}]
[2,3,8,704,59,9,3,381.55599999999998,16.861999999999998,1272.325,1221.511,{"$f":"TOU_CTabulation[[#This Row],[AC System Output (W)]]/1000","v":1.221511},{"$f":"IF(A828=TOU_CTabulation[[#This Row],[Month]],M828+TOU_CTabulation[[#This Row],[AC System Output (kW)]],TOU_CTabulation[[#This Row],[AC System Output (kW)]])","v":31.254263000000002},{"$f":"VLOOKUP(TOU_CTabulation[[#This Row],[Month]],Season,2)","v":"Winter"},{"$f":"VLOOKUP(TOU_CTabulation[[#This Row],[Season]],CRate,2)","v":10.5},{"$f":"IF(A830>TOU_CTabulation[[#This Row],[Month]],TOU_CTabulation[[#This Row],[Day]]*TOU_CTabulation[[#This Row],[Base Allow]],0)","v":0},{"$f":"IF(A830>TOU_CTabulation[[#This Row],[Month]],TOU_CTabulation[[#This Row],[Month Cumm]],0)","v":0},{"$f":"IF(TOU_CTabulation[[#This Row],[Month Base Gen]]=0,0,TOU_CTabulation[[#This Row],[Month Base Gen]]-TOU_CTabulation[[#This Row],[Day]]*TOU_CTabulation[[#This Row],[Base Allow]])","v":0},{"$f":"VLOOKUP(TOU_CTabulation[[#This Row],[Hour]],daypart,2)","v":"All"},{"$f":"TOU_CTabulation[[#This Row],[Season]]&TOU_CTabulation[[#This Row],[Day-Part]]","v":"WinterAll"},{"$f":"VLOOKUP(TOU_CTabulation[[#This Row],[Daypart]],TOUC,2)","v":0.25901999999999997},{"$f":"VLOOKUP(TOU_CTabulation[[#This Row],[Daypart]],TOUC,3)","v":0.32596000000000003},{"$f":"TOU_CTabulation[[#This Row],[Month Base Allow]]*TOU_CTabulation[[#This Row],[Base Rate]]","v":0},{"$f":"TOU_CTabulation[[#This Row],[Month Overbase Gen]]*TOU_CTabulation[[#This Row],[Over Rate]]","v":0},{"$f":"TOU_CTabulation[[#This Row],[Base Value]]+TOU_CTabulation[[#This Row],[Over Value]]","v":0}]
[2,3,9,848,73,13,3,617.84199999999998,27.126000000000001,2058.19,1981.078,{"$f":"TOU_CTabulation[[#This Row],[AC System Output (W)]]/1000","v":1.9810779999999999},{"$f":"IF(A829=TOU_CTabulation[[#This Row],[Month]],M829+TOU_CTabulation[[#This Row],[AC System Output (kW)]],TOU_CTabulation[[#This Row],[AC System Output (kW)]])","v":33.235340999999998},{"$f":"VLOOKUP(TOU_CTabulation[[#This Row],[Month]],Season,2)","v":"Winter"},{"$f":"VLOOKUP(TOU_CTabulation[[#This Row],[Season]],CRate,2)","v":10.5},{"$f":"IF(A831>TOU_CTabulation[[#This Row],[Month]],TOU_CTabulation[[#This Row],[Day]]*TOU_CTabulation[[#This Row],[Base Allow]],0)","v":0},{"$f":"IF(A831>TOU_CTabulation[[#This Row],[Month]],TOU_CTabulation[[#This Row],[Month Cumm]],0)","v":0},{"$f":"IF(TOU_CTabulation[[#This Row],[Month Base Gen]]=0,0,TOU_CTabulation[[#This Row],[Month Base Gen]]-TOU_CTabulation[[#This Row],[Day]]*TOU_CTabulation[[#This Row],[Base Allow]])","v":0},{"$f":"VLOOKUP(TOU_CTabulation[[#This Row],[Hour]],daypart,2)","v":"All"},{"$f":"TOU_CTabulation[[#This Row],[Season]]&TOU_CTabulation[[#This Row],[Day-Part]]","v":"WinterAll"},{"$f":"VLOOKUP(TOU_CTabulation[[#This Row],[Daypart]],TOUC,2)","v":0.25901999999999997},{"$f":"VLOOKUP(TOU_CTabulation[[#This Row],[Daypart]],TOUC,3)","v":0.32596000000000003},{"$f":"TOU_CTabulation[[#This Row],[Month Base Allow]]*TOU_CTabulation[[#This Row],[Base Rate]]","v":0},{"$f":"TOU_CTabulation[[#This Row],[Month Overbase Gen]]*TOU_CTabulation[[#This Row],[Over Rate]]","v":0},{"$f":"TOU_CTabulation[[#This Row],[Base Value]]+TOU_CTabulation[[#This Row],[Over Value]]","v":0}]
[2,3,10,915,81,16,2,789.33900000000006,37.008000000000003,2541.5479999999998,2445.41,{"$f":"TOU_CTabulation[[#This Row],[AC System Output (W)]]/1000","v":2.4454099999999999},{"$f":"IF(A830=TOU_CTabulation[[#This Row],[Month]],M830+TOU_CTabulation[[#This Row],[AC System Output (kW)]],TOU_CTabulation[[#This Row],[AC System Output (kW)]])","v":35.680751000000001},{"$f":"VLOOKUP(TOU_CTabulation[[#This Row],[Month]],Season,2)","v":"Winter"},{"$f":"VLOOKUP(TOU_CTabulation[[#This Row],[Season]],CRate,2)","v":10.5},{"$f":"IF(A832>TOU_CTabulation[[#This Row],[Month]],TOU_CTabulation[[#This Row],[Day]]*TOU_CTabulation[[#This Row],[Base Allow]],0)","v":0},{"$f":"IF(A832>TOU_CTabulation[[#This Row],[Month]],TOU_CTabulation[[#This Row],[Month Cumm]],0)","v":0},{"$f":"IF(TOU_CTabulation[[#This Row],[Month Base Gen]]=0,0,TOU_CTabulation[[#This Row],[Month Base Gen]]-TOU_CTabulation[[#This Row],[Day]]*TOU_CTabulation[[#This Row],[Base Allow]])","v":0},{"$f":"VLOOKUP(TOU_CTabulation[[#This Row],[Hour]],daypart,2)","v":"All"},{"$f":"TOU_CTabulation[[#This Row],[Season]]&TOU_CTabulation[[#This Row],[Day-Part]]","v":"WinterAll"},{"$f":"VLOOKUP(TOU_CTabulation[[#This Row],[Daypart]],TOUC,2)","v":0.25901999999999997},{"$f":"VLOOKUP(TOU_CTabulation[[#This Row],[Daypart]],TOUC,3)","v":0.32596000000000003},{"$f":"TOU_CTabulation[[#This Row],[Month Base Allow]]*TOU_CTabulation[[#This Row],[Base Rate]]","v":0},{"$f":"TOU_CTabulation[[#This Row],[Month Overbase Gen]]*TOU_CTabulation[[#This Row],[Over Rate]]","v":0},{"$f":"TOU_CTabulation[[#This Row],[Base Value]]+TOU_CTabulation[[#This Row],[Over Value]]","v":0}]
[2,3,11,944,85,17,1,890.97699999999998,45.308,2761.4029999999998,2655.8919999999998,{"$f":"TOU_CTabulation[[#This Row],[AC System Output (W)]]/1000","v":2.6558919999999997},{"$f":"IF(A831=TOU_CTabulation[[#This Row],[Month]],M831+TOU_CTabulation[[#This Row],[AC System Output (kW)]],TOU_CTabulation[[#This Row],[AC System Output (kW)]])","v":38.336643000000002},{"$f":"VLOOKUP(TOU_CTabulation[[#This Row],[Month]],Season,2)","v":"Winter"},{"$f":"VLOOKUP(TOU_CTabulation[[#This Row],[Season]],CRate,2)","v":10.5},{"$f":"IF(A833>TOU_CTabulation[[#This Row],[Month]],TOU_CTabulation[[#This Row],[Day]]*TOU_CTabulation[[#This Row],[Base Allow]],0)","v":0},{"$f":"IF(A833>TOU_CTabulation[[#This Row],[Month]],TOU_CTabulation[[#This Row],[Month Cumm]],0)","v":0},{"$f":"IF(TOU_CTabulation[[#This Row],[Month Base Gen]]=0,0,TOU_CTabulation[[#This Row],[Month Base Gen]]-TOU_CTabulation[[#This Row],[Day]]*TOU_CTabulation[[#This Row],[Base Allow]])","v":0},{"$f":"VLOOKUP(TOU_CTabulation[[#This Row],[Hour]],daypart,2)","v":"All"},{"$f":"TOU_CTabulation[[#This Row],[Season]]&TOU_CTabulation[[#This Row],[Day-Part]]","v":"WinterAll"},{"$f":"VLOOKUP(TOU_CTabulation[[#This Row],[Daypart]],TOUC,2)","v":0.25901999999999997},{"$f":"VLOOKUP(TOU_CTabulation[[#This Row],[Daypart]],TOUC,3)","v":0.32596000000000003},{"$f":"TOU_CTabulation[[#This Row],[Month Base Allow]]*TOU_CTabulation[[#This Row],[Base Rate]]","v":0},{"$f":"TOU_CTabulation[[#This Row],[Month Overbase Gen]]*TOU_CTabulation[[#This Row],[Over Rate]]","v":0},{"$f":"TOU_CTabulation[[#This Row],[Base Value]]+TOU_CTabulation[[#This Row],[Over Value]]","v":0}]
[2,3,12,948,86,17,1,912.25900000000001,46.290999999999997,2814.65,2706.8020000000001,{"$f":"TOU_CTabulation[[#This Row],[AC System Output (W)]]/1000","v":2.7068020000000002},{"$f":"IF(A832=TOU_CTabulation[[#This Row],[Month]],M832+TOU_CTabulation[[#This Row],[AC System Output (kW)]],TOU_CTabulation[[#This Row],[AC System Output (kW)]])","v":41.043445000000006},{"$f":"VLOOKUP(TOU_CTabulation[[#This Row],[Month]],Season,2)","v":"Winter"},{"$f":"VLOOKUP(TOU_CTabulation[[#This Row],[Season]],CRate,2)","v":10.5},{"$f":"IF(A834>TOU_CTabulation[[#This Row],[Month]],TOU_CTabulation[[#This Row],[Day]]*TOU_CTabulation[[#This Row],[Base Allow]],0)","v":0},{"$f":"IF(A834>TOU_CTabulation[[#This Row],[Month]],TOU_CTabulation[[#This Row],[Month Cumm]],0)","v":0},{"$f":"IF(TOU_CTabulation[[#This Row],[Month Base Gen]]=0,0,TOU_CTabulation[[#This Row],[Month Base Gen]]-TOU_CTabulation[[#This Row],[Day]]*TOU_CTabulation[[#This Row],[Base Allow]])","v":0},{"$f":"VLOOKUP(TOU_CTabulation[[#This Row],[Hour]],daypart,2)","v":"All"},{"$f":"TOU_CTabulation[[#This Row],[Season]]&TOU_CTabulation[[#This Row],[Day-Part]]","v":"WinterAll"},{"$f":"VLOOKUP(TOU_CTabulation[[#This Row],[Daypart]],TOUC,2)","v":0.25901999999999997},{"$f":"VLOOKUP(TOU_CTabulation[[#This Row],[Daypart]],TOUC,3)","v":0.32596000000000003},{"$f":"TOU_CTabulation[[#This Row],[Month Base Allow]]*TOU_CTabulation[[#This Row],[Base Rate]]","v":0},{"$f":"TOU_CTabulation[[#This Row],[Month Overbase Gen]]*TOU_CTabulation[[#This Row],[Over Rate]]","v":0},{"$f":"TOU_CTabulation[[#This Row],[Base Value]]+TOU_CTabulation[[#This Row],[Over Value]]","v":0}]
[2,3,13,935,82,17,1,854.09900000000005,44.777000000000001,2651.3110000000001,2550.549,{"$f":"TOU_CTabulation[[#This Row],[AC System Output (W)]]/1000","v":2.5505490000000002},{"$f":"IF(A833=TOU_CTabulation[[#This Row],[Month]],M833+TOU_CTabulation[[#This Row],[AC System Output (kW)]],TOU_CTabulation[[#This Row],[AC System Output (kW)]])","v":43.593994000000009},{"$f":"VLOOKUP(TOU_CTabulation[[#This Row],[Month]],Season,2)","v":"Winter"},{"$f":"VLOOKUP(TOU_CTabulation[[#This Row],[Season]],CRate,2)","v":10.5},{"$f":"IF(A835>TOU_CTabulation[[#This Row],[Month]],TOU_CTabulation[[#This Row],[Day]]*TOU_CTabulation[[#This Row],[Base Allow]],0)","v":0},{"$f":"IF(A835>TOU_CTabulation[[#This Row],[Month]],TOU_CTabulation[[#This Row],[Month Cumm]],0)","v":0},{"$f":"IF(TOU_CTabulation[[#This Row],[Month Base Gen]]=0,0,TOU_CTabulation[[#This Row],[Month Base Gen]]-TOU_CTabulation[[#This Row],[Day]]*TOU_CTabulation[[#This Row],[Base Allow]])","v":0},{"$f":"VLOOKUP(TOU_CTabulation[[#This Row],[Hour]],daypart,2)","v":"All"},{"$f":"TOU_CTabulation[[#This Row],[Season]]&TOU_CTabulation[[#This Row],[Day-Part]]","v":"WinterAll"},{"$f":"VLOOKUP(TOU_CTabulation[[#This Row],[Daypart]],TOUC,2)","v":0.25901999999999997},{"$f":"VLOOKUP(TOU_CTabulation[[#This Row],[Daypart]],TOUC,3)","v":0.32596000000000003},{"$f":"TOU_CTabulation[[#This Row],[Month Base Allow]]*TOU_CTabulation[[#This Row],[Base Rate]]","v":0},{"$f":"TOU_CTabulation[[#This Row],[Month Overbase Gen]]*TOU_CTabulation[[#This Row],[Over Rate]]","v":0},{"$f":"TOU_CTabulation[[#This Row],[Base Value]]+TOU_CTabulation[[#This Row],[Over Value]]","v":0}]
[2,3,14,891,76,16,1,717.78,39.799999999999997,2269.2649999999999,2184.1120000000001,{"$f":"TOU_CTabulation[[#This Row],[AC System Output (W)]]/1000","v":2.1841120000000003},{"$f":"IF(A834=TOU_CTabulation[[#This Row],[Month]],M834+TOU_CTabulation[[#This Row],[AC System Output (kW)]],TOU_CTabulation[[#This Row],[AC System Output (kW)]])","v":45.778106000000008},{"$f":"VLOOKUP(TOU_CTabulation[[#This Row],[Month]],Season,2)","v":"Winter"},{"$f":"VLOOKUP(TOU_CTabulation[[#This Row],[Season]],CRate,2)","v":10.5},{"$f":"IF(A836>TOU_CTabulation[[#This Row],[Month]],TOU_CTabulation[[#This Row],[Day]]*TOU_CTabulation[[#This Row],[Base Allow]],0)","v":0},{"$f":"IF(A836>TOU_CTabulation[[#This Row],[Month]],TOU_CTabulation[[#This Row],[Month Cumm]],0)","v":0},{"$f":"IF(TOU_CTabulation[[#This Row],[Month Base Gen]]=0,0,TOU_CTabulation[[#This Row],[Month Base Gen]]-TOU_CTabulation[[#This Row],[Day]]*TOU_CTabulation[[#This Row],[Base Allow]])","v":0},{"$f":"VLOOKUP(TOU_CTabulation[[#This Row],[Hour]],daypart,2)","v":"All"},{"$f":"TOU_CTabulation[[#This Row],[Season]]&TOU_CTabulation[[#This Row],[Day-Part]]","v":"WinterAll"},{"$f":"VLOOKUP(TOU_CTabulation[[#This Row],[Daypart]],TOUC,2)","v":0.25901999999999997},{"$f":"VLOOKUP(TOU_CTabulation[[#This Row],[Daypart]],TOUC,3)","v":0.32596000000000003},{"$f":"TOU_CTabulation[[#This Row],[Month Base Allow]]*TOU_CTabulation[[#This Row],[Base Rate]]","v":0},{"$f":"TOU_CTabulation[[#This Row],[Month Overbase Gen]]*TOU_CTabulation[[#This Row],[Over Rate]]","v":0},{"$f":"TOU_CTabulation[[#This Row],[Base Value]]+TOU_CTabulation[[#This Row],[Over Value]]","v":0}]
[2,3,15,801,65,15,1,518.19600000000003,32.503999999999998,1658.3,1595.287,{"$f":"TOU_CTabulation[[#This Row],[AC System Output (W)]]/1000","v":1.5952870000000001},{"$f":"IF(A835=TOU_CTabulation[[#This Row],[Month]],M835+TOU_CTabulation[[#This Row],[AC System Output (kW)]],TOU_CTabulation[[#This Row],[AC System Output (kW)]])","v":47.373393000000007},{"$f":"VLOOKUP(TOU_CTabulation[[#This Row],[Month]],Season,2)","v":"Winter"},{"$f":"VLOOKUP(TOU_CTabulation[[#This Row],[Season]],CRate,2)","v":10.5},{"$f":"IF(A837>TOU_CTabulation[[#This Row],[Month]],TOU_CTabulation[[#This Row],[Day]]*TOU_CTabulation[[#This Row],[Base Allow]],0)","v":0},{"$f":"IF(A837>TOU_CTabulation[[#This Row],[Month]],TOU_CTabulation[[#This Row],[Month Cumm]],0)","v":0},{"$f":"IF(TOU_CTabulation[[#This Row],[Month Base Gen]]=0,0,TOU_CTabulation[[#This Row],[Month Base Gen]]-TOU_CTabulation[[#This Row],[Day]]*TOU_CTabulation[[#This Row],[Base Allow]])","v":0},{"$f":"VLOOKUP(TOU_CTabulation[[#This Row],[Hour]],daypart,2)","v":"All"},{"$f":"TOU_CTabulation[[#This Row],[Season]]&TOU_CTabulation[[#This Row],[Day-Part]]","v":"WinterAll"},{"$f":"VLOOKUP(TOU_CTabulation[[#This Row],[Daypart]],TOUC,2)","v":0.25901999999999997},{"$f":"VLOOKUP(TOU_CTabulation[[#This Row],[Daypart]],TOUC,3)","v":0.32596000000000003},{"$f":"TOU_CTabulation[[#This Row],[Month Base Allow]]*TOU_CTabulation[[#This Row],[Base Rate]]","v":0},{"$f":"TOU_CTabulation[[#This Row],[Month Overbase Gen]]*TOU_CTabulation[[#This Row],[Over Rate]]","v":0},{"$f":"TOU_CTabulation[[#This Row],[Base Value]]+TOU_CTabulation[[#This Row],[Over Value]]","v":0}]
[2,3,16,602,46,12,1,267.68700000000001,21.027999999999999,835.673,796.99,{"$f":"TOU_CTabulation[[#This Row],[AC System Output (W)]]/1000","v":0.79698999999999998},{"$f":"IF(A836=TOU_CTabulation[[#This Row],[Month]],M836+TOU_CTabulation[[#This Row],[AC System Output (kW)]],TOU_CTabulation[[#This Row],[AC System Output (kW)]])","v":48.170383000000008},{"$f":"VLOOKUP(TOU_CTabulation[[#This Row],[Month]],Season,2)","v":"Winter"},{"$f":"VLOOKUP(TOU_CTabulation[[#This Row],[Season]],CRate,2)","v":10.5},{"$f":"IF(A838>TOU_CTabulation[[#This Row],[Month]],TOU_CTabulation[[#This Row],[Day]]*TOU_CTabulation[[#This Row],[Base Allow]],0)","v":0},{"$f":"IF(A838>TOU_CTabulation[[#This Row],[Month]],TOU_CTabulation[[#This Row],[Month Cumm]],0)","v":0},{"$f":"IF(TOU_CTabulation[[#This Row],[Month Base Gen]]=0,0,TOU_CTabulation[[#This Row],[Month Base Gen]]-TOU_CTabulation[[#This Row],[Day]]*TOU_CTabulation[[#This Row],[Base Allow]])","v":0},{"$f":"VLOOKUP(TOU_CTabulation[[#This Row],[Hour]],daypart,2)","v":"All"},{"$f":"TOU_CTabulation[[#This Row],[Season]]&TOU_CTabulation[[#This Row],[Day-Part]]","v":"WinterAll"},{"$f":"VLOOKUP(TOU_CTabulation[[#This Row],[Daypart]],TOUC,2)","v":0.25901999999999997},{"$f":"VLOOKUP(TOU_CTabulation[[#This Row],[Daypart]],TOUC,3)","v":0.32596000000000003},{"$f":"TOU_CTabulation[[#This Row],[Month Base Allow]]*TOU_CTabulation[[#This Row],[Base Rate]]","v":0},{"$f":"TOU_CTabulation[[#This Row],[Month Overbase Gen]]*TOU_CTabulation[[#This Row],[Over Rate]]","v":0},{"$f":"TOU_CTabulation[[#This Row],[Base Value]]+TOU_CTabulation[[#This Row],[Over Value]]","v":0}]
[2,3,17,0,0,10,1,0,10,0,0,{"$f":"TOU_CTabulation[[#This Row],[AC System Output (W)]]/1000","v":0},{"$f":"IF(A837=TOU_CTabulation[[#This Row],[Month]],M837+TOU_CTabulation[[#This Row],[AC System Output (kW)]],TOU_CTabulation[[#This Row],[AC System Output (kW)]])","v":48.170383000000008},{"$f":"VLOOKUP(TOU_CTabulation[[#This Row],[Month]],Season,2)","v":"Winter"},{"$f":"VLOOKUP(TOU_CTabulation[[#This Row],[Season]],CRate,2)","v":10.5},{"$f":"IF(A839>TOU_CTabulation[[#This Row],[Month]],TOU_CTabulation[[#This Row],[Day]]*TOU_CTabulation[[#This Row],[Base Allow]],0)","v":0},{"$f":"IF(A839>TOU_CTabulation[[#This Row],[Month]],TOU_CTabulation[[#This Row],[Month Cumm]],0)","v":0},{"$f":"IF(TOU_CTabulation[[#This Row],[Month Base Gen]]=0,0,TOU_CTabulation[[#This Row],[Month Base Gen]]-TOU_CTabulation[[#This Row],[Day]]*TOU_CTabulation[[#This Row],[Base Allow]])","v":0},{"$f":"VLOOKUP(TOU_CTabulation[[#This Row],[Hour]],daypart,2)","v":"All"},{"$f":"TOU_CTabulation[[#This Row],[Season]]&TOU_CTabulation[[#This Row],[Day-Part]]","v":"WinterAll"},{"$f":"VLOOKUP(TOU_CTabulation[[#This Row],[Daypart]],TOUC,2)","v":0.25901999999999997},{"$f":"VLOOKUP(TOU_CTabulation[[#This Row],[Daypart]],TOUC,3)","v":0.32596000000000003},{"$f":"TOU_CTabulation[[#This Row],[Month Base Allow]]*TOU_CTabulation[[#This Row],[Base Rate]]","v":0},{"$f":"TOU_CTabulation[[#This Row],[Month Overbase Gen]]*TOU_CTabulation[[#This Row],[Over Rate]]","v":0},{"$f":"TOU_CTabulation[[#This Row],[Base Value]]+TOU_CTabulation[[#This Row],[Over Value]]","v":0}]
[2,3,18,0,0,9,1,0,9,0,0,{"$f":"TOU_CTabulation[[#This Row],[AC System Output (W)]]/1000","v":0},{"$f":"IF(A838=TOU_CTabulation[[#This Row],[Month]],M838+TOU_CTabulation[[#This Row],[AC System Output (kW)]],TOU_CTabulation[[#This Row],[AC System Output (kW)]])","v":48.170383000000008},{"$f":"VLOOKUP(TOU_CTabulation[[#This Row],[Month]],Season,2)","v":"Winter"},{"$f":"VLOOKUP(TOU_CTabulation[[#This Row],[Season]],CRate,2)","v":10.5},{"$f":"IF(A840>TOU_CTabulation[[#This Row],[Month]],TOU_CTabulation[[#This Row],[Day]]*TOU_CTabulation[[#This Row],[Base Allow]],0)","v":0},{"$f":"IF(A840>TOU_CTabulation[[#This Row],[Month]],TOU_CTabulation[[#This Row],[Month Cumm]],0)","v":0},{"$f":"IF(TOU_CTabulation[[#This Row],[Month Base Gen]]=0,0,TOU_CTabulation[[#This Row],[Month Base Gen]]-TOU_CTabulation[[#This Row],[Day]]*TOU_CTabulation[[#This Row],[Base Allow]])","v":0},{"$f":"VLOOKUP(TOU_CTabulation[[#This Row],[Hour]],daypart,2)","v":"All"},{"$f":"TOU_CTabulation[[#This Row],[Season]]&TOU_CTabulation[[#This Row],[Day-Part]]","v":"WinterAll"},{"$f":"VLOOKUP(TOU_CTabulation[[#This Row],[Daypart]],TOUC,2)","v":0.25901999999999997},{"$f":"VLOOKUP(TOU_CTabulation[[#This Row],[Daypart]],TOUC,3)","v":0.32596000000000003},{"$f":"TOU_CTabulation[[#This Row],[Month Base Allow]]*TOU_CTabulation[[#This Row],[Base Rate]]","v":0},{"$f":"TOU_CTabulation[[#This Row],[Month Overbase Gen]]*TOU_CTabulation[[#This Row],[Over Rate]]","v":0},{"$f":"TOU_CTabulation[[#This Row],[Base Value]]+TOU_CTabulation[[#This Row],[Over Value]]","v":0}]
[2,3,19,0,0,9,1,0,9,0,0,{"$f":"TOU_CTabulation[[#This Row],[AC System Output (W)]]/1000","v":0},{"$f":"IF(A839=TOU_CTabulation[[#This Row],[Month]],M839+TOU_CTabulation[[#This Row],[AC System Output (kW)]],TOU_CTabulation[[#This Row],[AC System Output (kW)]])","v":48.170383000000008},{"$f":"VLOOKUP(TOU_CTabulation[[#This Row],[Month]],Season,2)","v":"Winter"},{"$f":"VLOOKUP(TOU_CTabulation[[#This Row],[Season]],CRate,2)","v":10.5},{"$f":"IF(A841>TOU_CTabulation[[#This Row],[Month]],TOU_CTabulation[[#This Row],[Day]]*TOU_CTabulation[[#This Row],[Base Allow]],0)","v":0},{"$f":"IF(A841>TOU_CTabulation[[#This Row],[Month]],TOU_CTabulation[[#This Row],[Month Cumm]],0)","v":0},{"$f":"IF(TOU_CTabulation[[#This Row],[Month Base Gen]]=0,0,TOU_CTabulation[[#This Row],[Month Base Gen]]-TOU_CTabulation[[#This Row],[Day]]*TOU_CTabulation[[#This Row],[Base Allow]])","v":0},{"$f":"VLOOKUP(TOU_CTabulation[[#This Row],[Hour]],daypart,2)","v":"All"},{"$f":"TOU_CTabulation[[#This Row],[Season]]&TOU_CTabulation[[#This Row],[Day-Part]]","v":"WinterAll"},{"$f":"VLOOKUP(TOU_CTabulation[[#This Row],[Daypart]],TOUC,2)","v":0.25901999999999997},{"$f":"VLOOKUP(TOU_CTabulation[[#This Row],[Daypart]],TOUC,3)","v":0.32596000000000003},{"$f":"TOU_CTabulation[[#This Row],[Month Base Allow]]*TOU_CTabulation[[#This Row],[Base Rate]]","v":0},{"$f":"TOU_CTabulation[[#This Row],[Month Overbase Gen]]*TOU_CTabulation[[#This Row],[Over Rate]]","v":0},{"$f":"TOU_CTabulation[[#This Row],[Base Value]]+TOU_CTabulation[[#This Row],[Over Value]]","v":0}]
[2,3,20,0,0,8,1,0,8,0,0,{"$f":"TOU_CTabulation[[#This Row],[AC System Output (W)]]/1000","v":0},{"$f":"IF(A840=TOU_CTabulation[[#This Row],[Month]],M840+TOU_CTabulation[[#This Row],[AC System Output (kW)]],TOU_CTabulation[[#This Row],[AC System Output (kW)]])","v":48.170383000000008},{"$f":"VLOOKUP(TOU_CTabulation[[#This Row],[Month]],Season,2)","v":"Winter"},{"$f":"VLOOKUP(TOU_CTabulation[[#This Row],[Season]],CRate,2)","v":10.5},{"$f":"IF(A842>TOU_CTabulation[[#This Row],[Month]],TOU_CTabulation[[#This Row],[Day]]*TOU_CTabulation[[#This Row],[Base Allow]],0)","v":0},{"$f":"IF(A842>TOU_CTabulation[[#This Row],[Month]],TOU_CTabulation[[#This Row],[Month Cumm]],0)","v":0},{"$f":"IF(TOU_CTabulation[[#This Row],[Month Base Gen]]=0,0,TOU_CTabulation[[#This Row],[Month Base Gen]]-TOU_CTabulation[[#This Row],[Day]]*TOU_CTabulation[[#This Row],[Base Allow]])","v":0},{"$f":"VLOOKUP(TOU_CTabulation[[#This Row],[Hour]],daypart,2)","v":"All"},{"$f":"TOU_CTabulation[[#This Row],[Season]]&TOU_CTabulation[[#This Row],[Day-Part]]","v":"WinterAll"},{"$f":"VLOOKUP(TOU_CTabulation[[#This Row],[Daypart]],TOUC,2)","v":0.25901999999999997},{"$f":"VLOOKUP(TOU_CTabulation[[#This Row],[Daypart]],TOUC,3)","v":0.32596000000000003},{"$f":"TOU_CTabulation[[#This Row],[Month Base Allow]]*TOU_CTabulation[[#This Row],[Base Rate]]","v":0},{"$f":"TOU_CTabulation[[#This Row],[Month Overbase Gen]]*TOU_CTabulation[[#This Row],[Over Rate]]","v":0},{"$f":"TOU_CTabulation[[#This Row],[Base Value]]+TOU_CTabulation[[#This Row],[Over Value]]","v":0}]
[2,3,21,0,0,8,1,0,8,0,0,{"$f":"TOU_CTabulation[[#This Row],[AC System Output (W)]]/1000","v":0},{"$f":"IF(A841=TOU_CTabulation[[#This Row],[Month]],M841+TOU_CTabulation[[#This Row],[AC System Output (kW)]],TOU_CTabulation[[#This Row],[AC System Output (kW)]])","v":48.170383000000008},{"$f":"VLOOKUP(TOU_CTabulation[[#This Row],[Month]],Season,2)","v":"Winter"},{"$f":"VLOOKUP(TOU_CTabulation[[#This Row],[Season]],CRate,2)","v":10.5},{"$f":"IF(A843>TOU_CTabulation[[#This Row],[Month]],TOU_CTabulation[[#This Row],[Day]]*TOU_CTabulation[[#This Row],[Base Allow]],0)","v":0},{"$f":"IF(A843>TOU_CTabulation[[#This Row],[Month]],TOU_CTabulation[[#This Row],[Month Cumm]],0)","v":0},{"$f":"IF(TOU_CTabulation[[#This Row],[Month Base Gen]]=0,0,TOU_CTabulation[[#This Row],[Month Base Gen]]-TOU_CTabulation[[#This Row],[Day]]*TOU_CTabulation[[#This Row],[Base Allow]])","v":0},{"$f":"VLOOKUP(TOU_CTabulation[[#This Row],[Hour]],daypart,2)","v":"All"},{"$f":"TOU_CTabulation[[#This Row],[Season]]&TOU_CTabulation[[#This Row],[Day-Part]]","v":"WinterAll"},{"$f":"VLOOKUP(TOU_CTabulation[[#This Row],[Daypart]],TOUC,2)","v":0.25901999999999997},{"$f":"VLOOKUP(TOU_CTabulation[[#This Row],[Daypart]],TOUC,3)","v":0.32596000000000003},{"$f":"TOU_CTabulation[[#This Row],[Month Base Allow]]*TOU_CTabulation[[#This Row],[Base Rate]]","v":0},{"$f":"TOU_CTabulation[[#This Row],[Month Overbase Gen]]*TOU_CTabulation[[#This Row],[Over Rate]]","v":0},{"$f":"TOU_CTabulation[[#This Row],[Base Value]]+TOU_CTabulation[[#This Row],[Over Value]]","v":0}]
[2,3,22,0,0,7,1,0,7,0,0,{"$f":"TOU_CTabulation[[#This Row],[AC System Output (W)]]/1000","v":0},{"$f":"IF(A842=TOU_CTabulation[[#This Row],[Month]],M842+TOU_CTabulation[[#This Row],[AC System Output (kW)]],TOU_CTabulation[[#This Row],[AC System Output (kW)]])","v":48.170383000000008},{"$f":"VLOOKUP(TOU_CTabulation[[#This Row],[Month]],Season,2)","v":"Winter"},{"$f":"VLOOKUP(TOU_CTabulation[[#This Row],[Season]],CRate,2)","v":10.5},{"$f":"IF(A844>TOU_CTabulation[[#This Row],[Month]],TOU_CTabulation[[#This Row],[Day]]*TOU_CTabulation[[#This Row],[Base Allow]],0)","v":0},{"$f":"IF(A844>TOU_CTabulation[[#This Row],[Month]],TOU_CTabulation[[#This Row],[Month Cumm]],0)","v":0},{"$f":"IF(TOU_CTabulation[[#This Row],[Month Base Gen]]=0,0,TOU_CTabulation[[#This Row],[Month Base Gen]]-TOU_CTabulation[[#This Row],[Day]]*TOU_CTabulation[[#This Row],[Base Allow]])","v":0},{"$f":"VLOOKUP(TOU_CTabulation[[#This Row],[Hour]],daypart,2)","v":"All"},{"$f":"TOU_CTabulation[[#This Row],[Season]]&TOU_CTabulation[[#This Row],[Day-Part]]","v":"WinterAll"},{"$f":"VLOOKUP(TOU_CTabulation[[#This Row],[Daypart]],TOUC,2)","v":0.25901999999999997},{"$f":"VLOOKUP(TOU_CTabulation[[#This Row],[Daypart]],TOUC,3)","v":0.32596000000000003},{"$f":"TOU_CTabulation[[#This Row],[Month Base Allow]]*TOU_CTabulation[[#This Row],[Base Rate]]","v":0},{"$f":"TOU_CTabulation[[#This Row],[Month Overbase Gen]]*TOU_CTabulation[[#This Row],[Over Rate]]","v":0},{"$f":"TOU_CTabulation[[#This Row],[Base Value]]+TOU_CTabulation[[#This Row],[Over Value]]","v":0}]
[2,3,23,0,0,6,1,0,6,0,0,{"$f":"TOU_CTabulation[[#This Row],[AC System Output (W)]]/1000","v":0},{"$f":"IF(A843=TOU_CTabulation[[#This Row],[Month]],M843+TOU_CTabulation[[#This Row],[AC System Output (kW)]],TOU_CTabulation[[#This Row],[AC System Output (kW)]])","v":48.170383000000008},{"$f":"VLOOKUP(TOU_CTabulation[[#This Row],[Month]],Season,2)","v":"Winter"},{"$f":"VLOOKUP(TOU_CTabulation[[#This Row],[Season]],CRate,2)","v":10.5},{"$f":"IF(A845>TOU_CTabulation[[#This Row],[Month]],TOU_CTabulation[[#This Row],[Day]]*TOU_CTabulation[[#This Row],[Base Allow]],0)","v":0},{"$f":"IF(A845>TOU_CTabulation[[#This Row],[Month]],TOU_CTabulation[[#This Row],[Month Cumm]],0)","v":0},{"$f":"IF(TOU_CTabulation[[#This Row],[Month Base Gen]]=0,0,TOU_CTabulation[[#This Row],[Month Base Gen]]-TOU_CTabulation[[#This Row],[Day]]*TOU_CTabulation[[#This Row],[Base Allow]])","v":0},{"$f":"VLOOKUP(TOU_CTabulation[[#This Row],[Hour]],daypart,2)","v":"All"},{"$f":"TOU_CTabulation[[#This Row],[Season]]&TOU_CTabulation[[#This Row],[Day-Part]]","v":"WinterAll"},{"$f":"VLOOKUP(TOU_CTabulation[[#This Row],[Daypart]],TOUC,2)","v":0.25901999999999997},{"$f":"VLOOKUP(TOU_CTabulation[[#This Row],[Daypart]],TOUC,3)","v":0.32596000000000003},{"$f":"TOU_CTabulation[[#This Row],[Month Base Allow]]*TOU_CTabulation[[#This Row],[Base Rate]]","v":0},{"$f":"TOU_CTabulation[[#This Row],[Month Overbase Gen]]*TOU_CTabulation[[#This Row],[Over Rate]]","v":0},{"$f":"TOU_CTabulation[[#This Row],[Base Value]]+TOU_CTabulation[[#This Row],[Over Value]]","v":0}]
[2,4,0,0,0,6,1,0,6,0,0,{"$f":"TOU_CTabulation[[#This Row],[AC System Output (W)]]/1000","v":0},{"$f":"IF(A844=TOU_CTabulation[[#This Row],[Month]],M844+TOU_CTabulation[[#This Row],[AC System Output (kW)]],TOU_CTabulation[[#This Row],[AC System Output (kW)]])","v":48.170383000000008},{"$f":"VLOOKUP(TOU_CTabulation[[#This Row],[Month]],Season,2)","v":"Winter"},{"$f":"VLOOKUP(TOU_CTabulation[[#This Row],[Season]],CRate,2)","v":10.5},{"$f":"IF(A846>TOU_CTabulation[[#This Row],[Month]],TOU_CTabulation[[#This Row],[Day]]*TOU_CTabulation[[#This Row],[Base Allow]],0)","v":0},{"$f":"IF(A846>TOU_CTabulation[[#This Row],[Month]],TOU_CTabulation[[#This Row],[Month Cumm]],0)","v":0},{"$f":"IF(TOU_CTabulation[[#This Row],[Month Base Gen]]=0,0,TOU_CTabulation[[#This Row],[Month Base Gen]]-TOU_CTabulation[[#This Row],[Day]]*TOU_CTabulation[[#This Row],[Base Allow]])","v":0},{"$f":"VLOOKUP(TOU_CTabulation[[#This Row],[Hour]],daypart,2)","v":"All"},{"$f":"TOU_CTabulation[[#This Row],[Season]]&TOU_CTabulation[[#This Row],[Day-Part]]","v":"WinterAll"},{"$f":"VLOOKUP(TOU_CTabulation[[#This Row],[Daypart]],TOUC,2)","v":0.25901999999999997},{"$f":"VLOOKUP(TOU_CTabulation[[#This Row],[Daypart]],TOUC,3)","v":0.32596000000000003},{"$f":"TOU_CTabulation[[#This Row],[Month Base Allow]]*TOU_CTabulation[[#This Row],[Base Rate]]","v":0},{"$f":"TOU_CTabulation[[#This Row],[Month Overbase Gen]]*TOU_CTabulation[[#This Row],[Over Rate]]","v":0},{"$f":"TOU_CTabulation[[#This Row],[Base Value]]+TOU_CTabulation[[#This Row],[Over Value]]","v":0}]
[2,4,1,0,0,5,1,0,5,0,0,{"$f":"TOU_CTabulation[[#This Row],[AC System Output (W)]]/1000","v":0},{"$f":"IF(A845=TOU_CTabulation[[#This Row],[Month]],M845+TOU_CTabulation[[#This Row],[AC System Output (kW)]],TOU_CTabulation[[#This Row],[AC System Output (kW)]])","v":48.170383000000008},{"$f":"VLOOKUP(TOU_CTabulation[[#This Row],[Month]],Season,2)","v":"Winter"},{"$f":"VLOOKUP(TOU_CTabulation[[#This Row],[Season]],CRate,2)","v":10.5},{"$f":"IF(A847>TOU_CTabulation[[#This Row],[Month]],TOU_CTabulation[[#This Row],[Day]]*TOU_CTabulation[[#This Row],[Base Allow]],0)","v":0},{"$f":"IF(A847>TOU_CTabulation[[#This Row],[Month]],TOU_CTabulation[[#This Row],[Month Cumm]],0)","v":0},{"$f":"IF(TOU_CTabulation[[#This Row],[Month Base Gen]]=0,0,TOU_CTabulation[[#This Row],[Month Base Gen]]-TOU_CTabulation[[#This Row],[Day]]*TOU_CTabulation[[#This Row],[Base Allow]])","v":0},{"$f":"VLOOKUP(TOU_CTabulation[[#This Row],[Hour]],daypart,2)","v":"All"},{"$f":"TOU_CTabulation[[#This Row],[Season]]&TOU_CTabulation[[#This Row],[Day-Part]]","v":"WinterAll"},{"$f":"VLOOKUP(TOU_CTabulation[[#This Row],[Daypart]],TOUC,2)","v":0.25901999999999997},{"$f":"VLOOKUP(TOU_CTabulation[[#This Row],[Daypart]],TOUC,3)","v":0.32596000000000003},{"$f":"TOU_CTabulation[[#This Row],[Month Base Allow]]*TOU_CTabulation[[#This Row],[Base Rate]]","v":0},{"$f":"TOU_CTabulation[[#This Row],[Month Overbase Gen]]*TOU_CTabulation[[#This Row],[Over Rate]]","v":0},{"$f":"TOU_CTabulation[[#This Row],[Base Value]]+TOU_CTabulation[[#This Row],[Over Value]]","v":0}]
[2,4,2,0,0,5,2,0,5,0,0,{"$f":"TOU_CTabulation[[#This Row],[AC System Output (W)]]/1000","v":0},{"$f":"IF(A846=TOU_CTabulation[[#This Row],[Month]],M846+TOU_CTabulation[[#This Row],[AC System Output (kW)]],TOU_CTabulation[[#This Row],[AC System Output (kW)]])","v":48.170383000000008},{"$f":"VLOOKUP(TOU_CTabulation[[#This Row],[Month]],Season,2)","v":"Winter"},{"$f":"VLOOKUP(TOU_CTabulation[[#This Row],[Season]],CRate,2)","v":10.5},{"$f":"IF(A848>TOU_CTabulation[[#This Row],[Month]],TOU_CTabulation[[#This Row],[Day]]*TOU_CTabulation[[#This Row],[Base Allow]],0)","v":0},{"$f":"IF(A848>TOU_CTabulation[[#This Row],[Month]],TOU_CTabulation[[#This Row],[Month Cumm]],0)","v":0},{"$f":"IF(TOU_CTabulation[[#This Row],[Month Base Gen]]=0,0,TOU_CTabulation[[#This Row],[Month Base Gen]]-TOU_CTabulation[[#This Row],[Day]]*TOU_CTabulation[[#This Row],[Base Allow]])","v":0},{"$f":"VLOOKUP(TOU_CTabulation[[#This Row],[Hour]],daypart,2)","v":"All"},{"$f":"TOU_CTabulation[[#This Row],[Season]]&TOU_CTabulation[[#This Row],[Day-Part]]","v":"WinterAll"},{"$f":"VLOOKUP(TOU_CTabulation[[#This Row],[Daypart]],TOUC,2)","v":0.25901999999999997},{"$f":"VLOOKUP(TOU_CTabulation[[#This Row],[Daypart]],TOUC,3)","v":0.32596000000000003},{"$f":"TOU_CTabulation[[#This Row],[Month Base Allow]]*TOU_CTabulation[[#This Row],[Base Rate]]","v":0},{"$f":"TOU_CTabulation[[#This Row],[Month Overbase Gen]]*TOU_CTabulation[[#This Row],[Over Rate]]","v":0},{"$f":"TOU_CTabulation[[#This Row],[Base Value]]+TOU_CTabulation[[#This Row],[Over Value]]","v":0}]
[2,4,3,0,0,4,2,0,4,0,0,{"$f":"TOU_CTabulation[[#This Row],[AC System Output (W)]]/1000","v":0},{"$f":"IF(A847=TOU_CTabulation[[#This Row],[Month]],M847+TOU_CTabulation[[#This Row],[AC System Output (kW)]],TOU_CTabulation[[#This Row],[AC System Output (kW)]])","v":48.170383000000008},{"$f":"VLOOKUP(TOU_CTabulation[[#This Row],[Month]],Season,2)","v":"Winter"},{"$f":"VLOOKUP(TOU_CTabulation[[#This Row],[Season]],CRate,2)","v":10.5},{"$f":"IF(A849>TOU_CTabulation[[#This Row],[Month]],TOU_CTabulation[[#This Row],[Day]]*TOU_CTabulation[[#This Row],[Base Allow]],0)","v":0},{"$f":"IF(A849>TOU_CTabulation[[#This Row],[Month]],TOU_CTabulation[[#This Row],[Month Cumm]],0)","v":0},{"$f":"IF(TOU_CTabulation[[#This Row],[Month Base Gen]]=0,0,TOU_CTabulation[[#This Row],[Month Base Gen]]-TOU_CTabulation[[#This Row],[Day]]*TOU_CTabulation[[#This Row],[Base Allow]])","v":0},{"$f":"VLOOKUP(TOU_CTabulation[[#This Row],[Hour]],daypart,2)","v":"All"},{"$f":"TOU_CTabulation[[#This Row],[Season]]&TOU_CTabulation[[#This Row],[Day-Part]]","v":"WinterAll"},{"$f":"VLOOKUP(TOU_CTabulation[[#This Row],[Daypart]],TOUC,2)","v":0.25901999999999997},{"$f":"VLOOKUP(TOU_CTabulation[[#This Row],[Daypart]],TOUC,3)","v":0.32596000000000003},{"$f":"TOU_CTabulation[[#This Row],[Month Base Allow]]*TOU_CTabulation[[#This Row],[Base Rate]]","v":0},{"$f":"TOU_CTabulation[[#This Row],[Month Overbase Gen]]*TOU_CTabulation[[#This Row],[Over Rate]]","v":0},{"$f":"TOU_CTabulation[[#This Row],[Base Value]]+TOU_CTabulation[[#This Row],[Over Value]]","v":0}]
[2,4,4,0,0,4,2,0,4,0,0,{"$f":"TOU_CTabulation[[#This Row],[AC System Output (W)]]/1000","v":0},{"$f":"IF(A848=TOU_CTabulation[[#This Row],[Month]],M848+TOU_CTabulation[[#This Row],[AC System Output (kW)]],TOU_CTabulation[[#This Row],[AC System Output (kW)]])","v":48.170383000000008},{"$f":"VLOOKUP(TOU_CTabulation[[#This Row],[Month]],Season,2)","v":"Winter"},{"$f":"VLOOKUP(TOU_CTabulation[[#This Row],[Season]],CRate,2)","v":10.5},{"$f":"IF(A850>TOU_CTabulation[[#This Row],[Month]],TOU_CTabulation[[#This Row],[Day]]*TOU_CTabulation[[#This Row],[Base Allow]],0)","v":0},{"$f":"IF(A850>TOU_CTabulation[[#This Row],[Month]],TOU_CTabulation[[#This Row],[Month Cumm]],0)","v":0},{"$f":"IF(TOU_CTabulation[[#This Row],[Month Base Gen]]=0,0,TOU_CTabulation[[#This Row],[Month Base Gen]]-TOU_CTabulation[[#This Row],[Day]]*TOU_CTabulation[[#This Row],[Base Allow]])","v":0},{"$f":"VLOOKUP(TOU_CTabulation[[#This Row],[Hour]],daypart,2)","v":"All"},{"$f":"TOU_CTabulation[[#This Row],[Season]]&TOU_CTabulation[[#This Row],[Day-Part]]","v":"WinterAll"},{"$f":"VLOOKUP(TOU_CTabulation[[#This Row],[Daypart]],TOUC,2)","v":0.25901999999999997},{"$f":"VLOOKUP(TOU_CTabulation[[#This Row],[Daypart]],TOUC,3)","v":0.32596000000000003},{"$f":"TOU_CTabulation[[#This Row],[Month Base Allow]]*TOU_CTabulation[[#This Row],[Base Rate]]","v":0},{"$f":"TOU_CTabulation[[#This Row],[Month Overbase Gen]]*TOU_CTabulation[[#This Row],[Over Rate]]","v":0},{"$f":"TOU_CTabulation[[#This Row],[Base Value]]+TOU_CTabulation[[#This Row],[Over Value]]","v":0}]
[2,4,5,0,0,4,2,0,4,0,0,{"$f":"TOU_CTabulation[[#This Row],[AC System Output (W)]]/1000","v":0},{"$f":"IF(A849=TOU_CTabulation[[#This Row],[Month]],M849+TOU_CTabulation[[#This Row],[AC System Output (kW)]],TOU_CTabulation[[#This Row],[AC System Output (kW)]])","v":48.170383000000008},{"$f":"VLOOKUP(TOU_CTabulation[[#This Row],[Month]],Season,2)","v":"Winter"},{"$f":"VLOOKUP(TOU_CTabulation[[#This Row],[Season]],CRate,2)","v":10.5},{"$f":"IF(A851>TOU_CTabulation[[#This Row],[Month]],TOU_CTabulation[[#This Row],[Day]]*TOU_CTabulation[[#This Row],[Base Allow]],0)","v":0},{"$f":"IF(A851>TOU_CTabulation[[#This Row],[Month]],TOU_CTabulation[[#This Row],[Month Cumm]],0)","v":0},{"$f":"IF(TOU_CTabulation[[#This Row],[Month Base Gen]]=0,0,TOU_CTabulation[[#This Row],[Month Base Gen]]-TOU_CTabulation[[#This Row],[Day]]*TOU_CTabulation[[#This Row],[Base Allow]])","v":0},{"$f":"VLOOKUP(TOU_CTabulation[[#This Row],[Hour]],daypart,2)","v":"All"},{"$f":"TOU_CTabulation[[#This Row],[Season]]&TOU_CTabulation[[#This Row],[Day-Part]]","v":"WinterAll"},{"$f":"VLOOKUP(TOU_CTabulation[[#This Row],[Daypart]],TOUC,2)","v":0.25901999999999997},{"$f":"VLOOKUP(TOU_CTabulation[[#This Row],[Daypart]],TOUC,3)","v":0.32596000000000003},{"$f":"TOU_CTabulation[[#This Row],[Month Base Allow]]*TOU_CTabulation[[#This Row],[Base Rate]]","v":0},{"$f":"TOU_CTabulation[[#This Row],[Month Overbase Gen]]*TOU_CTabulation[[#This Row],[Over Rate]]","v":0},{"$f":"TOU_CTabulation[[#This Row],[Base Value]]+TOU_CTabulation[[#This Row],[Over Value]]","v":0}]
[2,4,6,0,0,4,2,0,4,0,0,{"$f":"TOU_CTabulation[[#This Row],[AC System Output (W)]]/1000","v":0},{"$f":"IF(A850=TOU_CTabulation[[#This Row],[Month]],M850+TOU_CTabulation[[#This Row],[AC System Output (kW)]],TOU_CTabulation[[#This Row],[AC System Output (kW)]])","v":48.170383000000008},{"$f":"VLOOKUP(TOU_CTabulation[[#This Row],[Month]],Season,2)","v":"Winter"},{"$f":"VLOOKUP(TOU_CTabulation[[#This Row],[Season]],CRate,2)","v":10.5},{"$f":"IF(A852>TOU_CTabulation[[#This Row],[Month]],TOU_CTabulation[[#This Row],[Day]]*TOU_CTabulation[[#This Row],[Base Allow]],0)","v":0},{"$f":"IF(A852>TOU_CTabulation[[#This Row],[Month]],TOU_CTabulation[[#This Row],[Month Cumm]],0)","v":0},{"$f":"IF(TOU_CTabulation[[#This Row],[Month Base Gen]]=0,0,TOU_CTabulation[[#This Row],[Month Base Gen]]-TOU_CTabulation[[#This Row],[Day]]*TOU_CTabulation[[#This Row],[Base Allow]])","v":0},{"$f":"VLOOKUP(TOU_CTabulation[[#This Row],[Hour]],daypart,2)","v":"All"},{"$f":"TOU_CTabulation[[#This Row],[Season]]&TOU_CTabulation[[#This Row],[Day-Part]]","v":"WinterAll"},{"$f":"VLOOKUP(TOU_CTabulation[[#This Row],[Daypart]],TOUC,2)","v":0.25901999999999997},{"$f":"VLOOKUP(TOU_CTabulation[[#This Row],[Daypart]],TOUC,3)","v":0.32596000000000003},{"$f":"TOU_CTabulation[[#This Row],[Month Base Allow]]*TOU_CTabulation[[#This Row],[Base Rate]]","v":0},{"$f":"TOU_CTabulation[[#This Row],[Month Overbase Gen]]*TOU_CTabulation[[#This Row],[Over Rate]]","v":0},{"$f":"TOU_CTabulation[[#This Row],[Base Value]]+TOU_CTabulation[[#This Row],[Over Value]]","v":0}]
[2,4,7,49,30,7,2,45.177999999999997,6.1070000000000002,157.797,134.43600000000001,{"$f":"TOU_CTabulation[[#This Row],[AC System Output (W)]]/1000","v":0.134436},{"$f":"IF(A851=TOU_CTabulation[[#This Row],[Month]],M851+TOU_CTabulation[[#This Row],[AC System Output (kW)]],TOU_CTabulation[[#This Row],[AC System Output (kW)]])","v":48.304819000000009},{"$f":"VLOOKUP(TOU_CTabulation[[#This Row],[Month]],Season,2)","v":"Winter"},{"$f":"VLOOKUP(TOU_CTabulation[[#This Row],[Season]],CRate,2)","v":10.5},{"$f":"IF(A853>TOU_CTabulation[[#This Row],[Month]],TOU_CTabulation[[#This Row],[Day]]*TOU_CTabulation[[#This Row],[Base Allow]],0)","v":0},{"$f":"IF(A853>TOU_CTabulation[[#This Row],[Month]],TOU_CTabulation[[#This Row],[Month Cumm]],0)","v":0},{"$f":"IF(TOU_CTabulation[[#This Row],[Month Base Gen]]=0,0,TOU_CTabulation[[#This Row],[Month Base Gen]]-TOU_CTabulation[[#This Row],[Day]]*TOU_CTabulation[[#This Row],[Base Allow]])","v":0},{"$f":"VLOOKUP(TOU_CTabulation[[#This Row],[Hour]],daypart,2)","v":"All"},{"$f":"TOU_CTabulation[[#This Row],[Season]]&TOU_CTabulation[[#This Row],[Day-Part]]","v":"WinterAll"},{"$f":"VLOOKUP(TOU_CTabulation[[#This Row],[Daypart]],TOUC,2)","v":0.25901999999999997},{"$f":"VLOOKUP(TOU_CTabulation[[#This Row],[Daypart]],TOUC,3)","v":0.32596000000000003},{"$f":"TOU_CTabulation[[#This Row],[Month Base Allow]]*TOU_CTabulation[[#This Row],[Base Rate]]","v":0},{"$f":"TOU_CTabulation[[#This Row],[Month Overbase Gen]]*TOU_CTabulation[[#This Row],[Over Rate]]","v":0},{"$f":"TOU_CTabulation[[#This Row],[Base Value]]+TOU_CTabulation[[#This Row],[Over Value]]","v":0}]
[2,4,8,700,63,10,3,387.35599999999999,17.805,1288.588,1237.288,{"$f":"TOU_CTabulation[[#This Row],[AC System Output (W)]]/1000","v":1.2372879999999999},{"$f":"IF(A852=TOU_CTabulation[[#This Row],[Month]],M852+TOU_CTabulation[[#This Row],[AC System Output (kW)]],TOU_CTabulation[[#This Row],[AC System Output (kW)]])","v":49.542107000000009},{"$f":"VLOOKUP(TOU_CTabulation[[#This Row],[Month]],Season,2)","v":"Winter"},{"$f":"VLOOKUP(TOU_CTabulation[[#This Row],[Season]],CRate,2)","v":10.5},{"$f":"IF(A854>TOU_CTabulation[[#This Row],[Month]],TOU_CTabulation[[#This Row],[Day]]*TOU_CTabulation[[#This Row],[Base Allow]],0)","v":0},{"$f":"IF(A854>TOU_CTabulation[[#This Row],[Month]],TOU_CTabulation[[#This Row],[Month Cumm]],0)","v":0},{"$f":"IF(TOU_CTabulation[[#This Row],[Month Base Gen]]=0,0,TOU_CTabulation[[#This Row],[Month Base Gen]]-TOU_CTabulation[[#This Row],[Day]]*TOU_CTabulation[[#This Row],[Base Allow]])","v":0},{"$f":"VLOOKUP(TOU_CTabulation[[#This Row],[Hour]],daypart,2)","v":"All"},{"$f":"TOU_CTabulation[[#This Row],[Season]]&TOU_CTabulation[[#This Row],[Day-Part]]","v":"WinterAll"},{"$f":"VLOOKUP(TOU_CTabulation[[#This Row],[Daypart]],TOUC,2)","v":0.25901999999999997},{"$f":"VLOOKUP(TOU_CTabulation[[#This Row],[Daypart]],TOUC,3)","v":0.32596000000000003},{"$f":"TOU_CTabulation[[#This Row],[Month Base Allow]]*TOU_CTabulation[[#This Row],[Base Rate]]","v":0},{"$f":"TOU_CTabulation[[#This Row],[Month Overbase Gen]]*TOU_CTabulation[[#This Row],[Over Rate]]","v":0},{"$f":"TOU_CTabulation[[#This Row],[Base Value]]+TOU_CTabulation[[#This Row],[Over Value]]","v":0}]
[2,4,9,840,80,13,2,622.48599999999999,29.122,2055.261,1978.258,{"$f":"TOU_CTabulation[[#This Row],[AC System Output (W)]]/1000","v":1.9782580000000001},{"$f":"IF(A853=TOU_CTabulation[[#This Row],[Month]],M853+TOU_CTabulation[[#This Row],[AC System Output (kW)]],TOU_CTabulation[[#This Row],[AC System Output (kW)]])","v":51.520365000000005},{"$f":"VLOOKUP(TOU_CTabulation[[#This Row],[Month]],Season,2)","v":"Winter"},{"$f":"VLOOKUP(TOU_CTabulation[[#This Row],[Season]],CRate,2)","v":10.5},{"$f":"IF(A855>TOU_CTabulation[[#This Row],[Month]],TOU_CTabulation[[#This Row],[Day]]*TOU_CTabulation[[#This Row],[Base Allow]],0)","v":0},{"$f":"IF(A855>TOU_CTabulation[[#This Row],[Month]],TOU_CTabulation[[#This Row],[Month Cumm]],0)","v":0},{"$f":"IF(TOU_CTabulation[[#This Row],[Month Base Gen]]=0,0,TOU_CTabulation[[#This Row],[Month Base Gen]]-TOU_CTabulation[[#This Row],[Day]]*TOU_CTabulation[[#This Row],[Base Allow]])","v":0},{"$f":"VLOOKUP(TOU_CTabulation[[#This Row],[Hour]],daypart,2)","v":"All"},{"$f":"TOU_CTabulation[[#This Row],[Season]]&TOU_CTabulation[[#This Row],[Day-Part]]","v":"WinterAll"},{"$f":"VLOOKUP(TOU_CTabulation[[#This Row],[Daypart]],TOUC,2)","v":0.25901999999999997},{"$f":"VLOOKUP(TOU_CTabulation[[#This Row],[Daypart]],TOUC,3)","v":0.32596000000000003},{"$f":"TOU_CTabulation[[#This Row],[Month Base Allow]]*TOU_CTabulation[[#This Row],[Base Rate]]","v":0},{"$f":"TOU_CTabulation[[#This Row],[Month Overbase Gen]]*TOU_CTabulation[[#This Row],[Over Rate]]","v":0},{"$f":"TOU_CTabulation[[#This Row],[Base Value]]+TOU_CTabulation[[#This Row],[Over Value]]","v":0}]
[2,4,10,905,90,15,2,799.44600000000003,36.317999999999998,2583.7220000000002,2485.8209999999999,{"$f":"TOU_CTabulation[[#This Row],[AC System Output (W)]]/1000","v":2.4858210000000001},{"$f":"IF(A854=TOU_CTabulation[[#This Row],[Month]],M854+TOU_CTabulation[[#This Row],[AC System Output (kW)]],TOU_CTabulation[[#This Row],[AC System Output (kW)]])","v":54.006186000000007},{"$f":"VLOOKUP(TOU_CTabulation[[#This Row],[Month]],Season,2)","v":"Winter"},{"$f":"VLOOKUP(TOU_CTabulation[[#This Row],[Season]],CRate,2)","v":10.5},{"$f":"IF(A856>TOU_CTabulation[[#This Row],[Month]],TOU_CTabulation[[#This Row],[Day]]*TOU_CTabulation[[#This Row],[Base Allow]],0)","v":0},{"$f":"IF(A856>TOU_CTabulation[[#This Row],[Month]],TOU_CTabulation[[#This Row],[Month Cumm]],0)","v":0},{"$f":"IF(TOU_CTabulation[[#This Row],[Month Base Gen]]=0,0,TOU_CTabulation[[#This Row],[Month Base Gen]]-TOU_CTabulation[[#This Row],[Day]]*TOU_CTabulation[[#This Row],[Base Allow]])","v":0},{"$f":"VLOOKUP(TOU_CTabulation[[#This Row],[Hour]],daypart,2)","v":"All"},{"$f":"TOU_CTabulation[[#This Row],[Season]]&TOU_CTabulation[[#This Row],[Day-Part]]","v":"WinterAll"},{"$f":"VLOOKUP(TOU_CTabulation[[#This Row],[Daypart]],TOUC,2)","v":0.25901999999999997},{"$f":"VLOOKUP(TOU_CTabulation[[#This Row],[Daypart]],TOUC,3)","v":0.32596000000000003},{"$f":"TOU_CTabulation[[#This Row],[Month Base Allow]]*TOU_CTabulation[[#This Row],[Base Rate]]","v":0},{"$f":"TOU_CTabulation[[#This Row],[Month Overbase Gen]]*TOU_CTabulation[[#This Row],[Over Rate]]","v":0},{"$f":"TOU_CTabulation[[#This Row],[Base Value]]+TOU_CTabulation[[#This Row],[Over Value]]","v":0}]
[2,4,11,934,95,16,2,896.58600000000001,40.234999999999999,2852.4279999999999,2742.9050000000002,{"$f":"TOU_CTabulation[[#This Row],[AC System Output (W)]]/1000","v":2.7429050000000004},{"$f":"IF(A855=TOU_CTabulation[[#This Row],[Month]],M855+TOU_CTabulation[[#This Row],[AC System Output (kW)]],TOU_CTabulation[[#This Row],[AC System Output (kW)]])","v":56.749091000000007},{"$f":"VLOOKUP(TOU_CTabulation[[#This Row],[Month]],Season,2)","v":"Winter"},{"$f":"VLOOKUP(TOU_CTabulation[[#This Row],[Season]],CRate,2)","v":10.5},{"$f":"IF(A857>TOU_CTabulation[[#This Row],[Month]],TOU_CTabulation[[#This Row],[Day]]*TOU_CTabulation[[#This Row],[Base Allow]],0)","v":0},{"$f":"IF(A857>TOU_CTabulation[[#This Row],[Month]],TOU_CTabulation[[#This Row],[Month Cumm]],0)","v":0},{"$f":"IF(TOU_CTabulation[[#This Row],[Month Base Gen]]=0,0,TOU_CTabulation[[#This Row],[Month Base Gen]]-TOU_CTabulation[[#This Row],[Day]]*TOU_CTabulation[[#This Row],[Base Allow]])","v":0},{"$f":"VLOOKUP(TOU_CTabulation[[#This Row],[Hour]],daypart,2)","v":"All"},{"$f":"TOU_CTabulation[[#This Row],[Season]]&TOU_CTabulation[[#This Row],[Day-Part]]","v":"WinterAll"},{"$f":"VLOOKUP(TOU_CTabulation[[#This Row],[Daypart]],TOUC,2)","v":0.25901999999999997},{"$f":"VLOOKUP(TOU_CTabulation[[#This Row],[Daypart]],TOUC,3)","v":0.32596000000000003},{"$f":"TOU_CTabulation[[#This Row],[Month Base Allow]]*TOU_CTabulation[[#This Row],[Base Rate]]","v":0},{"$f":"TOU_CTabulation[[#This Row],[Month Overbase Gen]]*TOU_CTabulation[[#This Row],[Over Rate]]","v":0},{"$f":"TOU_CTabulation[[#This Row],[Base Value]]+TOU_CTabulation[[#This Row],[Over Value]]","v":0}]
[2,4,12,938,96,17,1,917.82399999999996,46.463999999999999,2829.6120000000001,2721.1019999999999,{"$f":"TOU_CTabulation[[#This Row],[AC System Output (W)]]/1000","v":2.7211019999999997},{"$f":"IF(A856=TOU_CTabulation[[#This Row],[Month]],M856+TOU_CTabulation[[#This Row],[AC System Output (kW)]],TOU_CTabulation[[#This Row],[AC System Output (kW)]])","v":59.470193000000009},{"$f":"VLOOKUP(TOU_CTabulation[[#This Row],[Month]],Season,2)","v":"Winter"},{"$f":"VLOOKUP(TOU_CTabulation[[#This Row],[Season]],CRate,2)","v":10.5},{"$f":"IF(A858>TOU_CTabulation[[#This Row],[Month]],TOU_CTabulation[[#This Row],[Day]]*TOU_CTabulation[[#This Row],[Base Allow]],0)","v":0},{"$f":"IF(A858>TOU_CTabulation[[#This Row],[Month]],TOU_CTabulation[[#This Row],[Month Cumm]],0)","v":0},{"$f":"IF(TOU_CTabulation[[#This Row],[Month Base Gen]]=0,0,TOU_CTabulation[[#This Row],[Month Base Gen]]-TOU_CTabulation[[#This Row],[Day]]*TOU_CTabulation[[#This Row],[Base Allow]])","v":0},{"$f":"VLOOKUP(TOU_CTabulation[[#This Row],[Hour]],daypart,2)","v":"All"},{"$f":"TOU_CTabulation[[#This Row],[Season]]&TOU_CTabulation[[#This Row],[Day-Part]]","v":"WinterAll"},{"$f":"VLOOKUP(TOU_CTabulation[[#This Row],[Daypart]],TOUC,2)","v":0.25901999999999997},{"$f":"VLOOKUP(TOU_CTabulation[[#This Row],[Daypart]],TOUC,3)","v":0.32596000000000003},{"$f":"TOU_CTabulation[[#This Row],[Month Base Allow]]*TOU_CTabulation[[#This Row],[Base Rate]]","v":0},{"$f":"TOU_CTabulation[[#This Row],[Month Overbase Gen]]*TOU_CTabulation[[#This Row],[Over Rate]]","v":0},{"$f":"TOU_CTabulation[[#This Row],[Base Value]]+TOU_CTabulation[[#This Row],[Over Value]]","v":0}]
[2,4,13,921,93,17,1,858.04499999999996,44.908000000000001,2662.277,2561.047,{"$f":"TOU_CTabulation[[#This Row],[AC System Output (W)]]/1000","v":2.5610469999999999},{"$f":"IF(A857=TOU_CTabulation[[#This Row],[Month]],M857+TOU_CTabulation[[#This Row],[AC System Output (kW)]],TOU_CTabulation[[#This Row],[AC System Output (kW)]])","v":62.031240000000011},{"$f":"VLOOKUP(TOU_CTabulation[[#This Row],[Month]],Season,2)","v":"Winter"},{"$f":"VLOOKUP(TOU_CTabulation[[#This Row],[Season]],CRate,2)","v":10.5},{"$f":"IF(A859>TOU_CTabulation[[#This Row],[Month]],TOU_CTabulation[[#This Row],[Day]]*TOU_CTabulation[[#This Row],[Base Allow]],0)","v":0},{"$f":"IF(A859>TOU_CTabulation[[#This Row],[Month]],TOU_CTabulation[[#This Row],[Month Cumm]],0)","v":0},{"$f":"IF(TOU_CTabulation[[#This Row],[Month Base Gen]]=0,0,TOU_CTabulation[[#This Row],[Month Base Gen]]-TOU_CTabulation[[#This Row],[Day]]*TOU_CTabulation[[#This Row],[Base Allow]])","v":0},{"$f":"VLOOKUP(TOU_CTabulation[[#This Row],[Hour]],daypart,2)","v":"All"},{"$f":"TOU_CTabulation[[#This Row],[Season]]&TOU_CTabulation[[#This Row],[Day-Part]]","v":"WinterAll"},{"$f":"VLOOKUP(TOU_CTabulation[[#This Row],[Daypart]],TOUC,2)","v":0.25901999999999997},{"$f":"VLOOKUP(TOU_CTabulation[[#This Row],[Daypart]],TOUC,3)","v":0.32596000000000003},{"$f":"TOU_CTabulation[[#This Row],[Month Base Allow]]*TOU_CTabulation[[#This Row],[Base Rate]]","v":0},{"$f":"TOU_CTabulation[[#This Row],[Month Overbase Gen]]*TOU_CTabulation[[#This Row],[Over Rate]]","v":0},{"$f":"TOU_CTabulation[[#This Row],[Base Value]]+TOU_CTabulation[[#This Row],[Over Value]]","v":0}]
[2,4,14,493,168,16,1,546.63,34.908999999999999,1776.701,1709.6690000000001,{"$f":"TOU_CTabulation[[#This Row],[AC System Output (W)]]/1000","v":1.7096690000000001},{"$f":"IF(A858=TOU_CTabulation[[#This Row],[Month]],M858+TOU_CTabulation[[#This Row],[AC System Output (kW)]],TOU_CTabulation[[#This Row],[AC System Output (kW)]])","v":63.740909000000009},{"$f":"VLOOKUP(TOU_CTabulation[[#This Row],[Month]],Season,2)","v":"Winter"},{"$f":"VLOOKUP(TOU_CTabulation[[#This Row],[Season]],CRate,2)","v":10.5},{"$f":"IF(A860>TOU_CTabulation[[#This Row],[Month]],TOU_CTabulation[[#This Row],[Day]]*TOU_CTabulation[[#This Row],[Base Allow]],0)","v":0},{"$f":"IF(A860>TOU_CTabulation[[#This Row],[Month]],TOU_CTabulation[[#This Row],[Month Cumm]],0)","v":0},{"$f":"IF(TOU_CTabulation[[#This Row],[Month Base Gen]]=0,0,TOU_CTabulation[[#This Row],[Month Base Gen]]-TOU_CTabulation[[#This Row],[Day]]*TOU_CTabulation[[#This Row],[Base Allow]])","v":0},{"$f":"VLOOKUP(TOU_CTabulation[[#This Row],[Hour]],daypart,2)","v":"All"},{"$f":"TOU_CTabulation[[#This Row],[Season]]&TOU_CTabulation[[#This Row],[Day-Part]]","v":"WinterAll"},{"$f":"VLOOKUP(TOU_CTabulation[[#This Row],[Daypart]],TOUC,2)","v":0.25901999999999997},{"$f":"VLOOKUP(TOU_CTabulation[[#This Row],[Daypart]],TOUC,3)","v":0.32596000000000003},{"$f":"TOU_CTabulation[[#This Row],[Month Base Allow]]*TOU_CTabulation[[#This Row],[Base Rate]]","v":0},{"$f":"TOU_CTabulation[[#This Row],[Month Overbase Gen]]*TOU_CTabulation[[#This Row],[Over Rate]]","v":0},{"$f":"TOU_CTabulation[[#This Row],[Base Value]]+TOU_CTabulation[[#This Row],[Over Value]]","v":0}]
[2,4,15,779,73,15,0,517.06600000000003,36.652000000000001,1623.4159999999999,1561.5630000000001,{"$f":"TOU_CTabulation[[#This Row],[AC System Output (W)]]/1000","v":1.561563},{"$f":"IF(A859=TOU_CTabulation[[#This Row],[Month]],M859+TOU_CTabulation[[#This Row],[AC System Output (kW)]],TOU_CTabulation[[#This Row],[AC System Output (kW)]])","v":65.302472000000009},{"$f":"VLOOKUP(TOU_CTabulation[[#This Row],[Month]],Season,2)","v":"Winter"},{"$f":"VLOOKUP(TOU_CTabulation[[#This Row],[Season]],CRate,2)","v":10.5},{"$f":"IF(A861>TOU_CTabulation[[#This Row],[Month]],TOU_CTabulation[[#This Row],[Day]]*TOU_CTabulation[[#This Row],[Base Allow]],0)","v":0},{"$f":"IF(A861>TOU_CTabulation[[#This Row],[Month]],TOU_CTabulation[[#This Row],[Month Cumm]],0)","v":0},{"$f":"IF(TOU_CTabulation[[#This Row],[Month Base Gen]]=0,0,TOU_CTabulation[[#This Row],[Month Base Gen]]-TOU_CTabulation[[#This Row],[Day]]*TOU_CTabulation[[#This Row],[Base Allow]])","v":0},{"$f":"VLOOKUP(TOU_CTabulation[[#This Row],[Hour]],daypart,2)","v":"All"},{"$f":"TOU_CTabulation[[#This Row],[Season]]&TOU_CTabulation[[#This Row],[Day-Part]]","v":"WinterAll"},{"$f":"VLOOKUP(TOU_CTabulation[[#This Row],[Daypart]],TOUC,2)","v":0.25901999999999997},{"$f":"VLOOKUP(TOU_CTabulation[[#This Row],[Daypart]],TOUC,3)","v":0.32596000000000003},{"$f":"TOU_CTabulation[[#This Row],[Month Base Allow]]*TOU_CTabulation[[#This Row],[Base Rate]]","v":0},{"$f":"TOU_CTabulation[[#This Row],[Month Overbase Gen]]*TOU_CTabulation[[#This Row],[Over Rate]]","v":0},{"$f":"TOU_CTabulation[[#This Row],[Base Value]]+TOU_CTabulation[[#This Row],[Over Value]]","v":0}]
[2,4,16,149,71,12,0,134.06200000000001,20.295999999999999,445.892,416.54199999999997,{"$f":"TOU_CTabulation[[#This Row],[AC System Output (W)]]/1000","v":0.41654199999999997},{"$f":"IF(A860=TOU_CTabulation[[#This Row],[Month]],M860+TOU_CTabulation[[#This Row],[AC System Output (kW)]],TOU_CTabulation[[#This Row],[AC System Output (kW)]])","v":65.719014000000016},{"$f":"VLOOKUP(TOU_CTabulation[[#This Row],[Month]],Season,2)","v":"Winter"},{"$f":"VLOOKUP(TOU_CTabulation[[#This Row],[Season]],CRate,2)","v":10.5},{"$f":"IF(A862>TOU_CTabulation[[#This Row],[Month]],TOU_CTabulation[[#This Row],[Day]]*TOU_CTabulation[[#This Row],[Base Allow]],0)","v":0},{"$f":"IF(A862>TOU_CTabulation[[#This Row],[Month]],TOU_CTabulation[[#This Row],[Month Cumm]],0)","v":0},{"$f":"IF(TOU_CTabulation[[#This Row],[Month Base Gen]]=0,0,TOU_CTabulation[[#This Row],[Month Base Gen]]-TOU_CTabulation[[#This Row],[Day]]*TOU_CTabulation[[#This Row],[Base Allow]])","v":0},{"$f":"VLOOKUP(TOU_CTabulation[[#This Row],[Hour]],daypart,2)","v":"All"},{"$f":"TOU_CTabulation[[#This Row],[Season]]&TOU_CTabulation[[#This Row],[Day-Part]]","v":"WinterAll"},{"$f":"VLOOKUP(TOU_CTabulation[[#This Row],[Daypart]],TOUC,2)","v":0.25901999999999997},{"$f":"VLOOKUP(TOU_CTabulation[[#This Row],[Daypart]],TOUC,3)","v":0.32596000000000003},{"$f":"TOU_CTabulation[[#This Row],[Month Base Allow]]*TOU_CTabulation[[#This Row],[Base Rate]]","v":0},{"$f":"TOU_CTabulation[[#This Row],[Month Overbase Gen]]*TOU_CTabulation[[#This Row],[Over Rate]]","v":0},{"$f":"TOU_CTabulation[[#This Row],[Base Value]]+TOU_CTabulation[[#This Row],[Over Value]]","v":0}]
[2,4,17,0,0,10,1,0,10,0,0,{"$f":"TOU_CTabulation[[#This Row],[AC System Output (W)]]/1000","v":0},{"$f":"IF(A861=TOU_CTabulation[[#This Row],[Month]],M861+TOU_CTabulation[[#This Row],[AC System Output (kW)]],TOU_CTabulation[[#This Row],[AC System Output (kW)]])","v":65.719014000000016},{"$f":"VLOOKUP(TOU_CTabulation[[#This Row],[Month]],Season,2)","v":"Winter"},{"$f":"VLOOKUP(TOU_CTabulation[[#This Row],[Season]],CRate,2)","v":10.5},{"$f":"IF(A863>TOU_CTabulation[[#This Row],[Month]],TOU_CTabulation[[#This Row],[Day]]*TOU_CTabulation[[#This Row],[Base Allow]],0)","v":0},{"$f":"IF(A863>TOU_CTabulation[[#This Row],[Month]],TOU_CTabulation[[#This Row],[Month Cumm]],0)","v":0},{"$f":"IF(TOU_CTabulation[[#This Row],[Month Base Gen]]=0,0,TOU_CTabulation[[#This Row],[Month Base Gen]]-TOU_CTabulation[[#This Row],[Day]]*TOU_CTabulation[[#This Row],[Base Allow]])","v":0},{"$f":"VLOOKUP(TOU_CTabulation[[#This Row],[Hour]],daypart,2)","v":"All"},{"$f":"TOU_CTabulation[[#This Row],[Season]]&TOU_CTabulation[[#This Row],[Day-Part]]","v":"WinterAll"},{"$f":"VLOOKUP(TOU_CTabulation[[#This Row],[Daypart]],TOUC,2)","v":0.25901999999999997},{"$f":"VLOOKUP(TOU_CTabulation[[#This Row],[Daypart]],TOUC,3)","v":0.32596000000000003},{"$f":"TOU_CTabulation[[#This Row],[Month Base Allow]]*TOU_CTabulation[[#This Row],[Base Rate]]","v":0},{"$f":"TOU_CTabulation[[#This Row],[Month Overbase Gen]]*TOU_CTabulation[[#This Row],[Over Rate]]","v":0},{"$f":"TOU_CTabulation[[#This Row],[Base Value]]+TOU_CTabulation[[#This Row],[Over Value]]","v":0}]
[2,4,18,0,0,9,1,0,9,0,0,{"$f":"TOU_CTabulation[[#This Row],[AC System Output (W)]]/1000","v":0},{"$f":"IF(A862=TOU_CTabulation[[#This Row],[Month]],M862+TOU_CTabulation[[#This Row],[AC System Output (kW)]],TOU_CTabulation[[#This Row],[AC System Output (kW)]])","v":65.719014000000016},{"$f":"VLOOKUP(TOU_CTabulation[[#This Row],[Month]],Season,2)","v":"Winter"},{"$f":"VLOOKUP(TOU_CTabulation[[#This Row],[Season]],CRate,2)","v":10.5},{"$f":"IF(A864>TOU_CTabulation[[#This Row],[Month]],TOU_CTabulation[[#This Row],[Day]]*TOU_CTabulation[[#This Row],[Base Allow]],0)","v":0},{"$f":"IF(A864>TOU_CTabulation[[#This Row],[Month]],TOU_CTabulation[[#This Row],[Month Cumm]],0)","v":0},{"$f":"IF(TOU_CTabulation[[#This Row],[Month Base Gen]]=0,0,TOU_CTabulation[[#This Row],[Month Base Gen]]-TOU_CTabulation[[#This Row],[Day]]*TOU_CTabulation[[#This Row],[Base Allow]])","v":0},{"$f":"VLOOKUP(TOU_CTabulation[[#This Row],[Hour]],daypart,2)","v":"All"},{"$f":"TOU_CTabulation[[#This Row],[Season]]&TOU_CTabulation[[#This Row],[Day-Part]]","v":"WinterAll"},{"$f":"VLOOKUP(TOU_CTabulation[[#This Row],[Daypart]],TOUC,2)","v":0.25901999999999997},{"$f":"VLOOKUP(TOU_CTabulation[[#This Row],[Daypart]],TOUC,3)","v":0.32596000000000003},{"$f":"TOU_CTabulation[[#This Row],[Month Base Allow]]*TOU_CTabulation[[#This Row],[Base Rate]]","v":0},{"$f":"TOU_CTabulation[[#This Row],[Month Overbase Gen]]*TOU_CTabulation[[#This Row],[Over Rate]]","v":0},{"$f":"TOU_CTabulation[[#This Row],[Base Value]]+TOU_CTabulation[[#This Row],[Over Value]]","v":0}]
[2,4,19,0,0,9,1,0,9,0,0,{"$f":"TOU_CTabulation[[#This Row],[AC System Output (W)]]/1000","v":0},{"$f":"IF(A863=TOU_CTabulation[[#This Row],[Month]],M863+TOU_CTabulation[[#This Row],[AC System Output (kW)]],TOU_CTabulation[[#This Row],[AC System Output (kW)]])","v":65.719014000000016},{"$f":"VLOOKUP(TOU_CTabulation[[#This Row],[Month]],Season,2)","v":"Winter"},{"$f":"VLOOKUP(TOU_CTabulation[[#This Row],[Season]],CRate,2)","v":10.5},{"$f":"IF(A865>TOU_CTabulation[[#This Row],[Month]],TOU_CTabulation[[#This Row],[Day]]*TOU_CTabulation[[#This Row],[Base Allow]],0)","v":0},{"$f":"IF(A865>TOU_CTabulation[[#This Row],[Month]],TOU_CTabulation[[#This Row],[Month Cumm]],0)","v":0},{"$f":"IF(TOU_CTabulation[[#This Row],[Month Base Gen]]=0,0,TOU_CTabulation[[#This Row],[Month Base Gen]]-TOU_CTabulation[[#This Row],[Day]]*TOU_CTabulation[[#This Row],[Base Allow]])","v":0},{"$f":"VLOOKUP(TOU_CTabulation[[#This Row],[Hour]],daypart,2)","v":"All"},{"$f":"TOU_CTabulation[[#This Row],[Season]]&TOU_CTabulation[[#This Row],[Day-Part]]","v":"WinterAll"},{"$f":"VLOOKUP(TOU_CTabulation[[#This Row],[Daypart]],TOUC,2)","v":0.25901999999999997},{"$f":"VLOOKUP(TOU_CTabulation[[#This Row],[Daypart]],TOUC,3)","v":0.32596000000000003},{"$f":"TOU_CTabulation[[#This Row],[Month Base Allow]]*TOU_CTabulation[[#This Row],[Base Rate]]","v":0},{"$f":"TOU_CTabulation[[#This Row],[Month Overbase Gen]]*TOU_CTabulation[[#This Row],[Over Rate]]","v":0},{"$f":"TOU_CTabulation[[#This Row],[Base Value]]+TOU_CTabulation[[#This Row],[Over Value]]","v":0}]
[2,4,20,0,0,8,1,0,8,0,0,{"$f":"TOU_CTabulation[[#This Row],[AC System Output (W)]]/1000","v":0},{"$f":"IF(A864=TOU_CTabulation[[#This Row],[Month]],M864+TOU_CTabulation[[#This Row],[AC System Output (kW)]],TOU_CTabulation[[#This Row],[AC System Output (kW)]])","v":65.719014000000016},{"$f":"VLOOKUP(TOU_CTabulation[[#This Row],[Month]],Season,2)","v":"Winter"},{"$f":"VLOOKUP(TOU_CTabulation[[#This Row],[Season]],CRate,2)","v":10.5},{"$f":"IF(A866>TOU_CTabulation[[#This Row],[Month]],TOU_CTabulation[[#This Row],[Day]]*TOU_CTabulation[[#This Row],[Base Allow]],0)","v":0},{"$f":"IF(A866>TOU_CTabulation[[#This Row],[Month]],TOU_CTabulation[[#This Row],[Month Cumm]],0)","v":0},{"$f":"IF(TOU_CTabulation[[#This Row],[Month Base Gen]]=0,0,TOU_CTabulation[[#This Row],[Month Base Gen]]-TOU_CTabulation[[#This Row],[Day]]*TOU_CTabulation[[#This Row],[Base Allow]])","v":0},{"$f":"VLOOKUP(TOU_CTabulation[[#This Row],[Hour]],daypart,2)","v":"All"},{"$f":"TOU_CTabulation[[#This Row],[Season]]&TOU_CTabulation[[#This Row],[Day-Part]]","v":"WinterAll"},{"$f":"VLOOKUP(TOU_CTabulation[[#This Row],[Daypart]],TOUC,2)","v":0.25901999999999997},{"$f":"VLOOKUP(TOU_CTabulation[[#This Row],[Daypart]],TOUC,3)","v":0.32596000000000003},{"$f":"TOU_CTabulation[[#This Row],[Month Base Allow]]*TOU_CTabulation[[#This Row],[Base Rate]]","v":0},{"$f":"TOU_CTabulation[[#This Row],[Month Overbase Gen]]*TOU_CTabulation[[#This Row],[Over Rate]]","v":0},{"$f":"TOU_CTabulation[[#This Row],[Base Value]]+TOU_CTabulation[[#This Row],[Over Value]]","v":0}]
[2,4,21,0,0,7,1,0,7,0,0,{"$f":"TOU_CTabulation[[#This Row],[AC System Output (W)]]/1000","v":0},{"$f":"IF(A865=TOU_CTabulation[[#This Row],[Month]],M865+TOU_CTabulation[[#This Row],[AC System Output (kW)]],TOU_CTabulation[[#This Row],[AC System Output (kW)]])","v":65.719014000000016},{"$f":"VLOOKUP(TOU_CTabulation[[#This Row],[Month]],Season,2)","v":"Winter"},{"$f":"VLOOKUP(TOU_CTabulation[[#This Row],[Season]],CRate,2)","v":10.5},{"$f":"IF(A867>TOU_CTabulation[[#This Row],[Month]],TOU_CTabulation[[#This Row],[Day]]*TOU_CTabulation[[#This Row],[Base Allow]],0)","v":0},{"$f":"IF(A867>TOU_CTabulation[[#This Row],[Month]],TOU_CTabulation[[#This Row],[Month Cumm]],0)","v":0},{"$f":"IF(TOU_CTabulation[[#This Row],[Month Base Gen]]=0,0,TOU_CTabulation[[#This Row],[Month Base Gen]]-TOU_CTabulation[[#This Row],[Day]]*TOU_CTabulation[[#This Row],[Base Allow]])","v":0},{"$f":"VLOOKUP(TOU_CTabulation[[#This Row],[Hour]],daypart,2)","v":"All"},{"$f":"TOU_CTabulation[[#This Row],[Season]]&TOU_CTabulation[[#This Row],[Day-Part]]","v":"WinterAll"},{"$f":"VLOOKUP(TOU_CTabulation[[#This Row],[Daypart]],TOUC,2)","v":0.25901999999999997},{"$f":"VLOOKUP(TOU_CTabulation[[#This Row],[Daypart]],TOUC,3)","v":0.32596000000000003},{"$f":"TOU_CTabulation[[#This Row],[Month Base Allow]]*TOU_CTabulation[[#This Row],[Base Rate]]","v":0},{"$f":"TOU_CTabulation[[#This Row],[Month Overbase Gen]]*TOU_CTabulation[[#This Row],[Over Rate]]","v":0},{"$f":"TOU_CTabulation[[#This Row],[Base Value]]+TOU_CTabulation[[#This Row],[Over Value]]","v":0}]
[2,4,22,0,0,6,1,0,6,0,0,{"$f":"TOU_CTabulation[[#This Row],[AC System Output (W)]]/1000","v":0},{"$f":"IF(A866=TOU_CTabulation[[#This Row],[Month]],M866+TOU_CTabulation[[#This Row],[AC System Output (kW)]],TOU_CTabulation[[#This Row],[AC System Output (kW)]])","v":65.719014000000016},{"$f":"VLOOKUP(TOU_CTabulation[[#This Row],[Month]],Season,2)","v":"Winter"},{"$f":"VLOOKUP(TOU_CTabulation[[#This Row],[Season]],CRate,2)","v":10.5},{"$f":"IF(A868>TOU_CTabulation[[#This Row],[Month]],TOU_CTabulation[[#This Row],[Day]]*TOU_CTabulation[[#This Row],[Base Allow]],0)","v":0},{"$f":"IF(A868>TOU_CTabulation[[#This Row],[Month]],TOU_CTabulation[[#This Row],[Month Cumm]],0)","v":0},{"$f":"IF(TOU_CTabulation[[#This Row],[Month Base Gen]]=0,0,TOU_CTabulation[[#This Row],[Month Base Gen]]-TOU_CTabulation[[#This Row],[Day]]*TOU_CTabulation[[#This Row],[Base Allow]])","v":0},{"$f":"VLOOKUP(TOU_CTabulation[[#This Row],[Hour]],daypart,2)","v":"All"},{"$f":"TOU_CTabulation[[#This Row],[Season]]&TOU_CTabulation[[#This Row],[Day-Part]]","v":"WinterAll"},{"$f":"VLOOKUP(TOU_CTabulation[[#This Row],[Daypart]],TOUC,2)","v":0.25901999999999997},{"$f":"VLOOKUP(TOU_CTabulation[[#This Row],[Daypart]],TOUC,3)","v":0.32596000000000003},{"$f":"TOU_CTabulation[[#This Row],[Month Base Allow]]*TOU_CTabulation[[#This Row],[Base Rate]]","v":0},{"$f":"TOU_CTabulation[[#This Row],[Month Overbase Gen]]*TOU_CTabulation[[#This Row],[Over Rate]]","v":0},{"$f":"TOU_CTabulation[[#This Row],[Base Value]]+TOU_CTabulation[[#This Row],[Over Value]]","v":0}]
[2,4,23,0,0,6,1,0,6,0,0,{"$f":"TOU_CTabulation[[#This Row],[AC System Output (W)]]/1000","v":0},{"$f":"IF(A867=TOU_CTabulation[[#This Row],[Month]],M867+TOU_CTabulation[[#This Row],[AC System Output (kW)]],TOU_CTabulation[[#This Row],[AC System Output (kW)]])","v":65.719014000000016},{"$f":"VLOOKUP(TOU_CTabulation[[#This Row],[Month]],Season,2)","v":"Winter"},{"$f":"VLOOKUP(TOU_CTabulation[[#This Row],[Season]],CRate,2)","v":10.5},{"$f":"IF(A869>TOU_CTabulation[[#This Row],[Month]],TOU_CTabulation[[#This Row],[Day]]*TOU_CTabulation[[#This Row],[Base Allow]],0)","v":0},{"$f":"IF(A869>TOU_CTabulation[[#This Row],[Month]],TOU_CTabulation[[#This Row],[Month Cumm]],0)","v":0},{"$f":"IF(TOU_CTabulation[[#This Row],[Month Base Gen]]=0,0,TOU_CTabulation[[#This Row],[Month Base Gen]]-TOU_CTabulation[[#This Row],[Day]]*TOU_CTabulation[[#This Row],[Base Allow]])","v":0},{"$f":"VLOOKUP(TOU_CTabulation[[#This Row],[Hour]],daypart,2)","v":"All"},{"$f":"TOU_CTabulation[[#This Row],[Season]]&TOU_CTabulation[[#This Row],[Day-Part]]","v":"WinterAll"},{"$f":"VLOOKUP(TOU_CTabulation[[#This Row],[Daypart]],TOUC,2)","v":0.25901999999999997},{"$f":"VLOOKUP(TOU_CTabulation[[#This Row],[Daypart]],TOUC,3)","v":0.32596000000000003},{"$f":"TOU_CTabulation[[#This Row],[Month Base Allow]]*TOU_CTabulation[[#This Row],[Base Rate]]","v":0},{"$f":"TOU_CTabulation[[#This Row],[Month Overbase Gen]]*TOU_CTabulation[[#This Row],[Over Rate]]","v":0},{"$f":"TOU_CTabulation[[#This Row],[Base Value]]+TOU_CTabulation[[#This Row],[Over Value]]","v":0}]
[2,5,0,0,0,5,1,0,5,0,0,{"$f":"TOU_CTabulation[[#This Row],[AC System Output (W)]]/1000","v":0},{"$f":"IF(A868=TOU_CTabulation[[#This Row],[Month]],M868+TOU_CTabulation[[#This Row],[AC System Output (kW)]],TOU_CTabulation[[#This Row],[AC System Output (kW)]])","v":65.719014000000016},{"$f":"VLOOKUP(TOU_CTabulation[[#This Row],[Month]],Season,2)","v":"Winter"},{"$f":"VLOOKUP(TOU_CTabulation[[#This Row],[Season]],CRate,2)","v":10.5},{"$f":"IF(A870>TOU_CTabulation[[#This Row],[Month]],TOU_CTabulation[[#This Row],[Day]]*TOU_CTabulation[[#This Row],[Base Allow]],0)","v":0},{"$f":"IF(A870>TOU_CTabulation[[#This Row],[Month]],TOU_CTabulation[[#This Row],[Month Cumm]],0)","v":0},{"$f":"IF(TOU_CTabulation[[#This Row],[Month Base Gen]]=0,0,TOU_CTabulation[[#This Row],[Month Base Gen]]-TOU_CTabulation[[#This Row],[Day]]*TOU_CTabulation[[#This Row],[Base Allow]])","v":0},{"$f":"VLOOKUP(TOU_CTabulation[[#This Row],[Hour]],daypart,2)","v":"All"},{"$f":"TOU_CTabulation[[#This Row],[Season]]&TOU_CTabulation[[#This Row],[Day-Part]]","v":"WinterAll"},{"$f":"VLOOKUP(TOU_CTabulation[[#This Row],[Daypart]],TOUC,2)","v":0.25901999999999997},{"$f":"VLOOKUP(TOU_CTabulation[[#This Row],[Daypart]],TOUC,3)","v":0.32596000000000003},{"$f":"TOU_CTabulation[[#This Row],[Month Base Allow]]*TOU_CTabulation[[#This Row],[Base Rate]]","v":0},{"$f":"TOU_CTabulation[[#This Row],[Month Overbase Gen]]*TOU_CTabulation[[#This Row],[Over Rate]]","v":0},{"$f":"TOU_CTabulation[[#This Row],[Base Value]]+TOU_CTabulation[[#This Row],[Over Value]]","v":0}]
[2,5,1,0,0,5,1,0,5,0,0,{"$f":"TOU_CTabulation[[#This Row],[AC System Output (W)]]/1000","v":0},{"$f":"IF(A869=TOU_CTabulation[[#This Row],[Month]],M869+TOU_CTabulation[[#This Row],[AC System Output (kW)]],TOU_CTabulation[[#This Row],[AC System Output (kW)]])","v":65.719014000000016},{"$f":"VLOOKUP(TOU_CTabulation[[#This Row],[Month]],Season,2)","v":"Winter"},{"$f":"VLOOKUP(TOU_CTabulation[[#This Row],[Season]],CRate,2)","v":10.5},{"$f":"IF(A871>TOU_CTabulation[[#This Row],[Month]],TOU_CTabulation[[#This Row],[Day]]*TOU_CTabulation[[#This Row],[Base Allow]],0)","v":0},{"$f":"IF(A871>TOU_CTabulation[[#This Row],[Month]],TOU_CTabulation[[#This Row],[Month Cumm]],0)","v":0},{"$f":"IF(TOU_CTabulation[[#This Row],[Month Base Gen]]=0,0,TOU_CTabulation[[#This Row],[Month Base Gen]]-TOU_CTabulation[[#This Row],[Day]]*TOU_CTabulation[[#This Row],[Base Allow]])","v":0},{"$f":"VLOOKUP(TOU_CTabulation[[#This Row],[Hour]],daypart,2)","v":"All"},{"$f":"TOU_CTabulation[[#This Row],[Season]]&TOU_CTabulation[[#This Row],[Day-Part]]","v":"WinterAll"},{"$f":"VLOOKUP(TOU_CTabulation[[#This Row],[Daypart]],TOUC,2)","v":0.25901999999999997},{"$f":"VLOOKUP(TOU_CTabulation[[#This Row],[Daypart]],TOUC,3)","v":0.32596000000000003},{"$f":"TOU_CTabulation[[#This Row],[Month Base Allow]]*TOU_CTabulation[[#This Row],[Base Rate]]","v":0},{"$f":"TOU_CTabulation[[#This Row],[Month Overbase Gen]]*TOU_CTabulation[[#This Row],[Over Rate]]","v":0},{"$f":"TOU_CTabulation[[#This Row],[Base Value]]+TOU_CTabulation[[#This Row],[Over Value]]","v":0}]
[2,5,2,0,0,4,1,0,4,0,0,{"$f":"TOU_CTabulation[[#This Row],[AC System Output (W)]]/1000","v":0},{"$f":"IF(A870=TOU_CTabulation[[#This Row],[Month]],M870+TOU_CTabulation[[#This Row],[AC System Output (kW)]],TOU_CTabulation[[#This Row],[AC System Output (kW)]])","v":65.719014000000016},{"$f":"VLOOKUP(TOU_CTabulation[[#This Row],[Month]],Season,2)","v":"Winter"},{"$f":"VLOOKUP(TOU_CTabulation[[#This Row],[Season]],CRate,2)","v":10.5},{"$f":"IF(A872>TOU_CTabulation[[#This Row],[Month]],TOU_CTabulation[[#This Row],[Day]]*TOU_CTabulation[[#This Row],[Base Allow]],0)","v":0},{"$f":"IF(A872>TOU_CTabulation[[#This Row],[Month]],TOU_CTabulation[[#This Row],[Month Cumm]],0)","v":0},{"$f":"IF(TOU_CTabulation[[#This Row],[Month Base Gen]]=0,0,TOU_CTabulation[[#This Row],[Month Base Gen]]-TOU_CTabulation[[#This Row],[Day]]*TOU_CTabulation[[#This Row],[Base Allow]])","v":0},{"$f":"VLOOKUP(TOU_CTabulation[[#This Row],[Hour]],daypart,2)","v":"All"},{"$f":"TOU_CTabulation[[#This Row],[Season]]&TOU_CTabulation[[#This Row],[Day-Part]]","v":"WinterAll"},{"$f":"VLOOKUP(TOU_CTabulation[[#This Row],[Daypart]],TOUC,2)","v":0.25901999999999997},{"$f":"VLOOKUP(TOU_CTabulation[[#This Row],[Daypart]],TOUC,3)","v":0.32596000000000003},{"$f":"TOU_CTabulation[[#This Row],[Month Base Allow]]*TOU_CTabulation[[#This Row],[Base Rate]]","v":0},{"$f":"TOU_CTabulation[[#This Row],[Month Overbase Gen]]*TOU_CTabulation[[#This Row],[Over Rate]]","v":0},{"$f":"TOU_CTabulation[[#This Row],[Base Value]]+TOU_CTabulation[[#This Row],[Over Value]]","v":0}]
[2,5,3,0,0,4,2,0,4,0,0,{"$f":"TOU_CTabulation[[#This Row],[AC System Output (W)]]/1000","v":0},{"$f":"IF(A871=TOU_CTabulation[[#This Row],[Month]],M871+TOU_CTabulation[[#This Row],[AC System Output (kW)]],TOU_CTabulation[[#This Row],[AC System Output (kW)]])","v":65.719014000000016},{"$f":"VLOOKUP(TOU_CTabulation[[#This Row],[Month]],Season,2)","v":"Winter"},{"$f":"VLOOKUP(TOU_CTabulation[[#This Row],[Season]],CRate,2)","v":10.5},{"$f":"IF(A873>TOU_CTabulation[[#This Row],[Month]],TOU_CTabulation[[#This Row],[Day]]*TOU_CTabulation[[#This Row],[Base Allow]],0)","v":0},{"$f":"IF(A873>TOU_CTabulation[[#This Row],[Month]],TOU_CTabulation[[#This Row],[Month Cumm]],0)","v":0},{"$f":"IF(TOU_CTabulation[[#This Row],[Month Base Gen]]=0,0,TOU_CTabulation[[#This Row],[Month Base Gen]]-TOU_CTabulation[[#This Row],[Day]]*TOU_CTabulation[[#This Row],[Base Allow]])","v":0},{"$f":"VLOOKUP(TOU_CTabulation[[#This Row],[Hour]],daypart,2)","v":"All"},{"$f":"TOU_CTabulation[[#This Row],[Season]]&TOU_CTabulation[[#This Row],[Day-Part]]","v":"WinterAll"},{"$f":"VLOOKUP(TOU_CTabulation[[#This Row],[Daypart]],TOUC,2)","v":0.25901999999999997},{"$f":"VLOOKUP(TOU_CTabulation[[#This Row],[Daypart]],TOUC,3)","v":0.32596000000000003},{"$f":"TOU_CTabulation[[#This Row],[Month Base Allow]]*TOU_CTabulation[[#This Row],[Base Rate]]","v":0},{"$f":"TOU_CTabulation[[#This Row],[Month Overbase Gen]]*TOU_CTabulation[[#This Row],[Over Rate]]","v":0},{"$f":"TOU_CTabulation[[#This Row],[Base Value]]+TOU_CTabulation[[#This Row],[Over Value]]","v":0}]
[2,5,4,0,0,3,2,0,3,0,0,{"$f":"TOU_CTabulation[[#This Row],[AC System Output (W)]]/1000","v":0},{"$f":"IF(A872=TOU_CTabulation[[#This Row],[Month]],M872+TOU_CTabulation[[#This Row],[AC System Output (kW)]],TOU_CTabulation[[#This Row],[AC System Output (kW)]])","v":65.719014000000016},{"$f":"VLOOKUP(TOU_CTabulation[[#This Row],[Month]],Season,2)","v":"Winter"},{"$f":"VLOOKUP(TOU_CTabulation[[#This Row],[Season]],CRate,2)","v":10.5},{"$f":"IF(A874>TOU_CTabulation[[#This Row],[Month]],TOU_CTabulation[[#This Row],[Day]]*TOU_CTabulation[[#This Row],[Base Allow]],0)","v":0},{"$f":"IF(A874>TOU_CTabulation[[#This Row],[Month]],TOU_CTabulation[[#This Row],[Month Cumm]],0)","v":0},{"$f":"IF(TOU_CTabulation[[#This Row],[Month Base Gen]]=0,0,TOU_CTabulation[[#This Row],[Month Base Gen]]-TOU_CTabulation[[#This Row],[Day]]*TOU_CTabulation[[#This Row],[Base Allow]])","v":0},{"$f":"VLOOKUP(TOU_CTabulation[[#This Row],[Hour]],daypart,2)","v":"All"},{"$f":"TOU_CTabulation[[#This Row],[Season]]&TOU_CTabulation[[#This Row],[Day-Part]]","v":"WinterAll"},{"$f":"VLOOKUP(TOU_CTabulation[[#This Row],[Daypart]],TOUC,2)","v":0.25901999999999997},{"$f":"VLOOKUP(TOU_CTabulation[[#This Row],[Daypart]],TOUC,3)","v":0.32596000000000003},{"$f":"TOU_CTabulation[[#This Row],[Month Base Allow]]*TOU_CTabulation[[#This Row],[Base Rate]]","v":0},{"$f":"TOU_CTabulation[[#This Row],[Month Overbase Gen]]*TOU_CTabulation[[#This Row],[Over Rate]]","v":0},{"$f":"TOU_CTabulation[[#This Row],[Base Value]]+TOU_CTabulation[[#This Row],[Over Value]]","v":0}]
[2,5,5,0,0,3,2,0,3,0,0,{"$f":"TOU_CTabulation[[#This Row],[AC System Output (W)]]/1000","v":0},{"$f":"IF(A873=TOU_CTabulation[[#This Row],[Month]],M873+TOU_CTabulation[[#This Row],[AC System Output (kW)]],TOU_CTabulation[[#This Row],[AC System Output (kW)]])","v":65.719014000000016},{"$f":"VLOOKUP(TOU_CTabulation[[#This Row],[Month]],Season,2)","v":"Winter"},{"$f":"VLOOKUP(TOU_CTabulation[[#This Row],[Season]],CRate,2)","v":10.5},{"$f":"IF(A875>TOU_CTabulation[[#This Row],[Month]],TOU_CTabulation[[#This Row],[Day]]*TOU_CTabulation[[#This Row],[Base Allow]],0)","v":0},{"$f":"IF(A875>TOU_CTabulation[[#This Row],[Month]],TOU_CTabulation[[#This Row],[Month Cumm]],0)","v":0},{"$f":"IF(TOU_CTabulation[[#This Row],[Month Base Gen]]=0,0,TOU_CTabulation[[#This Row],[Month Base Gen]]-TOU_CTabulation[[#This Row],[Day]]*TOU_CTabulation[[#This Row],[Base Allow]])","v":0},{"$f":"VLOOKUP(TOU_CTabulation[[#This Row],[Hour]],daypart,2)","v":"All"},{"$f":"TOU_CTabulation[[#This Row],[Season]]&TOU_CTabulation[[#This Row],[Day-Part]]","v":"WinterAll"},{"$f":"VLOOKUP(TOU_CTabulation[[#This Row],[Daypart]],TOUC,2)","v":0.25901999999999997},{"$f":"VLOOKUP(TOU_CTabulation[[#This Row],[Daypart]],TOUC,3)","v":0.32596000000000003},{"$f":"TOU_CTabulation[[#This Row],[Month Base Allow]]*TOU_CTabulation[[#This Row],[Base Rate]]","v":0},{"$f":"TOU_CTabulation[[#This Row],[Month Overbase Gen]]*TOU_CTabulation[[#This Row],[Over Rate]]","v":0},{"$f":"TOU_CTabulation[[#This Row],[Base Value]]+TOU_CTabulation[[#This Row],[Over Value]]","v":0}]
[2,5,6,0,0,4,2,0,4,0,0,{"$f":"TOU_CTabulation[[#This Row],[AC System Output (W)]]/1000","v":0},{"$f":"IF(A874=TOU_CTabulation[[#This Row],[Month]],M874+TOU_CTabulation[[#This Row],[AC System Output (kW)]],TOU_CTabulation[[#This Row],[AC System Output (kW)]])","v":65.719014000000016},{"$f":"VLOOKUP(TOU_CTabulation[[#This Row],[Month]],Season,2)","v":"Winter"},{"$f":"VLOOKUP(TOU_CTabulation[[#This Row],[Season]],CRate,2)","v":10.5},{"$f":"IF(A876>TOU_CTabulation[[#This Row],[Month]],TOU_CTabulation[[#This Row],[Day]]*TOU_CTabulation[[#This Row],[Base Allow]],0)","v":0},{"$f":"IF(A876>TOU_CTabulation[[#This Row],[Month]],TOU_CTabulation[[#This Row],[Month Cumm]],0)","v":0},{"$f":"IF(TOU_CTabulation[[#This Row],[Month Base Gen]]=0,0,TOU_CTabulation[[#This Row],[Month Base Gen]]-TOU_CTabulation[[#This Row],[Day]]*TOU_CTabulation[[#This Row],[Base Allow]])","v":0},{"$f":"VLOOKUP(TOU_CTabulation[[#This Row],[Hour]],daypart,2)","v":"All"},{"$f":"TOU_CTabulation[[#This Row],[Season]]&TOU_CTabulation[[#This Row],[Day-Part]]","v":"WinterAll"},{"$f":"VLOOKUP(TOU_CTabulation[[#This Row],[Daypart]],TOUC,2)","v":0.25901999999999997},{"$f":"VLOOKUP(TOU_CTabulation[[#This Row],[Daypart]],TOUC,3)","v":0.32596000000000003},{"$f":"TOU_CTabulation[[#This Row],[Month Base Allow]]*TOU_CTabulation[[#This Row],[Base Rate]]","v":0},{"$f":"TOU_CTabulation[[#This Row],[Month Overbase Gen]]*TOU_CTabulation[[#This Row],[Over Rate]]","v":0},{"$f":"TOU_CTabulation[[#This Row],[Base Value]]+TOU_CTabulation[[#This Row],[Over Value]]","v":0}]
[2,5,7,47,30,6,2,44.527999999999999,5.0739999999999998,156.51499999999999,133.179,{"$f":"TOU_CTabulation[[#This Row],[AC System Output (W)]]/1000","v":0.13317899999999999},{"$f":"IF(A875=TOU_CTabulation[[#This Row],[Month]],M875+TOU_CTabulation[[#This Row],[AC System Output (kW)]],TOU_CTabulation[[#This Row],[AC System Output (kW)]])","v":65.852193000000014},{"$f":"VLOOKUP(TOU_CTabulation[[#This Row],[Month]],Season,2)","v":"Winter"},{"$f":"VLOOKUP(TOU_CTabulation[[#This Row],[Season]],CRate,2)","v":10.5},{"$f":"IF(A877>TOU_CTabulation[[#This Row],[Month]],TOU_CTabulation[[#This Row],[Day]]*TOU_CTabulation[[#This Row],[Base Allow]],0)","v":0},{"$f":"IF(A877>TOU_CTabulation[[#This Row],[Month]],TOU_CTabulation[[#This Row],[Month Cumm]],0)","v":0},{"$f":"IF(TOU_CTabulation[[#This Row],[Month Base Gen]]=0,0,TOU_CTabulation[[#This Row],[Month Base Gen]]-TOU_CTabulation[[#This Row],[Day]]*TOU_CTabulation[[#This Row],[Base Allow]])","v":0},{"$f":"VLOOKUP(TOU_CTabulation[[#This Row],[Hour]],daypart,2)","v":"All"},{"$f":"TOU_CTabulation[[#This Row],[Season]]&TOU_CTabulation[[#This Row],[Day-Part]]","v":"WinterAll"},{"$f":"VLOOKUP(TOU_CTabulation[[#This Row],[Daypart]],TOUC,2)","v":0.25901999999999997},{"$f":"VLOOKUP(TOU_CTabulation[[#This Row],[Daypart]],TOUC,3)","v":0.32596000000000003},{"$f":"TOU_CTabulation[[#This Row],[Month Base Allow]]*TOU_CTabulation[[#This Row],[Base Rate]]","v":0},{"$f":"TOU_CTabulation[[#This Row],[Month Overbase Gen]]*TOU_CTabulation[[#This Row],[Over Rate]]","v":0},{"$f":"TOU_CTabulation[[#This Row],[Base Value]]+TOU_CTabulation[[#This Row],[Over Value]]","v":0}]
[2,5,8,731,57,9,3,393.65600000000001,16.960999999999999,1312.742,1260.7159999999999,{"$f":"TOU_CTabulation[[#This Row],[AC System Output (W)]]/1000","v":1.2607159999999999},{"$f":"IF(A876=TOU_CTabulation[[#This Row],[Month]],M876+TOU_CTabulation[[#This Row],[AC System Output (kW)]],TOU_CTabulation[[#This Row],[AC System Output (kW)]])","v":67.112909000000016},{"$f":"VLOOKUP(TOU_CTabulation[[#This Row],[Month]],Season,2)","v":"Winter"},{"$f":"VLOOKUP(TOU_CTabulation[[#This Row],[Season]],CRate,2)","v":10.5},{"$f":"IF(A878>TOU_CTabulation[[#This Row],[Month]],TOU_CTabulation[[#This Row],[Day]]*TOU_CTabulation[[#This Row],[Base Allow]],0)","v":0},{"$f":"IF(A878>TOU_CTabulation[[#This Row],[Month]],TOU_CTabulation[[#This Row],[Month Cumm]],0)","v":0},{"$f":"IF(TOU_CTabulation[[#This Row],[Month Base Gen]]=0,0,TOU_CTabulation[[#This Row],[Month Base Gen]]-TOU_CTabulation[[#This Row],[Day]]*TOU_CTabulation[[#This Row],[Base Allow]])","v":0},{"$f":"VLOOKUP(TOU_CTabulation[[#This Row],[Hour]],daypart,2)","v":"All"},{"$f":"TOU_CTabulation[[#This Row],[Season]]&TOU_CTabulation[[#This Row],[Day-Part]]","v":"WinterAll"},{"$f":"VLOOKUP(TOU_CTabulation[[#This Row],[Daypart]],TOUC,2)","v":0.25901999999999997},{"$f":"VLOOKUP(TOU_CTabulation[[#This Row],[Daypart]],TOUC,3)","v":0.32596000000000003},{"$f":"TOU_CTabulation[[#This Row],[Month Base Allow]]*TOU_CTabulation[[#This Row],[Base Rate]]","v":0},{"$f":"TOU_CTabulation[[#This Row],[Month Overbase Gen]]*TOU_CTabulation[[#This Row],[Over Rate]]","v":0},{"$f":"TOU_CTabulation[[#This Row],[Base Value]]+TOU_CTabulation[[#This Row],[Over Value]]","v":0}]
[2,5,9,860,73,12,3,628.74300000000005,26.431999999999999,2102.6350000000002,2023.864,{"$f":"TOU_CTabulation[[#This Row],[AC System Output (W)]]/1000","v":2.0238640000000001},{"$f":"IF(A877=TOU_CTabulation[[#This Row],[Month]],M877+TOU_CTabulation[[#This Row],[AC System Output (kW)]],TOU_CTabulation[[#This Row],[AC System Output (kW)]])","v":69.136773000000019},{"$f":"VLOOKUP(TOU_CTabulation[[#This Row],[Month]],Season,2)","v":"Winter"},{"$f":"VLOOKUP(TOU_CTabulation[[#This Row],[Season]],CRate,2)","v":10.5},{"$f":"IF(A879>TOU_CTabulation[[#This Row],[Month]],TOU_CTabulation[[#This Row],[Day]]*TOU_CTabulation[[#This Row],[Base Allow]],0)","v":0},{"$f":"IF(A879>TOU_CTabulation[[#This Row],[Month]],TOU_CTabulation[[#This Row],[Month Cumm]],0)","v":0},{"$f":"IF(TOU_CTabulation[[#This Row],[Month Base Gen]]=0,0,TOU_CTabulation[[#This Row],[Month Base Gen]]-TOU_CTabulation[[#This Row],[Day]]*TOU_CTabulation[[#This Row],[Base Allow]])","v":0},{"$f":"VLOOKUP(TOU_CTabulation[[#This Row],[Hour]],daypart,2)","v":"All"},{"$f":"TOU_CTabulation[[#This Row],[Season]]&TOU_CTabulation[[#This Row],[Day-Part]]","v":"WinterAll"},{"$f":"VLOOKUP(TOU_CTabulation[[#This Row],[Daypart]],TOUC,2)","v":0.25901999999999997},{"$f":"VLOOKUP(TOU_CTabulation[[#This Row],[Daypart]],TOUC,3)","v":0.32596000000000003},{"$f":"TOU_CTabulation[[#This Row],[Month Base Allow]]*TOU_CTabulation[[#This Row],[Base Rate]]","v":0},{"$f":"TOU_CTabulation[[#This Row],[Month Overbase Gen]]*TOU_CTabulation[[#This Row],[Over Rate]]","v":0},{"$f":"TOU_CTabulation[[#This Row],[Base Value]]+TOU_CTabulation[[#This Row],[Over Value]]","v":0}]
[2,5,10,897,91,14,2,796.64700000000005,35.308,2588.0320000000002,2489.9490000000001,{"$f":"TOU_CTabulation[[#This Row],[AC System Output (W)]]/1000","v":2.4899490000000002},{"$f":"IF(A878=TOU_CTabulation[[#This Row],[Month]],M878+TOU_CTabulation[[#This Row],[AC System Output (kW)]],TOU_CTabulation[[#This Row],[AC System Output (kW)]])","v":71.626722000000015},{"$f":"VLOOKUP(TOU_CTabulation[[#This Row],[Month]],Season,2)","v":"Winter"},{"$f":"VLOOKUP(TOU_CTabulation[[#This Row],[Season]],CRate,2)","v":10.5},{"$f":"IF(A880>TOU_CTabulation[[#This Row],[Month]],TOU_CTabulation[[#This Row],[Day]]*TOU_CTabulation[[#This Row],[Base Allow]],0)","v":0},{"$f":"IF(A880>TOU_CTabulation[[#This Row],[Month]],TOU_CTabulation[[#This Row],[Month Cumm]],0)","v":0},{"$f":"IF(TOU_CTabulation[[#This Row],[Month Base Gen]]=0,0,TOU_CTabulation[[#This Row],[Month Base Gen]]-TOU_CTabulation[[#This Row],[Day]]*TOU_CTabulation[[#This Row],[Base Allow]])","v":0},{"$f":"VLOOKUP(TOU_CTabulation[[#This Row],[Hour]],daypart,2)","v":"All"},{"$f":"TOU_CTabulation[[#This Row],[Season]]&TOU_CTabulation[[#This Row],[Day-Part]]","v":"WinterAll"},{"$f":"VLOOKUP(TOU_CTabulation[[#This Row],[Daypart]],TOUC,2)","v":0.25901999999999997},{"$f":"VLOOKUP(TOU_CTabulation[[#This Row],[Daypart]],TOUC,3)","v":0.32596000000000003},{"$f":"TOU_CTabulation[[#This Row],[Month Base Allow]]*TOU_CTabulation[[#This Row],[Base Rate]]","v":0},{"$f":"TOU_CTabulation[[#This Row],[Month Overbase Gen]]*TOU_CTabulation[[#This Row],[Over Rate]]","v":0},{"$f":"TOU_CTabulation[[#This Row],[Base Value]]+TOU_CTabulation[[#This Row],[Over Value]]","v":0}]
[2,5,11,927,96,15,1,894.23599999999999,43.567999999999998,2797.2220000000002,2690.1410000000001,{"$f":"TOU_CTabulation[[#This Row],[AC System Output (W)]]/1000","v":2.6901410000000001},{"$f":"IF(A879=TOU_CTabulation[[#This Row],[Month]],M879+TOU_CTabulation[[#This Row],[AC System Output (kW)]],TOU_CTabulation[[#This Row],[AC System Output (kW)]])","v":74.316863000000012},{"$f":"VLOOKUP(TOU_CTabulation[[#This Row],[Month]],Season,2)","v":"Winter"},{"$f":"VLOOKUP(TOU_CTabulation[[#This Row],[Season]],CRate,2)","v":10.5},{"$f":"IF(A881>TOU_CTabulation[[#This Row],[Month]],TOU_CTabulation[[#This Row],[Day]]*TOU_CTabulation[[#This Row],[Base Allow]],0)","v":0},{"$f":"IF(A881>TOU_CTabulation[[#This Row],[Month]],TOU_CTabulation[[#This Row],[Month Cumm]],0)","v":0},{"$f":"IF(TOU_CTabulation[[#This Row],[Month Base Gen]]=0,0,TOU_CTabulation[[#This Row],[Month Base Gen]]-TOU_CTabulation[[#This Row],[Day]]*TOU_CTabulation[[#This Row],[Base Allow]])","v":0},{"$f":"VLOOKUP(TOU_CTabulation[[#This Row],[Hour]],daypart,2)","v":"All"},{"$f":"TOU_CTabulation[[#This Row],[Season]]&TOU_CTabulation[[#This Row],[Day-Part]]","v":"WinterAll"},{"$f":"VLOOKUP(TOU_CTabulation[[#This Row],[Daypart]],TOUC,2)","v":0.25901999999999997},{"$f":"VLOOKUP(TOU_CTabulation[[#This Row],[Daypart]],TOUC,3)","v":0.32596000000000003},{"$f":"TOU_CTabulation[[#This Row],[Month Base Allow]]*TOU_CTabulation[[#This Row],[Base Rate]]","v":0},{"$f":"TOU_CTabulation[[#This Row],[Month Overbase Gen]]*TOU_CTabulation[[#This Row],[Over Rate]]","v":0},{"$f":"TOU_CTabulation[[#This Row],[Base Value]]+TOU_CTabulation[[#This Row],[Over Value]]","v":0}]
[2,5,12,932,97,15,1,916.32299999999998,44.566000000000003,2853.2689999999998,2743.7080000000001,{"$f":"TOU_CTabulation[[#This Row],[AC System Output (W)]]/1000","v":2.7437080000000003},{"$f":"IF(A880=TOU_CTabulation[[#This Row],[Month]],M880+TOU_CTabulation[[#This Row],[AC System Output (kW)]],TOU_CTabulation[[#This Row],[AC System Output (kW)]])","v":77.06057100000001},{"$f":"VLOOKUP(TOU_CTabulation[[#This Row],[Month]],Season,2)","v":"Winter"},{"$f":"VLOOKUP(TOU_CTabulation[[#This Row],[Season]],CRate,2)","v":10.5},{"$f":"IF(A882>TOU_CTabulation[[#This Row],[Month]],TOU_CTabulation[[#This Row],[Day]]*TOU_CTabulation[[#This Row],[Base Allow]],0)","v":0},{"$f":"IF(A882>TOU_CTabulation[[#This Row],[Month]],TOU_CTabulation[[#This Row],[Month Cumm]],0)","v":0},{"$f":"IF(TOU_CTabulation[[#This Row],[Month Base Gen]]=0,0,TOU_CTabulation[[#This Row],[Month Base Gen]]-TOU_CTabulation[[#This Row],[Day]]*TOU_CTabulation[[#This Row],[Base Allow]])","v":0},{"$f":"VLOOKUP(TOU_CTabulation[[#This Row],[Hour]],daypart,2)","v":"All"},{"$f":"TOU_CTabulation[[#This Row],[Season]]&TOU_CTabulation[[#This Row],[Day-Part]]","v":"WinterAll"},{"$f":"VLOOKUP(TOU_CTabulation[[#This Row],[Daypart]],TOUC,2)","v":0.25901999999999997},{"$f":"VLOOKUP(TOU_CTabulation[[#This Row],[Daypart]],TOUC,3)","v":0.32596000000000003},{"$f":"TOU_CTabulation[[#This Row],[Month Base Allow]]*TOU_CTabulation[[#This Row],[Base Rate]]","v":0},{"$f":"TOU_CTabulation[[#This Row],[Month Overbase Gen]]*TOU_CTabulation[[#This Row],[Over Rate]]","v":0},{"$f":"TOU_CTabulation[[#This Row],[Base Value]]+TOU_CTabulation[[#This Row],[Over Value]]","v":0}]
[2,5,13,921,91,15,1,858.19600000000003,43.05,2688.7,2586.3380000000002,{"$f":"TOU_CTabulation[[#This Row],[AC System Output (W)]]/1000","v":2.586338},{"$f":"IF(A881=TOU_CTabulation[[#This Row],[Month]],M881+TOU_CTabulation[[#This Row],[AC System Output (kW)]],TOU_CTabulation[[#This Row],[AC System Output (kW)]])","v":79.646909000000008},{"$f":"VLOOKUP(TOU_CTabulation[[#This Row],[Month]],Season,2)","v":"Winter"},{"$f":"VLOOKUP(TOU_CTabulation[[#This Row],[Season]],CRate,2)","v":10.5},{"$f":"IF(A883>TOU_CTabulation[[#This Row],[Month]],TOU_CTabulation[[#This Row],[Day]]*TOU_CTabulation[[#This Row],[Base Allow]],0)","v":0},{"$f":"IF(A883>TOU_CTabulation[[#This Row],[Month]],TOU_CTabulation[[#This Row],[Month Cumm]],0)","v":0},{"$f":"IF(TOU_CTabulation[[#This Row],[Month Base Gen]]=0,0,TOU_CTabulation[[#This Row],[Month Base Gen]]-TOU_CTabulation[[#This Row],[Day]]*TOU_CTabulation[[#This Row],[Base Allow]])","v":0},{"$f":"VLOOKUP(TOU_CTabulation[[#This Row],[Hour]],daypart,2)","v":"All"},{"$f":"TOU_CTabulation[[#This Row],[Season]]&TOU_CTabulation[[#This Row],[Day-Part]]","v":"WinterAll"},{"$f":"VLOOKUP(TOU_CTabulation[[#This Row],[Daypart]],TOUC,2)","v":0.25901999999999997},{"$f":"VLOOKUP(TOU_CTabulation[[#This Row],[Daypart]],TOUC,3)","v":0.32596000000000003},{"$f":"TOU_CTabulation[[#This Row],[Month Base Allow]]*TOU_CTabulation[[#This Row],[Base Rate]]","v":0},{"$f":"TOU_CTabulation[[#This Row],[Month Overbase Gen]]*TOU_CTabulation[[#This Row],[Over Rate]]","v":0},{"$f":"TOU_CTabulation[[#This Row],[Base Value]]+TOU_CTabulation[[#This Row],[Over Value]]","v":0}]
[2,5,14,874,83,15,2,723.06899999999996,35.109000000000002,2341.8359999999998,2253.8229999999999,{"$f":"TOU_CTabulation[[#This Row],[AC System Output (W)]]/1000","v":2.2538229999999997},{"$f":"IF(A882=TOU_CTabulation[[#This Row],[Month]],M882+TOU_CTabulation[[#This Row],[AC System Output (kW)]],TOU_CTabulation[[#This Row],[AC System Output (kW)]])","v":81.900732000000005},{"$f":"VLOOKUP(TOU_CTabulation[[#This Row],[Month]],Season,2)","v":"Winter"},{"$f":"VLOOKUP(TOU_CTabulation[[#This Row],[Season]],CRate,2)","v":10.5},{"$f":"IF(A884>TOU_CTabulation[[#This Row],[Month]],TOU_CTabulation[[#This Row],[Day]]*TOU_CTabulation[[#This Row],[Base Allow]],0)","v":0},{"$f":"IF(A884>TOU_CTabulation[[#This Row],[Month]],TOU_CTabulation[[#This Row],[Month Cumm]],0)","v":0},{"$f":"IF(TOU_CTabulation[[#This Row],[Month Base Gen]]=0,0,TOU_CTabulation[[#This Row],[Month Base Gen]]-TOU_CTabulation[[#This Row],[Day]]*TOU_CTabulation[[#This Row],[Base Allow]])","v":0},{"$f":"VLOOKUP(TOU_CTabulation[[#This Row],[Hour]],daypart,2)","v":"All"},{"$f":"TOU_CTabulation[[#This Row],[Season]]&TOU_CTabulation[[#This Row],[Day-Part]]","v":"WinterAll"},{"$f":"VLOOKUP(TOU_CTabulation[[#This Row],[Daypart]],TOUC,2)","v":0.25901999999999997},{"$f":"VLOOKUP(TOU_CTabulation[[#This Row],[Daypart]],TOUC,3)","v":0.32596000000000003},{"$f":"TOU_CTabulation[[#This Row],[Month Base Allow]]*TOU_CTabulation[[#This Row],[Base Rate]]","v":0},{"$f":"TOU_CTabulation[[#This Row],[Month Overbase Gen]]*TOU_CTabulation[[#This Row],[Over Rate]]","v":0},{"$f":"TOU_CTabulation[[#This Row],[Base Value]]+TOU_CTabulation[[#This Row],[Over Value]]","v":0}]
[2,5,15,778,72,13,1,517.32600000000002,30.587,1674.0219999999999,1610.4829999999999,{"$f":"TOU_CTabulation[[#This Row],[AC System Output (W)]]/1000","v":1.6104829999999999},{"$f":"IF(A883=TOU_CTabulation[[#This Row],[Month]],M883+TOU_CTabulation[[#This Row],[AC System Output (kW)]],TOU_CTabulation[[#This Row],[AC System Output (kW)]])","v":83.511215000000007},{"$f":"VLOOKUP(TOU_CTabulation[[#This Row],[Month]],Season,2)","v":"Winter"},{"$f":"VLOOKUP(TOU_CTabulation[[#This Row],[Season]],CRate,2)","v":10.5},{"$f":"IF(A885>TOU_CTabulation[[#This Row],[Month]],TOU_CTabulation[[#This Row],[Day]]*TOU_CTabulation[[#This Row],[Base Allow]],0)","v":0},{"$f":"IF(A885>TOU_CTabulation[[#This Row],[Month]],TOU_CTabulation[[#This Row],[Month Cumm]],0)","v":0},{"$f":"IF(TOU_CTabulation[[#This Row],[Month Base Gen]]=0,0,TOU_CTabulation[[#This Row],[Month Base Gen]]-TOU_CTabulation[[#This Row],[Day]]*TOU_CTabulation[[#This Row],[Base Allow]])","v":0},{"$f":"VLOOKUP(TOU_CTabulation[[#This Row],[Hour]],daypart,2)","v":"All"},{"$f":"TOU_CTabulation[[#This Row],[Season]]&TOU_CTabulation[[#This Row],[Day-Part]]","v":"WinterAll"},{"$f":"VLOOKUP(TOU_CTabulation[[#This Row],[Daypart]],TOUC,2)","v":0.25901999999999997},{"$f":"VLOOKUP(TOU_CTabulation[[#This Row],[Daypart]],TOUC,3)","v":0.32596000000000003},{"$f":"TOU_CTabulation[[#This Row],[Month Base Allow]]*TOU_CTabulation[[#This Row],[Base Rate]]","v":0},{"$f":"TOU_CTabulation[[#This Row],[Month Overbase Gen]]*TOU_CTabulation[[#This Row],[Over Rate]]","v":0},{"$f":"TOU_CTabulation[[#This Row],[Base Value]]+TOU_CTabulation[[#This Row],[Over Value]]","v":0}]
[2,5,16,539,54,10,1,257.07600000000002,18.725000000000001,818.93700000000001,780.68399999999997,{"$f":"TOU_CTabulation[[#This Row],[AC System Output (W)]]/1000","v":0.78068399999999993},{"$f":"IF(A884=TOU_CTabulation[[#This Row],[Month]],M884+TOU_CTabulation[[#This Row],[AC System Output (kW)]],TOU_CTabulation[[#This Row],[AC System Output (kW)]])","v":84.291899000000001},{"$f":"VLOOKUP(TOU_CTabulation[[#This Row],[Month]],Season,2)","v":"Winter"},{"$f":"VLOOKUP(TOU_CTabulation[[#This Row],[Season]],CRate,2)","v":10.5},{"$f":"IF(A886>TOU_CTabulation[[#This Row],[Month]],TOU_CTabulation[[#This Row],[Day]]*TOU_CTabulation[[#This Row],[Base Allow]],0)","v":0},{"$f":"IF(A886>TOU_CTabulation[[#This Row],[Month]],TOU_CTabulation[[#This Row],[Month Cumm]],0)","v":0},{"$f":"IF(TOU_CTabulation[[#This Row],[Month Base Gen]]=0,0,TOU_CTabulation[[#This Row],[Month Base Gen]]-TOU_CTabulation[[#This Row],[Day]]*TOU_CTabulation[[#This Row],[Base Allow]])","v":0},{"$f":"VLOOKUP(TOU_CTabulation[[#This Row],[Hour]],daypart,2)","v":"All"},{"$f":"TOU_CTabulation[[#This Row],[Season]]&TOU_CTabulation[[#This Row],[Day-Part]]","v":"WinterAll"},{"$f":"VLOOKUP(TOU_CTabulation[[#This Row],[Daypart]],TOUC,2)","v":0.25901999999999997},{"$f":"VLOOKUP(TOU_CTabulation[[#This Row],[Daypart]],TOUC,3)","v":0.32596000000000003},{"$f":"TOU_CTabulation[[#This Row],[Month Base Allow]]*TOU_CTabulation[[#This Row],[Base Rate]]","v":0},{"$f":"TOU_CTabulation[[#This Row],[Month Overbase Gen]]*TOU_CTabulation[[#This Row],[Over Rate]]","v":0},{"$f":"TOU_CTabulation[[#This Row],[Base Value]]+TOU_CTabulation[[#This Row],[Over Value]]","v":0}]
[2,5,17,0,0,7,1,0,7,0,0,{"$f":"TOU_CTabulation[[#This Row],[AC System Output (W)]]/1000","v":0},{"$f":"IF(A885=TOU_CTabulation[[#This Row],[Month]],M885+TOU_CTabulation[[#This Row],[AC System Output (kW)]],TOU_CTabulation[[#This Row],[AC System Output (kW)]])","v":84.291899000000001},{"$f":"VLOOKUP(TOU_CTabulation[[#This Row],[Month]],Season,2)","v":"Winter"},{"$f":"VLOOKUP(TOU_CTabulation[[#This Row],[Season]],CRate,2)","v":10.5},{"$f":"IF(A887>TOU_CTabulation[[#This Row],[Month]],TOU_CTabulation[[#This Row],[Day]]*TOU_CTabulation[[#This Row],[Base Allow]],0)","v":0},{"$f":"IF(A887>TOU_CTabulation[[#This Row],[Month]],TOU_CTabulation[[#This Row],[Month Cumm]],0)","v":0},{"$f":"IF(TOU_CTabulation[[#This Row],[Month Base Gen]]=0,0,TOU_CTabulation[[#This Row],[Month Base Gen]]-TOU_CTabulation[[#This Row],[Day]]*TOU_CTabulation[[#This Row],[Base Allow]])","v":0},{"$f":"VLOOKUP(TOU_CTabulation[[#This Row],[Hour]],daypart,2)","v":"All"},{"$f":"TOU_CTabulation[[#This Row],[Season]]&TOU_CTabulation[[#This Row],[Day-Part]]","v":"WinterAll"},{"$f":"VLOOKUP(TOU_CTabulation[[#This Row],[Daypart]],TOUC,2)","v":0.25901999999999997},{"$f":"VLOOKUP(TOU_CTabulation[[#This Row],[Daypart]],TOUC,3)","v":0.32596000000000003},{"$f":"TOU_CTabulation[[#This Row],[Month Base Allow]]*TOU_CTabulation[[#This Row],[Base Rate]]","v":0},{"$f":"TOU_CTabulation[[#This Row],[Month Overbase Gen]]*TOU_CTabulation[[#This Row],[Over Rate]]","v":0},{"$f":"TOU_CTabulation[[#This Row],[Base Value]]+TOU_CTabulation[[#This Row],[Over Value]]","v":0}]
[2,5,18,0,0,7,1,0,7,0,0,{"$f":"TOU_CTabulation[[#This Row],[AC System Output (W)]]/1000","v":0},{"$f":"IF(A886=TOU_CTabulation[[#This Row],[Month]],M886+TOU_CTabulation[[#This Row],[AC System Output (kW)]],TOU_CTabulation[[#This Row],[AC System Output (kW)]])","v":84.291899000000001},{"$f":"VLOOKUP(TOU_CTabulation[[#This Row],[Month]],Season,2)","v":"Winter"},{"$f":"VLOOKUP(TOU_CTabulation[[#This Row],[Season]],CRate,2)","v":10.5},{"$f":"IF(A888>TOU_CTabulation[[#This Row],[Month]],TOU_CTabulation[[#This Row],[Day]]*TOU_CTabulation[[#This Row],[Base Allow]],0)","v":0},{"$f":"IF(A888>TOU_CTabulation[[#This Row],[Month]],TOU_CTabulation[[#This Row],[Month Cumm]],0)","v":0},{"$f":"IF(TOU_CTabulation[[#This Row],[Month Base Gen]]=0,0,TOU_CTabulation[[#This Row],[Month Base Gen]]-TOU_CTabulation[[#This Row],[Day]]*TOU_CTabulation[[#This Row],[Base Allow]])","v":0},{"$f":"VLOOKUP(TOU_CTabulation[[#This Row],[Hour]],daypart,2)","v":"All"},{"$f":"TOU_CTabulation[[#This Row],[Season]]&TOU_CTabulation[[#This Row],[Day-Part]]","v":"WinterAll"},{"$f":"VLOOKUP(TOU_CTabulation[[#This Row],[Daypart]],TOUC,2)","v":0.25901999999999997},{"$f":"VLOOKUP(TOU_CTabulation[[#This Row],[Daypart]],TOUC,3)","v":0.32596000000000003},{"$f":"TOU_CTabulation[[#This Row],[Month Base Allow]]*TOU_CTabulation[[#This Row],[Base Rate]]","v":0},{"$f":"TOU_CTabulation[[#This Row],[Month Overbase Gen]]*TOU_CTabulation[[#This Row],[Over Rate]]","v":0},{"$f":"TOU_CTabulation[[#This Row],[Base Value]]+TOU_CTabulation[[#This Row],[Over Value]]","v":0}]
[2,5,19,0,0,7,1,0,7,0,0,{"$f":"TOU_CTabulation[[#This Row],[AC System Output (W)]]/1000","v":0},{"$f":"IF(A887=TOU_CTabulation[[#This Row],[Month]],M887+TOU_CTabulation[[#This Row],[AC System Output (kW)]],TOU_CTabulation[[#This Row],[AC System Output (kW)]])","v":84.291899000000001},{"$f":"VLOOKUP(TOU_CTabulation[[#This Row],[Month]],Season,2)","v":"Winter"},{"$f":"VLOOKUP(TOU_CTabulation[[#This Row],[Season]],CRate,2)","v":10.5},{"$f":"IF(A889>TOU_CTabulation[[#This Row],[Month]],TOU_CTabulation[[#This Row],[Day]]*TOU_CTabulation[[#This Row],[Base Allow]],0)","v":0},{"$f":"IF(A889>TOU_CTabulation[[#This Row],[Month]],TOU_CTabulation[[#This Row],[Month Cumm]],0)","v":0},{"$f":"IF(TOU_CTabulation[[#This Row],[Month Base Gen]]=0,0,TOU_CTabulation[[#This Row],[Month Base Gen]]-TOU_CTabulation[[#This Row],[Day]]*TOU_CTabulation[[#This Row],[Base Allow]])","v":0},{"$f":"VLOOKUP(TOU_CTabulation[[#This Row],[Hour]],daypart,2)","v":"All"},{"$f":"TOU_CTabulation[[#This Row],[Season]]&TOU_CTabulation[[#This Row],[Day-Part]]","v":"WinterAll"},{"$f":"VLOOKUP(TOU_CTabulation[[#This Row],[Daypart]],TOUC,2)","v":0.25901999999999997},{"$f":"VLOOKUP(TOU_CTabulation[[#This Row],[Daypart]],TOUC,3)","v":0.32596000000000003},{"$f":"TOU_CTabulation[[#This Row],[Month Base Allow]]*TOU_CTabulation[[#This Row],[Base Rate]]","v":0},{"$f":"TOU_CTabulation[[#This Row],[Month Overbase Gen]]*TOU_CTabulation[[#This Row],[Over Rate]]","v":0},{"$f":"TOU_CTabulation[[#This Row],[Base Value]]+TOU_CTabulation[[#This Row],[Over Value]]","v":0}]
[2,5,20,0,0,7,0,0,7,0,0,{"$f":"TOU_CTabulation[[#This Row],[AC System Output (W)]]/1000","v":0},{"$f":"IF(A888=TOU_CTabulation[[#This Row],[Month]],M888+TOU_CTabulation[[#This Row],[AC System Output (kW)]],TOU_CTabulation[[#This Row],[AC System Output (kW)]])","v":84.291899000000001},{"$f":"VLOOKUP(TOU_CTabulation[[#This Row],[Month]],Season,2)","v":"Winter"},{"$f":"VLOOKUP(TOU_CTabulation[[#This Row],[Season]],CRate,2)","v":10.5},{"$f":"IF(A890>TOU_CTabulation[[#This Row],[Month]],TOU_CTabulation[[#This Row],[Day]]*TOU_CTabulation[[#This Row],[Base Allow]],0)","v":0},{"$f":"IF(A890>TOU_CTabulation[[#This Row],[Month]],TOU_CTabulation[[#This Row],[Month Cumm]],0)","v":0},{"$f":"IF(TOU_CTabulation[[#This Row],[Month Base Gen]]=0,0,TOU_CTabulation[[#This Row],[Month Base Gen]]-TOU_CTabulation[[#This Row],[Day]]*TOU_CTabulation[[#This Row],[Base Allow]])","v":0},{"$f":"VLOOKUP(TOU_CTabulation[[#This Row],[Hour]],daypart,2)","v":"All"},{"$f":"TOU_CTabulation[[#This Row],[Season]]&TOU_CTabulation[[#This Row],[Day-Part]]","v":"WinterAll"},{"$f":"VLOOKUP(TOU_CTabulation[[#This Row],[Daypart]],TOUC,2)","v":0.25901999999999997},{"$f":"VLOOKUP(TOU_CTabulation[[#This Row],[Daypart]],TOUC,3)","v":0.32596000000000003},{"$f":"TOU_CTabulation[[#This Row],[Month Base Allow]]*TOU_CTabulation[[#This Row],[Base Rate]]","v":0},{"$f":"TOU_CTabulation[[#This Row],[Month Overbase Gen]]*TOU_CTabulation[[#This Row],[Over Rate]]","v":0},{"$f":"TOU_CTabulation[[#This Row],[Base Value]]+TOU_CTabulation[[#This Row],[Over Value]]","v":0}]
[2,5,21,0,0,7,0,0,7,0,0,{"$f":"TOU_CTabulation[[#This Row],[AC System Output (W)]]/1000","v":0},{"$f":"IF(A889=TOU_CTabulation[[#This Row],[Month]],M889+TOU_CTabulation[[#This Row],[AC System Output (kW)]],TOU_CTabulation[[#This Row],[AC System Output (kW)]])","v":84.291899000000001},{"$f":"VLOOKUP(TOU_CTabulation[[#This Row],[Month]],Season,2)","v":"Winter"},{"$f":"VLOOKUP(TOU_CTabulation[[#This Row],[Season]],CRate,2)","v":10.5},{"$f":"IF(A891>TOU_CTabulation[[#This Row],[Month]],TOU_CTabulation[[#This Row],[Day]]*TOU_CTabulation[[#This Row],[Base Allow]],0)","v":0},{"$f":"IF(A891>TOU_CTabulation[[#This Row],[Month]],TOU_CTabulation[[#This Row],[Month Cumm]],0)","v":0},{"$f":"IF(TOU_CTabulation[[#This Row],[Month Base Gen]]=0,0,TOU_CTabulation[[#This Row],[Month Base Gen]]-TOU_CTabulation[[#This Row],[Day]]*TOU_CTabulation[[#This Row],[Base Allow]])","v":0},{"$f":"VLOOKUP(TOU_CTabulation[[#This Row],[Hour]],daypart,2)","v":"All"},{"$f":"TOU_CTabulation[[#This Row],[Season]]&TOU_CTabulation[[#This Row],[Day-Part]]","v":"WinterAll"},{"$f":"VLOOKUP(TOU_CTabulation[[#This Row],[Daypart]],TOUC,2)","v":0.25901999999999997},{"$f":"VLOOKUP(TOU_CTabulation[[#This Row],[Daypart]],TOUC,3)","v":0.32596000000000003},{"$f":"TOU_CTabulation[[#This Row],[Month Base Allow]]*TOU_CTabulation[[#This Row],[Base Rate]]","v":0},{"$f":"TOU_CTabulation[[#This Row],[Month Overbase Gen]]*TOU_CTabulation[[#This Row],[Over Rate]]","v":0},{"$f":"TOU_CTabulation[[#This Row],[Base Value]]+TOU_CTabulation[[#This Row],[Over Value]]","v":0}]
[2,5,22,0,0,6,0,0,6,0,0,{"$f":"TOU_CTabulation[[#This Row],[AC System Output (W)]]/1000","v":0},{"$f":"IF(A890=TOU_CTabulation[[#This Row],[Month]],M890+TOU_CTabulation[[#This Row],[AC System Output (kW)]],TOU_CTabulation[[#This Row],[AC System Output (kW)]])","v":84.291899000000001},{"$f":"VLOOKUP(TOU_CTabulation[[#This Row],[Month]],Season,2)","v":"Winter"},{"$f":"VLOOKUP(TOU_CTabulation[[#This Row],[Season]],CRate,2)","v":10.5},{"$f":"IF(A892>TOU_CTabulation[[#This Row],[Month]],TOU_CTabulation[[#This Row],[Day]]*TOU_CTabulation[[#This Row],[Base Allow]],0)","v":0},{"$f":"IF(A892>TOU_CTabulation[[#This Row],[Month]],TOU_CTabulation[[#This Row],[Month Cumm]],0)","v":0},{"$f":"IF(TOU_CTabulation[[#This Row],[Month Base Gen]]=0,0,TOU_CTabulation[[#This Row],[Month Base Gen]]-TOU_CTabulation[[#This Row],[Day]]*TOU_CTabulation[[#This Row],[Base Allow]])","v":0},{"$f":"VLOOKUP(TOU_CTabulation[[#This Row],[Hour]],daypart,2)","v":"All"},{"$f":"TOU_CTabulation[[#This Row],[Season]]&TOU_CTabulation[[#This Row],[Day-Part]]","v":"WinterAll"},{"$f":"VLOOKUP(TOU_CTabulation[[#This Row],[Daypart]],TOUC,2)","v":0.25901999999999997},{"$f":"VLOOKUP(TOU_CTabulation[[#This Row],[Daypart]],TOUC,3)","v":0.32596000000000003},{"$f":"TOU_CTabulation[[#This Row],[Month Base Allow]]*TOU_CTabulation[[#This Row],[Base Rate]]","v":0},{"$f":"TOU_CTabulation[[#This Row],[Month Overbase Gen]]*TOU_CTabulation[[#This Row],[Over Rate]]","v":0},{"$f":"TOU_CTabulation[[#This Row],[Base Value]]+TOU_CTabulation[[#This Row],[Over Value]]","v":0}]
[2,5,23,0,0,6,0,0,6,0,0,{"$f":"TOU_CTabulation[[#This Row],[AC System Output (W)]]/1000","v":0},{"$f":"IF(A891=TOU_CTabulation[[#This Row],[Month]],M891+TOU_CTabulation[[#This Row],[AC System Output (kW)]],TOU_CTabulation[[#This Row],[AC System Output (kW)]])","v":84.291899000000001},{"$f":"VLOOKUP(TOU_CTabulation[[#This Row],[Month]],Season,2)","v":"Winter"},{"$f":"VLOOKUP(TOU_CTabulation[[#This Row],[Season]],CRate,2)","v":10.5},{"$f":"IF(A893>TOU_CTabulation[[#This Row],[Month]],TOU_CTabulation[[#This Row],[Day]]*TOU_CTabulation[[#This Row],[Base Allow]],0)","v":0},{"$f":"IF(A893>TOU_CTabulation[[#This Row],[Month]],TOU_CTabulation[[#This Row],[Month Cumm]],0)","v":0},{"$f":"IF(TOU_CTabulation[[#This Row],[Month Base Gen]]=0,0,TOU_CTabulation[[#This Row],[Month Base Gen]]-TOU_CTabulation[[#This Row],[Day]]*TOU_CTabulation[[#This Row],[Base Allow]])","v":0},{"$f":"VLOOKUP(TOU_CTabulation[[#This Row],[Hour]],daypart,2)","v":"All"},{"$f":"TOU_CTabulation[[#This Row],[Season]]&TOU_CTabulation[[#This Row],[Day-Part]]","v":"WinterAll"},{"$f":"VLOOKUP(TOU_CTabulation[[#This Row],[Daypart]],TOUC,2)","v":0.25901999999999997},{"$f":"VLOOKUP(TOU_CTabulation[[#This Row],[Daypart]],TOUC,3)","v":0.32596000000000003},{"$f":"TOU_CTabulation[[#This Row],[Month Base Allow]]*TOU_CTabulation[[#This Row],[Base Rate]]","v":0},{"$f":"TOU_CTabulation[[#This Row],[Month Overbase Gen]]*TOU_CTabulation[[#This Row],[Over Rate]]","v":0},{"$f":"TOU_CTabulation[[#This Row],[Base Value]]+TOU_CTabulation[[#This Row],[Over Value]]","v":0}]
[2,6,0,0,0,5,1,0,5,0,0,{"$f":"TOU_CTabulation[[#This Row],[AC System Output (W)]]/1000","v":0},{"$f":"IF(A892=TOU_CTabulation[[#This Row],[Month]],M892+TOU_CTabulation[[#This Row],[AC System Output (kW)]],TOU_CTabulation[[#This Row],[AC System Output (kW)]])","v":84.291899000000001},{"$f":"VLOOKUP(TOU_CTabulation[[#This Row],[Month]],Season,2)","v":"Winter"},{"$f":"VLOOKUP(TOU_CTabulation[[#This Row],[Season]],CRate,2)","v":10.5},{"$f":"IF(A894>TOU_CTabulation[[#This Row],[Month]],TOU_CTabulation[[#This Row],[Day]]*TOU_CTabulation[[#This Row],[Base Allow]],0)","v":0},{"$f":"IF(A894>TOU_CTabulation[[#This Row],[Month]],TOU_CTabulation[[#This Row],[Month Cumm]],0)","v":0},{"$f":"IF(TOU_CTabulation[[#This Row],[Month Base Gen]]=0,0,TOU_CTabulation[[#This Row],[Month Base Gen]]-TOU_CTabulation[[#This Row],[Day]]*TOU_CTabulation[[#This Row],[Base Allow]])","v":0},{"$f":"VLOOKUP(TOU_CTabulation[[#This Row],[Hour]],daypart,2)","v":"All"},{"$f":"TOU_CTabulation[[#This Row],[Season]]&TOU_CTabulation[[#This Row],[Day-Part]]","v":"WinterAll"},{"$f":"VLOOKUP(TOU_CTabulation[[#This Row],[Daypart]],TOUC,2)","v":0.25901999999999997},{"$f":"VLOOKUP(TOU_CTabulation[[#This Row],[Daypart]],TOUC,3)","v":0.32596000000000003},{"$f":"TOU_CTabulation[[#This Row],[Month Base Allow]]*TOU_CTabulation[[#This Row],[Base Rate]]","v":0},{"$f":"TOU_CTabulation[[#This Row],[Month Overbase Gen]]*TOU_CTabulation[[#This Row],[Over Rate]]","v":0},{"$f":"TOU_CTabulation[[#This Row],[Base Value]]+TOU_CTabulation[[#This Row],[Over Value]]","v":0}]
[2,6,1,0,0,5,1,0,5,0,0,{"$f":"TOU_CTabulation[[#This Row],[AC System Output (W)]]/1000","v":0},{"$f":"IF(A893=TOU_CTabulation[[#This Row],[Month]],M893+TOU_CTabulation[[#This Row],[AC System Output (kW)]],TOU_CTabulation[[#This Row],[AC System Output (kW)]])","v":84.291899000000001},{"$f":"VLOOKUP(TOU_CTabulation[[#This Row],[Month]],Season,2)","v":"Winter"},{"$f":"VLOOKUP(TOU_CTabulation[[#This Row],[Season]],CRate,2)","v":10.5},{"$f":"IF(A895>TOU_CTabulation[[#This Row],[Month]],TOU_CTabulation[[#This Row],[Day]]*TOU_CTabulation[[#This Row],[Base Allow]],0)","v":0},{"$f":"IF(A895>TOU_CTabulation[[#This Row],[Month]],TOU_CTabulation[[#This Row],[Month Cumm]],0)","v":0},{"$f":"IF(TOU_CTabulation[[#This Row],[Month Base Gen]]=0,0,TOU_CTabulation[[#This Row],[Month Base Gen]]-TOU_CTabulation[[#This Row],[Day]]*TOU_CTabulation[[#This Row],[Base Allow]])","v":0},{"$f":"VLOOKUP(TOU_CTabulation[[#This Row],[Hour]],daypart,2)","v":"All"},{"$f":"TOU_CTabulation[[#This Row],[Season]]&TOU_CTabulation[[#This Row],[Day-Part]]","v":"WinterAll"},{"$f":"VLOOKUP(TOU_CTabulation[[#This Row],[Daypart]],TOUC,2)","v":0.25901999999999997},{"$f":"VLOOKUP(TOU_CTabulation[[#This Row],[Daypart]],TOUC,3)","v":0.32596000000000003},{"$f":"TOU_CTabulation[[#This Row],[Month Base Allow]]*TOU_CTabulation[[#This Row],[Base Rate]]","v":0},{"$f":"TOU_CTabulation[[#This Row],[Month Overbase Gen]]*TOU_CTabulation[[#This Row],[Over Rate]]","v":0},{"$f":"TOU_CTabulation[[#This Row],[Base Value]]+TOU_CTabulation[[#This Row],[Over Value]]","v":0}]
[2,6,2,0,0,4,1,0,4,0,0,{"$f":"TOU_CTabulation[[#This Row],[AC System Output (W)]]/1000","v":0},{"$f":"IF(A894=TOU_CTabulation[[#This Row],[Month]],M894+TOU_CTabulation[[#This Row],[AC System Output (kW)]],TOU_CTabulation[[#This Row],[AC System Output (kW)]])","v":84.291899000000001},{"$f":"VLOOKUP(TOU_CTabulation[[#This Row],[Month]],Season,2)","v":"Winter"},{"$f":"VLOOKUP(TOU_CTabulation[[#This Row],[Season]],CRate,2)","v":10.5},{"$f":"IF(A896>TOU_CTabulation[[#This Row],[Month]],TOU_CTabulation[[#This Row],[Day]]*TOU_CTabulation[[#This Row],[Base Allow]],0)","v":0},{"$f":"IF(A896>TOU_CTabulation[[#This Row],[Month]],TOU_CTabulation[[#This Row],[Month Cumm]],0)","v":0},{"$f":"IF(TOU_CTabulation[[#This Row],[Month Base Gen]]=0,0,TOU_CTabulation[[#This Row],[Month Base Gen]]-TOU_CTabulation[[#This Row],[Day]]*TOU_CTabulation[[#This Row],[Base Allow]])","v":0},{"$f":"VLOOKUP(TOU_CTabulation[[#This Row],[Hour]],daypart,2)","v":"All"},{"$f":"TOU_CTabulation[[#This Row],[Season]]&TOU_CTabulation[[#This Row],[Day-Part]]","v":"WinterAll"},{"$f":"VLOOKUP(TOU_CTabulation[[#This Row],[Daypart]],TOUC,2)","v":0.25901999999999997},{"$f":"VLOOKUP(TOU_CTabulation[[#This Row],[Daypart]],TOUC,3)","v":0.32596000000000003},{"$f":"TOU_CTabulation[[#This Row],[Month Base Allow]]*TOU_CTabulation[[#This Row],[Base Rate]]","v":0},{"$f":"TOU_CTabulation[[#This Row],[Month Overbase Gen]]*TOU_CTabulation[[#This Row],[Over Rate]]","v":0},{"$f":"TOU_CTabulation[[#This Row],[Base Value]]+TOU_CTabulation[[#This Row],[Over Value]]","v":0}]
[2,6,3,0,0,4,1,0,4,0,0,{"$f":"TOU_CTabulation[[#This Row],[AC System Output (W)]]/1000","v":0},{"$f":"IF(A895=TOU_CTabulation[[#This Row],[Month]],M895+TOU_CTabulation[[#This Row],[AC System Output (kW)]],TOU_CTabulation[[#This Row],[AC System Output (kW)]])","v":84.291899000000001},{"$f":"VLOOKUP(TOU_CTabulation[[#This Row],[Month]],Season,2)","v":"Winter"},{"$f":"VLOOKUP(TOU_CTabulation[[#This Row],[Season]],CRate,2)","v":10.5},{"$f":"IF(A897>TOU_CTabulation[[#This Row],[Month]],TOU_CTabulation[[#This Row],[Day]]*TOU_CTabulation[[#This Row],[Base Allow]],0)","v":0},{"$f":"IF(A897>TOU_CTabulation[[#This Row],[Month]],TOU_CTabulation[[#This Row],[Month Cumm]],0)","v":0},{"$f":"IF(TOU_CTabulation[[#This Row],[Month Base Gen]]=0,0,TOU_CTabulation[[#This Row],[Month Base Gen]]-TOU_CTabulation[[#This Row],[Day]]*TOU_CTabulation[[#This Row],[Base Allow]])","v":0},{"$f":"VLOOKUP(TOU_CTabulation[[#This Row],[Hour]],daypart,2)","v":"All"},{"$f":"TOU_CTabulation[[#This Row],[Season]]&TOU_CTabulation[[#This Row],[Day-Part]]","v":"WinterAll"},{"$f":"VLOOKUP(TOU_CTabulation[[#This Row],[Daypart]],TOUC,2)","v":0.25901999999999997},{"$f":"VLOOKUP(TOU_CTabulation[[#This Row],[Daypart]],TOUC,3)","v":0.32596000000000003},{"$f":"TOU_CTabulation[[#This Row],[Month Base Allow]]*TOU_CTabulation[[#This Row],[Base Rate]]","v":0},{"$f":"TOU_CTabulation[[#This Row],[Month Overbase Gen]]*TOU_CTabulation[[#This Row],[Over Rate]]","v":0},{"$f":"TOU_CTabulation[[#This Row],[Base Value]]+TOU_CTabulation[[#This Row],[Over Value]]","v":0}]
[2,6,4,0,0,3,1,0,3,0,0,{"$f":"TOU_CTabulation[[#This Row],[AC System Output (W)]]/1000","v":0},{"$f":"IF(A896=TOU_CTabulation[[#This Row],[Month]],M896+TOU_CTabulation[[#This Row],[AC System Output (kW)]],TOU_CTabulation[[#This Row],[AC System Output (kW)]])","v":84.291899000000001},{"$f":"VLOOKUP(TOU_CTabulation[[#This Row],[Month]],Season,2)","v":"Winter"},{"$f":"VLOOKUP(TOU_CTabulation[[#This Row],[Season]],CRate,2)","v":10.5},{"$f":"IF(A898>TOU_CTabulation[[#This Row],[Month]],TOU_CTabulation[[#This Row],[Day]]*TOU_CTabulation[[#This Row],[Base Allow]],0)","v":0},{"$f":"IF(A898>TOU_CTabulation[[#This Row],[Month]],TOU_CTabulation[[#This Row],[Month Cumm]],0)","v":0},{"$f":"IF(TOU_CTabulation[[#This Row],[Month Base Gen]]=0,0,TOU_CTabulation[[#This Row],[Month Base Gen]]-TOU_CTabulation[[#This Row],[Day]]*TOU_CTabulation[[#This Row],[Base Allow]])","v":0},{"$f":"VLOOKUP(TOU_CTabulation[[#This Row],[Hour]],daypart,2)","v":"All"},{"$f":"TOU_CTabulation[[#This Row],[Season]]&TOU_CTabulation[[#This Row],[Day-Part]]","v":"WinterAll"},{"$f":"VLOOKUP(TOU_CTabulation[[#This Row],[Daypart]],TOUC,2)","v":0.25901999999999997},{"$f":"VLOOKUP(TOU_CTabulation[[#This Row],[Daypart]],TOUC,3)","v":0.32596000000000003},{"$f":"TOU_CTabulation[[#This Row],[Month Base Allow]]*TOU_CTabulation[[#This Row],[Base Rate]]","v":0},{"$f":"TOU_CTabulation[[#This Row],[Month Overbase Gen]]*TOU_CTabulation[[#This Row],[Over Rate]]","v":0},{"$f":"TOU_CTabulation[[#This Row],[Base Value]]+TOU_CTabulation[[#This Row],[Over Value]]","v":0}]
[2,6,5,0,0,3,1,0,3,0,0,{"$f":"TOU_CTabulation[[#This Row],[AC System Output (W)]]/1000","v":0},{"$f":"IF(A897=TOU_CTabulation[[#This Row],[Month]],M897+TOU_CTabulation[[#This Row],[AC System Output (kW)]],TOU_CTabulation[[#This Row],[AC System Output (kW)]])","v":84.291899000000001},{"$f":"VLOOKUP(TOU_CTabulation[[#This Row],[Month]],Season,2)","v":"Winter"},{"$f":"VLOOKUP(TOU_CTabulation[[#This Row],[Season]],CRate,2)","v":10.5},{"$f":"IF(A899>TOU_CTabulation[[#This Row],[Month]],TOU_CTabulation[[#This Row],[Day]]*TOU_CTabulation[[#This Row],[Base Allow]],0)","v":0},{"$f":"IF(A899>TOU_CTabulation[[#This Row],[Month]],TOU_CTabulation[[#This Row],[Month Cumm]],0)","v":0},{"$f":"IF(TOU_CTabulation[[#This Row],[Month Base Gen]]=0,0,TOU_CTabulation[[#This Row],[Month Base Gen]]-TOU_CTabulation[[#This Row],[Day]]*TOU_CTabulation[[#This Row],[Base Allow]])","v":0},{"$f":"VLOOKUP(TOU_CTabulation[[#This Row],[Hour]],daypart,2)","v":"All"},{"$f":"TOU_CTabulation[[#This Row],[Season]]&TOU_CTabulation[[#This Row],[Day-Part]]","v":"WinterAll"},{"$f":"VLOOKUP(TOU_CTabulation[[#This Row],[Daypart]],TOUC,2)","v":0.25901999999999997},{"$f":"VLOOKUP(TOU_CTabulation[[#This Row],[Daypart]],TOUC,3)","v":0.32596000000000003},{"$f":"TOU_CTabulation[[#This Row],[Month Base Allow]]*TOU_CTabulation[[#This Row],[Base Rate]]","v":0},{"$f":"TOU_CTabulation[[#This Row],[Month Overbase Gen]]*TOU_CTabulation[[#This Row],[Over Rate]]","v":0},{"$f":"TOU_CTabulation[[#This Row],[Base Value]]+TOU_CTabulation[[#This Row],[Over Value]]","v":0}]
[2,6,6,0,0,3,1,0,3,0,0,{"$f":"TOU_CTabulation[[#This Row],[AC System Output (W)]]/1000","v":0},{"$f":"IF(A898=TOU_CTabulation[[#This Row],[Month]],M898+TOU_CTabulation[[#This Row],[AC System Output (kW)]],TOU_CTabulation[[#This Row],[AC System Output (kW)]])","v":84.291899000000001},{"$f":"VLOOKUP(TOU_CTabulation[[#This Row],[Month]],Season,2)","v":"Winter"},{"$f":"VLOOKUP(TOU_CTabulation[[#This Row],[Season]],CRate,2)","v":10.5},{"$f":"IF(A900>TOU_CTabulation[[#This Row],[Month]],TOU_CTabulation[[#This Row],[Day]]*TOU_CTabulation[[#This Row],[Base Allow]],0)","v":0},{"$f":"IF(A900>TOU_CTabulation[[#This Row],[Month]],TOU_CTabulation[[#This Row],[Month Cumm]],0)","v":0},{"$f":"IF(TOU_CTabulation[[#This Row],[Month Base Gen]]=0,0,TOU_CTabulation[[#This Row],[Month Base Gen]]-TOU_CTabulation[[#This Row],[Day]]*TOU_CTabulation[[#This Row],[Base Allow]])","v":0},{"$f":"VLOOKUP(TOU_CTabulation[[#This Row],[Hour]],daypart,2)","v":"All"},{"$f":"TOU_CTabulation[[#This Row],[Season]]&TOU_CTabulation[[#This Row],[Day-Part]]","v":"WinterAll"},{"$f":"VLOOKUP(TOU_CTabulation[[#This Row],[Daypart]],TOUC,2)","v":0.25901999999999997},{"$f":"VLOOKUP(TOU_CTabulation[[#This Row],[Daypart]],TOUC,3)","v":0.32596000000000003},{"$f":"TOU_CTabulation[[#This Row],[Month Base Allow]]*TOU_CTabulation[[#This Row],[Base Rate]]","v":0},{"$f":"TOU_CTabulation[[#This Row],[Month Overbase Gen]]*TOU_CTabulation[[#This Row],[Over Rate]]","v":0},{"$f":"TOU_CTabulation[[#This Row],[Base Value]]+TOU_CTabulation[[#This Row],[Over Value]]","v":0}]
[2,6,7,265,34,6,1,106.41200000000001,6.9260000000000002,336.07600000000002,309.09899999999999,{"$f":"TOU_CTabulation[[#This Row],[AC System Output (W)]]/1000","v":0.30909900000000001},{"$f":"IF(A899=TOU_CTabulation[[#This Row],[Month]],M899+TOU_CTabulation[[#This Row],[AC System Output (kW)]],TOU_CTabulation[[#This Row],[AC System Output (kW)]])","v":84.600998000000004},{"$f":"VLOOKUP(TOU_CTabulation[[#This Row],[Month]],Season,2)","v":"Winter"},{"$f":"VLOOKUP(TOU_CTabulation[[#This Row],[Season]],CRate,2)","v":10.5},{"$f":"IF(A901>TOU_CTabulation[[#This Row],[Month]],TOU_CTabulation[[#This Row],[Day]]*TOU_CTabulation[[#This Row],[Base Allow]],0)","v":0},{"$f":"IF(A901>TOU_CTabulation[[#This Row],[Month]],TOU_CTabulation[[#This Row],[Month Cumm]],0)","v":0},{"$f":"IF(TOU_CTabulation[[#This Row],[Month Base Gen]]=0,0,TOU_CTabulation[[#This Row],[Month Base Gen]]-TOU_CTabulation[[#This Row],[Day]]*TOU_CTabulation[[#This Row],[Base Allow]])","v":0},{"$f":"VLOOKUP(TOU_CTabulation[[#This Row],[Hour]],daypart,2)","v":"All"},{"$f":"TOU_CTabulation[[#This Row],[Season]]&TOU_CTabulation[[#This Row],[Day-Part]]","v":"WinterAll"},{"$f":"VLOOKUP(TOU_CTabulation[[#This Row],[Daypart]],TOUC,2)","v":0.25901999999999997},{"$f":"VLOOKUP(TOU_CTabulation[[#This Row],[Daypart]],TOUC,3)","v":0.32596000000000003},{"$f":"TOU_CTabulation[[#This Row],[Month Base Allow]]*TOU_CTabulation[[#This Row],[Base Rate]]","v":0},{"$f":"TOU_CTabulation[[#This Row],[Month Overbase Gen]]*TOU_CTabulation[[#This Row],[Over Rate]]","v":0},{"$f":"TOU_CTabulation[[#This Row],[Base Value]]+TOU_CTabulation[[#This Row],[Over Value]]","v":0}]
[2,6,8,640,71,9,2,372.15199999999999,17.603000000000002,1244.346,1194.3630000000001,{"$f":"TOU_CTabulation[[#This Row],[AC System Output (W)]]/1000","v":1.1943630000000001},{"$f":"IF(A900=TOU_CTabulation[[#This Row],[Month]],M900+TOU_CTabulation[[#This Row],[AC System Output (kW)]],TOU_CTabulation[[#This Row],[AC System Output (kW)]])","v":85.795361},{"$f":"VLOOKUP(TOU_CTabulation[[#This Row],[Month]],Season,2)","v":"Winter"},{"$f":"VLOOKUP(TOU_CTabulation[[#This Row],[Season]],CRate,2)","v":10.5},{"$f":"IF(A902>TOU_CTabulation[[#This Row],[Month]],TOU_CTabulation[[#This Row],[Day]]*TOU_CTabulation[[#This Row],[Base Allow]],0)","v":0},{"$f":"IF(A902>TOU_CTabulation[[#This Row],[Month]],TOU_CTabulation[[#This Row],[Month Cumm]],0)","v":0},{"$f":"IF(TOU_CTabulation[[#This Row],[Month Base Gen]]=0,0,TOU_CTabulation[[#This Row],[Month Base Gen]]-TOU_CTabulation[[#This Row],[Day]]*TOU_CTabulation[[#This Row],[Base Allow]])","v":0},{"$f":"VLOOKUP(TOU_CTabulation[[#This Row],[Hour]],daypart,2)","v":"All"},{"$f":"TOU_CTabulation[[#This Row],[Season]]&TOU_CTabulation[[#This Row],[Day-Part]]","v":"WinterAll"},{"$f":"VLOOKUP(TOU_CTabulation[[#This Row],[Daypart]],TOUC,2)","v":0.25901999999999997},{"$f":"VLOOKUP(TOU_CTabulation[[#This Row],[Daypart]],TOUC,3)","v":0.32596000000000003},{"$f":"TOU_CTabulation[[#This Row],[Month Base Allow]]*TOU_CTabulation[[#This Row],[Base Rate]]","v":0},{"$f":"TOU_CTabulation[[#This Row],[Month Overbase Gen]]*TOU_CTabulation[[#This Row],[Over Rate]]","v":0},{"$f":"TOU_CTabulation[[#This Row],[Base Value]]+TOU_CTabulation[[#This Row],[Over Value]]","v":0}]
[2,6,9,806,86,12,2,611.42399999999998,27.812000000000001,2033.4010000000001,1957.2070000000001,{"$f":"TOU_CTabulation[[#This Row],[AC System Output (W)]]/1000","v":1.9572070000000001},{"$f":"IF(A901=TOU_CTabulation[[#This Row],[Month]],M901+TOU_CTabulation[[#This Row],[AC System Output (kW)]],TOU_CTabulation[[#This Row],[AC System Output (kW)]])","v":87.752567999999997},{"$f":"VLOOKUP(TOU_CTabulation[[#This Row],[Month]],Season,2)","v":"Winter"},{"$f":"VLOOKUP(TOU_CTabulation[[#This Row],[Season]],CRate,2)","v":10.5},{"$f":"IF(A903>TOU_CTabulation[[#This Row],[Month]],TOU_CTabulation[[#This Row],[Day]]*TOU_CTabulation[[#This Row],[Base Allow]],0)","v":0},{"$f":"IF(A903>TOU_CTabulation[[#This Row],[Month]],TOU_CTabulation[[#This Row],[Month Cumm]],0)","v":0},{"$f":"IF(TOU_CTabulation[[#This Row],[Month Base Gen]]=0,0,TOU_CTabulation[[#This Row],[Month Base Gen]]-TOU_CTabulation[[#This Row],[Day]]*TOU_CTabulation[[#This Row],[Base Allow]])","v":0},{"$f":"VLOOKUP(TOU_CTabulation[[#This Row],[Hour]],daypart,2)","v":"All"},{"$f":"TOU_CTabulation[[#This Row],[Season]]&TOU_CTabulation[[#This Row],[Day-Part]]","v":"WinterAll"},{"$f":"VLOOKUP(TOU_CTabulation[[#This Row],[Daypart]],TOUC,2)","v":0.25901999999999997},{"$f":"VLOOKUP(TOU_CTabulation[[#This Row],[Daypart]],TOUC,3)","v":0.32596000000000003},{"$f":"TOU_CTabulation[[#This Row],[Month Base Allow]]*TOU_CTabulation[[#This Row],[Base Rate]]","v":0},{"$f":"TOU_CTabulation[[#This Row],[Month Overbase Gen]]*TOU_CTabulation[[#This Row],[Over Rate]]","v":0},{"$f":"TOU_CTabulation[[#This Row],[Base Value]]+TOU_CTabulation[[#This Row],[Over Value]]","v":0}]
[2,6,10,902,89,14,2,800.28399999999999,35.347000000000001,2599.683,2501.11,{"$f":"TOU_CTabulation[[#This Row],[AC System Output (W)]]/1000","v":2.5011100000000002},{"$f":"IF(A902=TOU_CTabulation[[#This Row],[Month]],M902+TOU_CTabulation[[#This Row],[AC System Output (kW)]],TOU_CTabulation[[#This Row],[AC System Output (kW)]])","v":90.253677999999994},{"$f":"VLOOKUP(TOU_CTabulation[[#This Row],[Month]],Season,2)","v":"Winter"},{"$f":"VLOOKUP(TOU_CTabulation[[#This Row],[Season]],CRate,2)","v":10.5},{"$f":"IF(A904>TOU_CTabulation[[#This Row],[Month]],TOU_CTabulation[[#This Row],[Day]]*TOU_CTabulation[[#This Row],[Base Allow]],0)","v":0},{"$f":"IF(A904>TOU_CTabulation[[#This Row],[Month]],TOU_CTabulation[[#This Row],[Month Cumm]],0)","v":0},{"$f":"IF(TOU_CTabulation[[#This Row],[Month Base Gen]]=0,0,TOU_CTabulation[[#This Row],[Month Base Gen]]-TOU_CTabulation[[#This Row],[Day]]*TOU_CTabulation[[#This Row],[Base Allow]])","v":0},{"$f":"VLOOKUP(TOU_CTabulation[[#This Row],[Hour]],daypart,2)","v":"All"},{"$f":"TOU_CTabulation[[#This Row],[Season]]&TOU_CTabulation[[#This Row],[Day-Part]]","v":"WinterAll"},{"$f":"VLOOKUP(TOU_CTabulation[[#This Row],[Daypart]],TOUC,2)","v":0.25901999999999997},{"$f":"VLOOKUP(TOU_CTabulation[[#This Row],[Daypart]],TOUC,3)","v":0.32596000000000003},{"$f":"TOU_CTabulation[[#This Row],[Month Base Allow]]*TOU_CTabulation[[#This Row],[Base Rate]]","v":0},{"$f":"TOU_CTabulation[[#This Row],[Month Overbase Gen]]*TOU_CTabulation[[#This Row],[Over Rate]]","v":0},{"$f":"TOU_CTabulation[[#This Row],[Base Value]]+TOU_CTabulation[[#This Row],[Over Value]]","v":0}]
[2,6,11,944,89,15,2,902.83399999999995,39.442999999999998,2884.2890000000002,2773.3440000000001,{"$f":"TOU_CTabulation[[#This Row],[AC System Output (W)]]/1000","v":2.7733440000000003},{"$f":"IF(A903=TOU_CTabulation[[#This Row],[Month]],M903+TOU_CTabulation[[#This Row],[AC System Output (kW)]],TOU_CTabulation[[#This Row],[AC System Output (kW)]])","v":93.027021999999988},{"$f":"VLOOKUP(TOU_CTabulation[[#This Row],[Month]],Season,2)","v":"Winter"},{"$f":"VLOOKUP(TOU_CTabulation[[#This Row],[Season]],CRate,2)","v":10.5},{"$f":"IF(A905>TOU_CTabulation[[#This Row],[Month]],TOU_CTabulation[[#This Row],[Day]]*TOU_CTabulation[[#This Row],[Base Allow]],0)","v":0},{"$f":"IF(A905>TOU_CTabulation[[#This Row],[Month]],TOU_CTabulation[[#This Row],[Month Cumm]],0)","v":0},{"$f":"IF(TOU_CTabulation[[#This Row],[Month Base Gen]]=0,0,TOU_CTabulation[[#This Row],[Month Base Gen]]-TOU_CTabulation[[#This Row],[Day]]*TOU_CTabulation[[#This Row],[Base Allow]])","v":0},{"$f":"VLOOKUP(TOU_CTabulation[[#This Row],[Hour]],daypart,2)","v":"All"},{"$f":"TOU_CTabulation[[#This Row],[Season]]&TOU_CTabulation[[#This Row],[Day-Part]]","v":"WinterAll"},{"$f":"VLOOKUP(TOU_CTabulation[[#This Row],[Daypart]],TOUC,2)","v":0.25901999999999997},{"$f":"VLOOKUP(TOU_CTabulation[[#This Row],[Daypart]],TOUC,3)","v":0.32596000000000003},{"$f":"TOU_CTabulation[[#This Row],[Month Base Allow]]*TOU_CTabulation[[#This Row],[Base Rate]]","v":0},{"$f":"TOU_CTabulation[[#This Row],[Month Overbase Gen]]*TOU_CTabulation[[#This Row],[Over Rate]]","v":0},{"$f":"TOU_CTabulation[[#This Row],[Base Value]]+TOU_CTabulation[[#This Row],[Over Value]]","v":0}]
[2,6,12,954,87,15,2,926.14700000000005,40.326000000000001,2947.3009999999999,2833.5140000000001,{"$f":"TOU_CTabulation[[#This Row],[AC System Output (W)]]/1000","v":2.8335140000000001},{"$f":"IF(A904=TOU_CTabulation[[#This Row],[Month]],M904+TOU_CTabulation[[#This Row],[AC System Output (kW)]],TOU_CTabulation[[#This Row],[AC System Output (kW)]])","v":95.860535999999982},{"$f":"VLOOKUP(TOU_CTabulation[[#This Row],[Month]],Season,2)","v":"Winter"},{"$f":"VLOOKUP(TOU_CTabulation[[#This Row],[Season]],CRate,2)","v":10.5},{"$f":"IF(A906>TOU_CTabulation[[#This Row],[Month]],TOU_CTabulation[[#This Row],[Day]]*TOU_CTabulation[[#This Row],[Base Allow]],0)","v":0},{"$f":"IF(A906>TOU_CTabulation[[#This Row],[Month]],TOU_CTabulation[[#This Row],[Month Cumm]],0)","v":0},{"$f":"IF(TOU_CTabulation[[#This Row],[Month Base Gen]]=0,0,TOU_CTabulation[[#This Row],[Month Base Gen]]-TOU_CTabulation[[#This Row],[Day]]*TOU_CTabulation[[#This Row],[Base Allow]])","v":0},{"$f":"VLOOKUP(TOU_CTabulation[[#This Row],[Hour]],daypart,2)","v":"All"},{"$f":"TOU_CTabulation[[#This Row],[Season]]&TOU_CTabulation[[#This Row],[Day-Part]]","v":"WinterAll"},{"$f":"VLOOKUP(TOU_CTabulation[[#This Row],[Daypart]],TOUC,2)","v":0.25901999999999997},{"$f":"VLOOKUP(TOU_CTabulation[[#This Row],[Daypart]],TOUC,3)","v":0.32596000000000003},{"$f":"TOU_CTabulation[[#This Row],[Month Base Allow]]*TOU_CTabulation[[#This Row],[Base Rate]]","v":0},{"$f":"TOU_CTabulation[[#This Row],[Month Overbase Gen]]*TOU_CTabulation[[#This Row],[Over Rate]]","v":0},{"$f":"TOU_CTabulation[[#This Row],[Base Value]]+TOU_CTabulation[[#This Row],[Over Value]]","v":0}]
[2,6,13,935,85,15,3,865.10199999999998,36.106999999999999,2807.2069999999999,2699.6860000000001,{"$f":"TOU_CTabulation[[#This Row],[AC System Output (W)]]/1000","v":2.6996860000000003},{"$f":"IF(A905=TOU_CTabulation[[#This Row],[Month]],M905+TOU_CTabulation[[#This Row],[AC System Output (kW)]],TOU_CTabulation[[#This Row],[AC System Output (kW)]])","v":98.560221999999982},{"$f":"VLOOKUP(TOU_CTabulation[[#This Row],[Month]],Season,2)","v":"Winter"},{"$f":"VLOOKUP(TOU_CTabulation[[#This Row],[Season]],CRate,2)","v":10.5},{"$f":"IF(A907>TOU_CTabulation[[#This Row],[Month]],TOU_CTabulation[[#This Row],[Day]]*TOU_CTabulation[[#This Row],[Base Allow]],0)","v":0},{"$f":"IF(A907>TOU_CTabulation[[#This Row],[Month]],TOU_CTabulation[[#This Row],[Month Cumm]],0)","v":0},{"$f":"IF(TOU_CTabulation[[#This Row],[Month Base Gen]]=0,0,TOU_CTabulation[[#This Row],[Month Base Gen]]-TOU_CTabulation[[#This Row],[Day]]*TOU_CTabulation[[#This Row],[Base Allow]])","v":0},{"$f":"VLOOKUP(TOU_CTabulation[[#This Row],[Hour]],daypart,2)","v":"All"},{"$f":"TOU_CTabulation[[#This Row],[Season]]&TOU_CTabulation[[#This Row],[Day-Part]]","v":"WinterAll"},{"$f":"VLOOKUP(TOU_CTabulation[[#This Row],[Daypart]],TOUC,2)","v":0.25901999999999997},{"$f":"VLOOKUP(TOU_CTabulation[[#This Row],[Daypart]],TOUC,3)","v":0.32596000000000003},{"$f":"TOU_CTabulation[[#This Row],[Month Base Allow]]*TOU_CTabulation[[#This Row],[Base Rate]]","v":0},{"$f":"TOU_CTabulation[[#This Row],[Month Overbase Gen]]*TOU_CTabulation[[#This Row],[Over Rate]]","v":0},{"$f":"TOU_CTabulation[[#This Row],[Base Value]]+TOU_CTabulation[[#This Row],[Over Value]]","v":0}]
[2,6,14,890,78,14,3,726.31100000000004,31.818999999999999,2390.6610000000001,2300.6950000000002,{"$f":"TOU_CTabulation[[#This Row],[AC System Output (W)]]/1000","v":2.3006950000000002},{"$f":"IF(A906=TOU_CTabulation[[#This Row],[Month]],M906+TOU_CTabulation[[#This Row],[AC System Output (kW)]],TOU_CTabulation[[#This Row],[AC System Output (kW)]])","v":100.86091699999999},{"$f":"VLOOKUP(TOU_CTabulation[[#This Row],[Month]],Season,2)","v":"Winter"},{"$f":"VLOOKUP(TOU_CTabulation[[#This Row],[Season]],CRate,2)","v":10.5},{"$f":"IF(A908>TOU_CTabulation[[#This Row],[Month]],TOU_CTabulation[[#This Row],[Day]]*TOU_CTabulation[[#This Row],[Base Allow]],0)","v":0},{"$f":"IF(A908>TOU_CTabulation[[#This Row],[Month]],TOU_CTabulation[[#This Row],[Month Cumm]],0)","v":0},{"$f":"IF(TOU_CTabulation[[#This Row],[Month Base Gen]]=0,0,TOU_CTabulation[[#This Row],[Month Base Gen]]-TOU_CTabulation[[#This Row],[Day]]*TOU_CTabulation[[#This Row],[Base Allow]])","v":0},{"$f":"VLOOKUP(TOU_CTabulation[[#This Row],[Hour]],daypart,2)","v":"All"},{"$f":"TOU_CTabulation[[#This Row],[Season]]&TOU_CTabulation[[#This Row],[Day-Part]]","v":"WinterAll"},{"$f":"VLOOKUP(TOU_CTabulation[[#This Row],[Daypart]],TOUC,2)","v":0.25901999999999997},{"$f":"VLOOKUP(TOU_CTabulation[[#This Row],[Daypart]],TOUC,3)","v":0.32596000000000003},{"$f":"TOU_CTabulation[[#This Row],[Month Base Allow]]*TOU_CTabulation[[#This Row],[Base Rate]]","v":0},{"$f":"TOU_CTabulation[[#This Row],[Month Overbase Gen]]*TOU_CTabulation[[#This Row],[Over Rate]]","v":0},{"$f":"TOU_CTabulation[[#This Row],[Base Value]]+TOU_CTabulation[[#This Row],[Over Value]]","v":0}]
[2,6,15,799,67,12,2,525.17200000000003,26.71,1731.24,1665.7670000000001,{"$f":"TOU_CTabulation[[#This Row],[AC System Output (W)]]/1000","v":1.665767},{"$f":"IF(A907=TOU_CTabulation[[#This Row],[Month]],M907+TOU_CTabulation[[#This Row],[AC System Output (kW)]],TOU_CTabulation[[#This Row],[AC System Output (kW)]])","v":102.52668399999999},{"$f":"VLOOKUP(TOU_CTabulation[[#This Row],[Month]],Season,2)","v":"Winter"},{"$f":"VLOOKUP(TOU_CTabulation[[#This Row],[Season]],CRate,2)","v":10.5},{"$f":"IF(A909>TOU_CTabulation[[#This Row],[Month]],TOU_CTabulation[[#This Row],[Day]]*TOU_CTabulation[[#This Row],[Base Allow]],0)","v":0},{"$f":"IF(A909>TOU_CTabulation[[#This Row],[Month]],TOU_CTabulation[[#This Row],[Month Cumm]],0)","v":0},{"$f":"IF(TOU_CTabulation[[#This Row],[Month Base Gen]]=0,0,TOU_CTabulation[[#This Row],[Month Base Gen]]-TOU_CTabulation[[#This Row],[Day]]*TOU_CTabulation[[#This Row],[Base Allow]])","v":0},{"$f":"VLOOKUP(TOU_CTabulation[[#This Row],[Hour]],daypart,2)","v":"All"},{"$f":"TOU_CTabulation[[#This Row],[Season]]&TOU_CTabulation[[#This Row],[Day-Part]]","v":"WinterAll"},{"$f":"VLOOKUP(TOU_CTabulation[[#This Row],[Daypart]],TOUC,2)","v":0.25901999999999997},{"$f":"VLOOKUP(TOU_CTabulation[[#This Row],[Daypart]],TOUC,3)","v":0.32596000000000003},{"$f":"TOU_CTabulation[[#This Row],[Month Base Allow]]*TOU_CTabulation[[#This Row],[Base Rate]]","v":0},{"$f":"TOU_CTabulation[[#This Row],[Month Overbase Gen]]*TOU_CTabulation[[#This Row],[Over Rate]]","v":0},{"$f":"TOU_CTabulation[[#This Row],[Base Value]]+TOU_CTabulation[[#This Row],[Over Value]]","v":0}]
[2,6,16,580,50,9,1,268.18799999999999,18.135000000000002,854.28300000000002,815.11900000000003,{"$f":"TOU_CTabulation[[#This Row],[AC System Output (W)]]/1000","v":0.81511900000000004},{"$f":"IF(A908=TOU_CTabulation[[#This Row],[Month]],M908+TOU_CTabulation[[#This Row],[AC System Output (kW)]],TOU_CTabulation[[#This Row],[AC System Output (kW)]])","v":103.34180299999998},{"$f":"VLOOKUP(TOU_CTabulation[[#This Row],[Month]],Season,2)","v":"Winter"},{"$f":"VLOOKUP(TOU_CTabulation[[#This Row],[Season]],CRate,2)","v":10.5},{"$f":"IF(A910>TOU_CTabulation[[#This Row],[Month]],TOU_CTabulation[[#This Row],[Day]]*TOU_CTabulation[[#This Row],[Base Allow]],0)","v":0},{"$f":"IF(A910>TOU_CTabulation[[#This Row],[Month]],TOU_CTabulation[[#This Row],[Month Cumm]],0)","v":0},{"$f":"IF(TOU_CTabulation[[#This Row],[Month Base Gen]]=0,0,TOU_CTabulation[[#This Row],[Month Base Gen]]-TOU_CTabulation[[#This Row],[Day]]*TOU_CTabulation[[#This Row],[Base Allow]])","v":0},{"$f":"VLOOKUP(TOU_CTabulation[[#This Row],[Hour]],daypart,2)","v":"All"},{"$f":"TOU_CTabulation[[#This Row],[Season]]&TOU_CTabulation[[#This Row],[Day-Part]]","v":"WinterAll"},{"$f":"VLOOKUP(TOU_CTabulation[[#This Row],[Daypart]],TOUC,2)","v":0.25901999999999997},{"$f":"VLOOKUP(TOU_CTabulation[[#This Row],[Daypart]],TOUC,3)","v":0.32596000000000003},{"$f":"TOU_CTabulation[[#This Row],[Month Base Allow]]*TOU_CTabulation[[#This Row],[Base Rate]]","v":0},{"$f":"TOU_CTabulation[[#This Row],[Month Overbase Gen]]*TOU_CTabulation[[#This Row],[Over Rate]]","v":0},{"$f":"TOU_CTabulation[[#This Row],[Base Value]]+TOU_CTabulation[[#This Row],[Over Value]]","v":0}]
[2,6,17,0,0,7,1,0,7,0,0,{"$f":"TOU_CTabulation[[#This Row],[AC System Output (W)]]/1000","v":0},{"$f":"IF(A909=TOU_CTabulation[[#This Row],[Month]],M909+TOU_CTabulation[[#This Row],[AC System Output (kW)]],TOU_CTabulation[[#This Row],[AC System Output (kW)]])","v":103.34180299999998},{"$f":"VLOOKUP(TOU_CTabulation[[#This Row],[Month]],Season,2)","v":"Winter"},{"$f":"VLOOKUP(TOU_CTabulation[[#This Row],[Season]],CRate,2)","v":10.5},{"$f":"IF(A911>TOU_CTabulation[[#This Row],[Month]],TOU_CTabulation[[#This Row],[Day]]*TOU_CTabulation[[#This Row],[Base Allow]],0)","v":0},{"$f":"IF(A911>TOU_CTabulation[[#This Row],[Month]],TOU_CTabulation[[#This Row],[Month Cumm]],0)","v":0},{"$f":"IF(TOU_CTabulation[[#This Row],[Month Base Gen]]=0,0,TOU_CTabulation[[#This Row],[Month Base Gen]]-TOU_CTabulation[[#This Row],[Day]]*TOU_CTabulation[[#This Row],[Base Allow]])","v":0},{"$f":"VLOOKUP(TOU_CTabulation[[#This Row],[Hour]],daypart,2)","v":"All"},{"$f":"TOU_CTabulation[[#This Row],[Season]]&TOU_CTabulation[[#This Row],[Day-Part]]","v":"WinterAll"},{"$f":"VLOOKUP(TOU_CTabulation[[#This Row],[Daypart]],TOUC,2)","v":0.25901999999999997},{"$f":"VLOOKUP(TOU_CTabulation[[#This Row],[Daypart]],TOUC,3)","v":0.32596000000000003},{"$f":"TOU_CTabulation[[#This Row],[Month Base Allow]]*TOU_CTabulation[[#This Row],[Base Rate]]","v":0},{"$f":"TOU_CTabulation[[#This Row],[Month Overbase Gen]]*TOU_CTabulation[[#This Row],[Over Rate]]","v":0},{"$f":"TOU_CTabulation[[#This Row],[Base Value]]+TOU_CTabulation[[#This Row],[Over Value]]","v":0}]
[2,6,18,0,0,7,0,0,7,0,0,{"$f":"TOU_CTabulation[[#This Row],[AC System Output (W)]]/1000","v":0},{"$f":"IF(A910=TOU_CTabulation[[#This Row],[Month]],M910+TOU_CTabulation[[#This Row],[AC System Output (kW)]],TOU_CTabulation[[#This Row],[AC System Output (kW)]])","v":103.34180299999998},{"$f":"VLOOKUP(TOU_CTabulation[[#This Row],[Month]],Season,2)","v":"Winter"},{"$f":"VLOOKUP(TOU_CTabulation[[#This Row],[Season]],CRate,2)","v":10.5},{"$f":"IF(A912>TOU_CTabulation[[#This Row],[Month]],TOU_CTabulation[[#This Row],[Day]]*TOU_CTabulation[[#This Row],[Base Allow]],0)","v":0},{"$f":"IF(A912>TOU_CTabulation[[#This Row],[Month]],TOU_CTabulation[[#This Row],[Month Cumm]],0)","v":0},{"$f":"IF(TOU_CTabulation[[#This Row],[Month Base Gen]]=0,0,TOU_CTabulation[[#This Row],[Month Base Gen]]-TOU_CTabulation[[#This Row],[Day]]*TOU_CTabulation[[#This Row],[Base Allow]])","v":0},{"$f":"VLOOKUP(TOU_CTabulation[[#This Row],[Hour]],daypart,2)","v":"All"},{"$f":"TOU_CTabulation[[#This Row],[Season]]&TOU_CTabulation[[#This Row],[Day-Part]]","v":"WinterAll"},{"$f":"VLOOKUP(TOU_CTabulation[[#This Row],[Daypart]],TOUC,2)","v":0.25901999999999997},{"$f":"VLOOKUP(TOU_CTabulation[[#This Row],[Daypart]],TOUC,3)","v":0.32596000000000003},{"$f":"TOU_CTabulation[[#This Row],[Month Base Allow]]*TOU_CTabulation[[#This Row],[Base Rate]]","v":0},{"$f":"TOU_CTabulation[[#This Row],[Month Overbase Gen]]*TOU_CTabulation[[#This Row],[Over Rate]]","v":0},{"$f":"TOU_CTabulation[[#This Row],[Base Value]]+TOU_CTabulation[[#This Row],[Over Value]]","v":0}]
[2,6,19,0,0,7,0,0,7,0,0,{"$f":"TOU_CTabulation[[#This Row],[AC System Output (W)]]/1000","v":0},{"$f":"IF(A911=TOU_CTabulation[[#This Row],[Month]],M911+TOU_CTabulation[[#This Row],[AC System Output (kW)]],TOU_CTabulation[[#This Row],[AC System Output (kW)]])","v":103.34180299999998},{"$f":"VLOOKUP(TOU_CTabulation[[#This Row],[Month]],Season,2)","v":"Winter"},{"$f":"VLOOKUP(TOU_CTabulation[[#This Row],[Season]],CRate,2)","v":10.5},{"$f":"IF(A913>TOU_CTabulation[[#This Row],[Month]],TOU_CTabulation[[#This Row],[Day]]*TOU_CTabulation[[#This Row],[Base Allow]],0)","v":0},{"$f":"IF(A913>TOU_CTabulation[[#This Row],[Month]],TOU_CTabulation[[#This Row],[Month Cumm]],0)","v":0},{"$f":"IF(TOU_CTabulation[[#This Row],[Month Base Gen]]=0,0,TOU_CTabulation[[#This Row],[Month Base Gen]]-TOU_CTabulation[[#This Row],[Day]]*TOU_CTabulation[[#This Row],[Base Allow]])","v":0},{"$f":"VLOOKUP(TOU_CTabulation[[#This Row],[Hour]],daypart,2)","v":"All"},{"$f":"TOU_CTabulation[[#This Row],[Season]]&TOU_CTabulation[[#This Row],[Day-Part]]","v":"WinterAll"},{"$f":"VLOOKUP(TOU_CTabulation[[#This Row],[Daypart]],TOUC,2)","v":0.25901999999999997},{"$f":"VLOOKUP(TOU_CTabulation[[#This Row],[Daypart]],TOUC,3)","v":0.32596000000000003},{"$f":"TOU_CTabulation[[#This Row],[Month Base Allow]]*TOU_CTabulation[[#This Row],[Base Rate]]","v":0},{"$f":"TOU_CTabulation[[#This Row],[Month Overbase Gen]]*TOU_CTabulation[[#This Row],[Over Rate]]","v":0},{"$f":"TOU_CTabulation[[#This Row],[Base Value]]+TOU_CTabulation[[#This Row],[Over Value]]","v":0}]
[2,6,20,0,0,7,0,0,7,0,0,{"$f":"TOU_CTabulation[[#This Row],[AC System Output (W)]]/1000","v":0},{"$f":"IF(A912=TOU_CTabulation[[#This Row],[Month]],M912+TOU_CTabulation[[#This Row],[AC System Output (kW)]],TOU_CTabulation[[#This Row],[AC System Output (kW)]])","v":103.34180299999998},{"$f":"VLOOKUP(TOU_CTabulation[[#This Row],[Month]],Season,2)","v":"Winter"},{"$f":"VLOOKUP(TOU_CTabulation[[#This Row],[Season]],CRate,2)","v":10.5},{"$f":"IF(A914>TOU_CTabulation[[#This Row],[Month]],TOU_CTabulation[[#This Row],[Day]]*TOU_CTabulation[[#This Row],[Base Allow]],0)","v":0},{"$f":"IF(A914>TOU_CTabulation[[#This Row],[Month]],TOU_CTabulation[[#This Row],[Month Cumm]],0)","v":0},{"$f":"IF(TOU_CTabulation[[#This Row],[Month Base Gen]]=0,0,TOU_CTabulation[[#This Row],[Month Base Gen]]-TOU_CTabulation[[#This Row],[Day]]*TOU_CTabulation[[#This Row],[Base Allow]])","v":0},{"$f":"VLOOKUP(TOU_CTabulation[[#This Row],[Hour]],daypart,2)","v":"All"},{"$f":"TOU_CTabulation[[#This Row],[Season]]&TOU_CTabulation[[#This Row],[Day-Part]]","v":"WinterAll"},{"$f":"VLOOKUP(TOU_CTabulation[[#This Row],[Daypart]],TOUC,2)","v":0.25901999999999997},{"$f":"VLOOKUP(TOU_CTabulation[[#This Row],[Daypart]],TOUC,3)","v":0.32596000000000003},{"$f":"TOU_CTabulation[[#This Row],[Month Base Allow]]*TOU_CTabulation[[#This Row],[Base Rate]]","v":0},{"$f":"TOU_CTabulation[[#This Row],[Month Overbase Gen]]*TOU_CTabulation[[#This Row],[Over Rate]]","v":0},{"$f":"TOU_CTabulation[[#This Row],[Base Value]]+TOU_CTabulation[[#This Row],[Over Value]]","v":0}]
[2,6,21,0,0,7,0,0,7,0,0,{"$f":"TOU_CTabulation[[#This Row],[AC System Output (W)]]/1000","v":0},{"$f":"IF(A913=TOU_CTabulation[[#This Row],[Month]],M913+TOU_CTabulation[[#This Row],[AC System Output (kW)]],TOU_CTabulation[[#This Row],[AC System Output (kW)]])","v":103.34180299999998},{"$f":"VLOOKUP(TOU_CTabulation[[#This Row],[Month]],Season,2)","v":"Winter"},{"$f":"VLOOKUP(TOU_CTabulation[[#This Row],[Season]],CRate,2)","v":10.5},{"$f":"IF(A915>TOU_CTabulation[[#This Row],[Month]],TOU_CTabulation[[#This Row],[Day]]*TOU_CTabulation[[#This Row],[Base Allow]],0)","v":0},{"$f":"IF(A915>TOU_CTabulation[[#This Row],[Month]],TOU_CTabulation[[#This Row],[Month Cumm]],0)","v":0},{"$f":"IF(TOU_CTabulation[[#This Row],[Month Base Gen]]=0,0,TOU_CTabulation[[#This Row],[Month Base Gen]]-TOU_CTabulation[[#This Row],[Day]]*TOU_CTabulation[[#This Row],[Base Allow]])","v":0},{"$f":"VLOOKUP(TOU_CTabulation[[#This Row],[Hour]],daypart,2)","v":"All"},{"$f":"TOU_CTabulation[[#This Row],[Season]]&TOU_CTabulation[[#This Row],[Day-Part]]","v":"WinterAll"},{"$f":"VLOOKUP(TOU_CTabulation[[#This Row],[Daypart]],TOUC,2)","v":0.25901999999999997},{"$f":"VLOOKUP(TOU_CTabulation[[#This Row],[Daypart]],TOUC,3)","v":0.32596000000000003},{"$f":"TOU_CTabulation[[#This Row],[Month Base Allow]]*TOU_CTabulation[[#This Row],[Base Rate]]","v":0},{"$f":"TOU_CTabulation[[#This Row],[Month Overbase Gen]]*TOU_CTabulation[[#This Row],[Over Rate]]","v":0},{"$f":"TOU_CTabulation[[#This Row],[Base Value]]+TOU_CTabulation[[#This Row],[Over Value]]","v":0}]
[2,6,22,0,0,6,0,0,6,0,0,{"$f":"TOU_CTabulation[[#This Row],[AC System Output (W)]]/1000","v":0},{"$f":"IF(A914=TOU_CTabulation[[#This Row],[Month]],M914+TOU_CTabulation[[#This Row],[AC System Output (kW)]],TOU_CTabulation[[#This Row],[AC System Output (kW)]])","v":103.34180299999998},{"$f":"VLOOKUP(TOU_CTabulation[[#This Row],[Month]],Season,2)","v":"Winter"},{"$f":"VLOOKUP(TOU_CTabulation[[#This Row],[Season]],CRate,2)","v":10.5},{"$f":"IF(A916>TOU_CTabulation[[#This Row],[Month]],TOU_CTabulation[[#This Row],[Day]]*TOU_CTabulation[[#This Row],[Base Allow]],0)","v":0},{"$f":"IF(A916>TOU_CTabulation[[#This Row],[Month]],TOU_CTabulation[[#This Row],[Month Cumm]],0)","v":0},{"$f":"IF(TOU_CTabulation[[#This Row],[Month Base Gen]]=0,0,TOU_CTabulation[[#This Row],[Month Base Gen]]-TOU_CTabulation[[#This Row],[Day]]*TOU_CTabulation[[#This Row],[Base Allow]])","v":0},{"$f":"VLOOKUP(TOU_CTabulation[[#This Row],[Hour]],daypart,2)","v":"All"},{"$f":"TOU_CTabulation[[#This Row],[Season]]&TOU_CTabulation[[#This Row],[Day-Part]]","v":"WinterAll"},{"$f":"VLOOKUP(TOU_CTabulation[[#This Row],[Daypart]],TOUC,2)","v":0.25901999999999997},{"$f":"VLOOKUP(TOU_CTabulation[[#This Row],[Daypart]],TOUC,3)","v":0.32596000000000003},{"$f":"TOU_CTabulation[[#This Row],[Month Base Allow]]*TOU_CTabulation[[#This Row],[Base Rate]]","v":0},{"$f":"TOU_CTabulation[[#This Row],[Month Overbase Gen]]*TOU_CTabulation[[#This Row],[Over Rate]]","v":0},{"$f":"TOU_CTabulation[[#This Row],[Base Value]]+TOU_CTabulation[[#This Row],[Over Value]]","v":0}]
[2,6,23,0,0,5,1,0,5,0,0,{"$f":"TOU_CTabulation[[#This Row],[AC System Output (W)]]/1000","v":0},{"$f":"IF(A915=TOU_CTabulation[[#This Row],[Month]],M915+TOU_CTabulation[[#This Row],[AC System Output (kW)]],TOU_CTabulation[[#This Row],[AC System Output (kW)]])","v":103.34180299999998},{"$f":"VLOOKUP(TOU_CTabulation[[#This Row],[Month]],Season,2)","v":"Winter"},{"$f":"VLOOKUP(TOU_CTabulation[[#This Row],[Season]],CRate,2)","v":10.5},{"$f":"IF(A917>TOU_CTabulation[[#This Row],[Month]],TOU_CTabulation[[#This Row],[Day]]*TOU_CTabulation[[#This Row],[Base Allow]],0)","v":0},{"$f":"IF(A917>TOU_CTabulation[[#This Row],[Month]],TOU_CTabulation[[#This Row],[Month Cumm]],0)","v":0},{"$f":"IF(TOU_CTabulation[[#This Row],[Month Base Gen]]=0,0,TOU_CTabulation[[#This Row],[Month Base Gen]]-TOU_CTabulation[[#This Row],[Day]]*TOU_CTabulation[[#This Row],[Base Allow]])","v":0},{"$f":"VLOOKUP(TOU_CTabulation[[#This Row],[Hour]],daypart,2)","v":"All"},{"$f":"TOU_CTabulation[[#This Row],[Season]]&TOU_CTabulation[[#This Row],[Day-Part]]","v":"WinterAll"},{"$f":"VLOOKUP(TOU_CTabulation[[#This Row],[Daypart]],TOUC,2)","v":0.25901999999999997},{"$f":"VLOOKUP(TOU_CTabulation[[#This Row],[Daypart]],TOUC,3)","v":0.32596000000000003},{"$f":"TOU_CTabulation[[#This Row],[Month Base Allow]]*TOU_CTabulation[[#This Row],[Base Rate]]","v":0},{"$f":"TOU_CTabulation[[#This Row],[Month Overbase Gen]]*TOU_CTabulation[[#This Row],[Over Rate]]","v":0},{"$f":"TOU_CTabulation[[#This Row],[Base Value]]+TOU_CTabulation[[#This Row],[Over Value]]","v":0}]
[2,7,0,0,0,4,1,0,4,0,0,{"$f":"TOU_CTabulation[[#This Row],[AC System Output (W)]]/1000","v":0},{"$f":"IF(A916=TOU_CTabulation[[#This Row],[Month]],M916+TOU_CTabulation[[#This Row],[AC System Output (kW)]],TOU_CTabulation[[#This Row],[AC System Output (kW)]])","v":103.34180299999998},{"$f":"VLOOKUP(TOU_CTabulation[[#This Row],[Month]],Season,2)","v":"Winter"},{"$f":"VLOOKUP(TOU_CTabulation[[#This Row],[Season]],CRate,2)","v":10.5},{"$f":"IF(A918>TOU_CTabulation[[#This Row],[Month]],TOU_CTabulation[[#This Row],[Day]]*TOU_CTabulation[[#This Row],[Base Allow]],0)","v":0},{"$f":"IF(A918>TOU_CTabulation[[#This Row],[Month]],TOU_CTabulation[[#This Row],[Month Cumm]],0)","v":0},{"$f":"IF(TOU_CTabulation[[#This Row],[Month Base Gen]]=0,0,TOU_CTabulation[[#This Row],[Month Base Gen]]-TOU_CTabulation[[#This Row],[Day]]*TOU_CTabulation[[#This Row],[Base Allow]])","v":0},{"$f":"VLOOKUP(TOU_CTabulation[[#This Row],[Hour]],daypart,2)","v":"All"},{"$f":"TOU_CTabulation[[#This Row],[Season]]&TOU_CTabulation[[#This Row],[Day-Part]]","v":"WinterAll"},{"$f":"VLOOKUP(TOU_CTabulation[[#This Row],[Daypart]],TOUC,2)","v":0.25901999999999997},{"$f":"VLOOKUP(TOU_CTabulation[[#This Row],[Daypart]],TOUC,3)","v":0.32596000000000003},{"$f":"TOU_CTabulation[[#This Row],[Month Base Allow]]*TOU_CTabulation[[#This Row],[Base Rate]]","v":0},{"$f":"TOU_CTabulation[[#This Row],[Month Overbase Gen]]*TOU_CTabulation[[#This Row],[Over Rate]]","v":0},{"$f":"TOU_CTabulation[[#This Row],[Base Value]]+TOU_CTabulation[[#This Row],[Over Value]]","v":0}]
[2,7,1,0,0,3,1,0,3,0,0,{"$f":"TOU_CTabulation[[#This Row],[AC System Output (W)]]/1000","v":0},{"$f":"IF(A917=TOU_CTabulation[[#This Row],[Month]],M917+TOU_CTabulation[[#This Row],[AC System Output (kW)]],TOU_CTabulation[[#This Row],[AC System Output (kW)]])","v":103.34180299999998},{"$f":"VLOOKUP(TOU_CTabulation[[#This Row],[Month]],Season,2)","v":"Winter"},{"$f":"VLOOKUP(TOU_CTabulation[[#This Row],[Season]],CRate,2)","v":10.5},{"$f":"IF(A919>TOU_CTabulation[[#This Row],[Month]],TOU_CTabulation[[#This Row],[Day]]*TOU_CTabulation[[#This Row],[Base Allow]],0)","v":0},{"$f":"IF(A919>TOU_CTabulation[[#This Row],[Month]],TOU_CTabulation[[#This Row],[Month Cumm]],0)","v":0},{"$f":"IF(TOU_CTabulation[[#This Row],[Month Base Gen]]=0,0,TOU_CTabulation[[#This Row],[Month Base Gen]]-TOU_CTabulation[[#This Row],[Day]]*TOU_CTabulation[[#This Row],[Base Allow]])","v":0},{"$f":"VLOOKUP(TOU_CTabulation[[#This Row],[Hour]],daypart,2)","v":"All"},{"$f":"TOU_CTabulation[[#This Row],[Season]]&TOU_CTabulation[[#This Row],[Day-Part]]","v":"WinterAll"},{"$f":"VLOOKUP(TOU_CTabulation[[#This Row],[Daypart]],TOUC,2)","v":0.25901999999999997},{"$f":"VLOOKUP(TOU_CTabulation[[#This Row],[Daypart]],TOUC,3)","v":0.32596000000000003},{"$f":"TOU_CTabulation[[#This Row],[Month Base Allow]]*TOU_CTabulation[[#This Row],[Base Rate]]","v":0},{"$f":"TOU_CTabulation[[#This Row],[Month Overbase Gen]]*TOU_CTabulation[[#This Row],[Over Rate]]","v":0},{"$f":"TOU_CTabulation[[#This Row],[Base Value]]+TOU_CTabulation[[#This Row],[Over Value]]","v":0}]
[2,7,2,0,0,3,1,0,3,0,0,{"$f":"TOU_CTabulation[[#This Row],[AC System Output (W)]]/1000","v":0},{"$f":"IF(A918=TOU_CTabulation[[#This Row],[Month]],M918+TOU_CTabulation[[#This Row],[AC System Output (kW)]],TOU_CTabulation[[#This Row],[AC System Output (kW)]])","v":103.34180299999998},{"$f":"VLOOKUP(TOU_CTabulation[[#This Row],[Month]],Season,2)","v":"Winter"},{"$f":"VLOOKUP(TOU_CTabulation[[#This Row],[Season]],CRate,2)","v":10.5},{"$f":"IF(A920>TOU_CTabulation[[#This Row],[Month]],TOU_CTabulation[[#This Row],[Day]]*TOU_CTabulation[[#This Row],[Base Allow]],0)","v":0},{"$f":"IF(A920>TOU_CTabulation[[#This Row],[Month]],TOU_CTabulation[[#This Row],[Month Cumm]],0)","v":0},{"$f":"IF(TOU_CTabulation[[#This Row],[Month Base Gen]]=0,0,TOU_CTabulation[[#This Row],[Month Base Gen]]-TOU_CTabulation[[#This Row],[Day]]*TOU_CTabulation[[#This Row],[Base Allow]])","v":0},{"$f":"VLOOKUP(TOU_CTabulation[[#This Row],[Hour]],daypart,2)","v":"All"},{"$f":"TOU_CTabulation[[#This Row],[Season]]&TOU_CTabulation[[#This Row],[Day-Part]]","v":"WinterAll"},{"$f":"VLOOKUP(TOU_CTabulation[[#This Row],[Daypart]],TOUC,2)","v":0.25901999999999997},{"$f":"VLOOKUP(TOU_CTabulation[[#This Row],[Daypart]],TOUC,3)","v":0.32596000000000003},{"$f":"TOU_CTabulation[[#This Row],[Month Base Allow]]*TOU_CTabulation[[#This Row],[Base Rate]]","v":0},{"$f":"TOU_CTabulation[[#This Row],[Month Overbase Gen]]*TOU_CTabulation[[#This Row],[Over Rate]]","v":0},{"$f":"TOU_CTabulation[[#This Row],[Base Value]]+TOU_CTabulation[[#This Row],[Over Value]]","v":0}]
[2,7,3,0,0,3,2,0,3,0,0,{"$f":"TOU_CTabulation[[#This Row],[AC System Output (W)]]/1000","v":0},{"$f":"IF(A919=TOU_CTabulation[[#This Row],[Month]],M919+TOU_CTabulation[[#This Row],[AC System Output (kW)]],TOU_CTabulation[[#This Row],[AC System Output (kW)]])","v":103.34180299999998},{"$f":"VLOOKUP(TOU_CTabulation[[#This Row],[Month]],Season,2)","v":"Winter"},{"$f":"VLOOKUP(TOU_CTabulation[[#This Row],[Season]],CRate,2)","v":10.5},{"$f":"IF(A921>TOU_CTabulation[[#This Row],[Month]],TOU_CTabulation[[#This Row],[Day]]*TOU_CTabulation[[#This Row],[Base Allow]],0)","v":0},{"$f":"IF(A921>TOU_CTabulation[[#This Row],[Month]],TOU_CTabulation[[#This Row],[Month Cumm]],0)","v":0},{"$f":"IF(TOU_CTabulation[[#This Row],[Month Base Gen]]=0,0,TOU_CTabulation[[#This Row],[Month Base Gen]]-TOU_CTabulation[[#This Row],[Day]]*TOU_CTabulation[[#This Row],[Base Allow]])","v":0},{"$f":"VLOOKUP(TOU_CTabulation[[#This Row],[Hour]],daypart,2)","v":"All"},{"$f":"TOU_CTabulation[[#This Row],[Season]]&TOU_CTabulation[[#This Row],[Day-Part]]","v":"WinterAll"},{"$f":"VLOOKUP(TOU_CTabulation[[#This Row],[Daypart]],TOUC,2)","v":0.25901999999999997},{"$f":"VLOOKUP(TOU_CTabulation[[#This Row],[Daypart]],TOUC,3)","v":0.32596000000000003},{"$f":"TOU_CTabulation[[#This Row],[Month Base Allow]]*TOU_CTabulation[[#This Row],[Base Rate]]","v":0},{"$f":"TOU_CTabulation[[#This Row],[Month Overbase Gen]]*TOU_CTabulation[[#This Row],[Over Rate]]","v":0},{"$f":"TOU_CTabulation[[#This Row],[Base Value]]+TOU_CTabulation[[#This Row],[Over Value]]","v":0}]
[2,7,4,0,0,3,2,0,3,0,0,{"$f":"TOU_CTabulation[[#This Row],[AC System Output (W)]]/1000","v":0},{"$f":"IF(A920=TOU_CTabulation[[#This Row],[Month]],M920+TOU_CTabulation[[#This Row],[AC System Output (kW)]],TOU_CTabulation[[#This Row],[AC System Output (kW)]])","v":103.34180299999998},{"$f":"VLOOKUP(TOU_CTabulation[[#This Row],[Month]],Season,2)","v":"Winter"},{"$f":"VLOOKUP(TOU_CTabulation[[#This Row],[Season]],CRate,2)","v":10.5},{"$f":"IF(A922>TOU_CTabulation[[#This Row],[Month]],TOU_CTabulation[[#This Row],[Day]]*TOU_CTabulation[[#This Row],[Base Allow]],0)","v":0},{"$f":"IF(A922>TOU_CTabulation[[#This Row],[Month]],TOU_CTabulation[[#This Row],[Month Cumm]],0)","v":0},{"$f":"IF(TOU_CTabulation[[#This Row],[Month Base Gen]]=0,0,TOU_CTabulation[[#This Row],[Month Base Gen]]-TOU_CTabulation[[#This Row],[Day]]*TOU_CTabulation[[#This Row],[Base Allow]])","v":0},{"$f":"VLOOKUP(TOU_CTabulation[[#This Row],[Hour]],daypart,2)","v":"All"},{"$f":"TOU_CTabulation[[#This Row],[Season]]&TOU_CTabulation[[#This Row],[Day-Part]]","v":"WinterAll"},{"$f":"VLOOKUP(TOU_CTabulation[[#This Row],[Daypart]],TOUC,2)","v":0.25901999999999997},{"$f":"VLOOKUP(TOU_CTabulation[[#This Row],[Daypart]],TOUC,3)","v":0.32596000000000003},{"$f":"TOU_CTabulation[[#This Row],[Month Base Allow]]*TOU_CTabulation[[#This Row],[Base Rate]]","v":0},{"$f":"TOU_CTabulation[[#This Row],[Month Overbase Gen]]*TOU_CTabulation[[#This Row],[Over Rate]]","v":0},{"$f":"TOU_CTabulation[[#This Row],[Base Value]]+TOU_CTabulation[[#This Row],[Over Value]]","v":0}]
[2,7,5,0,0,3,2,0,3,0,0,{"$f":"TOU_CTabulation[[#This Row],[AC System Output (W)]]/1000","v":0},{"$f":"IF(A921=TOU_CTabulation[[#This Row],[Month]],M921+TOU_CTabulation[[#This Row],[AC System Output (kW)]],TOU_CTabulation[[#This Row],[AC System Output (kW)]])","v":103.34180299999998},{"$f":"VLOOKUP(TOU_CTabulation[[#This Row],[Month]],Season,2)","v":"Winter"},{"$f":"VLOOKUP(TOU_CTabulation[[#This Row],[Season]],CRate,2)","v":10.5},{"$f":"IF(A923>TOU_CTabulation[[#This Row],[Month]],TOU_CTabulation[[#This Row],[Day]]*TOU_CTabulation[[#This Row],[Base Allow]],0)","v":0},{"$f":"IF(A923>TOU_CTabulation[[#This Row],[Month]],TOU_CTabulation[[#This Row],[Month Cumm]],0)","v":0},{"$f":"IF(TOU_CTabulation[[#This Row],[Month Base Gen]]=0,0,TOU_CTabulation[[#This Row],[Month Base Gen]]-TOU_CTabulation[[#This Row],[Day]]*TOU_CTabulation[[#This Row],[Base Allow]])","v":0},{"$f":"VLOOKUP(TOU_CTabulation[[#This Row],[Hour]],daypart,2)","v":"All"},{"$f":"TOU_CTabulation[[#This Row],[Season]]&TOU_CTabulation[[#This Row],[Day-Part]]","v":"WinterAll"},{"$f":"VLOOKUP(TOU_CTabulation[[#This Row],[Daypart]],TOUC,2)","v":0.25901999999999997},{"$f":"VLOOKUP(TOU_CTabulation[[#This Row],[Daypart]],TOUC,3)","v":0.32596000000000003},{"$f":"TOU_CTabulation[[#This Row],[Month Base Allow]]*TOU_CTabulation[[#This Row],[Base Rate]]","v":0},{"$f":"TOU_CTabulation[[#This Row],[Month Overbase Gen]]*TOU_CTabulation[[#This Row],[Over Rate]]","v":0},{"$f":"TOU_CTabulation[[#This Row],[Base Value]]+TOU_CTabulation[[#This Row],[Over Value]]","v":0}]
[2,7,6,0,0,4,3,0,4,0,0,{"$f":"TOU_CTabulation[[#This Row],[AC System Output (W)]]/1000","v":0},{"$f":"IF(A922=TOU_CTabulation[[#This Row],[Month]],M922+TOU_CTabulation[[#This Row],[AC System Output (kW)]],TOU_CTabulation[[#This Row],[AC System Output (kW)]])","v":103.34180299999998},{"$f":"VLOOKUP(TOU_CTabulation[[#This Row],[Month]],Season,2)","v":"Winter"},{"$f":"VLOOKUP(TOU_CTabulation[[#This Row],[Season]],CRate,2)","v":10.5},{"$f":"IF(A924>TOU_CTabulation[[#This Row],[Month]],TOU_CTabulation[[#This Row],[Day]]*TOU_CTabulation[[#This Row],[Base Allow]],0)","v":0},{"$f":"IF(A924>TOU_CTabulation[[#This Row],[Month]],TOU_CTabulation[[#This Row],[Month Cumm]],0)","v":0},{"$f":"IF(TOU_CTabulation[[#This Row],[Month Base Gen]]=0,0,TOU_CTabulation[[#This Row],[Month Base Gen]]-TOU_CTabulation[[#This Row],[Day]]*TOU_CTabulation[[#This Row],[Base Allow]])","v":0},{"$f":"VLOOKUP(TOU_CTabulation[[#This Row],[Hour]],daypart,2)","v":"All"},{"$f":"TOU_CTabulation[[#This Row],[Season]]&TOU_CTabulation[[#This Row],[Day-Part]]","v":"WinterAll"},{"$f":"VLOOKUP(TOU_CTabulation[[#This Row],[Daypart]],TOUC,2)","v":0.25901999999999997},{"$f":"VLOOKUP(TOU_CTabulation[[#This Row],[Daypart]],TOUC,3)","v":0.32596000000000003},{"$f":"TOU_CTabulation[[#This Row],[Month Base Allow]]*TOU_CTabulation[[#This Row],[Base Rate]]","v":0},{"$f":"TOU_CTabulation[[#This Row],[Month Overbase Gen]]*TOU_CTabulation[[#This Row],[Over Rate]]","v":0},{"$f":"TOU_CTabulation[[#This Row],[Base Value]]+TOU_CTabulation[[#This Row],[Over Value]]","v":0}]
[2,7,7,43,33,6,3,47.018999999999998,5.2809999999999997,166.65,143.11600000000001,{"$f":"TOU_CTabulation[[#This Row],[AC System Output (W)]]/1000","v":0.14311600000000002},{"$f":"IF(A923=TOU_CTabulation[[#This Row],[Month]],M923+TOU_CTabulation[[#This Row],[AC System Output (kW)]],TOU_CTabulation[[#This Row],[AC System Output (kW)]])","v":103.48491899999999},{"$f":"VLOOKUP(TOU_CTabulation[[#This Row],[Month]],Season,2)","v":"Winter"},{"$f":"VLOOKUP(TOU_CTabulation[[#This Row],[Season]],CRate,2)","v":10.5},{"$f":"IF(A925>TOU_CTabulation[[#This Row],[Month]],TOU_CTabulation[[#This Row],[Day]]*TOU_CTabulation[[#This Row],[Base Allow]],0)","v":0},{"$f":"IF(A925>TOU_CTabulation[[#This Row],[Month]],TOU_CTabulation[[#This Row],[Month Cumm]],0)","v":0},{"$f":"IF(TOU_CTabulation[[#This Row],[Month Base Gen]]=0,0,TOU_CTabulation[[#This Row],[Month Base Gen]]-TOU_CTabulation[[#This Row],[Day]]*TOU_CTabulation[[#This Row],[Base Allow]])","v":0},{"$f":"VLOOKUP(TOU_CTabulation[[#This Row],[Hour]],daypart,2)","v":"All"},{"$f":"TOU_CTabulation[[#This Row],[Season]]&TOU_CTabulation[[#This Row],[Day-Part]]","v":"WinterAll"},{"$f":"VLOOKUP(TOU_CTabulation[[#This Row],[Daypart]],TOUC,2)","v":0.25901999999999997},{"$f":"VLOOKUP(TOU_CTabulation[[#This Row],[Daypart]],TOUC,3)","v":0.32596000000000003},{"$f":"TOU_CTabulation[[#This Row],[Month Base Allow]]*TOU_CTabulation[[#This Row],[Base Rate]]","v":0},{"$f":"TOU_CTabulation[[#This Row],[Month Overbase Gen]]*TOU_CTabulation[[#This Row],[Over Rate]]","v":0},{"$f":"TOU_CTabulation[[#This Row],[Base Value]]+TOU_CTabulation[[#This Row],[Over Value]]","v":0}]
[2,7,8,232,106,8,4,223.21799999999999,11.443,786.76800000000003,749.33399999999995,{"$f":"TOU_CTabulation[[#This Row],[AC System Output (W)]]/1000","v":0.74933399999999994},{"$f":"IF(A924=TOU_CTabulation[[#This Row],[Month]],M924+TOU_CTabulation[[#This Row],[AC System Output (kW)]],TOU_CTabulation[[#This Row],[AC System Output (kW)]])","v":104.234253},{"$f":"VLOOKUP(TOU_CTabulation[[#This Row],[Month]],Season,2)","v":"Winter"},{"$f":"VLOOKUP(TOU_CTabulation[[#This Row],[Season]],CRate,2)","v":10.5},{"$f":"IF(A926>TOU_CTabulation[[#This Row],[Month]],TOU_CTabulation[[#This Row],[Day]]*TOU_CTabulation[[#This Row],[Base Allow]],0)","v":0},{"$f":"IF(A926>TOU_CTabulation[[#This Row],[Month]],TOU_CTabulation[[#This Row],[Month Cumm]],0)","v":0},{"$f":"IF(TOU_CTabulation[[#This Row],[Month Base Gen]]=0,0,TOU_CTabulation[[#This Row],[Month Base Gen]]-TOU_CTabulation[[#This Row],[Day]]*TOU_CTabulation[[#This Row],[Base Allow]])","v":0},{"$f":"VLOOKUP(TOU_CTabulation[[#This Row],[Hour]],daypart,2)","v":"All"},{"$f":"TOU_CTabulation[[#This Row],[Season]]&TOU_CTabulation[[#This Row],[Day-Part]]","v":"WinterAll"},{"$f":"VLOOKUP(TOU_CTabulation[[#This Row],[Daypart]],TOUC,2)","v":0.25901999999999997},{"$f":"VLOOKUP(TOU_CTabulation[[#This Row],[Daypart]],TOUC,3)","v":0.32596000000000003},{"$f":"TOU_CTabulation[[#This Row],[Month Base Allow]]*TOU_CTabulation[[#This Row],[Base Rate]]","v":0},{"$f":"TOU_CTabulation[[#This Row],[Month Overbase Gen]]*TOU_CTabulation[[#This Row],[Over Rate]]","v":0},{"$f":"TOU_CTabulation[[#This Row],[Base Value]]+TOU_CTabulation[[#This Row],[Over Value]]","v":0}]
[2,7,9,0,77,11,5,73.168000000000006,11.407,267.52699999999999,241.976,{"$f":"TOU_CTabulation[[#This Row],[AC System Output (W)]]/1000","v":0.241976},{"$f":"IF(A925=TOU_CTabulation[[#This Row],[Month]],M925+TOU_CTabulation[[#This Row],[AC System Output (kW)]],TOU_CTabulation[[#This Row],[AC System Output (kW)]])","v":104.47622899999999},{"$f":"VLOOKUP(TOU_CTabulation[[#This Row],[Month]],Season,2)","v":"Winter"},{"$f":"VLOOKUP(TOU_CTabulation[[#This Row],[Season]],CRate,2)","v":10.5},{"$f":"IF(A927>TOU_CTabulation[[#This Row],[Month]],TOU_CTabulation[[#This Row],[Day]]*TOU_CTabulation[[#This Row],[Base Allow]],0)","v":0},{"$f":"IF(A927>TOU_CTabulation[[#This Row],[Month]],TOU_CTabulation[[#This Row],[Month Cumm]],0)","v":0},{"$f":"IF(TOU_CTabulation[[#This Row],[Month Base Gen]]=0,0,TOU_CTabulation[[#This Row],[Month Base Gen]]-TOU_CTabulation[[#This Row],[Day]]*TOU_CTabulation[[#This Row],[Base Allow]])","v":0},{"$f":"VLOOKUP(TOU_CTabulation[[#This Row],[Hour]],daypart,2)","v":"All"},{"$f":"TOU_CTabulation[[#This Row],[Season]]&TOU_CTabulation[[#This Row],[Day-Part]]","v":"WinterAll"},{"$f":"VLOOKUP(TOU_CTabulation[[#This Row],[Daypart]],TOUC,2)","v":0.25901999999999997},{"$f":"VLOOKUP(TOU_CTabulation[[#This Row],[Daypart]],TOUC,3)","v":0.32596000000000003},{"$f":"TOU_CTabulation[[#This Row],[Month Base Allow]]*TOU_CTabulation[[#This Row],[Base Rate]]","v":0},{"$f":"TOU_CTabulation[[#This Row],[Month Overbase Gen]]*TOU_CTabulation[[#This Row],[Over Rate]]","v":0},{"$f":"TOU_CTabulation[[#This Row],[Base Value]]+TOU_CTabulation[[#This Row],[Over Value]]","v":0}]
[2,7,10,464,203,12,5,593.923,22.381,2057.2249999999999,1980.1489999999999,{"$f":"TOU_CTabulation[[#This Row],[AC System Output (W)]]/1000","v":1.9801489999999999},{"$f":"IF(A926=TOU_CTabulation[[#This Row],[Month]],M926+TOU_CTabulation[[#This Row],[AC System Output (kW)]],TOU_CTabulation[[#This Row],[AC System Output (kW)]])","v":106.45637799999999},{"$f":"VLOOKUP(TOU_CTabulation[[#This Row],[Month]],Season,2)","v":"Winter"},{"$f":"VLOOKUP(TOU_CTabulation[[#This Row],[Season]],CRate,2)","v":10.5},{"$f":"IF(A928>TOU_CTabulation[[#This Row],[Month]],TOU_CTabulation[[#This Row],[Day]]*TOU_CTabulation[[#This Row],[Base Allow]],0)","v":0},{"$f":"IF(A928>TOU_CTabulation[[#This Row],[Month]],TOU_CTabulation[[#This Row],[Month Cumm]],0)","v":0},{"$f":"IF(TOU_CTabulation[[#This Row],[Month Base Gen]]=0,0,TOU_CTabulation[[#This Row],[Month Base Gen]]-TOU_CTabulation[[#This Row],[Day]]*TOU_CTabulation[[#This Row],[Base Allow]])","v":0},{"$f":"VLOOKUP(TOU_CTabulation[[#This Row],[Hour]],daypart,2)","v":"All"},{"$f":"TOU_CTabulation[[#This Row],[Season]]&TOU_CTabulation[[#This Row],[Day-Part]]","v":"WinterAll"},{"$f":"VLOOKUP(TOU_CTabulation[[#This Row],[Daypart]],TOUC,2)","v":0.25901999999999997},{"$f":"VLOOKUP(TOU_CTabulation[[#This Row],[Daypart]],TOUC,3)","v":0.32596000000000003},{"$f":"TOU_CTabulation[[#This Row],[Month Base Allow]]*TOU_CTabulation[[#This Row],[Base Rate]]","v":0},{"$f":"TOU_CTabulation[[#This Row],[Month Overbase Gen]]*TOU_CTabulation[[#This Row],[Over Rate]]","v":0},{"$f":"TOU_CTabulation[[#This Row],[Base Value]]+TOU_CTabulation[[#This Row],[Over Value]]","v":0}]
[2,7,11,339,270,13,4,592.20399999999995,25.725000000000001,2025.396,1949.4960000000001,{"$f":"TOU_CTabulation[[#This Row],[AC System Output (W)]]/1000","v":1.9494960000000001},{"$f":"IF(A927=TOU_CTabulation[[#This Row],[Month]],M927+TOU_CTabulation[[#This Row],[AC System Output (kW)]],TOU_CTabulation[[#This Row],[AC System Output (kW)]])","v":108.40587399999998},{"$f":"VLOOKUP(TOU_CTabulation[[#This Row],[Month]],Season,2)","v":"Winter"},{"$f":"VLOOKUP(TOU_CTabulation[[#This Row],[Season]],CRate,2)","v":10.5},{"$f":"IF(A929>TOU_CTabulation[[#This Row],[Month]],TOU_CTabulation[[#This Row],[Day]]*TOU_CTabulation[[#This Row],[Base Allow]],0)","v":0},{"$f":"IF(A929>TOU_CTabulation[[#This Row],[Month]],TOU_CTabulation[[#This Row],[Month Cumm]],0)","v":0},{"$f":"IF(TOU_CTabulation[[#This Row],[Month Base Gen]]=0,0,TOU_CTabulation[[#This Row],[Month Base Gen]]-TOU_CTabulation[[#This Row],[Day]]*TOU_CTabulation[[#This Row],[Base Allow]])","v":0},{"$f":"VLOOKUP(TOU_CTabulation[[#This Row],[Hour]],daypart,2)","v":"All"},{"$f":"TOU_CTabulation[[#This Row],[Season]]&TOU_CTabulation[[#This Row],[Day-Part]]","v":"WinterAll"},{"$f":"VLOOKUP(TOU_CTabulation[[#This Row],[Daypart]],TOUC,2)","v":0.25901999999999997},{"$f":"VLOOKUP(TOU_CTabulation[[#This Row],[Daypart]],TOUC,3)","v":0.32596000000000003},{"$f":"TOU_CTabulation[[#This Row],[Month Base Allow]]*TOU_CTabulation[[#This Row],[Base Rate]]","v":0},{"$f":"TOU_CTabulation[[#This Row],[Month Overbase Gen]]*TOU_CTabulation[[#This Row],[Over Rate]]","v":0},{"$f":"TOU_CTabulation[[#This Row],[Base Value]]+TOU_CTabulation[[#This Row],[Over Value]]","v":0}]
[2,7,12,604,194,14,4,757.06100000000004,30.234999999999999,2533.7370000000001,2437.924,{"$f":"TOU_CTabulation[[#This Row],[AC System Output (W)]]/1000","v":2.4379239999999998},{"$f":"IF(A928=TOU_CTabulation[[#This Row],[Month]],M928+TOU_CTabulation[[#This Row],[AC System Output (kW)]],TOU_CTabulation[[#This Row],[AC System Output (kW)]])","v":110.84379799999998},{"$f":"VLOOKUP(TOU_CTabulation[[#This Row],[Month]],Season,2)","v":"Winter"},{"$f":"VLOOKUP(TOU_CTabulation[[#This Row],[Season]],CRate,2)","v":10.5},{"$f":"IF(A930>TOU_CTabulation[[#This Row],[Month]],TOU_CTabulation[[#This Row],[Day]]*TOU_CTabulation[[#This Row],[Base Allow]],0)","v":0},{"$f":"IF(A930>TOU_CTabulation[[#This Row],[Month]],TOU_CTabulation[[#This Row],[Month Cumm]],0)","v":0},{"$f":"IF(TOU_CTabulation[[#This Row],[Month Base Gen]]=0,0,TOU_CTabulation[[#This Row],[Month Base Gen]]-TOU_CTabulation[[#This Row],[Day]]*TOU_CTabulation[[#This Row],[Base Allow]])","v":0},{"$f":"VLOOKUP(TOU_CTabulation[[#This Row],[Hour]],daypart,2)","v":"All"},{"$f":"TOU_CTabulation[[#This Row],[Season]]&TOU_CTabulation[[#This Row],[Day-Part]]","v":"WinterAll"},{"$f":"VLOOKUP(TOU_CTabulation[[#This Row],[Daypart]],TOUC,2)","v":0.25901999999999997},{"$f":"VLOOKUP(TOU_CTabulation[[#This Row],[Daypart]],TOUC,3)","v":0.32596000000000003},{"$f":"TOU_CTabulation[[#This Row],[Month Base Allow]]*TOU_CTabulation[[#This Row],[Base Rate]]","v":0},{"$f":"TOU_CTabulation[[#This Row],[Month Overbase Gen]]*TOU_CTabulation[[#This Row],[Over Rate]]","v":0},{"$f":"TOU_CTabulation[[#This Row],[Base Value]]+TOU_CTabulation[[#This Row],[Over Value]]","v":0}]
[2,7,13,588,182,15,4,697.99400000000003,30.291,2332.4479999999999,2244.806,{"$f":"TOU_CTabulation[[#This Row],[AC System Output (W)]]/1000","v":2.2448060000000001},{"$f":"IF(A929=TOU_CTabulation[[#This Row],[Month]],M929+TOU_CTabulation[[#This Row],[AC System Output (kW)]],TOU_CTabulation[[#This Row],[AC System Output (kW)]])","v":113.08860399999998},{"$f":"VLOOKUP(TOU_CTabulation[[#This Row],[Month]],Season,2)","v":"Winter"},{"$f":"VLOOKUP(TOU_CTabulation[[#This Row],[Season]],CRate,2)","v":10.5},{"$f":"IF(A931>TOU_CTabulation[[#This Row],[Month]],TOU_CTabulation[[#This Row],[Day]]*TOU_CTabulation[[#This Row],[Base Allow]],0)","v":0},{"$f":"IF(A931>TOU_CTabulation[[#This Row],[Month]],TOU_CTabulation[[#This Row],[Month Cumm]],0)","v":0},{"$f":"IF(TOU_CTabulation[[#This Row],[Month Base Gen]]=0,0,TOU_CTabulation[[#This Row],[Month Base Gen]]-TOU_CTabulation[[#This Row],[Day]]*TOU_CTabulation[[#This Row],[Base Allow]])","v":0},{"$f":"VLOOKUP(TOU_CTabulation[[#This Row],[Hour]],daypart,2)","v":"All"},{"$f":"TOU_CTabulation[[#This Row],[Season]]&TOU_CTabulation[[#This Row],[Day-Part]]","v":"WinterAll"},{"$f":"VLOOKUP(TOU_CTabulation[[#This Row],[Daypart]],TOUC,2)","v":0.25901999999999997},{"$f":"VLOOKUP(TOU_CTabulation[[#This Row],[Daypart]],TOUC,3)","v":0.32596000000000003},{"$f":"TOU_CTabulation[[#This Row],[Month Base Allow]]*TOU_CTabulation[[#This Row],[Base Rate]]","v":0},{"$f":"TOU_CTabulation[[#This Row],[Month Overbase Gen]]*TOU_CTabulation[[#This Row],[Over Rate]]","v":0},{"$f":"TOU_CTabulation[[#This Row],[Base Value]]+TOU_CTabulation[[#This Row],[Over Value]]","v":0}]
[2,7,14,876,84,14,3,730.13900000000001,31.498999999999999,2408.0079999999998,2317.3440000000001,{"$f":"TOU_CTabulation[[#This Row],[AC System Output (W)]]/1000","v":2.3173439999999998},{"$f":"IF(A930=TOU_CTabulation[[#This Row],[Month]],M930+TOU_CTabulation[[#This Row],[AC System Output (kW)]],TOU_CTabulation[[#This Row],[AC System Output (kW)]])","v":115.40594799999998},{"$f":"VLOOKUP(TOU_CTabulation[[#This Row],[Month]],Season,2)","v":"Winter"},{"$f":"VLOOKUP(TOU_CTabulation[[#This Row],[Season]],CRate,2)","v":10.5},{"$f":"IF(A932>TOU_CTabulation[[#This Row],[Month]],TOU_CTabulation[[#This Row],[Day]]*TOU_CTabulation[[#This Row],[Base Allow]],0)","v":0},{"$f":"IF(A932>TOU_CTabulation[[#This Row],[Month]],TOU_CTabulation[[#This Row],[Month Cumm]],0)","v":0},{"$f":"IF(TOU_CTabulation[[#This Row],[Month Base Gen]]=0,0,TOU_CTabulation[[#This Row],[Month Base Gen]]-TOU_CTabulation[[#This Row],[Day]]*TOU_CTabulation[[#This Row],[Base Allow]])","v":0},{"$f":"VLOOKUP(TOU_CTabulation[[#This Row],[Hour]],daypart,2)","v":"All"},{"$f":"TOU_CTabulation[[#This Row],[Season]]&TOU_CTabulation[[#This Row],[Day-Part]]","v":"WinterAll"},{"$f":"VLOOKUP(TOU_CTabulation[[#This Row],[Daypart]],TOUC,2)","v":0.25901999999999997},{"$f":"VLOOKUP(TOU_CTabulation[[#This Row],[Daypart]],TOUC,3)","v":0.32596000000000003},{"$f":"TOU_CTabulation[[#This Row],[Month Base Allow]]*TOU_CTabulation[[#This Row],[Base Rate]]","v":0},{"$f":"TOU_CTabulation[[#This Row],[Month Overbase Gen]]*TOU_CTabulation[[#This Row],[Over Rate]]","v":0},{"$f":"TOU_CTabulation[[#This Row],[Base Value]]+TOU_CTabulation[[#This Row],[Over Value]]","v":0}]
[2,7,15,785,72,13,2,524.91899999999998,27.687999999999999,1724.088,1658.8579999999999,{"$f":"TOU_CTabulation[[#This Row],[AC System Output (W)]]/1000","v":1.6588579999999999},{"$f":"IF(A931=TOU_CTabulation[[#This Row],[Month]],M931+TOU_CTabulation[[#This Row],[AC System Output (kW)]],TOU_CTabulation[[#This Row],[AC System Output (kW)]])","v":117.06480599999998},{"$f":"VLOOKUP(TOU_CTabulation[[#This Row],[Month]],Season,2)","v":"Winter"},{"$f":"VLOOKUP(TOU_CTabulation[[#This Row],[Season]],CRate,2)","v":10.5},{"$f":"IF(A933>TOU_CTabulation[[#This Row],[Month]],TOU_CTabulation[[#This Row],[Day]]*TOU_CTabulation[[#This Row],[Base Allow]],0)","v":0},{"$f":"IF(A933>TOU_CTabulation[[#This Row],[Month]],TOU_CTabulation[[#This Row],[Month Cumm]],0)","v":0},{"$f":"IF(TOU_CTabulation[[#This Row],[Month Base Gen]]=0,0,TOU_CTabulation[[#This Row],[Month Base Gen]]-TOU_CTabulation[[#This Row],[Day]]*TOU_CTabulation[[#This Row],[Base Allow]])","v":0},{"$f":"VLOOKUP(TOU_CTabulation[[#This Row],[Hour]],daypart,2)","v":"All"},{"$f":"TOU_CTabulation[[#This Row],[Season]]&TOU_CTabulation[[#This Row],[Day-Part]]","v":"WinterAll"},{"$f":"VLOOKUP(TOU_CTabulation[[#This Row],[Daypart]],TOUC,2)","v":0.25901999999999997},{"$f":"VLOOKUP(TOU_CTabulation[[#This Row],[Daypart]],TOUC,3)","v":0.32596000000000003},{"$f":"TOU_CTabulation[[#This Row],[Month Base Allow]]*TOU_CTabulation[[#This Row],[Base Rate]]","v":0},{"$f":"TOU_CTabulation[[#This Row],[Month Overbase Gen]]*TOU_CTabulation[[#This Row],[Over Rate]]","v":0},{"$f":"TOU_CTabulation[[#This Row],[Base Value]]+TOU_CTabulation[[#This Row],[Over Value]]","v":0}]
[2,7,16,581,52,10,2,271.892,17.329000000000001,871.06899999999996,831.46900000000005,{"$f":"TOU_CTabulation[[#This Row],[AC System Output (W)]]/1000","v":0.83146900000000001},{"$f":"IF(A932=TOU_CTabulation[[#This Row],[Month]],M932+TOU_CTabulation[[#This Row],[AC System Output (kW)]],TOU_CTabulation[[#This Row],[AC System Output (kW)]])","v":117.89627499999997},{"$f":"VLOOKUP(TOU_CTabulation[[#This Row],[Month]],Season,2)","v":"Winter"},{"$f":"VLOOKUP(TOU_CTabulation[[#This Row],[Season]],CRate,2)","v":10.5},{"$f":"IF(A934>TOU_CTabulation[[#This Row],[Month]],TOU_CTabulation[[#This Row],[Day]]*TOU_CTabulation[[#This Row],[Base Allow]],0)","v":0},{"$f":"IF(A934>TOU_CTabulation[[#This Row],[Month]],TOU_CTabulation[[#This Row],[Month Cumm]],0)","v":0},{"$f":"IF(TOU_CTabulation[[#This Row],[Month Base Gen]]=0,0,TOU_CTabulation[[#This Row],[Month Base Gen]]-TOU_CTabulation[[#This Row],[Day]]*TOU_CTabulation[[#This Row],[Base Allow]])","v":0},{"$f":"VLOOKUP(TOU_CTabulation[[#This Row],[Hour]],daypart,2)","v":"All"},{"$f":"TOU_CTabulation[[#This Row],[Season]]&TOU_CTabulation[[#This Row],[Day-Part]]","v":"WinterAll"},{"$f":"VLOOKUP(TOU_CTabulation[[#This Row],[Daypart]],TOUC,2)","v":0.25901999999999997},{"$f":"VLOOKUP(TOU_CTabulation[[#This Row],[Daypart]],TOUC,3)","v":0.32596000000000003},{"$f":"TOU_CTabulation[[#This Row],[Month Base Allow]]*TOU_CTabulation[[#This Row],[Base Rate]]","v":0},{"$f":"TOU_CTabulation[[#This Row],[Month Overbase Gen]]*TOU_CTabulation[[#This Row],[Over Rate]]","v":0},{"$f":"TOU_CTabulation[[#This Row],[Base Value]]+TOU_CTabulation[[#This Row],[Over Value]]","v":0}]
[2,7,17,0,0,7,2,0,7,0,0,{"$f":"TOU_CTabulation[[#This Row],[AC System Output (W)]]/1000","v":0},{"$f":"IF(A933=TOU_CTabulation[[#This Row],[Month]],M933+TOU_CTabulation[[#This Row],[AC System Output (kW)]],TOU_CTabulation[[#This Row],[AC System Output (kW)]])","v":117.89627499999997},{"$f":"VLOOKUP(TOU_CTabulation[[#This Row],[Month]],Season,2)","v":"Winter"},{"$f":"VLOOKUP(TOU_CTabulation[[#This Row],[Season]],CRate,2)","v":10.5},{"$f":"IF(A935>TOU_CTabulation[[#This Row],[Month]],TOU_CTabulation[[#This Row],[Day]]*TOU_CTabulation[[#This Row],[Base Allow]],0)","v":0},{"$f":"IF(A935>TOU_CTabulation[[#This Row],[Month]],TOU_CTabulation[[#This Row],[Month Cumm]],0)","v":0},{"$f":"IF(TOU_CTabulation[[#This Row],[Month Base Gen]]=0,0,TOU_CTabulation[[#This Row],[Month Base Gen]]-TOU_CTabulation[[#This Row],[Day]]*TOU_CTabulation[[#This Row],[Base Allow]])","v":0},{"$f":"VLOOKUP(TOU_CTabulation[[#This Row],[Hour]],daypart,2)","v":"All"},{"$f":"TOU_CTabulation[[#This Row],[Season]]&TOU_CTabulation[[#This Row],[Day-Part]]","v":"WinterAll"},{"$f":"VLOOKUP(TOU_CTabulation[[#This Row],[Daypart]],TOUC,2)","v":0.25901999999999997},{"$f":"VLOOKUP(TOU_CTabulation[[#This Row],[Daypart]],TOUC,3)","v":0.32596000000000003},{"$f":"TOU_CTabulation[[#This Row],[Month Base Allow]]*TOU_CTabulation[[#This Row],[Base Rate]]","v":0},{"$f":"TOU_CTabulation[[#This Row],[Month Overbase Gen]]*TOU_CTabulation[[#This Row],[Over Rate]]","v":0},{"$f":"TOU_CTabulation[[#This Row],[Base Value]]+TOU_CTabulation[[#This Row],[Over Value]]","v":0}]
[2,7,18,0,0,6,2,0,6,0,0,{"$f":"TOU_CTabulation[[#This Row],[AC System Output (W)]]/1000","v":0},{"$f":"IF(A934=TOU_CTabulation[[#This Row],[Month]],M934+TOU_CTabulation[[#This Row],[AC System Output (kW)]],TOU_CTabulation[[#This Row],[AC System Output (kW)]])","v":117.89627499999997},{"$f":"VLOOKUP(TOU_CTabulation[[#This Row],[Month]],Season,2)","v":"Winter"},{"$f":"VLOOKUP(TOU_CTabulation[[#This Row],[Season]],CRate,2)","v":10.5},{"$f":"IF(A936>TOU_CTabulation[[#This Row],[Month]],TOU_CTabulation[[#This Row],[Day]]*TOU_CTabulation[[#This Row],[Base Allow]],0)","v":0},{"$f":"IF(A936>TOU_CTabulation[[#This Row],[Month]],TOU_CTabulation[[#This Row],[Month Cumm]],0)","v":0},{"$f":"IF(TOU_CTabulation[[#This Row],[Month Base Gen]]=0,0,TOU_CTabulation[[#This Row],[Month Base Gen]]-TOU_CTabulation[[#This Row],[Day]]*TOU_CTabulation[[#This Row],[Base Allow]])","v":0},{"$f":"VLOOKUP(TOU_CTabulation[[#This Row],[Hour]],daypart,2)","v":"All"},{"$f":"TOU_CTabulation[[#This Row],[Season]]&TOU_CTabulation[[#This Row],[Day-Part]]","v":"WinterAll"},{"$f":"VLOOKUP(TOU_CTabulation[[#This Row],[Daypart]],TOUC,2)","v":0.25901999999999997},{"$f":"VLOOKUP(TOU_CTabulation[[#This Row],[Daypart]],TOUC,3)","v":0.32596000000000003},{"$f":"TOU_CTabulation[[#This Row],[Month Base Allow]]*TOU_CTabulation[[#This Row],[Base Rate]]","v":0},{"$f":"TOU_CTabulation[[#This Row],[Month Overbase Gen]]*TOU_CTabulation[[#This Row],[Over Rate]]","v":0},{"$f":"TOU_CTabulation[[#This Row],[Base Value]]+TOU_CTabulation[[#This Row],[Over Value]]","v":0}]
[2,7,19,0,0,6,2,0,6,0,0,{"$f":"TOU_CTabulation[[#This Row],[AC System Output (W)]]/1000","v":0},{"$f":"IF(A935=TOU_CTabulation[[#This Row],[Month]],M935+TOU_CTabulation[[#This Row],[AC System Output (kW)]],TOU_CTabulation[[#This Row],[AC System Output (kW)]])","v":117.89627499999997},{"$f":"VLOOKUP(TOU_CTabulation[[#This Row],[Month]],Season,2)","v":"Winter"},{"$f":"VLOOKUP(TOU_CTabulation[[#This Row],[Season]],CRate,2)","v":10.5},{"$f":"IF(A937>TOU_CTabulation[[#This Row],[Month]],TOU_CTabulation[[#This Row],[Day]]*TOU_CTabulation[[#This Row],[Base Allow]],0)","v":0},{"$f":"IF(A937>TOU_CTabulation[[#This Row],[Month]],TOU_CTabulation[[#This Row],[Month Cumm]],0)","v":0},{"$f":"IF(TOU_CTabulation[[#This Row],[Month Base Gen]]=0,0,TOU_CTabulation[[#This Row],[Month Base Gen]]-TOU_CTabulation[[#This Row],[Day]]*TOU_CTabulation[[#This Row],[Base Allow]])","v":0},{"$f":"VLOOKUP(TOU_CTabulation[[#This Row],[Hour]],daypart,2)","v":"All"},{"$f":"TOU_CTabulation[[#This Row],[Season]]&TOU_CTabulation[[#This Row],[Day-Part]]","v":"WinterAll"},{"$f":"VLOOKUP(TOU_CTabulation[[#This Row],[Daypart]],TOUC,2)","v":0.25901999999999997},{"$f":"VLOOKUP(TOU_CTabulation[[#This Row],[Daypart]],TOUC,3)","v":0.32596000000000003},{"$f":"TOU_CTabulation[[#This Row],[Month Base Allow]]*TOU_CTabulation[[#This Row],[Base Rate]]","v":0},{"$f":"TOU_CTabulation[[#This Row],[Month Overbase Gen]]*TOU_CTabulation[[#This Row],[Over Rate]]","v":0},{"$f":"TOU_CTabulation[[#This Row],[Base Value]]+TOU_CTabulation[[#This Row],[Over Value]]","v":0}]
[2,7,20,0,0,5,2,0,5,0,0,{"$f":"TOU_CTabulation[[#This Row],[AC System Output (W)]]/1000","v":0},{"$f":"IF(A936=TOU_CTabulation[[#This Row],[Month]],M936+TOU_CTabulation[[#This Row],[AC System Output (kW)]],TOU_CTabulation[[#This Row],[AC System Output (kW)]])","v":117.89627499999997},{"$f":"VLOOKUP(TOU_CTabulation[[#This Row],[Month]],Season,2)","v":"Winter"},{"$f":"VLOOKUP(TOU_CTabulation[[#This Row],[Season]],CRate,2)","v":10.5},{"$f":"IF(A938>TOU_CTabulation[[#This Row],[Month]],TOU_CTabulation[[#This Row],[Day]]*TOU_CTabulation[[#This Row],[Base Allow]],0)","v":0},{"$f":"IF(A938>TOU_CTabulation[[#This Row],[Month]],TOU_CTabulation[[#This Row],[Month Cumm]],0)","v":0},{"$f":"IF(TOU_CTabulation[[#This Row],[Month Base Gen]]=0,0,TOU_CTabulation[[#This Row],[Month Base Gen]]-TOU_CTabulation[[#This Row],[Day]]*TOU_CTabulation[[#This Row],[Base Allow]])","v":0},{"$f":"VLOOKUP(TOU_CTabulation[[#This Row],[Hour]],daypart,2)","v":"All"},{"$f":"TOU_CTabulation[[#This Row],[Season]]&TOU_CTabulation[[#This Row],[Day-Part]]","v":"WinterAll"},{"$f":"VLOOKUP(TOU_CTabulation[[#This Row],[Daypart]],TOUC,2)","v":0.25901999999999997},{"$f":"VLOOKUP(TOU_CTabulation[[#This Row],[Daypart]],TOUC,3)","v":0.32596000000000003},{"$f":"TOU_CTabulation[[#This Row],[Month Base Allow]]*TOU_CTabulation[[#This Row],[Base Rate]]","v":0},{"$f":"TOU_CTabulation[[#This Row],[Month Overbase Gen]]*TOU_CTabulation[[#This Row],[Over Rate]]","v":0},{"$f":"TOU_CTabulation[[#This Row],[Base Value]]+TOU_CTabulation[[#This Row],[Over Value]]","v":0}]
[2,7,21,0,0,5,2,0,5,0,0,{"$f":"TOU_CTabulation[[#This Row],[AC System Output (W)]]/1000","v":0},{"$f":"IF(A937=TOU_CTabulation[[#This Row],[Month]],M937+TOU_CTabulation[[#This Row],[AC System Output (kW)]],TOU_CTabulation[[#This Row],[AC System Output (kW)]])","v":117.89627499999997},{"$f":"VLOOKUP(TOU_CTabulation[[#This Row],[Month]],Season,2)","v":"Winter"},{"$f":"VLOOKUP(TOU_CTabulation[[#This Row],[Season]],CRate,2)","v":10.5},{"$f":"IF(A939>TOU_CTabulation[[#This Row],[Month]],TOU_CTabulation[[#This Row],[Day]]*TOU_CTabulation[[#This Row],[Base Allow]],0)","v":0},{"$f":"IF(A939>TOU_CTabulation[[#This Row],[Month]],TOU_CTabulation[[#This Row],[Month Cumm]],0)","v":0},{"$f":"IF(TOU_CTabulation[[#This Row],[Month Base Gen]]=0,0,TOU_CTabulation[[#This Row],[Month Base Gen]]-TOU_CTabulation[[#This Row],[Day]]*TOU_CTabulation[[#This Row],[Base Allow]])","v":0},{"$f":"VLOOKUP(TOU_CTabulation[[#This Row],[Hour]],daypart,2)","v":"All"},{"$f":"TOU_CTabulation[[#This Row],[Season]]&TOU_CTabulation[[#This Row],[Day-Part]]","v":"WinterAll"},{"$f":"VLOOKUP(TOU_CTabulation[[#This Row],[Daypart]],TOUC,2)","v":0.25901999999999997},{"$f":"VLOOKUP(TOU_CTabulation[[#This Row],[Daypart]],TOUC,3)","v":0.32596000000000003},{"$f":"TOU_CTabulation[[#This Row],[Month Base Allow]]*TOU_CTabulation[[#This Row],[Base Rate]]","v":0},{"$f":"TOU_CTabulation[[#This Row],[Month Overbase Gen]]*TOU_CTabulation[[#This Row],[Over Rate]]","v":0},{"$f":"TOU_CTabulation[[#This Row],[Base Value]]+TOU_CTabulation[[#This Row],[Over Value]]","v":0}]
[2,7,22,0,0,4,2,0,4,0,0,{"$f":"TOU_CTabulation[[#This Row],[AC System Output (W)]]/1000","v":0},{"$f":"IF(A938=TOU_CTabulation[[#This Row],[Month]],M938+TOU_CTabulation[[#This Row],[AC System Output (kW)]],TOU_CTabulation[[#This Row],[AC System Output (kW)]])","v":117.89627499999997},{"$f":"VLOOKUP(TOU_CTabulation[[#This Row],[Month]],Season,2)","v":"Winter"},{"$f":"VLOOKUP(TOU_CTabulation[[#This Row],[Season]],CRate,2)","v":10.5},{"$f":"IF(A940>TOU_CTabulation[[#This Row],[Month]],TOU_CTabulation[[#This Row],[Day]]*TOU_CTabulation[[#This Row],[Base Allow]],0)","v":0},{"$f":"IF(A940>TOU_CTabulation[[#This Row],[Month]],TOU_CTabulation[[#This Row],[Month Cumm]],0)","v":0},{"$f":"IF(TOU_CTabulation[[#This Row],[Month Base Gen]]=0,0,TOU_CTabulation[[#This Row],[Month Base Gen]]-TOU_CTabulation[[#This Row],[Day]]*TOU_CTabulation[[#This Row],[Base Allow]])","v":0},{"$f":"VLOOKUP(TOU_CTabulation[[#This Row],[Hour]],daypart,2)","v":"All"},{"$f":"TOU_CTabulation[[#This Row],[Season]]&TOU_CTabulation[[#This Row],[Day-Part]]","v":"WinterAll"},{"$f":"VLOOKUP(TOU_CTabulation[[#This Row],[Daypart]],TOUC,2)","v":0.25901999999999997},{"$f":"VLOOKUP(TOU_CTabulation[[#This Row],[Daypart]],TOUC,3)","v":0.32596000000000003},{"$f":"TOU_CTabulation[[#This Row],[Month Base Allow]]*TOU_CTabulation[[#This Row],[Base Rate]]","v":0},{"$f":"TOU_CTabulation[[#This Row],[Month Overbase Gen]]*TOU_CTabulation[[#This Row],[Over Rate]]","v":0},{"$f":"TOU_CTabulation[[#This Row],[Base Value]]+TOU_CTabulation[[#This Row],[Over Value]]","v":0}]
[2,7,23,0,0,4,2,0,4,0,0,{"$f":"TOU_CTabulation[[#This Row],[AC System Output (W)]]/1000","v":0},{"$f":"IF(A939=TOU_CTabulation[[#This Row],[Month]],M939+TOU_CTabulation[[#This Row],[AC System Output (kW)]],TOU_CTabulation[[#This Row],[AC System Output (kW)]])","v":117.89627499999997},{"$f":"VLOOKUP(TOU_CTabulation[[#This Row],[Month]],Season,2)","v":"Winter"},{"$f":"VLOOKUP(TOU_CTabulation[[#This Row],[Season]],CRate,2)","v":10.5},{"$f":"IF(A941>TOU_CTabulation[[#This Row],[Month]],TOU_CTabulation[[#This Row],[Day]]*TOU_CTabulation[[#This Row],[Base Allow]],0)","v":0},{"$f":"IF(A941>TOU_CTabulation[[#This Row],[Month]],TOU_CTabulation[[#This Row],[Month Cumm]],0)","v":0},{"$f":"IF(TOU_CTabulation[[#This Row],[Month Base Gen]]=0,0,TOU_CTabulation[[#This Row],[Month Base Gen]]-TOU_CTabulation[[#This Row],[Day]]*TOU_CTabulation[[#This Row],[Base Allow]])","v":0},{"$f":"VLOOKUP(TOU_CTabulation[[#This Row],[Hour]],daypart,2)","v":"All"},{"$f":"TOU_CTabulation[[#This Row],[Season]]&TOU_CTabulation[[#This Row],[Day-Part]]","v":"WinterAll"},{"$f":"VLOOKUP(TOU_CTabulation[[#This Row],[Daypart]],TOUC,2)","v":0.25901999999999997},{"$f":"VLOOKUP(TOU_CTabulation[[#This Row],[Daypart]],TOUC,3)","v":0.32596000000000003},{"$f":"TOU_CTabulation[[#This Row],[Month Base Allow]]*TOU_CTabulation[[#This Row],[Base Rate]]","v":0},{"$f":"TOU_CTabulation[[#This Row],[Month Overbase Gen]]*TOU_CTabulation[[#This Row],[Over Rate]]","v":0},{"$f":"TOU_CTabulation[[#This Row],[Base Value]]+TOU_CTabulation[[#This Row],[Over Value]]","v":0}]
[2,8,0,0,0,3,2,0,3,0,0,{"$f":"TOU_CTabulation[[#This Row],[AC System Output (W)]]/1000","v":0},{"$f":"IF(A940=TOU_CTabulation[[#This Row],[Month]],M940+TOU_CTabulation[[#This Row],[AC System Output (kW)]],TOU_CTabulation[[#This Row],[AC System Output (kW)]])","v":117.89627499999997},{"$f":"VLOOKUP(TOU_CTabulation[[#This Row],[Month]],Season,2)","v":"Winter"},{"$f":"VLOOKUP(TOU_CTabulation[[#This Row],[Season]],CRate,2)","v":10.5},{"$f":"IF(A942>TOU_CTabulation[[#This Row],[Month]],TOU_CTabulation[[#This Row],[Day]]*TOU_CTabulation[[#This Row],[Base Allow]],0)","v":0},{"$f":"IF(A942>TOU_CTabulation[[#This Row],[Month]],TOU_CTabulation[[#This Row],[Month Cumm]],0)","v":0},{"$f":"IF(TOU_CTabulation[[#This Row],[Month Base Gen]]=0,0,TOU_CTabulation[[#This Row],[Month Base Gen]]-TOU_CTabulation[[#This Row],[Day]]*TOU_CTabulation[[#This Row],[Base Allow]])","v":0},{"$f":"VLOOKUP(TOU_CTabulation[[#This Row],[Hour]],daypart,2)","v":"All"},{"$f":"TOU_CTabulation[[#This Row],[Season]]&TOU_CTabulation[[#This Row],[Day-Part]]","v":"WinterAll"},{"$f":"VLOOKUP(TOU_CTabulation[[#This Row],[Daypart]],TOUC,2)","v":0.25901999999999997},{"$f":"VLOOKUP(TOU_CTabulation[[#This Row],[Daypart]],TOUC,3)","v":0.32596000000000003},{"$f":"TOU_CTabulation[[#This Row],[Month Base Allow]]*TOU_CTabulation[[#This Row],[Base Rate]]","v":0},{"$f":"TOU_CTabulation[[#This Row],[Month Overbase Gen]]*TOU_CTabulation[[#This Row],[Over Rate]]","v":0},{"$f":"TOU_CTabulation[[#This Row],[Base Value]]+TOU_CTabulation[[#This Row],[Over Value]]","v":0}]
[2,8,1,0,0,3,2,0,3,0,0,{"$f":"TOU_CTabulation[[#This Row],[AC System Output (W)]]/1000","v":0},{"$f":"IF(A941=TOU_CTabulation[[#This Row],[Month]],M941+TOU_CTabulation[[#This Row],[AC System Output (kW)]],TOU_CTabulation[[#This Row],[AC System Output (kW)]])","v":117.89627499999997},{"$f":"VLOOKUP(TOU_CTabulation[[#This Row],[Month]],Season,2)","v":"Winter"},{"$f":"VLOOKUP(TOU_CTabulation[[#This Row],[Season]],CRate,2)","v":10.5},{"$f":"IF(A943>TOU_CTabulation[[#This Row],[Month]],TOU_CTabulation[[#This Row],[Day]]*TOU_CTabulation[[#This Row],[Base Allow]],0)","v":0},{"$f":"IF(A943>TOU_CTabulation[[#This Row],[Month]],TOU_CTabulation[[#This Row],[Month Cumm]],0)","v":0},{"$f":"IF(TOU_CTabulation[[#This Row],[Month Base Gen]]=0,0,TOU_CTabulation[[#This Row],[Month Base Gen]]-TOU_CTabulation[[#This Row],[Day]]*TOU_CTabulation[[#This Row],[Base Allow]])","v":0},{"$f":"VLOOKUP(TOU_CTabulation[[#This Row],[Hour]],daypart,2)","v":"All"},{"$f":"TOU_CTabulation[[#This Row],[Season]]&TOU_CTabulation[[#This Row],[Day-Part]]","v":"WinterAll"},{"$f":"VLOOKUP(TOU_CTabulation[[#This Row],[Daypart]],TOUC,2)","v":0.25901999999999997},{"$f":"VLOOKUP(TOU_CTabulation[[#This Row],[Daypart]],TOUC,3)","v":0.32596000000000003},{"$f":"TOU_CTabulation[[#This Row],[Month Base Allow]]*TOU_CTabulation[[#This Row],[Base Rate]]","v":0},{"$f":"TOU_CTabulation[[#This Row],[Month Overbase Gen]]*TOU_CTabulation[[#This Row],[Over Rate]]","v":0},{"$f":"TOU_CTabulation[[#This Row],[Base Value]]+TOU_CTabulation[[#This Row],[Over Value]]","v":0}]
[2,8,2,0,0,3,2,0,3,0,0,{"$f":"TOU_CTabulation[[#This Row],[AC System Output (W)]]/1000","v":0},{"$f":"IF(A942=TOU_CTabulation[[#This Row],[Month]],M942+TOU_CTabulation[[#This Row],[AC System Output (kW)]],TOU_CTabulation[[#This Row],[AC System Output (kW)]])","v":117.89627499999997},{"$f":"VLOOKUP(TOU_CTabulation[[#This Row],[Month]],Season,2)","v":"Winter"},{"$f":"VLOOKUP(TOU_CTabulation[[#This Row],[Season]],CRate,2)","v":10.5},{"$f":"IF(A944>TOU_CTabulation[[#This Row],[Month]],TOU_CTabulation[[#This Row],[Day]]*TOU_CTabulation[[#This Row],[Base Allow]],0)","v":0},{"$f":"IF(A944>TOU_CTabulation[[#This Row],[Month]],TOU_CTabulation[[#This Row],[Month Cumm]],0)","v":0},{"$f":"IF(TOU_CTabulation[[#This Row],[Month Base Gen]]=0,0,TOU_CTabulation[[#This Row],[Month Base Gen]]-TOU_CTabulation[[#This Row],[Day]]*TOU_CTabulation[[#This Row],[Base Allow]])","v":0},{"$f":"VLOOKUP(TOU_CTabulation[[#This Row],[Hour]],daypart,2)","v":"All"},{"$f":"TOU_CTabulation[[#This Row],[Season]]&TOU_CTabulation[[#This Row],[Day-Part]]","v":"WinterAll"},{"$f":"VLOOKUP(TOU_CTabulation[[#This Row],[Daypart]],TOUC,2)","v":0.25901999999999997},{"$f":"VLOOKUP(TOU_CTabulation[[#This Row],[Daypart]],TOUC,3)","v":0.32596000000000003},{"$f":"TOU_CTabulation[[#This Row],[Month Base Allow]]*TOU_CTabulation[[#This Row],[Base Rate]]","v":0},{"$f":"TOU_CTabulation[[#This Row],[Month Overbase Gen]]*TOU_CTabulation[[#This Row],[Over Rate]]","v":0},{"$f":"TOU_CTabulation[[#This Row],[Base Value]]+TOU_CTabulation[[#This Row],[Over Value]]","v":0}]
[2,8,3,0,0,3,2,0,3,0,0,{"$f":"TOU_CTabulation[[#This Row],[AC System Output (W)]]/1000","v":0},{"$f":"IF(A943=TOU_CTabulation[[#This Row],[Month]],M943+TOU_CTabulation[[#This Row],[AC System Output (kW)]],TOU_CTabulation[[#This Row],[AC System Output (kW)]])","v":117.89627499999997},{"$f":"VLOOKUP(TOU_CTabulation[[#This Row],[Month]],Season,2)","v":"Winter"},{"$f":"VLOOKUP(TOU_CTabulation[[#This Row],[Season]],CRate,2)","v":10.5},{"$f":"IF(A945>TOU_CTabulation[[#This Row],[Month]],TOU_CTabulation[[#This Row],[Day]]*TOU_CTabulation[[#This Row],[Base Allow]],0)","v":0},{"$f":"IF(A945>TOU_CTabulation[[#This Row],[Month]],TOU_CTabulation[[#This Row],[Month Cumm]],0)","v":0},{"$f":"IF(TOU_CTabulation[[#This Row],[Month Base Gen]]=0,0,TOU_CTabulation[[#This Row],[Month Base Gen]]-TOU_CTabulation[[#This Row],[Day]]*TOU_CTabulation[[#This Row],[Base Allow]])","v":0},{"$f":"VLOOKUP(TOU_CTabulation[[#This Row],[Hour]],daypart,2)","v":"All"},{"$f":"TOU_CTabulation[[#This Row],[Season]]&TOU_CTabulation[[#This Row],[Day-Part]]","v":"WinterAll"},{"$f":"VLOOKUP(TOU_CTabulation[[#This Row],[Daypart]],TOUC,2)","v":0.25901999999999997},{"$f":"VLOOKUP(TOU_CTabulation[[#This Row],[Daypart]],TOUC,3)","v":0.32596000000000003},{"$f":"TOU_CTabulation[[#This Row],[Month Base Allow]]*TOU_CTabulation[[#This Row],[Base Rate]]","v":0},{"$f":"TOU_CTabulation[[#This Row],[Month Overbase Gen]]*TOU_CTabulation[[#This Row],[Over Rate]]","v":0},{"$f":"TOU_CTabulation[[#This Row],[Base Value]]+TOU_CTabulation[[#This Row],[Over Value]]","v":0}]
[2,8,4,0,0,3,2,0,3,0,0,{"$f":"TOU_CTabulation[[#This Row],[AC System Output (W)]]/1000","v":0},{"$f":"IF(A944=TOU_CTabulation[[#This Row],[Month]],M944+TOU_CTabulation[[#This Row],[AC System Output (kW)]],TOU_CTabulation[[#This Row],[AC System Output (kW)]])","v":117.89627499999997},{"$f":"VLOOKUP(TOU_CTabulation[[#This Row],[Month]],Season,2)","v":"Winter"},{"$f":"VLOOKUP(TOU_CTabulation[[#This Row],[Season]],CRate,2)","v":10.5},{"$f":"IF(A946>TOU_CTabulation[[#This Row],[Month]],TOU_CTabulation[[#This Row],[Day]]*TOU_CTabulation[[#This Row],[Base Allow]],0)","v":0},{"$f":"IF(A946>TOU_CTabulation[[#This Row],[Month]],TOU_CTabulation[[#This Row],[Month Cumm]],0)","v":0},{"$f":"IF(TOU_CTabulation[[#This Row],[Month Base Gen]]=0,0,TOU_CTabulation[[#This Row],[Month Base Gen]]-TOU_CTabulation[[#This Row],[Day]]*TOU_CTabulation[[#This Row],[Base Allow]])","v":0},{"$f":"VLOOKUP(TOU_CTabulation[[#This Row],[Hour]],daypart,2)","v":"All"},{"$f":"TOU_CTabulation[[#This Row],[Season]]&TOU_CTabulation[[#This Row],[Day-Part]]","v":"WinterAll"},{"$f":"VLOOKUP(TOU_CTabulation[[#This Row],[Daypart]],TOUC,2)","v":0.25901999999999997},{"$f":"VLOOKUP(TOU_CTabulation[[#This Row],[Daypart]],TOUC,3)","v":0.32596000000000003},{"$f":"TOU_CTabulation[[#This Row],[Month Base Allow]]*TOU_CTabulation[[#This Row],[Base Rate]]","v":0},{"$f":"TOU_CTabulation[[#This Row],[Month Overbase Gen]]*TOU_CTabulation[[#This Row],[Over Rate]]","v":0},{"$f":"TOU_CTabulation[[#This Row],[Base Value]]+TOU_CTabulation[[#This Row],[Over Value]]","v":0}]
[2,8,5,0,0,3,2,0,3,0,0,{"$f":"TOU_CTabulation[[#This Row],[AC System Output (W)]]/1000","v":0},{"$f":"IF(A945=TOU_CTabulation[[#This Row],[Month]],M945+TOU_CTabulation[[#This Row],[AC System Output (kW)]],TOU_CTabulation[[#This Row],[AC System Output (kW)]])","v":117.89627499999997},{"$f":"VLOOKUP(TOU_CTabulation[[#This Row],[Month]],Season,2)","v":"Winter"},{"$f":"VLOOKUP(TOU_CTabulation[[#This Row],[Season]],CRate,2)","v":10.5},{"$f":"IF(A947>TOU_CTabulation[[#This Row],[Month]],TOU_CTabulation[[#This Row],[Day]]*TOU_CTabulation[[#This Row],[Base Allow]],0)","v":0},{"$f":"IF(A947>TOU_CTabulation[[#This Row],[Month]],TOU_CTabulation[[#This Row],[Month Cumm]],0)","v":0},{"$f":"IF(TOU_CTabulation[[#This Row],[Month Base Gen]]=0,0,TOU_CTabulation[[#This Row],[Month Base Gen]]-TOU_CTabulation[[#This Row],[Day]]*TOU_CTabulation[[#This Row],[Base Allow]])","v":0},{"$f":"VLOOKUP(TOU_CTabulation[[#This Row],[Hour]],daypart,2)","v":"All"},{"$f":"TOU_CTabulation[[#This Row],[Season]]&TOU_CTabulation[[#This Row],[Day-Part]]","v":"WinterAll"},{"$f":"VLOOKUP(TOU_CTabulation[[#This Row],[Daypart]],TOUC,2)","v":0.25901999999999997},{"$f":"VLOOKUP(TOU_CTabulation[[#This Row],[Daypart]],TOUC,3)","v":0.32596000000000003},{"$f":"TOU_CTabulation[[#This Row],[Month Base Allow]]*TOU_CTabulation[[#This Row],[Base Rate]]","v":0},{"$f":"TOU_CTabulation[[#This Row],[Month Overbase Gen]]*TOU_CTabulation[[#This Row],[Over Rate]]","v":0},{"$f":"TOU_CTabulation[[#This Row],[Base Value]]+TOU_CTabulation[[#This Row],[Over Value]]","v":0}]
[2,8,6,0,0,3,1,0,3,0,0,{"$f":"TOU_CTabulation[[#This Row],[AC System Output (W)]]/1000","v":0},{"$f":"IF(A946=TOU_CTabulation[[#This Row],[Month]],M946+TOU_CTabulation[[#This Row],[AC System Output (kW)]],TOU_CTabulation[[#This Row],[AC System Output (kW)]])","v":117.89627499999997},{"$f":"VLOOKUP(TOU_CTabulation[[#This Row],[Month]],Season,2)","v":"Winter"},{"$f":"VLOOKUP(TOU_CTabulation[[#This Row],[Season]],CRate,2)","v":10.5},{"$f":"IF(A948>TOU_CTabulation[[#This Row],[Month]],TOU_CTabulation[[#This Row],[Day]]*TOU_CTabulation[[#This Row],[Base Allow]],0)","v":0},{"$f":"IF(A948>TOU_CTabulation[[#This Row],[Month]],TOU_CTabulation[[#This Row],[Month Cumm]],0)","v":0},{"$f":"IF(TOU_CTabulation[[#This Row],[Month Base Gen]]=0,0,TOU_CTabulation[[#This Row],[Month Base Gen]]-TOU_CTabulation[[#This Row],[Day]]*TOU_CTabulation[[#This Row],[Base Allow]])","v":0},{"$f":"VLOOKUP(TOU_CTabulation[[#This Row],[Hour]],daypart,2)","v":"All"},{"$f":"TOU_CTabulation[[#This Row],[Season]]&TOU_CTabulation[[#This Row],[Day-Part]]","v":"WinterAll"},{"$f":"VLOOKUP(TOU_CTabulation[[#This Row],[Daypart]],TOUC,2)","v":0.25901999999999997},{"$f":"VLOOKUP(TOU_CTabulation[[#This Row],[Daypart]],TOUC,3)","v":0.32596000000000003},{"$f":"TOU_CTabulation[[#This Row],[Month Base Allow]]*TOU_CTabulation[[#This Row],[Base Rate]]","v":0},{"$f":"TOU_CTabulation[[#This Row],[Month Overbase Gen]]*TOU_CTabulation[[#This Row],[Over Rate]]","v":0},{"$f":"TOU_CTabulation[[#This Row],[Base Value]]+TOU_CTabulation[[#This Row],[Over Value]]","v":0}]
[2,8,7,336,33,6,1,121.383,7.44,374.76499999999999,346.964,{"$f":"TOU_CTabulation[[#This Row],[AC System Output (W)]]/1000","v":0.34696399999999999},{"$f":"IF(A947=TOU_CTabulation[[#This Row],[Month]],M947+TOU_CTabulation[[#This Row],[AC System Output (kW)]],TOU_CTabulation[[#This Row],[AC System Output (kW)]])","v":118.24323899999997},{"$f":"VLOOKUP(TOU_CTabulation[[#This Row],[Month]],Season,2)","v":"Winter"},{"$f":"VLOOKUP(TOU_CTabulation[[#This Row],[Season]],CRate,2)","v":10.5},{"$f":"IF(A949>TOU_CTabulation[[#This Row],[Month]],TOU_CTabulation[[#This Row],[Day]]*TOU_CTabulation[[#This Row],[Base Allow]],0)","v":0},{"$f":"IF(A949>TOU_CTabulation[[#This Row],[Month]],TOU_CTabulation[[#This Row],[Month Cumm]],0)","v":0},{"$f":"IF(TOU_CTabulation[[#This Row],[Month Base Gen]]=0,0,TOU_CTabulation[[#This Row],[Month Base Gen]]-TOU_CTabulation[[#This Row],[Day]]*TOU_CTabulation[[#This Row],[Base Allow]])","v":0},{"$f":"VLOOKUP(TOU_CTabulation[[#This Row],[Hour]],daypart,2)","v":"All"},{"$f":"TOU_CTabulation[[#This Row],[Season]]&TOU_CTabulation[[#This Row],[Day-Part]]","v":"WinterAll"},{"$f":"VLOOKUP(TOU_CTabulation[[#This Row],[Daypart]],TOUC,2)","v":0.25901999999999997},{"$f":"VLOOKUP(TOU_CTabulation[[#This Row],[Daypart]],TOUC,3)","v":0.32596000000000003},{"$f":"TOU_CTabulation[[#This Row],[Month Base Allow]]*TOU_CTabulation[[#This Row],[Base Rate]]","v":0},{"$f":"TOU_CTabulation[[#This Row],[Month Overbase Gen]]*TOU_CTabulation[[#This Row],[Over Rate]]","v":0},{"$f":"TOU_CTabulation[[#This Row],[Base Value]]+TOU_CTabulation[[#This Row],[Over Value]]","v":0}]
[2,8,8,675,67,9,2,385.625,18.021000000000001,1286.7439999999999,1235.499,{"$f":"TOU_CTabulation[[#This Row],[AC System Output (W)]]/1000","v":1.2354990000000001},{"$f":"IF(A948=TOU_CTabulation[[#This Row],[Month]],M948+TOU_CTabulation[[#This Row],[AC System Output (kW)]],TOU_CTabulation[[#This Row],[AC System Output (kW)]])","v":119.47873799999998},{"$f":"VLOOKUP(TOU_CTabulation[[#This Row],[Month]],Season,2)","v":"Winter"},{"$f":"VLOOKUP(TOU_CTabulation[[#This Row],[Season]],CRate,2)","v":10.5},{"$f":"IF(A950>TOU_CTabulation[[#This Row],[Month]],TOU_CTabulation[[#This Row],[Day]]*TOU_CTabulation[[#This Row],[Base Allow]],0)","v":0},{"$f":"IF(A950>TOU_CTabulation[[#This Row],[Month]],TOU_CTabulation[[#This Row],[Month Cumm]],0)","v":0},{"$f":"IF(TOU_CTabulation[[#This Row],[Month Base Gen]]=0,0,TOU_CTabulation[[#This Row],[Month Base Gen]]-TOU_CTabulation[[#This Row],[Day]]*TOU_CTabulation[[#This Row],[Base Allow]])","v":0},{"$f":"VLOOKUP(TOU_CTabulation[[#This Row],[Hour]],daypart,2)","v":"All"},{"$f":"TOU_CTabulation[[#This Row],[Season]]&TOU_CTabulation[[#This Row],[Day-Part]]","v":"WinterAll"},{"$f":"VLOOKUP(TOU_CTabulation[[#This Row],[Daypart]],TOUC,2)","v":0.25901999999999997},{"$f":"VLOOKUP(TOU_CTabulation[[#This Row],[Daypart]],TOUC,3)","v":0.32596000000000003},{"$f":"TOU_CTabulation[[#This Row],[Month Base Allow]]*TOU_CTabulation[[#This Row],[Base Rate]]","v":0},{"$f":"TOU_CTabulation[[#This Row],[Month Overbase Gen]]*TOU_CTabulation[[#This Row],[Over Rate]]","v":0},{"$f":"TOU_CTabulation[[#This Row],[Base Value]]+TOU_CTabulation[[#This Row],[Over Value]]","v":0}]
[2,8,9,815,84,12,1,618.42100000000005,31.1,2025.521,1949.616,{"$f":"TOU_CTabulation[[#This Row],[AC System Output (W)]]/1000","v":1.949616},{"$f":"IF(A949=TOU_CTabulation[[#This Row],[Month]],M949+TOU_CTabulation[[#This Row],[AC System Output (kW)]],TOU_CTabulation[[#This Row],[AC System Output (kW)]])","v":121.42835399999998},{"$f":"VLOOKUP(TOU_CTabulation[[#This Row],[Month]],Season,2)","v":"Winter"},{"$f":"VLOOKUP(TOU_CTabulation[[#This Row],[Season]],CRate,2)","v":10.5},{"$f":"IF(A951>TOU_CTabulation[[#This Row],[Month]],TOU_CTabulation[[#This Row],[Day]]*TOU_CTabulation[[#This Row],[Base Allow]],0)","v":0},{"$f":"IF(A951>TOU_CTabulation[[#This Row],[Month]],TOU_CTabulation[[#This Row],[Month Cumm]],0)","v":0},{"$f":"IF(TOU_CTabulation[[#This Row],[Month Base Gen]]=0,0,TOU_CTabulation[[#This Row],[Month Base Gen]]-TOU_CTabulation[[#This Row],[Day]]*TOU_CTabulation[[#This Row],[Base Allow]])","v":0},{"$f":"VLOOKUP(TOU_CTabulation[[#This Row],[Hour]],daypart,2)","v":"All"},{"$f":"TOU_CTabulation[[#This Row],[Season]]&TOU_CTabulation[[#This Row],[Day-Part]]","v":"WinterAll"},{"$f":"VLOOKUP(TOU_CTabulation[[#This Row],[Daypart]],TOUC,2)","v":0.25901999999999997},{"$f":"VLOOKUP(TOU_CTabulation[[#This Row],[Daypart]],TOUC,3)","v":0.32596000000000003},{"$f":"TOU_CTabulation[[#This Row],[Month Base Allow]]*TOU_CTabulation[[#This Row],[Base Rate]]","v":0},{"$f":"TOU_CTabulation[[#This Row],[Month Overbase Gen]]*TOU_CTabulation[[#This Row],[Over Rate]]","v":0},{"$f":"TOU_CTabulation[[#This Row],[Base Value]]+TOU_CTabulation[[#This Row],[Over Value]]","v":0}]
[2,8,10,900,89,14,1,803.14400000000001,39.36,2558.0569999999998,2461.23,{"$f":"TOU_CTabulation[[#This Row],[AC System Output (W)]]/1000","v":2.46123},{"$f":"IF(A950=TOU_CTabulation[[#This Row],[Month]],M950+TOU_CTabulation[[#This Row],[AC System Output (kW)]],TOU_CTabulation[[#This Row],[AC System Output (kW)]])","v":123.88958399999999},{"$f":"VLOOKUP(TOU_CTabulation[[#This Row],[Month]],Season,2)","v":"Winter"},{"$f":"VLOOKUP(TOU_CTabulation[[#This Row],[Season]],CRate,2)","v":10.5},{"$f":"IF(A952>TOU_CTabulation[[#This Row],[Month]],TOU_CTabulation[[#This Row],[Day]]*TOU_CTabulation[[#This Row],[Base Allow]],0)","v":0},{"$f":"IF(A952>TOU_CTabulation[[#This Row],[Month]],TOU_CTabulation[[#This Row],[Month Cumm]],0)","v":0},{"$f":"IF(TOU_CTabulation[[#This Row],[Month Base Gen]]=0,0,TOU_CTabulation[[#This Row],[Month Base Gen]]-TOU_CTabulation[[#This Row],[Day]]*TOU_CTabulation[[#This Row],[Base Allow]])","v":0},{"$f":"VLOOKUP(TOU_CTabulation[[#This Row],[Hour]],daypart,2)","v":"All"},{"$f":"TOU_CTabulation[[#This Row],[Season]]&TOU_CTabulation[[#This Row],[Day-Part]]","v":"WinterAll"},{"$f":"VLOOKUP(TOU_CTabulation[[#This Row],[Daypart]],TOUC,2)","v":0.25901999999999997},{"$f":"VLOOKUP(TOU_CTabulation[[#This Row],[Daypart]],TOUC,3)","v":0.32596000000000003},{"$f":"TOU_CTabulation[[#This Row],[Month Base Allow]]*TOU_CTabulation[[#This Row],[Base Rate]]","v":0},{"$f":"TOU_CTabulation[[#This Row],[Month Overbase Gen]]*TOU_CTabulation[[#This Row],[Over Rate]]","v":0},{"$f":"TOU_CTabulation[[#This Row],[Base Value]]+TOU_CTabulation[[#This Row],[Over Value]]","v":0}]
[2,8,11,931,94,15,1,902.51300000000003,43.823999999999998,2820.1509999999998,2712.06,{"$f":"TOU_CTabulation[[#This Row],[AC System Output (W)]]/1000","v":2.7120600000000001},{"$f":"IF(A951=TOU_CTabulation[[#This Row],[Month]],M951+TOU_CTabulation[[#This Row],[AC System Output (kW)]],TOU_CTabulation[[#This Row],[AC System Output (kW)]])","v":126.60164399999998},{"$f":"VLOOKUP(TOU_CTabulation[[#This Row],[Month]],Season,2)","v":"Winter"},{"$f":"VLOOKUP(TOU_CTabulation[[#This Row],[Season]],CRate,2)","v":10.5},{"$f":"IF(A953>TOU_CTabulation[[#This Row],[Month]],TOU_CTabulation[[#This Row],[Day]]*TOU_CTabulation[[#This Row],[Base Allow]],0)","v":0},{"$f":"IF(A953>TOU_CTabulation[[#This Row],[Month]],TOU_CTabulation[[#This Row],[Month Cumm]],0)","v":0},{"$f":"IF(TOU_CTabulation[[#This Row],[Month Base Gen]]=0,0,TOU_CTabulation[[#This Row],[Month Base Gen]]-TOU_CTabulation[[#This Row],[Day]]*TOU_CTabulation[[#This Row],[Base Allow]])","v":0},{"$f":"VLOOKUP(TOU_CTabulation[[#This Row],[Hour]],daypart,2)","v":"All"},{"$f":"TOU_CTabulation[[#This Row],[Season]]&TOU_CTabulation[[#This Row],[Day-Part]]","v":"WinterAll"},{"$f":"VLOOKUP(TOU_CTabulation[[#This Row],[Daypart]],TOUC,2)","v":0.25901999999999997},{"$f":"VLOOKUP(TOU_CTabulation[[#This Row],[Daypart]],TOUC,3)","v":0.32596000000000003},{"$f":"TOU_CTabulation[[#This Row],[Month Base Allow]]*TOU_CTabulation[[#This Row],[Base Rate]]","v":0},{"$f":"TOU_CTabulation[[#This Row],[Month Overbase Gen]]*TOU_CTabulation[[#This Row],[Over Rate]]","v":0},{"$f":"TOU_CTabulation[[#This Row],[Base Value]]+TOU_CTabulation[[#This Row],[Over Value]]","v":0}]
[2,8,12,939,94,15,1,926.399,44.875,2880.7049999999999,2769.92,{"$f":"TOU_CTabulation[[#This Row],[AC System Output (W)]]/1000","v":2.7699199999999999},{"$f":"IF(A952=TOU_CTabulation[[#This Row],[Month]],M952+TOU_CTabulation[[#This Row],[AC System Output (kW)]],TOU_CTabulation[[#This Row],[AC System Output (kW)]])","v":129.37156399999998},{"$f":"VLOOKUP(TOU_CTabulation[[#This Row],[Month]],Season,2)","v":"Winter"},{"$f":"VLOOKUP(TOU_CTabulation[[#This Row],[Season]],CRate,2)","v":10.5},{"$f":"IF(A954>TOU_CTabulation[[#This Row],[Month]],TOU_CTabulation[[#This Row],[Day]]*TOU_CTabulation[[#This Row],[Base Allow]],0)","v":0},{"$f":"IF(A954>TOU_CTabulation[[#This Row],[Month]],TOU_CTabulation[[#This Row],[Month Cumm]],0)","v":0},{"$f":"IF(TOU_CTabulation[[#This Row],[Month Base Gen]]=0,0,TOU_CTabulation[[#This Row],[Month Base Gen]]-TOU_CTabulation[[#This Row],[Day]]*TOU_CTabulation[[#This Row],[Base Allow]])","v":0},{"$f":"VLOOKUP(TOU_CTabulation[[#This Row],[Hour]],daypart,2)","v":"All"},{"$f":"TOU_CTabulation[[#This Row],[Season]]&TOU_CTabulation[[#This Row],[Day-Part]]","v":"WinterAll"},{"$f":"VLOOKUP(TOU_CTabulation[[#This Row],[Daypart]],TOUC,2)","v":0.25901999999999997},{"$f":"VLOOKUP(TOU_CTabulation[[#This Row],[Daypart]],TOUC,3)","v":0.32596000000000003},{"$f":"TOU_CTabulation[[#This Row],[Month Base Allow]]*TOU_CTabulation[[#This Row],[Base Rate]]","v":0},{"$f":"TOU_CTabulation[[#This Row],[Month Overbase Gen]]*TOU_CTabulation[[#This Row],[Over Rate]]","v":0},{"$f":"TOU_CTabulation[[#This Row],[Base Value]]+TOU_CTabulation[[#This Row],[Over Value]]","v":0}]
[2,8,13,933,87,15,1,870.77,43.438000000000002,2723.5549999999998,2619.69,{"$f":"TOU_CTabulation[[#This Row],[AC System Output (W)]]/1000","v":2.6196899999999999},{"$f":"IF(A953=TOU_CTabulation[[#This Row],[Month]],M953+TOU_CTabulation[[#This Row],[AC System Output (kW)]],TOU_CTabulation[[#This Row],[AC System Output (kW)]])","v":131.99125399999997},{"$f":"VLOOKUP(TOU_CTabulation[[#This Row],[Month]],Season,2)","v":"Winter"},{"$f":"VLOOKUP(TOU_CTabulation[[#This Row],[Season]],CRate,2)","v":10.5},{"$f":"IF(A955>TOU_CTabulation[[#This Row],[Month]],TOU_CTabulation[[#This Row],[Day]]*TOU_CTabulation[[#This Row],[Base Allow]],0)","v":0},{"$f":"IF(A955>TOU_CTabulation[[#This Row],[Month]],TOU_CTabulation[[#This Row],[Month Cumm]],0)","v":0},{"$f":"IF(TOU_CTabulation[[#This Row],[Month Base Gen]]=0,0,TOU_CTabulation[[#This Row],[Month Base Gen]]-TOU_CTabulation[[#This Row],[Day]]*TOU_CTabulation[[#This Row],[Base Allow]])","v":0},{"$f":"VLOOKUP(TOU_CTabulation[[#This Row],[Hour]],daypart,2)","v":"All"},{"$f":"TOU_CTabulation[[#This Row],[Season]]&TOU_CTabulation[[#This Row],[Day-Part]]","v":"WinterAll"},{"$f":"VLOOKUP(TOU_CTabulation[[#This Row],[Daypart]],TOUC,2)","v":0.25901999999999997},{"$f":"VLOOKUP(TOU_CTabulation[[#This Row],[Daypart]],TOUC,3)","v":0.32596000000000003},{"$f":"TOU_CTabulation[[#This Row],[Month Base Allow]]*TOU_CTabulation[[#This Row],[Base Rate]]","v":0},{"$f":"TOU_CTabulation[[#This Row],[Month Overbase Gen]]*TOU_CTabulation[[#This Row],[Over Rate]]","v":0},{"$f":"TOU_CTabulation[[#This Row],[Base Value]]+TOU_CTabulation[[#This Row],[Over Value]]","v":0}]
[2,8,14,893,80,14,2,739.88,34.616,2403.5880000000002,2313.1019999999999,{"$f":"TOU_CTabulation[[#This Row],[AC System Output (W)]]/1000","v":2.3131019999999998},{"$f":"IF(A954=TOU_CTabulation[[#This Row],[Month]],M954+TOU_CTabulation[[#This Row],[AC System Output (kW)]],TOU_CTabulation[[#This Row],[AC System Output (kW)]])","v":134.30435599999996},{"$f":"VLOOKUP(TOU_CTabulation[[#This Row],[Month]],Season,2)","v":"Winter"},{"$f":"VLOOKUP(TOU_CTabulation[[#This Row],[Season]],CRate,2)","v":10.5},{"$f":"IF(A956>TOU_CTabulation[[#This Row],[Month]],TOU_CTabulation[[#This Row],[Day]]*TOU_CTabulation[[#This Row],[Base Allow]],0)","v":0},{"$f":"IF(A956>TOU_CTabulation[[#This Row],[Month]],TOU_CTabulation[[#This Row],[Month Cumm]],0)","v":0},{"$f":"IF(TOU_CTabulation[[#This Row],[Month Base Gen]]=0,0,TOU_CTabulation[[#This Row],[Month Base Gen]]-TOU_CTabulation[[#This Row],[Day]]*TOU_CTabulation[[#This Row],[Base Allow]])","v":0},{"$f":"VLOOKUP(TOU_CTabulation[[#This Row],[Hour]],daypart,2)","v":"All"},{"$f":"TOU_CTabulation[[#This Row],[Season]]&TOU_CTabulation[[#This Row],[Day-Part]]","v":"WinterAll"},{"$f":"VLOOKUP(TOU_CTabulation[[#This Row],[Daypart]],TOUC,2)","v":0.25901999999999997},{"$f":"VLOOKUP(TOU_CTabulation[[#This Row],[Daypart]],TOUC,3)","v":0.32596000000000003},{"$f":"TOU_CTabulation[[#This Row],[Month Base Allow]]*TOU_CTabulation[[#This Row],[Base Rate]]","v":0},{"$f":"TOU_CTabulation[[#This Row],[Month Overbase Gen]]*TOU_CTabulation[[#This Row],[Over Rate]]","v":0},{"$f":"TOU_CTabulation[[#This Row],[Base Value]]+TOU_CTabulation[[#This Row],[Over Value]]","v":0}]
[2,8,15,808,68,13,1,535.05499999999995,31.186,1728.242,1662.87,{"$f":"TOU_CTabulation[[#This Row],[AC System Output (W)]]/1000","v":1.6628699999999998},{"$f":"IF(A955=TOU_CTabulation[[#This Row],[Month]],M955+TOU_CTabulation[[#This Row],[AC System Output (kW)]],TOU_CTabulation[[#This Row],[AC System Output (kW)]])","v":135.96722599999995},{"$f":"VLOOKUP(TOU_CTabulation[[#This Row],[Month]],Season,2)","v":"Winter"},{"$f":"VLOOKUP(TOU_CTabulation[[#This Row],[Season]],CRate,2)","v":10.5},{"$f":"IF(A957>TOU_CTabulation[[#This Row],[Month]],TOU_CTabulation[[#This Row],[Day]]*TOU_CTabulation[[#This Row],[Base Allow]],0)","v":0},{"$f":"IF(A957>TOU_CTabulation[[#This Row],[Month]],TOU_CTabulation[[#This Row],[Month Cumm]],0)","v":0},{"$f":"IF(TOU_CTabulation[[#This Row],[Month Base Gen]]=0,0,TOU_CTabulation[[#This Row],[Month Base Gen]]-TOU_CTabulation[[#This Row],[Day]]*TOU_CTabulation[[#This Row],[Base Allow]])","v":0},{"$f":"VLOOKUP(TOU_CTabulation[[#This Row],[Hour]],daypart,2)","v":"All"},{"$f":"TOU_CTabulation[[#This Row],[Season]]&TOU_CTabulation[[#This Row],[Day-Part]]","v":"WinterAll"},{"$f":"VLOOKUP(TOU_CTabulation[[#This Row],[Daypart]],TOUC,2)","v":0.25901999999999997},{"$f":"VLOOKUP(TOU_CTabulation[[#This Row],[Daypart]],TOUC,3)","v":0.32596000000000003},{"$f":"TOU_CTabulation[[#This Row],[Month Base Allow]]*TOU_CTabulation[[#This Row],[Base Rate]]","v":0},{"$f":"TOU_CTabulation[[#This Row],[Month Overbase Gen]]*TOU_CTabulation[[#This Row],[Over Rate]]","v":0},{"$f":"TOU_CTabulation[[#This Row],[Base Value]]+TOU_CTabulation[[#This Row],[Over Value]]","v":0}]
[2,8,16,613,50,10,1,282.149,19.606999999999999,893.56799999999998,853.37900000000002,{"$f":"TOU_CTabulation[[#This Row],[AC System Output (W)]]/1000","v":0.853379},{"$f":"IF(A956=TOU_CTabulation[[#This Row],[Month]],M956+TOU_CTabulation[[#This Row],[AC System Output (kW)]],TOU_CTabulation[[#This Row],[AC System Output (kW)]])","v":136.82060499999994},{"$f":"VLOOKUP(TOU_CTabulation[[#This Row],[Month]],Season,2)","v":"Winter"},{"$f":"VLOOKUP(TOU_CTabulation[[#This Row],[Season]],CRate,2)","v":10.5},{"$f":"IF(A958>TOU_CTabulation[[#This Row],[Month]],TOU_CTabulation[[#This Row],[Day]]*TOU_CTabulation[[#This Row],[Base Allow]],0)","v":0},{"$f":"IF(A958>TOU_CTabulation[[#This Row],[Month]],TOU_CTabulation[[#This Row],[Month Cumm]],0)","v":0},{"$f":"IF(TOU_CTabulation[[#This Row],[Month Base Gen]]=0,0,TOU_CTabulation[[#This Row],[Month Base Gen]]-TOU_CTabulation[[#This Row],[Day]]*TOU_CTabulation[[#This Row],[Base Allow]])","v":0},{"$f":"VLOOKUP(TOU_CTabulation[[#This Row],[Hour]],daypart,2)","v":"All"},{"$f":"TOU_CTabulation[[#This Row],[Season]]&TOU_CTabulation[[#This Row],[Day-Part]]","v":"WinterAll"},{"$f":"VLOOKUP(TOU_CTabulation[[#This Row],[Daypart]],TOUC,2)","v":0.25901999999999997},{"$f":"VLOOKUP(TOU_CTabulation[[#This Row],[Daypart]],TOUC,3)","v":0.32596000000000003},{"$f":"TOU_CTabulation[[#This Row],[Month Base Allow]]*TOU_CTabulation[[#This Row],[Base Rate]]","v":0},{"$f":"TOU_CTabulation[[#This Row],[Month Overbase Gen]]*TOU_CTabulation[[#This Row],[Over Rate]]","v":0},{"$f":"TOU_CTabulation[[#This Row],[Base Value]]+TOU_CTabulation[[#This Row],[Over Value]]","v":0}]
[2,8,17,0,0,8,1,0,8,0,0,{"$f":"TOU_CTabulation[[#This Row],[AC System Output (W)]]/1000","v":0},{"$f":"IF(A957=TOU_CTabulation[[#This Row],[Month]],M957+TOU_CTabulation[[#This Row],[AC System Output (kW)]],TOU_CTabulation[[#This Row],[AC System Output (kW)]])","v":136.82060499999994},{"$f":"VLOOKUP(TOU_CTabulation[[#This Row],[Month]],Season,2)","v":"Winter"},{"$f":"VLOOKUP(TOU_CTabulation[[#This Row],[Season]],CRate,2)","v":10.5},{"$f":"IF(A959>TOU_CTabulation[[#This Row],[Month]],TOU_CTabulation[[#This Row],[Day]]*TOU_CTabulation[[#This Row],[Base Allow]],0)","v":0},{"$f":"IF(A959>TOU_CTabulation[[#This Row],[Month]],TOU_CTabulation[[#This Row],[Month Cumm]],0)","v":0},{"$f":"IF(TOU_CTabulation[[#This Row],[Month Base Gen]]=0,0,TOU_CTabulation[[#This Row],[Month Base Gen]]-TOU_CTabulation[[#This Row],[Day]]*TOU_CTabulation[[#This Row],[Base Allow]])","v":0},{"$f":"VLOOKUP(TOU_CTabulation[[#This Row],[Hour]],daypart,2)","v":"All"},{"$f":"TOU_CTabulation[[#This Row],[Season]]&TOU_CTabulation[[#This Row],[Day-Part]]","v":"WinterAll"},{"$f":"VLOOKUP(TOU_CTabulation[[#This Row],[Daypart]],TOUC,2)","v":0.25901999999999997},{"$f":"VLOOKUP(TOU_CTabulation[[#This Row],[Daypart]],TOUC,3)","v":0.32596000000000003},{"$f":"TOU_CTabulation[[#This Row],[Month Base Allow]]*TOU_CTabulation[[#This Row],[Base Rate]]","v":0},{"$f":"TOU_CTabulation[[#This Row],[Month Overbase Gen]]*TOU_CTabulation[[#This Row],[Over Rate]]","v":0},{"$f":"TOU_CTabulation[[#This Row],[Base Value]]+TOU_CTabulation[[#This Row],[Over Value]]","v":0}]
[2,8,18,0,0,7,1,0,7,0,0,{"$f":"TOU_CTabulation[[#This Row],[AC System Output (W)]]/1000","v":0},{"$f":"IF(A958=TOU_CTabulation[[#This Row],[Month]],M958+TOU_CTabulation[[#This Row],[AC System Output (kW)]],TOU_CTabulation[[#This Row],[AC System Output (kW)]])","v":136.82060499999994},{"$f":"VLOOKUP(TOU_CTabulation[[#This Row],[Month]],Season,2)","v":"Winter"},{"$f":"VLOOKUP(TOU_CTabulation[[#This Row],[Season]],CRate,2)","v":10.5},{"$f":"IF(A960>TOU_CTabulation[[#This Row],[Month]],TOU_CTabulation[[#This Row],[Day]]*TOU_CTabulation[[#This Row],[Base Allow]],0)","v":0},{"$f":"IF(A960>TOU_CTabulation[[#This Row],[Month]],TOU_CTabulation[[#This Row],[Month Cumm]],0)","v":0},{"$f":"IF(TOU_CTabulation[[#This Row],[Month Base Gen]]=0,0,TOU_CTabulation[[#This Row],[Month Base Gen]]-TOU_CTabulation[[#This Row],[Day]]*TOU_CTabulation[[#This Row],[Base Allow]])","v":0},{"$f":"VLOOKUP(TOU_CTabulation[[#This Row],[Hour]],daypart,2)","v":"All"},{"$f":"TOU_CTabulation[[#This Row],[Season]]&TOU_CTabulation[[#This Row],[Day-Part]]","v":"WinterAll"},{"$f":"VLOOKUP(TOU_CTabulation[[#This Row],[Daypart]],TOUC,2)","v":0.25901999999999997},{"$f":"VLOOKUP(TOU_CTabulation[[#This Row],[Daypart]],TOUC,3)","v":0.32596000000000003},{"$f":"TOU_CTabulation[[#This Row],[Month Base Allow]]*TOU_CTabulation[[#This Row],[Base Rate]]","v":0},{"$f":"TOU_CTabulation[[#This Row],[Month Overbase Gen]]*TOU_CTabulation[[#This Row],[Over Rate]]","v":0},{"$f":"TOU_CTabulation[[#This Row],[Base Value]]+TOU_CTabulation[[#This Row],[Over Value]]","v":0}]
[2,8,19,0,0,6,1,0,6,0,0,{"$f":"TOU_CTabulation[[#This Row],[AC System Output (W)]]/1000","v":0},{"$f":"IF(A959=TOU_CTabulation[[#This Row],[Month]],M959+TOU_CTabulation[[#This Row],[AC System Output (kW)]],TOU_CTabulation[[#This Row],[AC System Output (kW)]])","v":136.82060499999994},{"$f":"VLOOKUP(TOU_CTabulation[[#This Row],[Month]],Season,2)","v":"Winter"},{"$f":"VLOOKUP(TOU_CTabulation[[#This Row],[Season]],CRate,2)","v":10.5},{"$f":"IF(A961>TOU_CTabulation[[#This Row],[Month]],TOU_CTabulation[[#This Row],[Day]]*TOU_CTabulation[[#This Row],[Base Allow]],0)","v":0},{"$f":"IF(A961>TOU_CTabulation[[#This Row],[Month]],TOU_CTabulation[[#This Row],[Month Cumm]],0)","v":0},{"$f":"IF(TOU_CTabulation[[#This Row],[Month Base Gen]]=0,0,TOU_CTabulation[[#This Row],[Month Base Gen]]-TOU_CTabulation[[#This Row],[Day]]*TOU_CTabulation[[#This Row],[Base Allow]])","v":0},{"$f":"VLOOKUP(TOU_CTabulation[[#This Row],[Hour]],daypart,2)","v":"All"},{"$f":"TOU_CTabulation[[#This Row],[Season]]&TOU_CTabulation[[#This Row],[Day-Part]]","v":"WinterAll"},{"$f":"VLOOKUP(TOU_CTabulation[[#This Row],[Daypart]],TOUC,2)","v":0.25901999999999997},{"$f":"VLOOKUP(TOU_CTabulation[[#This Row],[Daypart]],TOUC,3)","v":0.32596000000000003},{"$f":"TOU_CTabulation[[#This Row],[Month Base Allow]]*TOU_CTabulation[[#This Row],[Base Rate]]","v":0},{"$f":"TOU_CTabulation[[#This Row],[Month Overbase Gen]]*TOU_CTabulation[[#This Row],[Over Rate]]","v":0},{"$f":"TOU_CTabulation[[#This Row],[Base Value]]+TOU_CTabulation[[#This Row],[Over Value]]","v":0}]
[2,8,20,0,0,5,1,0,5,0,0,{"$f":"TOU_CTabulation[[#This Row],[AC System Output (W)]]/1000","v":0},{"$f":"IF(A960=TOU_CTabulation[[#This Row],[Month]],M960+TOU_CTabulation[[#This Row],[AC System Output (kW)]],TOU_CTabulation[[#This Row],[AC System Output (kW)]])","v":136.82060499999994},{"$f":"VLOOKUP(TOU_CTabulation[[#This Row],[Month]],Season,2)","v":"Winter"},{"$f":"VLOOKUP(TOU_CTabulation[[#This Row],[Season]],CRate,2)","v":10.5},{"$f":"IF(A962>TOU_CTabulation[[#This Row],[Month]],TOU_CTabulation[[#This Row],[Day]]*TOU_CTabulation[[#This Row],[Base Allow]],0)","v":0},{"$f":"IF(A962>TOU_CTabulation[[#This Row],[Month]],TOU_CTabulation[[#This Row],[Month Cumm]],0)","v":0},{"$f":"IF(TOU_CTabulation[[#This Row],[Month Base Gen]]=0,0,TOU_CTabulation[[#This Row],[Month Base Gen]]-TOU_CTabulation[[#This Row],[Day]]*TOU_CTabulation[[#This Row],[Base Allow]])","v":0},{"$f":"VLOOKUP(TOU_CTabulation[[#This Row],[Hour]],daypart,2)","v":"All"},{"$f":"TOU_CTabulation[[#This Row],[Season]]&TOU_CTabulation[[#This Row],[Day-Part]]","v":"WinterAll"},{"$f":"VLOOKUP(TOU_CTabulation[[#This Row],[Daypart]],TOUC,2)","v":0.25901999999999997},{"$f":"VLOOKUP(TOU_CTabulation[[#This Row],[Daypart]],TOUC,3)","v":0.32596000000000003},{"$f":"TOU_CTabulation[[#This Row],[Month Base Allow]]*TOU_CTabulation[[#This Row],[Base Rate]]","v":0},{"$f":"TOU_CTabulation[[#This Row],[Month Overbase Gen]]*TOU_CTabulation[[#This Row],[Over Rate]]","v":0},{"$f":"TOU_CTabulation[[#This Row],[Base Value]]+TOU_CTabulation[[#This Row],[Over Value]]","v":0}]
[2,8,21,0,0,5,1,0,5,0,0,{"$f":"TOU_CTabulation[[#This Row],[AC System Output (W)]]/1000","v":0},{"$f":"IF(A961=TOU_CTabulation[[#This Row],[Month]],M961+TOU_CTabulation[[#This Row],[AC System Output (kW)]],TOU_CTabulation[[#This Row],[AC System Output (kW)]])","v":136.82060499999994},{"$f":"VLOOKUP(TOU_CTabulation[[#This Row],[Month]],Season,2)","v":"Winter"},{"$f":"VLOOKUP(TOU_CTabulation[[#This Row],[Season]],CRate,2)","v":10.5},{"$f":"IF(A963>TOU_CTabulation[[#This Row],[Month]],TOU_CTabulation[[#This Row],[Day]]*TOU_CTabulation[[#This Row],[Base Allow]],0)","v":0},{"$f":"IF(A963>TOU_CTabulation[[#This Row],[Month]],TOU_CTabulation[[#This Row],[Month Cumm]],0)","v":0},{"$f":"IF(TOU_CTabulation[[#This Row],[Month Base Gen]]=0,0,TOU_CTabulation[[#This Row],[Month Base Gen]]-TOU_CTabulation[[#This Row],[Day]]*TOU_CTabulation[[#This Row],[Base Allow]])","v":0},{"$f":"VLOOKUP(TOU_CTabulation[[#This Row],[Hour]],daypart,2)","v":"All"},{"$f":"TOU_CTabulation[[#This Row],[Season]]&TOU_CTabulation[[#This Row],[Day-Part]]","v":"WinterAll"},{"$f":"VLOOKUP(TOU_CTabulation[[#This Row],[Daypart]],TOUC,2)","v":0.25901999999999997},{"$f":"VLOOKUP(TOU_CTabulation[[#This Row],[Daypart]],TOUC,3)","v":0.32596000000000003},{"$f":"TOU_CTabulation[[#This Row],[Month Base Allow]]*TOU_CTabulation[[#This Row],[Base Rate]]","v":0},{"$f":"TOU_CTabulation[[#This Row],[Month Overbase Gen]]*TOU_CTabulation[[#This Row],[Over Rate]]","v":0},{"$f":"TOU_CTabulation[[#This Row],[Base Value]]+TOU_CTabulation[[#This Row],[Over Value]]","v":0}]
[2,8,22,0,0,4,1,0,4,0,0,{"$f":"TOU_CTabulation[[#This Row],[AC System Output (W)]]/1000","v":0},{"$f":"IF(A962=TOU_CTabulation[[#This Row],[Month]],M962+TOU_CTabulation[[#This Row],[AC System Output (kW)]],TOU_CTabulation[[#This Row],[AC System Output (kW)]])","v":136.82060499999994},{"$f":"VLOOKUP(TOU_CTabulation[[#This Row],[Month]],Season,2)","v":"Winter"},{"$f":"VLOOKUP(TOU_CTabulation[[#This Row],[Season]],CRate,2)","v":10.5},{"$f":"IF(A964>TOU_CTabulation[[#This Row],[Month]],TOU_CTabulation[[#This Row],[Day]]*TOU_CTabulation[[#This Row],[Base Allow]],0)","v":0},{"$f":"IF(A964>TOU_CTabulation[[#This Row],[Month]],TOU_CTabulation[[#This Row],[Month Cumm]],0)","v":0},{"$f":"IF(TOU_CTabulation[[#This Row],[Month Base Gen]]=0,0,TOU_CTabulation[[#This Row],[Month Base Gen]]-TOU_CTabulation[[#This Row],[Day]]*TOU_CTabulation[[#This Row],[Base Allow]])","v":0},{"$f":"VLOOKUP(TOU_CTabulation[[#This Row],[Hour]],daypart,2)","v":"All"},{"$f":"TOU_CTabulation[[#This Row],[Season]]&TOU_CTabulation[[#This Row],[Day-Part]]","v":"WinterAll"},{"$f":"VLOOKUP(TOU_CTabulation[[#This Row],[Daypart]],TOUC,2)","v":0.25901999999999997},{"$f":"VLOOKUP(TOU_CTabulation[[#This Row],[Daypart]],TOUC,3)","v":0.32596000000000003},{"$f":"TOU_CTabulation[[#This Row],[Month Base Allow]]*TOU_CTabulation[[#This Row],[Base Rate]]","v":0},{"$f":"TOU_CTabulation[[#This Row],[Month Overbase Gen]]*TOU_CTabulation[[#This Row],[Over Rate]]","v":0},{"$f":"TOU_CTabulation[[#This Row],[Base Value]]+TOU_CTabulation[[#This Row],[Over Value]]","v":0}]
[2,8,23,0,0,4,1,0,4,0,0,{"$f":"TOU_CTabulation[[#This Row],[AC System Output (W)]]/1000","v":0},{"$f":"IF(A963=TOU_CTabulation[[#This Row],[Month]],M963+TOU_CTabulation[[#This Row],[AC System Output (kW)]],TOU_CTabulation[[#This Row],[AC System Output (kW)]])","v":136.82060499999994},{"$f":"VLOOKUP(TOU_CTabulation[[#This Row],[Month]],Season,2)","v":"Winter"},{"$f":"VLOOKUP(TOU_CTabulation[[#This Row],[Season]],CRate,2)","v":10.5},{"$f":"IF(A965>TOU_CTabulation[[#This Row],[Month]],TOU_CTabulation[[#This Row],[Day]]*TOU_CTabulation[[#This Row],[Base Allow]],0)","v":0},{"$f":"IF(A965>TOU_CTabulation[[#This Row],[Month]],TOU_CTabulation[[#This Row],[Month Cumm]],0)","v":0},{"$f":"IF(TOU_CTabulation[[#This Row],[Month Base Gen]]=0,0,TOU_CTabulation[[#This Row],[Month Base Gen]]-TOU_CTabulation[[#This Row],[Day]]*TOU_CTabulation[[#This Row],[Base Allow]])","v":0},{"$f":"VLOOKUP(TOU_CTabulation[[#This Row],[Hour]],daypart,2)","v":"All"},{"$f":"TOU_CTabulation[[#This Row],[Season]]&TOU_CTabulation[[#This Row],[Day-Part]]","v":"WinterAll"},{"$f":"VLOOKUP(TOU_CTabulation[[#This Row],[Daypart]],TOUC,2)","v":0.25901999999999997},{"$f":"VLOOKUP(TOU_CTabulation[[#This Row],[Daypart]],TOUC,3)","v":0.32596000000000003},{"$f":"TOU_CTabulation[[#This Row],[Month Base Allow]]*TOU_CTabulation[[#This Row],[Base Rate]]","v":0},{"$f":"TOU_CTabulation[[#This Row],[Month Overbase Gen]]*TOU_CTabulation[[#This Row],[Over Rate]]","v":0},{"$f":"TOU_CTabulation[[#This Row],[Base Value]]+TOU_CTabulation[[#This Row],[Over Value]]","v":0}]
[2,9,0,0,0,4,2,0,4,0,0,{"$f":"TOU_CTabulation[[#This Row],[AC System Output (W)]]/1000","v":0},{"$f":"IF(A964=TOU_CTabulation[[#This Row],[Month]],M964+TOU_CTabulation[[#This Row],[AC System Output (kW)]],TOU_CTabulation[[#This Row],[AC System Output (kW)]])","v":136.82060499999994},{"$f":"VLOOKUP(TOU_CTabulation[[#This Row],[Month]],Season,2)","v":"Winter"},{"$f":"VLOOKUP(TOU_CTabulation[[#This Row],[Season]],CRate,2)","v":10.5},{"$f":"IF(A966>TOU_CTabulation[[#This Row],[Month]],TOU_CTabulation[[#This Row],[Day]]*TOU_CTabulation[[#This Row],[Base Allow]],0)","v":0},{"$f":"IF(A966>TOU_CTabulation[[#This Row],[Month]],TOU_CTabulation[[#This Row],[Month Cumm]],0)","v":0},{"$f":"IF(TOU_CTabulation[[#This Row],[Month Base Gen]]=0,0,TOU_CTabulation[[#This Row],[Month Base Gen]]-TOU_CTabulation[[#This Row],[Day]]*TOU_CTabulation[[#This Row],[Base Allow]])","v":0},{"$f":"VLOOKUP(TOU_CTabulation[[#This Row],[Hour]],daypart,2)","v":"All"},{"$f":"TOU_CTabulation[[#This Row],[Season]]&TOU_CTabulation[[#This Row],[Day-Part]]","v":"WinterAll"},{"$f":"VLOOKUP(TOU_CTabulation[[#This Row],[Daypart]],TOUC,2)","v":0.25901999999999997},{"$f":"VLOOKUP(TOU_CTabulation[[#This Row],[Daypart]],TOUC,3)","v":0.32596000000000003},{"$f":"TOU_CTabulation[[#This Row],[Month Base Allow]]*TOU_CTabulation[[#This Row],[Base Rate]]","v":0},{"$f":"TOU_CTabulation[[#This Row],[Month Overbase Gen]]*TOU_CTabulation[[#This Row],[Over Rate]]","v":0},{"$f":"TOU_CTabulation[[#This Row],[Base Value]]+TOU_CTabulation[[#This Row],[Over Value]]","v":0}]
[2,9,1,0,0,3,2,0,3,0,0,{"$f":"TOU_CTabulation[[#This Row],[AC System Output (W)]]/1000","v":0},{"$f":"IF(A965=TOU_CTabulation[[#This Row],[Month]],M965+TOU_CTabulation[[#This Row],[AC System Output (kW)]],TOU_CTabulation[[#This Row],[AC System Output (kW)]])","v":136.82060499999994},{"$f":"VLOOKUP(TOU_CTabulation[[#This Row],[Month]],Season,2)","v":"Winter"},{"$f":"VLOOKUP(TOU_CTabulation[[#This Row],[Season]],CRate,2)","v":10.5},{"$f":"IF(A967>TOU_CTabulation[[#This Row],[Month]],TOU_CTabulation[[#This Row],[Day]]*TOU_CTabulation[[#This Row],[Base Allow]],0)","v":0},{"$f":"IF(A967>TOU_CTabulation[[#This Row],[Month]],TOU_CTabulation[[#This Row],[Month Cumm]],0)","v":0},{"$f":"IF(TOU_CTabulation[[#This Row],[Month Base Gen]]=0,0,TOU_CTabulation[[#This Row],[Month Base Gen]]-TOU_CTabulation[[#This Row],[Day]]*TOU_CTabulation[[#This Row],[Base Allow]])","v":0},{"$f":"VLOOKUP(TOU_CTabulation[[#This Row],[Hour]],daypart,2)","v":"All"},{"$f":"TOU_CTabulation[[#This Row],[Season]]&TOU_CTabulation[[#This Row],[Day-Part]]","v":"WinterAll"},{"$f":"VLOOKUP(TOU_CTabulation[[#This Row],[Daypart]],TOUC,2)","v":0.25901999999999997},{"$f":"VLOOKUP(TOU_CTabulation[[#This Row],[Daypart]],TOUC,3)","v":0.32596000000000003},{"$f":"TOU_CTabulation[[#This Row],[Month Base Allow]]*TOU_CTabulation[[#This Row],[Base Rate]]","v":0},{"$f":"TOU_CTabulation[[#This Row],[Month Overbase Gen]]*TOU_CTabulation[[#This Row],[Over Rate]]","v":0},{"$f":"TOU_CTabulation[[#This Row],[Base Value]]+TOU_CTabulation[[#This Row],[Over Value]]","v":0}]
[2,9,2,0,0,3,2,0,3,0,0,{"$f":"TOU_CTabulation[[#This Row],[AC System Output (W)]]/1000","v":0},{"$f":"IF(A966=TOU_CTabulation[[#This Row],[Month]],M966+TOU_CTabulation[[#This Row],[AC System Output (kW)]],TOU_CTabulation[[#This Row],[AC System Output (kW)]])","v":136.82060499999994},{"$f":"VLOOKUP(TOU_CTabulation[[#This Row],[Month]],Season,2)","v":"Winter"},{"$f":"VLOOKUP(TOU_CTabulation[[#This Row],[Season]],CRate,2)","v":10.5},{"$f":"IF(A968>TOU_CTabulation[[#This Row],[Month]],TOU_CTabulation[[#This Row],[Day]]*TOU_CTabulation[[#This Row],[Base Allow]],0)","v":0},{"$f":"IF(A968>TOU_CTabulation[[#This Row],[Month]],TOU_CTabulation[[#This Row],[Month Cumm]],0)","v":0},{"$f":"IF(TOU_CTabulation[[#This Row],[Month Base Gen]]=0,0,TOU_CTabulation[[#This Row],[Month Base Gen]]-TOU_CTabulation[[#This Row],[Day]]*TOU_CTabulation[[#This Row],[Base Allow]])","v":0},{"$f":"VLOOKUP(TOU_CTabulation[[#This Row],[Hour]],daypart,2)","v":"All"},{"$f":"TOU_CTabulation[[#This Row],[Season]]&TOU_CTabulation[[#This Row],[Day-Part]]","v":"WinterAll"},{"$f":"VLOOKUP(TOU_CTabulation[[#This Row],[Daypart]],TOUC,2)","v":0.25901999999999997},{"$f":"VLOOKUP(TOU_CTabulation[[#This Row],[Daypart]],TOUC,3)","v":0.32596000000000003},{"$f":"TOU_CTabulation[[#This Row],[Month Base Allow]]*TOU_CTabulation[[#This Row],[Base Rate]]","v":0},{"$f":"TOU_CTabulation[[#This Row],[Month Overbase Gen]]*TOU_CTabulation[[#This Row],[Over Rate]]","v":0},{"$f":"TOU_CTabulation[[#This Row],[Base Value]]+TOU_CTabulation[[#This Row],[Over Value]]","v":0}]
[2,9,3,0,0,2,2,0,2,0,0,{"$f":"TOU_CTabulation[[#This Row],[AC System Output (W)]]/1000","v":0},{"$f":"IF(A967=TOU_CTabulation[[#This Row],[Month]],M967+TOU_CTabulation[[#This Row],[AC System Output (kW)]],TOU_CTabulation[[#This Row],[AC System Output (kW)]])","v":136.82060499999994},{"$f":"VLOOKUP(TOU_CTabulation[[#This Row],[Month]],Season,2)","v":"Winter"},{"$f":"VLOOKUP(TOU_CTabulation[[#This Row],[Season]],CRate,2)","v":10.5},{"$f":"IF(A969>TOU_CTabulation[[#This Row],[Month]],TOU_CTabulation[[#This Row],[Day]]*TOU_CTabulation[[#This Row],[Base Allow]],0)","v":0},{"$f":"IF(A969>TOU_CTabulation[[#This Row],[Month]],TOU_CTabulation[[#This Row],[Month Cumm]],0)","v":0},{"$f":"IF(TOU_CTabulation[[#This Row],[Month Base Gen]]=0,0,TOU_CTabulation[[#This Row],[Month Base Gen]]-TOU_CTabulation[[#This Row],[Day]]*TOU_CTabulation[[#This Row],[Base Allow]])","v":0},{"$f":"VLOOKUP(TOU_CTabulation[[#This Row],[Hour]],daypart,2)","v":"All"},{"$f":"TOU_CTabulation[[#This Row],[Season]]&TOU_CTabulation[[#This Row],[Day-Part]]","v":"WinterAll"},{"$f":"VLOOKUP(TOU_CTabulation[[#This Row],[Daypart]],TOUC,2)","v":0.25901999999999997},{"$f":"VLOOKUP(TOU_CTabulation[[#This Row],[Daypart]],TOUC,3)","v":0.32596000000000003},{"$f":"TOU_CTabulation[[#This Row],[Month Base Allow]]*TOU_CTabulation[[#This Row],[Base Rate]]","v":0},{"$f":"TOU_CTabulation[[#This Row],[Month Overbase Gen]]*TOU_CTabulation[[#This Row],[Over Rate]]","v":0},{"$f":"TOU_CTabulation[[#This Row],[Base Value]]+TOU_CTabulation[[#This Row],[Over Value]]","v":0}]
[2,9,4,0,0,2,2,0,2,0,0,{"$f":"TOU_CTabulation[[#This Row],[AC System Output (W)]]/1000","v":0},{"$f":"IF(A968=TOU_CTabulation[[#This Row],[Month]],M968+TOU_CTabulation[[#This Row],[AC System Output (kW)]],TOU_CTabulation[[#This Row],[AC System Output (kW)]])","v":136.82060499999994},{"$f":"VLOOKUP(TOU_CTabulation[[#This Row],[Month]],Season,2)","v":"Winter"},{"$f":"VLOOKUP(TOU_CTabulation[[#This Row],[Season]],CRate,2)","v":10.5},{"$f":"IF(A970>TOU_CTabulation[[#This Row],[Month]],TOU_CTabulation[[#This Row],[Day]]*TOU_CTabulation[[#This Row],[Base Allow]],0)","v":0},{"$f":"IF(A970>TOU_CTabulation[[#This Row],[Month]],TOU_CTabulation[[#This Row],[Month Cumm]],0)","v":0},{"$f":"IF(TOU_CTabulation[[#This Row],[Month Base Gen]]=0,0,TOU_CTabulation[[#This Row],[Month Base Gen]]-TOU_CTabulation[[#This Row],[Day]]*TOU_CTabulation[[#This Row],[Base Allow]])","v":0},{"$f":"VLOOKUP(TOU_CTabulation[[#This Row],[Hour]],daypart,2)","v":"All"},{"$f":"TOU_CTabulation[[#This Row],[Season]]&TOU_CTabulation[[#This Row],[Day-Part]]","v":"WinterAll"},{"$f":"VLOOKUP(TOU_CTabulation[[#This Row],[Daypart]],TOUC,2)","v":0.25901999999999997},{"$f":"VLOOKUP(TOU_CTabulation[[#This Row],[Daypart]],TOUC,3)","v":0.32596000000000003},{"$f":"TOU_CTabulation[[#This Row],[Month Base Allow]]*TOU_CTabulation[[#This Row],[Base Rate]]","v":0},{"$f":"TOU_CTabulation[[#This Row],[Month Overbase Gen]]*TOU_CTabulation[[#This Row],[Over Rate]]","v":0},{"$f":"TOU_CTabulation[[#This Row],[Base Value]]+TOU_CTabulation[[#This Row],[Over Value]]","v":0}]
[2,9,5,0,0,2,2,0,2,0,0,{"$f":"TOU_CTabulation[[#This Row],[AC System Output (W)]]/1000","v":0},{"$f":"IF(A969=TOU_CTabulation[[#This Row],[Month]],M969+TOU_CTabulation[[#This Row],[AC System Output (kW)]],TOU_CTabulation[[#This Row],[AC System Output (kW)]])","v":136.82060499999994},{"$f":"VLOOKUP(TOU_CTabulation[[#This Row],[Month]],Season,2)","v":"Winter"},{"$f":"VLOOKUP(TOU_CTabulation[[#This Row],[Season]],CRate,2)","v":10.5},{"$f":"IF(A971>TOU_CTabulation[[#This Row],[Month]],TOU_CTabulation[[#This Row],[Day]]*TOU_CTabulation[[#This Row],[Base Allow]],0)","v":0},{"$f":"IF(A971>TOU_CTabulation[[#This Row],[Month]],TOU_CTabulation[[#This Row],[Month Cumm]],0)","v":0},{"$f":"IF(TOU_CTabulation[[#This Row],[Month Base Gen]]=0,0,TOU_CTabulation[[#This Row],[Month Base Gen]]-TOU_CTabulation[[#This Row],[Day]]*TOU_CTabulation[[#This Row],[Base Allow]])","v":0},{"$f":"VLOOKUP(TOU_CTabulation[[#This Row],[Hour]],daypart,2)","v":"All"},{"$f":"TOU_CTabulation[[#This Row],[Season]]&TOU_CTabulation[[#This Row],[Day-Part]]","v":"WinterAll"},{"$f":"VLOOKUP(TOU_CTabulation[[#This Row],[Daypart]],TOUC,2)","v":0.25901999999999997},{"$f":"VLOOKUP(TOU_CTabulation[[#This Row],[Daypart]],TOUC,3)","v":0.32596000000000003},{"$f":"TOU_CTabulation[[#This Row],[Month Base Allow]]*TOU_CTabulation[[#This Row],[Base Rate]]","v":0},{"$f":"TOU_CTabulation[[#This Row],[Month Overbase Gen]]*TOU_CTabulation[[#This Row],[Over Rate]]","v":0},{"$f":"TOU_CTabulation[[#This Row],[Base Value]]+TOU_CTabulation[[#This Row],[Over Value]]","v":0}]
[2,9,6,0,0,3,2,0,3,0,0,{"$f":"TOU_CTabulation[[#This Row],[AC System Output (W)]]/1000","v":0},{"$f":"IF(A970=TOU_CTabulation[[#This Row],[Month]],M970+TOU_CTabulation[[#This Row],[AC System Output (kW)]],TOU_CTabulation[[#This Row],[AC System Output (kW)]])","v":136.82060499999994},{"$f":"VLOOKUP(TOU_CTabulation[[#This Row],[Month]],Season,2)","v":"Winter"},{"$f":"VLOOKUP(TOU_CTabulation[[#This Row],[Season]],CRate,2)","v":10.5},{"$f":"IF(A972>TOU_CTabulation[[#This Row],[Month]],TOU_CTabulation[[#This Row],[Day]]*TOU_CTabulation[[#This Row],[Base Allow]],0)","v":0},{"$f":"IF(A972>TOU_CTabulation[[#This Row],[Month]],TOU_CTabulation[[#This Row],[Month Cumm]],0)","v":0},{"$f":"IF(TOU_CTabulation[[#This Row],[Month Base Gen]]=0,0,TOU_CTabulation[[#This Row],[Month Base Gen]]-TOU_CTabulation[[#This Row],[Day]]*TOU_CTabulation[[#This Row],[Base Allow]])","v":0},{"$f":"VLOOKUP(TOU_CTabulation[[#This Row],[Hour]],daypart,2)","v":"All"},{"$f":"TOU_CTabulation[[#This Row],[Season]]&TOU_CTabulation[[#This Row],[Day-Part]]","v":"WinterAll"},{"$f":"VLOOKUP(TOU_CTabulation[[#This Row],[Daypart]],TOUC,2)","v":0.25901999999999997},{"$f":"VLOOKUP(TOU_CTabulation[[#This Row],[Daypart]],TOUC,3)","v":0.32596000000000003},{"$f":"TOU_CTabulation[[#This Row],[Month Base Allow]]*TOU_CTabulation[[#This Row],[Base Rate]]","v":0},{"$f":"TOU_CTabulation[[#This Row],[Month Overbase Gen]]*TOU_CTabulation[[#This Row],[Over Rate]]","v":0},{"$f":"TOU_CTabulation[[#This Row],[Base Value]]+TOU_CTabulation[[#This Row],[Over Value]]","v":0}]
[2,9,7,398,32,5,2,134.37899999999999,6.6189999999999998,410.392,381.82100000000003,{"$f":"TOU_CTabulation[[#This Row],[AC System Output (W)]]/1000","v":0.38182100000000002},{"$f":"IF(A971=TOU_CTabulation[[#This Row],[Month]],M971+TOU_CTabulation[[#This Row],[AC System Output (kW)]],TOU_CTabulation[[#This Row],[AC System Output (kW)]])","v":137.20242599999995},{"$f":"VLOOKUP(TOU_CTabulation[[#This Row],[Month]],Season,2)","v":"Winter"},{"$f":"VLOOKUP(TOU_CTabulation[[#This Row],[Season]],CRate,2)","v":10.5},{"$f":"IF(A973>TOU_CTabulation[[#This Row],[Month]],TOU_CTabulation[[#This Row],[Day]]*TOU_CTabulation[[#This Row],[Base Allow]],0)","v":0},{"$f":"IF(A973>TOU_CTabulation[[#This Row],[Month]],TOU_CTabulation[[#This Row],[Month Cumm]],0)","v":0},{"$f":"IF(TOU_CTabulation[[#This Row],[Month Base Gen]]=0,0,TOU_CTabulation[[#This Row],[Month Base Gen]]-TOU_CTabulation[[#This Row],[Day]]*TOU_CTabulation[[#This Row],[Base Allow]])","v":0},{"$f":"VLOOKUP(TOU_CTabulation[[#This Row],[Hour]],daypart,2)","v":"All"},{"$f":"TOU_CTabulation[[#This Row],[Season]]&TOU_CTabulation[[#This Row],[Day-Part]]","v":"WinterAll"},{"$f":"VLOOKUP(TOU_CTabulation[[#This Row],[Daypart]],TOUC,2)","v":0.25901999999999997},{"$f":"VLOOKUP(TOU_CTabulation[[#This Row],[Daypart]],TOUC,3)","v":0.32596000000000003},{"$f":"TOU_CTabulation[[#This Row],[Month Base Allow]]*TOU_CTabulation[[#This Row],[Base Rate]]","v":0},{"$f":"TOU_CTabulation[[#This Row],[Month Overbase Gen]]*TOU_CTabulation[[#This Row],[Over Rate]]","v":0},{"$f":"TOU_CTabulation[[#This Row],[Base Value]]+TOU_CTabulation[[#This Row],[Over Value]]","v":0}]
[2,9,8,727,61,8,3,401.702,16.401,1348.0530000000001,1294.9549999999999,{"$f":"TOU_CTabulation[[#This Row],[AC System Output (W)]]/1000","v":1.2949549999999999},{"$f":"IF(A972=TOU_CTabulation[[#This Row],[Month]],M972+TOU_CTabulation[[#This Row],[AC System Output (kW)]],TOU_CTabulation[[#This Row],[AC System Output (kW)]])","v":138.49738099999993},{"$f":"VLOOKUP(TOU_CTabulation[[#This Row],[Month]],Season,2)","v":"Winter"},{"$f":"VLOOKUP(TOU_CTabulation[[#This Row],[Season]],CRate,2)","v":10.5},{"$f":"IF(A974>TOU_CTabulation[[#This Row],[Month]],TOU_CTabulation[[#This Row],[Day]]*TOU_CTabulation[[#This Row],[Base Allow]],0)","v":0},{"$f":"IF(A974>TOU_CTabulation[[#This Row],[Month]],TOU_CTabulation[[#This Row],[Month Cumm]],0)","v":0},{"$f":"IF(TOU_CTabulation[[#This Row],[Month Base Gen]]=0,0,TOU_CTabulation[[#This Row],[Month Base Gen]]-TOU_CTabulation[[#This Row],[Day]]*TOU_CTabulation[[#This Row],[Base Allow]])","v":0},{"$f":"VLOOKUP(TOU_CTabulation[[#This Row],[Hour]],daypart,2)","v":"All"},{"$f":"TOU_CTabulation[[#This Row],[Season]]&TOU_CTabulation[[#This Row],[Day-Part]]","v":"WinterAll"},{"$f":"VLOOKUP(TOU_CTabulation[[#This Row],[Daypart]],TOUC,2)","v":0.25901999999999997},{"$f":"VLOOKUP(TOU_CTabulation[[#This Row],[Daypart]],TOUC,3)","v":0.32596000000000003},{"$f":"TOU_CTabulation[[#This Row],[Month Base Allow]]*TOU_CTabulation[[#This Row],[Base Rate]]","v":0},{"$f":"TOU_CTabulation[[#This Row],[Month Overbase Gen]]*TOU_CTabulation[[#This Row],[Over Rate]]","v":0},{"$f":"TOU_CTabulation[[#This Row],[Base Value]]+TOU_CTabulation[[#This Row],[Over Value]]","v":0}]
[2,9,9,861,75,11,3,639.173,25.718,2147.672,2067.2020000000002,{"$f":"TOU_CTabulation[[#This Row],[AC System Output (W)]]/1000","v":2.0672020000000004},{"$f":"IF(A973=TOU_CTabulation[[#This Row],[Month]],M973+TOU_CTabulation[[#This Row],[AC System Output (kW)]],TOU_CTabulation[[#This Row],[AC System Output (kW)]])","v":140.56458299999994},{"$f":"VLOOKUP(TOU_CTabulation[[#This Row],[Month]],Season,2)","v":"Winter"},{"$f":"VLOOKUP(TOU_CTabulation[[#This Row],[Season]],CRate,2)","v":10.5},{"$f":"IF(A975>TOU_CTabulation[[#This Row],[Month]],TOU_CTabulation[[#This Row],[Day]]*TOU_CTabulation[[#This Row],[Base Allow]],0)","v":0},{"$f":"IF(A975>TOU_CTabulation[[#This Row],[Month]],TOU_CTabulation[[#This Row],[Month Cumm]],0)","v":0},{"$f":"IF(TOU_CTabulation[[#This Row],[Month Base Gen]]=0,0,TOU_CTabulation[[#This Row],[Month Base Gen]]-TOU_CTabulation[[#This Row],[Day]]*TOU_CTabulation[[#This Row],[Base Allow]])","v":0},{"$f":"VLOOKUP(TOU_CTabulation[[#This Row],[Hour]],daypart,2)","v":"All"},{"$f":"TOU_CTabulation[[#This Row],[Season]]&TOU_CTabulation[[#This Row],[Day-Part]]","v":"WinterAll"},{"$f":"VLOOKUP(TOU_CTabulation[[#This Row],[Daypart]],TOUC,2)","v":0.25901999999999997},{"$f":"VLOOKUP(TOU_CTabulation[[#This Row],[Daypart]],TOUC,3)","v":0.32596000000000003},{"$f":"TOU_CTabulation[[#This Row],[Month Base Allow]]*TOU_CTabulation[[#This Row],[Base Rate]]","v":0},{"$f":"TOU_CTabulation[[#This Row],[Month Overbase Gen]]*TOU_CTabulation[[#This Row],[Over Rate]]","v":0},{"$f":"TOU_CTabulation[[#This Row],[Base Value]]+TOU_CTabulation[[#This Row],[Over Value]]","v":0}]
[2,9,10,926,83,14,2,813.25199999999995,35.76,2637.3530000000001,2537.1860000000001,{"$f":"TOU_CTabulation[[#This Row],[AC System Output (W)]]/1000","v":2.5371860000000002},{"$f":"IF(A974=TOU_CTabulation[[#This Row],[Month]],M974+TOU_CTabulation[[#This Row],[AC System Output (kW)]],TOU_CTabulation[[#This Row],[AC System Output (kW)]])","v":143.10176899999993},{"$f":"VLOOKUP(TOU_CTabulation[[#This Row],[Month]],Season,2)","v":"Winter"},{"$f":"VLOOKUP(TOU_CTabulation[[#This Row],[Season]],CRate,2)","v":10.5},{"$f":"IF(A976>TOU_CTabulation[[#This Row],[Month]],TOU_CTabulation[[#This Row],[Day]]*TOU_CTabulation[[#This Row],[Base Allow]],0)","v":0},{"$f":"IF(A976>TOU_CTabulation[[#This Row],[Month]],TOU_CTabulation[[#This Row],[Month Cumm]],0)","v":0},{"$f":"IF(TOU_CTabulation[[#This Row],[Month Base Gen]]=0,0,TOU_CTabulation[[#This Row],[Month Base Gen]]-TOU_CTabulation[[#This Row],[Day]]*TOU_CTabulation[[#This Row],[Base Allow]])","v":0},{"$f":"VLOOKUP(TOU_CTabulation[[#This Row],[Hour]],daypart,2)","v":"All"},{"$f":"TOU_CTabulation[[#This Row],[Season]]&TOU_CTabulation[[#This Row],[Day-Part]]","v":"WinterAll"},{"$f":"VLOOKUP(TOU_CTabulation[[#This Row],[Daypart]],TOUC,2)","v":0.25901999999999997},{"$f":"VLOOKUP(TOU_CTabulation[[#This Row],[Daypart]],TOUC,3)","v":0.32596000000000003},{"$f":"TOU_CTabulation[[#This Row],[Month Base Allow]]*TOU_CTabulation[[#This Row],[Base Rate]]","v":0},{"$f":"TOU_CTabulation[[#This Row],[Month Overbase Gen]]*TOU_CTabulation[[#This Row],[Over Rate]]","v":0},{"$f":"TOU_CTabulation[[#This Row],[Base Value]]+TOU_CTabulation[[#This Row],[Over Value]]","v":0}]
[2,9,11,952,89,15,2,917.03800000000001,39.835000000000001,2924.6869999999999,2811.924,{"$f":"TOU_CTabulation[[#This Row],[AC System Output (W)]]/1000","v":2.8119239999999999},{"$f":"IF(A975=TOU_CTabulation[[#This Row],[Month]],M975+TOU_CTabulation[[#This Row],[AC System Output (kW)]],TOU_CTabulation[[#This Row],[AC System Output (kW)]])","v":145.91369299999994},{"$f":"VLOOKUP(TOU_CTabulation[[#This Row],[Month]],Season,2)","v":"Winter"},{"$f":"VLOOKUP(TOU_CTabulation[[#This Row],[Season]],CRate,2)","v":10.5},{"$f":"IF(A977>TOU_CTabulation[[#This Row],[Month]],TOU_CTabulation[[#This Row],[Day]]*TOU_CTabulation[[#This Row],[Base Allow]],0)","v":0},{"$f":"IF(A977>TOU_CTabulation[[#This Row],[Month]],TOU_CTabulation[[#This Row],[Month Cumm]],0)","v":0},{"$f":"IF(TOU_CTabulation[[#This Row],[Month Base Gen]]=0,0,TOU_CTabulation[[#This Row],[Month Base Gen]]-TOU_CTabulation[[#This Row],[Day]]*TOU_CTabulation[[#This Row],[Base Allow]])","v":0},{"$f":"VLOOKUP(TOU_CTabulation[[#This Row],[Hour]],daypart,2)","v":"All"},{"$f":"TOU_CTabulation[[#This Row],[Season]]&TOU_CTabulation[[#This Row],[Day-Part]]","v":"WinterAll"},{"$f":"VLOOKUP(TOU_CTabulation[[#This Row],[Daypart]],TOUC,2)","v":0.25901999999999997},{"$f":"VLOOKUP(TOU_CTabulation[[#This Row],[Daypart]],TOUC,3)","v":0.32596000000000003},{"$f":"TOU_CTabulation[[#This Row],[Month Base Allow]]*TOU_CTabulation[[#This Row],[Base Rate]]","v":0},{"$f":"TOU_CTabulation[[#This Row],[Month Overbase Gen]]*TOU_CTabulation[[#This Row],[Over Rate]]","v":0},{"$f":"TOU_CTabulation[[#This Row],[Base Value]]+TOU_CTabulation[[#This Row],[Over Value]]","v":0}]
[2,9,12,954,90,16,1,937.327,46.152000000000001,2895.5810000000001,2784.1289999999999,{"$f":"TOU_CTabulation[[#This Row],[AC System Output (W)]]/1000","v":2.7841290000000001},{"$f":"IF(A976=TOU_CTabulation[[#This Row],[Month]],M976+TOU_CTabulation[[#This Row],[AC System Output (kW)]],TOU_CTabulation[[#This Row],[AC System Output (kW)]])","v":148.69782199999995},{"$f":"VLOOKUP(TOU_CTabulation[[#This Row],[Month]],Season,2)","v":"Winter"},{"$f":"VLOOKUP(TOU_CTabulation[[#This Row],[Season]],CRate,2)","v":10.5},{"$f":"IF(A978>TOU_CTabulation[[#This Row],[Month]],TOU_CTabulation[[#This Row],[Day]]*TOU_CTabulation[[#This Row],[Base Allow]],0)","v":0},{"$f":"IF(A978>TOU_CTabulation[[#This Row],[Month]],TOU_CTabulation[[#This Row],[Month Cumm]],0)","v":0},{"$f":"IF(TOU_CTabulation[[#This Row],[Month Base Gen]]=0,0,TOU_CTabulation[[#This Row],[Month Base Gen]]-TOU_CTabulation[[#This Row],[Day]]*TOU_CTabulation[[#This Row],[Base Allow]])","v":0},{"$f":"VLOOKUP(TOU_CTabulation[[#This Row],[Hour]],daypart,2)","v":"All"},{"$f":"TOU_CTabulation[[#This Row],[Season]]&TOU_CTabulation[[#This Row],[Day-Part]]","v":"WinterAll"},{"$f":"VLOOKUP(TOU_CTabulation[[#This Row],[Daypart]],TOUC,2)","v":0.25901999999999997},{"$f":"VLOOKUP(TOU_CTabulation[[#This Row],[Daypart]],TOUC,3)","v":0.32596000000000003},{"$f":"TOU_CTabulation[[#This Row],[Month Base Allow]]*TOU_CTabulation[[#This Row],[Base Rate]]","v":0},{"$f":"TOU_CTabulation[[#This Row],[Month Overbase Gen]]*TOU_CTabulation[[#This Row],[Over Rate]]","v":0},{"$f":"TOU_CTabulation[[#This Row],[Base Value]]+TOU_CTabulation[[#This Row],[Over Value]]","v":0}]
[2,9,13,947,84,16,1,881.28599999999994,44.697000000000003,2738.8420000000001,2634.3130000000001,{"$f":"TOU_CTabulation[[#This Row],[AC System Output (W)]]/1000","v":2.6343130000000001},{"$f":"IF(A977=TOU_CTabulation[[#This Row],[Month]],M977+TOU_CTabulation[[#This Row],[AC System Output (kW)]],TOU_CTabulation[[#This Row],[AC System Output (kW)]])","v":151.33213499999994},{"$f":"VLOOKUP(TOU_CTabulation[[#This Row],[Month]],Season,2)","v":"Winter"},{"$f":"VLOOKUP(TOU_CTabulation[[#This Row],[Season]],CRate,2)","v":10.5},{"$f":"IF(A979>TOU_CTabulation[[#This Row],[Month]],TOU_CTabulation[[#This Row],[Day]]*TOU_CTabulation[[#This Row],[Base Allow]],0)","v":0},{"$f":"IF(A979>TOU_CTabulation[[#This Row],[Month]],TOU_CTabulation[[#This Row],[Month Cumm]],0)","v":0},{"$f":"IF(TOU_CTabulation[[#This Row],[Month Base Gen]]=0,0,TOU_CTabulation[[#This Row],[Month Base Gen]]-TOU_CTabulation[[#This Row],[Day]]*TOU_CTabulation[[#This Row],[Base Allow]])","v":0},{"$f":"VLOOKUP(TOU_CTabulation[[#This Row],[Hour]],daypart,2)","v":"All"},{"$f":"TOU_CTabulation[[#This Row],[Season]]&TOU_CTabulation[[#This Row],[Day-Part]]","v":"WinterAll"},{"$f":"VLOOKUP(TOU_CTabulation[[#This Row],[Daypart]],TOUC,2)","v":0.25901999999999997},{"$f":"VLOOKUP(TOU_CTabulation[[#This Row],[Daypart]],TOUC,3)","v":0.32596000000000003},{"$f":"TOU_CTabulation[[#This Row],[Month Base Allow]]*TOU_CTabulation[[#This Row],[Base Rate]]","v":0},{"$f":"TOU_CTabulation[[#This Row],[Month Overbase Gen]]*TOU_CTabulation[[#This Row],[Over Rate]]","v":0},{"$f":"TOU_CTabulation[[#This Row],[Base Value]]+TOU_CTabulation[[#This Row],[Over Value]]","v":0}]
[2,9,14,903,78,15,0,742.40300000000002,45.723999999999997,2280.174,2194.5940000000001,{"$f":"TOU_CTabulation[[#This Row],[AC System Output (W)]]/1000","v":2.1945939999999999},{"$f":"IF(A978=TOU_CTabulation[[#This Row],[Month]],M978+TOU_CTabulation[[#This Row],[AC System Output (kW)]],TOU_CTabulation[[#This Row],[AC System Output (kW)]])","v":153.52672899999993},{"$f":"VLOOKUP(TOU_CTabulation[[#This Row],[Month]],Season,2)","v":"Winter"},{"$f":"VLOOKUP(TOU_CTabulation[[#This Row],[Season]],CRate,2)","v":10.5},{"$f":"IF(A980>TOU_CTabulation[[#This Row],[Month]],TOU_CTabulation[[#This Row],[Day]]*TOU_CTabulation[[#This Row],[Base Allow]],0)","v":0},{"$f":"IF(A980>TOU_CTabulation[[#This Row],[Month]],TOU_CTabulation[[#This Row],[Month Cumm]],0)","v":0},{"$f":"IF(TOU_CTabulation[[#This Row],[Month Base Gen]]=0,0,TOU_CTabulation[[#This Row],[Month Base Gen]]-TOU_CTabulation[[#This Row],[Day]]*TOU_CTabulation[[#This Row],[Base Allow]])","v":0},{"$f":"VLOOKUP(TOU_CTabulation[[#This Row],[Hour]],daypart,2)","v":"All"},{"$f":"TOU_CTabulation[[#This Row],[Season]]&TOU_CTabulation[[#This Row],[Day-Part]]","v":"WinterAll"},{"$f":"VLOOKUP(TOU_CTabulation[[#This Row],[Daypart]],TOUC,2)","v":0.25901999999999997},{"$f":"VLOOKUP(TOU_CTabulation[[#This Row],[Daypart]],TOUC,3)","v":0.32596000000000003},{"$f":"TOU_CTabulation[[#This Row],[Month Base Allow]]*TOU_CTabulation[[#This Row],[Base Rate]]","v":0},{"$f":"TOU_CTabulation[[#This Row],[Month Overbase Gen]]*TOU_CTabulation[[#This Row],[Over Rate]]","v":0},{"$f":"TOU_CTabulation[[#This Row],[Base Value]]+TOU_CTabulation[[#This Row],[Over Value]]","v":0}]
[2,9,15,815,68,14,0,540.82399999999996,37.759,1692.077,1627.931,{"$f":"TOU_CTabulation[[#This Row],[AC System Output (W)]]/1000","v":1.627931},{"$f":"IF(A979=TOU_CTabulation[[#This Row],[Month]],M979+TOU_CTabulation[[#This Row],[AC System Output (kW)]],TOU_CTabulation[[#This Row],[AC System Output (kW)]])","v":155.15465999999992},{"$f":"VLOOKUP(TOU_CTabulation[[#This Row],[Month]],Season,2)","v":"Winter"},{"$f":"VLOOKUP(TOU_CTabulation[[#This Row],[Season]],CRate,2)","v":10.5},{"$f":"IF(A981>TOU_CTabulation[[#This Row],[Month]],TOU_CTabulation[[#This Row],[Day]]*TOU_CTabulation[[#This Row],[Base Allow]],0)","v":0},{"$f":"IF(A981>TOU_CTabulation[[#This Row],[Month]],TOU_CTabulation[[#This Row],[Month Cumm]],0)","v":0},{"$f":"IF(TOU_CTabulation[[#This Row],[Month Base Gen]]=0,0,TOU_CTabulation[[#This Row],[Month Base Gen]]-TOU_CTabulation[[#This Row],[Day]]*TOU_CTabulation[[#This Row],[Base Allow]])","v":0},{"$f":"VLOOKUP(TOU_CTabulation[[#This Row],[Hour]],daypart,2)","v":"All"},{"$f":"TOU_CTabulation[[#This Row],[Season]]&TOU_CTabulation[[#This Row],[Day-Part]]","v":"WinterAll"},{"$f":"VLOOKUP(TOU_CTabulation[[#This Row],[Daypart]],TOUC,2)","v":0.25901999999999997},{"$f":"VLOOKUP(TOU_CTabulation[[#This Row],[Daypart]],TOUC,3)","v":0.32596000000000003},{"$f":"TOU_CTabulation[[#This Row],[Month Base Allow]]*TOU_CTabulation[[#This Row],[Base Rate]]","v":0},{"$f":"TOU_CTabulation[[#This Row],[Month Overbase Gen]]*TOU_CTabulation[[#This Row],[Over Rate]]","v":0},{"$f":"TOU_CTabulation[[#This Row],[Base Value]]+TOU_CTabulation[[#This Row],[Over Value]]","v":0}]
[2,9,16,615,51,13,0,285.15800000000002,26.885000000000002,874.31399999999996,834.62900000000002,{"$f":"TOU_CTabulation[[#This Row],[AC System Output (W)]]/1000","v":0.83462900000000007},{"$f":"IF(A980=TOU_CTabulation[[#This Row],[Month]],M980+TOU_CTabulation[[#This Row],[AC System Output (kW)]],TOU_CTabulation[[#This Row],[AC System Output (kW)]])","v":155.98928899999993},{"$f":"VLOOKUP(TOU_CTabulation[[#This Row],[Month]],Season,2)","v":"Winter"},{"$f":"VLOOKUP(TOU_CTabulation[[#This Row],[Season]],CRate,2)","v":10.5},{"$f":"IF(A982>TOU_CTabulation[[#This Row],[Month]],TOU_CTabulation[[#This Row],[Day]]*TOU_CTabulation[[#This Row],[Base Allow]],0)","v":0},{"$f":"IF(A982>TOU_CTabulation[[#This Row],[Month]],TOU_CTabulation[[#This Row],[Month Cumm]],0)","v":0},{"$f":"IF(TOU_CTabulation[[#This Row],[Month Base Gen]]=0,0,TOU_CTabulation[[#This Row],[Month Base Gen]]-TOU_CTabulation[[#This Row],[Day]]*TOU_CTabulation[[#This Row],[Base Allow]])","v":0},{"$f":"VLOOKUP(TOU_CTabulation[[#This Row],[Hour]],daypart,2)","v":"All"},{"$f":"TOU_CTabulation[[#This Row],[Season]]&TOU_CTabulation[[#This Row],[Day-Part]]","v":"WinterAll"},{"$f":"VLOOKUP(TOU_CTabulation[[#This Row],[Daypart]],TOUC,2)","v":0.25901999999999997},{"$f":"VLOOKUP(TOU_CTabulation[[#This Row],[Daypart]],TOUC,3)","v":0.32596000000000003},{"$f":"TOU_CTabulation[[#This Row],[Month Base Allow]]*TOU_CTabulation[[#This Row],[Base Rate]]","v":0},{"$f":"TOU_CTabulation[[#This Row],[Month Overbase Gen]]*TOU_CTabulation[[#This Row],[Over Rate]]","v":0},{"$f":"TOU_CTabulation[[#This Row],[Base Value]]+TOU_CTabulation[[#This Row],[Over Value]]","v":0}]
[2,9,17,0,0,11,0,0,11,0,0,{"$f":"TOU_CTabulation[[#This Row],[AC System Output (W)]]/1000","v":0},{"$f":"IF(A981=TOU_CTabulation[[#This Row],[Month]],M981+TOU_CTabulation[[#This Row],[AC System Output (kW)]],TOU_CTabulation[[#This Row],[AC System Output (kW)]])","v":155.98928899999993},{"$f":"VLOOKUP(TOU_CTabulation[[#This Row],[Month]],Season,2)","v":"Winter"},{"$f":"VLOOKUP(TOU_CTabulation[[#This Row],[Season]],CRate,2)","v":10.5},{"$f":"IF(A983>TOU_CTabulation[[#This Row],[Month]],TOU_CTabulation[[#This Row],[Day]]*TOU_CTabulation[[#This Row],[Base Allow]],0)","v":0},{"$f":"IF(A983>TOU_CTabulation[[#This Row],[Month]],TOU_CTabulation[[#This Row],[Month Cumm]],0)","v":0},{"$f":"IF(TOU_CTabulation[[#This Row],[Month Base Gen]]=0,0,TOU_CTabulation[[#This Row],[Month Base Gen]]-TOU_CTabulation[[#This Row],[Day]]*TOU_CTabulation[[#This Row],[Base Allow]])","v":0},{"$f":"VLOOKUP(TOU_CTabulation[[#This Row],[Hour]],daypart,2)","v":"All"},{"$f":"TOU_CTabulation[[#This Row],[Season]]&TOU_CTabulation[[#This Row],[Day-Part]]","v":"WinterAll"},{"$f":"VLOOKUP(TOU_CTabulation[[#This Row],[Daypart]],TOUC,2)","v":0.25901999999999997},{"$f":"VLOOKUP(TOU_CTabulation[[#This Row],[Daypart]],TOUC,3)","v":0.32596000000000003},{"$f":"TOU_CTabulation[[#This Row],[Month Base Allow]]*TOU_CTabulation[[#This Row],[Base Rate]]","v":0},{"$f":"TOU_CTabulation[[#This Row],[Month Overbase Gen]]*TOU_CTabulation[[#This Row],[Over Rate]]","v":0},{"$f":"TOU_CTabulation[[#This Row],[Base Value]]+TOU_CTabulation[[#This Row],[Over Value]]","v":0}]
[2,9,18,0,0,9,1,0,9,0,0,{"$f":"TOU_CTabulation[[#This Row],[AC System Output (W)]]/1000","v":0},{"$f":"IF(A982=TOU_CTabulation[[#This Row],[Month]],M982+TOU_CTabulation[[#This Row],[AC System Output (kW)]],TOU_CTabulation[[#This Row],[AC System Output (kW)]])","v":155.98928899999993},{"$f":"VLOOKUP(TOU_CTabulation[[#This Row],[Month]],Season,2)","v":"Winter"},{"$f":"VLOOKUP(TOU_CTabulation[[#This Row],[Season]],CRate,2)","v":10.5},{"$f":"IF(A984>TOU_CTabulation[[#This Row],[Month]],TOU_CTabulation[[#This Row],[Day]]*TOU_CTabulation[[#This Row],[Base Allow]],0)","v":0},{"$f":"IF(A984>TOU_CTabulation[[#This Row],[Month]],TOU_CTabulation[[#This Row],[Month Cumm]],0)","v":0},{"$f":"IF(TOU_CTabulation[[#This Row],[Month Base Gen]]=0,0,TOU_CTabulation[[#This Row],[Month Base Gen]]-TOU_CTabulation[[#This Row],[Day]]*TOU_CTabulation[[#This Row],[Base Allow]])","v":0},{"$f":"VLOOKUP(TOU_CTabulation[[#This Row],[Hour]],daypart,2)","v":"All"},{"$f":"TOU_CTabulation[[#This Row],[Season]]&TOU_CTabulation[[#This Row],[Day-Part]]","v":"WinterAll"},{"$f":"VLOOKUP(TOU_CTabulation[[#This Row],[Daypart]],TOUC,2)","v":0.25901999999999997},{"$f":"VLOOKUP(TOU_CTabulation[[#This Row],[Daypart]],TOUC,3)","v":0.32596000000000003},{"$f":"TOU_CTabulation[[#This Row],[Month Base Allow]]*TOU_CTabulation[[#This Row],[Base Rate]]","v":0},{"$f":"TOU_CTabulation[[#This Row],[Month Overbase Gen]]*TOU_CTabulation[[#This Row],[Over Rate]]","v":0},{"$f":"TOU_CTabulation[[#This Row],[Base Value]]+TOU_CTabulation[[#This Row],[Over Value]]","v":0}]
[2,9,19,0,0,7,1,0,7,0,0,{"$f":"TOU_CTabulation[[#This Row],[AC System Output (W)]]/1000","v":0},{"$f":"IF(A983=TOU_CTabulation[[#This Row],[Month]],M983+TOU_CTabulation[[#This Row],[AC System Output (kW)]],TOU_CTabulation[[#This Row],[AC System Output (kW)]])","v":155.98928899999993},{"$f":"VLOOKUP(TOU_CTabulation[[#This Row],[Month]],Season,2)","v":"Winter"},{"$f":"VLOOKUP(TOU_CTabulation[[#This Row],[Season]],CRate,2)","v":10.5},{"$f":"IF(A985>TOU_CTabulation[[#This Row],[Month]],TOU_CTabulation[[#This Row],[Day]]*TOU_CTabulation[[#This Row],[Base Allow]],0)","v":0},{"$f":"IF(A985>TOU_CTabulation[[#This Row],[Month]],TOU_CTabulation[[#This Row],[Month Cumm]],0)","v":0},{"$f":"IF(TOU_CTabulation[[#This Row],[Month Base Gen]]=0,0,TOU_CTabulation[[#This Row],[Month Base Gen]]-TOU_CTabulation[[#This Row],[Day]]*TOU_CTabulation[[#This Row],[Base Allow]])","v":0},{"$f":"VLOOKUP(TOU_CTabulation[[#This Row],[Hour]],daypart,2)","v":"All"},{"$f":"TOU_CTabulation[[#This Row],[Season]]&TOU_CTabulation[[#This Row],[Day-Part]]","v":"WinterAll"},{"$f":"VLOOKUP(TOU_CTabulation[[#This Row],[Daypart]],TOUC,2)","v":0.25901999999999997},{"$f":"VLOOKUP(TOU_CTabulation[[#This Row],[Daypart]],TOUC,3)","v":0.32596000000000003},{"$f":"TOU_CTabulation[[#This Row],[Month Base Allow]]*TOU_CTabulation[[#This Row],[Base Rate]]","v":0},{"$f":"TOU_CTabulation[[#This Row],[Month Overbase Gen]]*TOU_CTabulation[[#This Row],[Over Rate]]","v":0},{"$f":"TOU_CTabulation[[#This Row],[Base Value]]+TOU_CTabulation[[#This Row],[Over Value]]","v":0}]
[2,9,20,0,0,6,1,0,6,0,0,{"$f":"TOU_CTabulation[[#This Row],[AC System Output (W)]]/1000","v":0},{"$f":"IF(A984=TOU_CTabulation[[#This Row],[Month]],M984+TOU_CTabulation[[#This Row],[AC System Output (kW)]],TOU_CTabulation[[#This Row],[AC System Output (kW)]])","v":155.98928899999993},{"$f":"VLOOKUP(TOU_CTabulation[[#This Row],[Month]],Season,2)","v":"Winter"},{"$f":"VLOOKUP(TOU_CTabulation[[#This Row],[Season]],CRate,2)","v":10.5},{"$f":"IF(A986>TOU_CTabulation[[#This Row],[Month]],TOU_CTabulation[[#This Row],[Day]]*TOU_CTabulation[[#This Row],[Base Allow]],0)","v":0},{"$f":"IF(A986>TOU_CTabulation[[#This Row],[Month]],TOU_CTabulation[[#This Row],[Month Cumm]],0)","v":0},{"$f":"IF(TOU_CTabulation[[#This Row],[Month Base Gen]]=0,0,TOU_CTabulation[[#This Row],[Month Base Gen]]-TOU_CTabulation[[#This Row],[Day]]*TOU_CTabulation[[#This Row],[Base Allow]])","v":0},{"$f":"VLOOKUP(TOU_CTabulation[[#This Row],[Hour]],daypart,2)","v":"All"},{"$f":"TOU_CTabulation[[#This Row],[Season]]&TOU_CTabulation[[#This Row],[Day-Part]]","v":"WinterAll"},{"$f":"VLOOKUP(TOU_CTabulation[[#This Row],[Daypart]],TOUC,2)","v":0.25901999999999997},{"$f":"VLOOKUP(TOU_CTabulation[[#This Row],[Daypart]],TOUC,3)","v":0.32596000000000003},{"$f":"TOU_CTabulation[[#This Row],[Month Base Allow]]*TOU_CTabulation[[#This Row],[Base Rate]]","v":0},{"$f":"TOU_CTabulation[[#This Row],[Month Overbase Gen]]*TOU_CTabulation[[#This Row],[Over Rate]]","v":0},{"$f":"TOU_CTabulation[[#This Row],[Base Value]]+TOU_CTabulation[[#This Row],[Over Value]]","v":0}]
[2,9,21,0,0,5,1,0,5,0,0,{"$f":"TOU_CTabulation[[#This Row],[AC System Output (W)]]/1000","v":0},{"$f":"IF(A985=TOU_CTabulation[[#This Row],[Month]],M985+TOU_CTabulation[[#This Row],[AC System Output (kW)]],TOU_CTabulation[[#This Row],[AC System Output (kW)]])","v":155.98928899999993},{"$f":"VLOOKUP(TOU_CTabulation[[#This Row],[Month]],Season,2)","v":"Winter"},{"$f":"VLOOKUP(TOU_CTabulation[[#This Row],[Season]],CRate,2)","v":10.5},{"$f":"IF(A987>TOU_CTabulation[[#This Row],[Month]],TOU_CTabulation[[#This Row],[Day]]*TOU_CTabulation[[#This Row],[Base Allow]],0)","v":0},{"$f":"IF(A987>TOU_CTabulation[[#This Row],[Month]],TOU_CTabulation[[#This Row],[Month Cumm]],0)","v":0},{"$f":"IF(TOU_CTabulation[[#This Row],[Month Base Gen]]=0,0,TOU_CTabulation[[#This Row],[Month Base Gen]]-TOU_CTabulation[[#This Row],[Day]]*TOU_CTabulation[[#This Row],[Base Allow]])","v":0},{"$f":"VLOOKUP(TOU_CTabulation[[#This Row],[Hour]],daypart,2)","v":"All"},{"$f":"TOU_CTabulation[[#This Row],[Season]]&TOU_CTabulation[[#This Row],[Day-Part]]","v":"WinterAll"},{"$f":"VLOOKUP(TOU_CTabulation[[#This Row],[Daypart]],TOUC,2)","v":0.25901999999999997},{"$f":"VLOOKUP(TOU_CTabulation[[#This Row],[Daypart]],TOUC,3)","v":0.32596000000000003},{"$f":"TOU_CTabulation[[#This Row],[Month Base Allow]]*TOU_CTabulation[[#This Row],[Base Rate]]","v":0},{"$f":"TOU_CTabulation[[#This Row],[Month Overbase Gen]]*TOU_CTabulation[[#This Row],[Over Rate]]","v":0},{"$f":"TOU_CTabulation[[#This Row],[Base Value]]+TOU_CTabulation[[#This Row],[Over Value]]","v":0}]
[2,9,22,0,0,4,2,0,4,0,0,{"$f":"TOU_CTabulation[[#This Row],[AC System Output (W)]]/1000","v":0},{"$f":"IF(A986=TOU_CTabulation[[#This Row],[Month]],M986+TOU_CTabulation[[#This Row],[AC System Output (kW)]],TOU_CTabulation[[#This Row],[AC System Output (kW)]])","v":155.98928899999993},{"$f":"VLOOKUP(TOU_CTabulation[[#This Row],[Month]],Season,2)","v":"Winter"},{"$f":"VLOOKUP(TOU_CTabulation[[#This Row],[Season]],CRate,2)","v":10.5},{"$f":"IF(A988>TOU_CTabulation[[#This Row],[Month]],TOU_CTabulation[[#This Row],[Day]]*TOU_CTabulation[[#This Row],[Base Allow]],0)","v":0},{"$f":"IF(A988>TOU_CTabulation[[#This Row],[Month]],TOU_CTabulation[[#This Row],[Month Cumm]],0)","v":0},{"$f":"IF(TOU_CTabulation[[#This Row],[Month Base Gen]]=0,0,TOU_CTabulation[[#This Row],[Month Base Gen]]-TOU_CTabulation[[#This Row],[Day]]*TOU_CTabulation[[#This Row],[Base Allow]])","v":0},{"$f":"VLOOKUP(TOU_CTabulation[[#This Row],[Hour]],daypart,2)","v":"All"},{"$f":"TOU_CTabulation[[#This Row],[Season]]&TOU_CTabulation[[#This Row],[Day-Part]]","v":"WinterAll"},{"$f":"VLOOKUP(TOU_CTabulation[[#This Row],[Daypart]],TOUC,2)","v":0.25901999999999997},{"$f":"VLOOKUP(TOU_CTabulation[[#This Row],[Daypart]],TOUC,3)","v":0.32596000000000003},{"$f":"TOU_CTabulation[[#This Row],[Month Base Allow]]*TOU_CTabulation[[#This Row],[Base Rate]]","v":0},{"$f":"TOU_CTabulation[[#This Row],[Month Overbase Gen]]*TOU_CTabulation[[#This Row],[Over Rate]]","v":0},{"$f":"TOU_CTabulation[[#This Row],[Base Value]]+TOU_CTabulation[[#This Row],[Over Value]]","v":0}]
[2,9,23,0,0,4,2,0,4,0,0,{"$f":"TOU_CTabulation[[#This Row],[AC System Output (W)]]/1000","v":0},{"$f":"IF(A987=TOU_CTabulation[[#This Row],[Month]],M987+TOU_CTabulation[[#This Row],[AC System Output (kW)]],TOU_CTabulation[[#This Row],[AC System Output (kW)]])","v":155.98928899999993},{"$f":"VLOOKUP(TOU_CTabulation[[#This Row],[Month]],Season,2)","v":"Winter"},{"$f":"VLOOKUP(TOU_CTabulation[[#This Row],[Season]],CRate,2)","v":10.5},{"$f":"IF(A989>TOU_CTabulation[[#This Row],[Month]],TOU_CTabulation[[#This Row],[Day]]*TOU_CTabulation[[#This Row],[Base Allow]],0)","v":0},{"$f":"IF(A989>TOU_CTabulation[[#This Row],[Month]],TOU_CTabulation[[#This Row],[Month Cumm]],0)","v":0},{"$f":"IF(TOU_CTabulation[[#This Row],[Month Base Gen]]=0,0,TOU_CTabulation[[#This Row],[Month Base Gen]]-TOU_CTabulation[[#This Row],[Day]]*TOU_CTabulation[[#This Row],[Base Allow]])","v":0},{"$f":"VLOOKUP(TOU_CTabulation[[#This Row],[Hour]],daypart,2)","v":"All"},{"$f":"TOU_CTabulation[[#This Row],[Season]]&TOU_CTabulation[[#This Row],[Day-Part]]","v":"WinterAll"},{"$f":"VLOOKUP(TOU_CTabulation[[#This Row],[Daypart]],TOUC,2)","v":0.25901999999999997},{"$f":"VLOOKUP(TOU_CTabulation[[#This Row],[Daypart]],TOUC,3)","v":0.32596000000000003},{"$f":"TOU_CTabulation[[#This Row],[Month Base Allow]]*TOU_CTabulation[[#This Row],[Base Rate]]","v":0},{"$f":"TOU_CTabulation[[#This Row],[Month Overbase Gen]]*TOU_CTabulation[[#This Row],[Over Rate]]","v":0},{"$f":"TOU_CTabulation[[#This Row],[Base Value]]+TOU_CTabulation[[#This Row],[Over Value]]","v":0}]
[2,10,0,0,0,4,2,0,4,0,0,{"$f":"TOU_CTabulation[[#This Row],[AC System Output (W)]]/1000","v":0},{"$f":"IF(A988=TOU_CTabulation[[#This Row],[Month]],M988+TOU_CTabulation[[#This Row],[AC System Output (kW)]],TOU_CTabulation[[#This Row],[AC System Output (kW)]])","v":155.98928899999993},{"$f":"VLOOKUP(TOU_CTabulation[[#This Row],[Month]],Season,2)","v":"Winter"},{"$f":"VLOOKUP(TOU_CTabulation[[#This Row],[Season]],CRate,2)","v":10.5},{"$f":"IF(A990>TOU_CTabulation[[#This Row],[Month]],TOU_CTabulation[[#This Row],[Day]]*TOU_CTabulation[[#This Row],[Base Allow]],0)","v":0},{"$f":"IF(A990>TOU_CTabulation[[#This Row],[Month]],TOU_CTabulation[[#This Row],[Month Cumm]],0)","v":0},{"$f":"IF(TOU_CTabulation[[#This Row],[Month Base Gen]]=0,0,TOU_CTabulation[[#This Row],[Month Base Gen]]-TOU_CTabulation[[#This Row],[Day]]*TOU_CTabulation[[#This Row],[Base Allow]])","v":0},{"$f":"VLOOKUP(TOU_CTabulation[[#This Row],[Hour]],daypart,2)","v":"All"},{"$f":"TOU_CTabulation[[#This Row],[Season]]&TOU_CTabulation[[#This Row],[Day-Part]]","v":"WinterAll"},{"$f":"VLOOKUP(TOU_CTabulation[[#This Row],[Daypart]],TOUC,2)","v":0.25901999999999997},{"$f":"VLOOKUP(TOU_CTabulation[[#This Row],[Daypart]],TOUC,3)","v":0.32596000000000003},{"$f":"TOU_CTabulation[[#This Row],[Month Base Allow]]*TOU_CTabulation[[#This Row],[Base Rate]]","v":0},{"$f":"TOU_CTabulation[[#This Row],[Month Overbase Gen]]*TOU_CTabulation[[#This Row],[Over Rate]]","v":0},{"$f":"TOU_CTabulation[[#This Row],[Base Value]]+TOU_CTabulation[[#This Row],[Over Value]]","v":0}]
[2,10,1,0,0,4,2,0,4,0,0,{"$f":"TOU_CTabulation[[#This Row],[AC System Output (W)]]/1000","v":0},{"$f":"IF(A989=TOU_CTabulation[[#This Row],[Month]],M989+TOU_CTabulation[[#This Row],[AC System Output (kW)]],TOU_CTabulation[[#This Row],[AC System Output (kW)]])","v":155.98928899999993},{"$f":"VLOOKUP(TOU_CTabulation[[#This Row],[Month]],Season,2)","v":"Winter"},{"$f":"VLOOKUP(TOU_CTabulation[[#This Row],[Season]],CRate,2)","v":10.5},{"$f":"IF(A991>TOU_CTabulation[[#This Row],[Month]],TOU_CTabulation[[#This Row],[Day]]*TOU_CTabulation[[#This Row],[Base Allow]],0)","v":0},{"$f":"IF(A991>TOU_CTabulation[[#This Row],[Month]],TOU_CTabulation[[#This Row],[Month Cumm]],0)","v":0},{"$f":"IF(TOU_CTabulation[[#This Row],[Month Base Gen]]=0,0,TOU_CTabulation[[#This Row],[Month Base Gen]]-TOU_CTabulation[[#This Row],[Day]]*TOU_CTabulation[[#This Row],[Base Allow]])","v":0},{"$f":"VLOOKUP(TOU_CTabulation[[#This Row],[Hour]],daypart,2)","v":"All"},{"$f":"TOU_CTabulation[[#This Row],[Season]]&TOU_CTabulation[[#This Row],[Day-Part]]","v":"WinterAll"},{"$f":"VLOOKUP(TOU_CTabulation[[#This Row],[Daypart]],TOUC,2)","v":0.25901999999999997},{"$f":"VLOOKUP(TOU_CTabulation[[#This Row],[Daypart]],TOUC,3)","v":0.32596000000000003},{"$f":"TOU_CTabulation[[#This Row],[Month Base Allow]]*TOU_CTabulation[[#This Row],[Base Rate]]","v":0},{"$f":"TOU_CTabulation[[#This Row],[Month Overbase Gen]]*TOU_CTabulation[[#This Row],[Over Rate]]","v":0},{"$f":"TOU_CTabulation[[#This Row],[Base Value]]+TOU_CTabulation[[#This Row],[Over Value]]","v":0}]
[2,10,2,0,0,4,2,0,4,0,0,{"$f":"TOU_CTabulation[[#This Row],[AC System Output (W)]]/1000","v":0},{"$f":"IF(A990=TOU_CTabulation[[#This Row],[Month]],M990+TOU_CTabulation[[#This Row],[AC System Output (kW)]],TOU_CTabulation[[#This Row],[AC System Output (kW)]])","v":155.98928899999993},{"$f":"VLOOKUP(TOU_CTabulation[[#This Row],[Month]],Season,2)","v":"Winter"},{"$f":"VLOOKUP(TOU_CTabulation[[#This Row],[Season]],CRate,2)","v":10.5},{"$f":"IF(A992>TOU_CTabulation[[#This Row],[Month]],TOU_CTabulation[[#This Row],[Day]]*TOU_CTabulation[[#This Row],[Base Allow]],0)","v":0},{"$f":"IF(A992>TOU_CTabulation[[#This Row],[Month]],TOU_CTabulation[[#This Row],[Month Cumm]],0)","v":0},{"$f":"IF(TOU_CTabulation[[#This Row],[Month Base Gen]]=0,0,TOU_CTabulation[[#This Row],[Month Base Gen]]-TOU_CTabulation[[#This Row],[Day]]*TOU_CTabulation[[#This Row],[Base Allow]])","v":0},{"$f":"VLOOKUP(TOU_CTabulation[[#This Row],[Hour]],daypart,2)","v":"All"},{"$f":"TOU_CTabulation[[#This Row],[Season]]&TOU_CTabulation[[#This Row],[Day-Part]]","v":"WinterAll"},{"$f":"VLOOKUP(TOU_CTabulation[[#This Row],[Daypart]],TOUC,2)","v":0.25901999999999997},{"$f":"VLOOKUP(TOU_CTabulation[[#This Row],[Daypart]],TOUC,3)","v":0.32596000000000003},{"$f":"TOU_CTabulation[[#This Row],[Month Base Allow]]*TOU_CTabulation[[#This Row],[Base Rate]]","v":0},{"$f":"TOU_CTabulation[[#This Row],[Month Overbase Gen]]*TOU_CTabulation[[#This Row],[Over Rate]]","v":0},{"$f":"TOU_CTabulation[[#This Row],[Base Value]]+TOU_CTabulation[[#This Row],[Over Value]]","v":0}]
[2,10,3,0,0,4,3,0,4,0,0,{"$f":"TOU_CTabulation[[#This Row],[AC System Output (W)]]/1000","v":0},{"$f":"IF(A991=TOU_CTabulation[[#This Row],[Month]],M991+TOU_CTabulation[[#This Row],[AC System Output (kW)]],TOU_CTabulation[[#This Row],[AC System Output (kW)]])","v":155.98928899999993},{"$f":"VLOOKUP(TOU_CTabulation[[#This Row],[Month]],Season,2)","v":"Winter"},{"$f":"VLOOKUP(TOU_CTabulation[[#This Row],[Season]],CRate,2)","v":10.5},{"$f":"IF(A993>TOU_CTabulation[[#This Row],[Month]],TOU_CTabulation[[#This Row],[Day]]*TOU_CTabulation[[#This Row],[Base Allow]],0)","v":0},{"$f":"IF(A993>TOU_CTabulation[[#This Row],[Month]],TOU_CTabulation[[#This Row],[Month Cumm]],0)","v":0},{"$f":"IF(TOU_CTabulation[[#This Row],[Month Base Gen]]=0,0,TOU_CTabulation[[#This Row],[Month Base Gen]]-TOU_CTabulation[[#This Row],[Day]]*TOU_CTabulation[[#This Row],[Base Allow]])","v":0},{"$f":"VLOOKUP(TOU_CTabulation[[#This Row],[Hour]],daypart,2)","v":"All"},{"$f":"TOU_CTabulation[[#This Row],[Season]]&TOU_CTabulation[[#This Row],[Day-Part]]","v":"WinterAll"},{"$f":"VLOOKUP(TOU_CTabulation[[#This Row],[Daypart]],TOUC,2)","v":0.25901999999999997},{"$f":"VLOOKUP(TOU_CTabulation[[#This Row],[Daypart]],TOUC,3)","v":0.32596000000000003},{"$f":"TOU_CTabulation[[#This Row],[Month Base Allow]]*TOU_CTabulation[[#This Row],[Base Rate]]","v":0},{"$f":"TOU_CTabulation[[#This Row],[Month Overbase Gen]]*TOU_CTabulation[[#This Row],[Over Rate]]","v":0},{"$f":"TOU_CTabulation[[#This Row],[Base Value]]+TOU_CTabulation[[#This Row],[Over Value]]","v":0}]
[2,10,4,0,0,4,3,0,4,0,0,{"$f":"TOU_CTabulation[[#This Row],[AC System Output (W)]]/1000","v":0},{"$f":"IF(A992=TOU_CTabulation[[#This Row],[Month]],M992+TOU_CTabulation[[#This Row],[AC System Output (kW)]],TOU_CTabulation[[#This Row],[AC System Output (kW)]])","v":155.98928899999993},{"$f":"VLOOKUP(TOU_CTabulation[[#This Row],[Month]],Season,2)","v":"Winter"},{"$f":"VLOOKUP(TOU_CTabulation[[#This Row],[Season]],CRate,2)","v":10.5},{"$f":"IF(A994>TOU_CTabulation[[#This Row],[Month]],TOU_CTabulation[[#This Row],[Day]]*TOU_CTabulation[[#This Row],[Base Allow]],0)","v":0},{"$f":"IF(A994>TOU_CTabulation[[#This Row],[Month]],TOU_CTabulation[[#This Row],[Month Cumm]],0)","v":0},{"$f":"IF(TOU_CTabulation[[#This Row],[Month Base Gen]]=0,0,TOU_CTabulation[[#This Row],[Month Base Gen]]-TOU_CTabulation[[#This Row],[Day]]*TOU_CTabulation[[#This Row],[Base Allow]])","v":0},{"$f":"VLOOKUP(TOU_CTabulation[[#This Row],[Hour]],daypart,2)","v":"All"},{"$f":"TOU_CTabulation[[#This Row],[Season]]&TOU_CTabulation[[#This Row],[Day-Part]]","v":"WinterAll"},{"$f":"VLOOKUP(TOU_CTabulation[[#This Row],[Daypart]],TOUC,2)","v":0.25901999999999997},{"$f":"VLOOKUP(TOU_CTabulation[[#This Row],[Daypart]],TOUC,3)","v":0.32596000000000003},{"$f":"TOU_CTabulation[[#This Row],[Month Base Allow]]*TOU_CTabulation[[#This Row],[Base Rate]]","v":0},{"$f":"TOU_CTabulation[[#This Row],[Month Overbase Gen]]*TOU_CTabulation[[#This Row],[Over Rate]]","v":0},{"$f":"TOU_CTabulation[[#This Row],[Base Value]]+TOU_CTabulation[[#This Row],[Over Value]]","v":0}]
[2,10,5,0,0,4,3,0,4,0,0,{"$f":"TOU_CTabulation[[#This Row],[AC System Output (W)]]/1000","v":0},{"$f":"IF(A993=TOU_CTabulation[[#This Row],[Month]],M993+TOU_CTabulation[[#This Row],[AC System Output (kW)]],TOU_CTabulation[[#This Row],[AC System Output (kW)]])","v":155.98928899999993},{"$f":"VLOOKUP(TOU_CTabulation[[#This Row],[Month]],Season,2)","v":"Winter"},{"$f":"VLOOKUP(TOU_CTabulation[[#This Row],[Season]],CRate,2)","v":10.5},{"$f":"IF(A995>TOU_CTabulation[[#This Row],[Month]],TOU_CTabulation[[#This Row],[Day]]*TOU_CTabulation[[#This Row],[Base Allow]],0)","v":0},{"$f":"IF(A995>TOU_CTabulation[[#This Row],[Month]],TOU_CTabulation[[#This Row],[Month Cumm]],0)","v":0},{"$f":"IF(TOU_CTabulation[[#This Row],[Month Base Gen]]=0,0,TOU_CTabulation[[#This Row],[Month Base Gen]]-TOU_CTabulation[[#This Row],[Day]]*TOU_CTabulation[[#This Row],[Base Allow]])","v":0},{"$f":"VLOOKUP(TOU_CTabulation[[#This Row],[Hour]],daypart,2)","v":"All"},{"$f":"TOU_CTabulation[[#This Row],[Season]]&TOU_CTabulation[[#This Row],[Day-Part]]","v":"WinterAll"},{"$f":"VLOOKUP(TOU_CTabulation[[#This Row],[Daypart]],TOUC,2)","v":0.25901999999999997},{"$f":"VLOOKUP(TOU_CTabulation[[#This Row],[Daypart]],TOUC,3)","v":0.32596000000000003},{"$f":"TOU_CTabulation[[#This Row],[Month Base Allow]]*TOU_CTabulation[[#This Row],[Base Rate]]","v":0},{"$f":"TOU_CTabulation[[#This Row],[Month Overbase Gen]]*TOU_CTabulation[[#This Row],[Over Rate]]","v":0},{"$f":"TOU_CTabulation[[#This Row],[Base Value]]+TOU_CTabulation[[#This Row],[Over Value]]","v":0}]
[2,10,6,0,0,4,3,0,4,0,0,{"$f":"TOU_CTabulation[[#This Row],[AC System Output (W)]]/1000","v":0},{"$f":"IF(A994=TOU_CTabulation[[#This Row],[Month]],M994+TOU_CTabulation[[#This Row],[AC System Output (kW)]],TOU_CTabulation[[#This Row],[AC System Output (kW)]])","v":155.98928899999993},{"$f":"VLOOKUP(TOU_CTabulation[[#This Row],[Month]],Season,2)","v":"Winter"},{"$f":"VLOOKUP(TOU_CTabulation[[#This Row],[Season]],CRate,2)","v":10.5},{"$f":"IF(A996>TOU_CTabulation[[#This Row],[Month]],TOU_CTabulation[[#This Row],[Day]]*TOU_CTabulation[[#This Row],[Base Allow]],0)","v":0},{"$f":"IF(A996>TOU_CTabulation[[#This Row],[Month]],TOU_CTabulation[[#This Row],[Month Cumm]],0)","v":0},{"$f":"IF(TOU_CTabulation[[#This Row],[Month Base Gen]]=0,0,TOU_CTabulation[[#This Row],[Month Base Gen]]-TOU_CTabulation[[#This Row],[Day]]*TOU_CTabulation[[#This Row],[Base Allow]])","v":0},{"$f":"VLOOKUP(TOU_CTabulation[[#This Row],[Hour]],daypart,2)","v":"All"},{"$f":"TOU_CTabulation[[#This Row],[Season]]&TOU_CTabulation[[#This Row],[Day-Part]]","v":"WinterAll"},{"$f":"VLOOKUP(TOU_CTabulation[[#This Row],[Daypart]],TOUC,2)","v":0.25901999999999997},{"$f":"VLOOKUP(TOU_CTabulation[[#This Row],[Daypart]],TOUC,3)","v":0.32596000000000003},{"$f":"TOU_CTabulation[[#This Row],[Month Base Allow]]*TOU_CTabulation[[#This Row],[Base Rate]]","v":0},{"$f":"TOU_CTabulation[[#This Row],[Month Overbase Gen]]*TOU_CTabulation[[#This Row],[Over Rate]]","v":0},{"$f":"TOU_CTabulation[[#This Row],[Base Value]]+TOU_CTabulation[[#This Row],[Over Value]]","v":0}]
[2,10,7,0,30,6,3,28.984000000000002,4.8289999999999997,109.056,86.632000000000005,{"$f":"TOU_CTabulation[[#This Row],[AC System Output (W)]]/1000","v":8.6632000000000001E-2},{"$f":"IF(A995=TOU_CTabulation[[#This Row],[Month]],M995+TOU_CTabulation[[#This Row],[AC System Output (kW)]],TOU_CTabulation[[#This Row],[AC System Output (kW)]])","v":156.07592099999994},{"$f":"VLOOKUP(TOU_CTabulation[[#This Row],[Month]],Season,2)","v":"Winter"},{"$f":"VLOOKUP(TOU_CTabulation[[#This Row],[Season]],CRate,2)","v":10.5},{"$f":"IF(A997>TOU_CTabulation[[#This Row],[Month]],TOU_CTabulation[[#This Row],[Day]]*TOU_CTabulation[[#This Row],[Base Allow]],0)","v":0},{"$f":"IF(A997>TOU_CTabulation[[#This Row],[Month]],TOU_CTabulation[[#This Row],[Month Cumm]],0)","v":0},{"$f":"IF(TOU_CTabulation[[#This Row],[Month Base Gen]]=0,0,TOU_CTabulation[[#This Row],[Month Base Gen]]-TOU_CTabulation[[#This Row],[Day]]*TOU_CTabulation[[#This Row],[Base Allow]])","v":0},{"$f":"VLOOKUP(TOU_CTabulation[[#This Row],[Hour]],daypart,2)","v":"All"},{"$f":"TOU_CTabulation[[#This Row],[Season]]&TOU_CTabulation[[#This Row],[Day-Part]]","v":"WinterAll"},{"$f":"VLOOKUP(TOU_CTabulation[[#This Row],[Daypart]],TOUC,2)","v":0.25901999999999997},{"$f":"VLOOKUP(TOU_CTabulation[[#This Row],[Daypart]],TOUC,3)","v":0.32596000000000003},{"$f":"TOU_CTabulation[[#This Row],[Month Base Allow]]*TOU_CTabulation[[#This Row],[Base Rate]]","v":0},{"$f":"TOU_CTabulation[[#This Row],[Month Overbase Gen]]*TOU_CTabulation[[#This Row],[Over Rate]]","v":0},{"$f":"TOU_CTabulation[[#This Row],[Base Value]]+TOU_CTabulation[[#This Row],[Over Value]]","v":0}]
[2,10,8,224,112,9,3,227.14599999999999,12.859,797.78599999999994,760.07299999999998,{"$f":"TOU_CTabulation[[#This Row],[AC System Output (W)]]/1000","v":0.760073},{"$f":"IF(A996=TOU_CTabulation[[#This Row],[Month]],M996+TOU_CTabulation[[#This Row],[AC System Output (kW)]],TOU_CTabulation[[#This Row],[AC System Output (kW)]])","v":156.83599399999994},{"$f":"VLOOKUP(TOU_CTabulation[[#This Row],[Month]],Season,2)","v":"Winter"},{"$f":"VLOOKUP(TOU_CTabulation[[#This Row],[Season]],CRate,2)","v":10.5},{"$f":"IF(A998>TOU_CTabulation[[#This Row],[Month]],TOU_CTabulation[[#This Row],[Day]]*TOU_CTabulation[[#This Row],[Base Allow]],0)","v":0},{"$f":"IF(A998>TOU_CTabulation[[#This Row],[Month]],TOU_CTabulation[[#This Row],[Month Cumm]],0)","v":0},{"$f":"IF(TOU_CTabulation[[#This Row],[Month Base Gen]]=0,0,TOU_CTabulation[[#This Row],[Month Base Gen]]-TOU_CTabulation[[#This Row],[Day]]*TOU_CTabulation[[#This Row],[Base Allow]])","v":0},{"$f":"VLOOKUP(TOU_CTabulation[[#This Row],[Hour]],daypart,2)","v":"All"},{"$f":"TOU_CTabulation[[#This Row],[Season]]&TOU_CTabulation[[#This Row],[Day-Part]]","v":"WinterAll"},{"$f":"VLOOKUP(TOU_CTabulation[[#This Row],[Daypart]],TOUC,2)","v":0.25901999999999997},{"$f":"VLOOKUP(TOU_CTabulation[[#This Row],[Daypart]],TOUC,3)","v":0.32596000000000003},{"$f":"TOU_CTabulation[[#This Row],[Month Base Allow]]*TOU_CTabulation[[#This Row],[Base Rate]]","v":0},{"$f":"TOU_CTabulation[[#This Row],[Month Overbase Gen]]*TOU_CTabulation[[#This Row],[Over Rate]]","v":0},{"$f":"TOU_CTabulation[[#This Row],[Base Value]]+TOU_CTabulation[[#This Row],[Over Value]]","v":0}]
[2,10,9,867,76,11,3,646.096,25.437999999999999,2174.547,2093.0529999999999,{"$f":"TOU_CTabulation[[#This Row],[AC System Output (W)]]/1000","v":2.0930529999999998},{"$f":"IF(A997=TOU_CTabulation[[#This Row],[Month]],M997+TOU_CTabulation[[#This Row],[AC System Output (kW)]],TOU_CTabulation[[#This Row],[AC System Output (kW)]])","v":158.92904699999994},{"$f":"VLOOKUP(TOU_CTabulation[[#This Row],[Month]],Season,2)","v":"Winter"},{"$f":"VLOOKUP(TOU_CTabulation[[#This Row],[Season]],CRate,2)","v":10.5},{"$f":"IF(A999>TOU_CTabulation[[#This Row],[Month]],TOU_CTabulation[[#This Row],[Day]]*TOU_CTabulation[[#This Row],[Base Allow]],0)","v":0},{"$f":"IF(A999>TOU_CTabulation[[#This Row],[Month]],TOU_CTabulation[[#This Row],[Month Cumm]],0)","v":0},{"$f":"IF(TOU_CTabulation[[#This Row],[Month Base Gen]]=0,0,TOU_CTabulation[[#This Row],[Month Base Gen]]-TOU_CTabulation[[#This Row],[Day]]*TOU_CTabulation[[#This Row],[Base Allow]])","v":0},{"$f":"VLOOKUP(TOU_CTabulation[[#This Row],[Hour]],daypart,2)","v":"All"},{"$f":"TOU_CTabulation[[#This Row],[Season]]&TOU_CTabulation[[#This Row],[Day-Part]]","v":"WinterAll"},{"$f":"VLOOKUP(TOU_CTabulation[[#This Row],[Daypart]],TOUC,2)","v":0.25901999999999997},{"$f":"VLOOKUP(TOU_CTabulation[[#This Row],[Daypart]],TOUC,3)","v":0.32596000000000003},{"$f":"TOU_CTabulation[[#This Row],[Month Base Allow]]*TOU_CTabulation[[#This Row],[Base Rate]]","v":0},{"$f":"TOU_CTabulation[[#This Row],[Month Overbase Gen]]*TOU_CTabulation[[#This Row],[Over Rate]]","v":0},{"$f":"TOU_CTabulation[[#This Row],[Base Value]]+TOU_CTabulation[[#This Row],[Over Value]]","v":0}]
[2,10,10,662,144,14,2,689.09100000000001,32.625999999999998,2271.8270000000002,2186.5729999999999,{"$f":"TOU_CTabulation[[#This Row],[AC System Output (W)]]/1000","v":2.1865729999999997},{"$f":"IF(A998=TOU_CTabulation[[#This Row],[Month]],M998+TOU_CTabulation[[#This Row],[AC System Output (kW)]],TOU_CTabulation[[#This Row],[AC System Output (kW)]])","v":161.11561999999995},{"$f":"VLOOKUP(TOU_CTabulation[[#This Row],[Month]],Season,2)","v":"Winter"},{"$f":"VLOOKUP(TOU_CTabulation[[#This Row],[Season]],CRate,2)","v":10.5},{"$f":"IF(A1000>TOU_CTabulation[[#This Row],[Month]],TOU_CTabulation[[#This Row],[Day]]*TOU_CTabulation[[#This Row],[Base Allow]],0)","v":0},{"$f":"IF(A1000>TOU_CTabulation[[#This Row],[Month]],TOU_CTabulation[[#This Row],[Month Cumm]],0)","v":0},{"$f":"IF(TOU_CTabulation[[#This Row],[Month Base Gen]]=0,0,TOU_CTabulation[[#This Row],[Month Base Gen]]-TOU_CTabulation[[#This Row],[Day]]*TOU_CTabulation[[#This Row],[Base Allow]])","v":0},{"$f":"VLOOKUP(TOU_CTabulation[[#This Row],[Hour]],daypart,2)","v":"All"},{"$f":"TOU_CTabulation[[#This Row],[Season]]&TOU_CTabulation[[#This Row],[Day-Part]]","v":"WinterAll"},{"$f":"VLOOKUP(TOU_CTabulation[[#This Row],[Daypart]],TOUC,2)","v":0.25901999999999997},{"$f":"VLOOKUP(TOU_CTabulation[[#This Row],[Daypart]],TOUC,3)","v":0.32596000000000003},{"$f":"TOU_CTabulation[[#This Row],[Month Base Allow]]*TOU_CTabulation[[#This Row],[Base Rate]]","v":0},{"$f":"TOU_CTabulation[[#This Row],[Month Overbase Gen]]*TOU_CTabulation[[#This Row],[Over Rate]]","v":0},{"$f":"TOU_CTabulation[[#This Row],[Base Value]]+TOU_CTabulation[[#This Row],[Over Value]]","v":0}]
[2,10,11,389,265,15,2,631.03700000000003,32.24,2091.9789999999998,2013.6079999999999,{"$f":"TOU_CTabulation[[#This Row],[AC System Output (W)]]/1000","v":2.0136080000000001},{"$f":"IF(A999=TOU_CTabulation[[#This Row],[Month]],M999+TOU_CTabulation[[#This Row],[AC System Output (kW)]],TOU_CTabulation[[#This Row],[AC System Output (kW)]])","v":163.12922799999996},{"$f":"VLOOKUP(TOU_CTabulation[[#This Row],[Month]],Season,2)","v":"Winter"},{"$f":"VLOOKUP(TOU_CTabulation[[#This Row],[Season]],CRate,2)","v":10.5},{"$f":"IF(A1001>TOU_CTabulation[[#This Row],[Month]],TOU_CTabulation[[#This Row],[Day]]*TOU_CTabulation[[#This Row],[Base Allow]],0)","v":0},{"$f":"IF(A1001>TOU_CTabulation[[#This Row],[Month]],TOU_CTabulation[[#This Row],[Month Cumm]],0)","v":0},{"$f":"IF(TOU_CTabulation[[#This Row],[Month Base Gen]]=0,0,TOU_CTabulation[[#This Row],[Month Base Gen]]-TOU_CTabulation[[#This Row],[Day]]*TOU_CTabulation[[#This Row],[Base Allow]])","v":0},{"$f":"VLOOKUP(TOU_CTabulation[[#This Row],[Hour]],daypart,2)","v":"All"},{"$f":"TOU_CTabulation[[#This Row],[Season]]&TOU_CTabulation[[#This Row],[Day-Part]]","v":"WinterAll"},{"$f":"VLOOKUP(TOU_CTabulation[[#This Row],[Daypart]],TOUC,2)","v":0.25901999999999997},{"$f":"VLOOKUP(TOU_CTabulation[[#This Row],[Daypart]],TOUC,3)","v":0.32596000000000003},{"$f":"TOU_CTabulation[[#This Row],[Month Base Allow]]*TOU_CTabulation[[#This Row],[Base Rate]]","v":0},{"$f":"TOU_CTabulation[[#This Row],[Month Overbase Gen]]*TOU_CTabulation[[#This Row],[Over Rate]]","v":0},{"$f":"TOU_CTabulation[[#This Row],[Base Value]]+TOU_CTabulation[[#This Row],[Over Value]]","v":0}]
[2,10,16,0,71,13,0,69.866,15.802,250.49600000000001,225.292,{"$f":"TOU_CTabulation[[#This Row],[AC System Output (W)]]/1000","v":0.22529199999999999},{"$f":"IF(A1004=TOU_CTabulation[[#This Row],[Month]],M1004+TOU_CTabulation[[#This Row],[AC System Output (kW)]],TOU_CTabulation[[#This Row],[AC System Output (kW)]])","v":169.21272799999994},{"$f":"VLOOKUP(TOU_CTabulation[[#This Row],[Month]],Season,2)","v":"Winter"},{"$f":"VLOOKUP(TOU_CTabulation[[#This Row],[Season]],CRate,2)","v":10.5},{"$f":"IF(A1006>TOU_CTabulation[[#This Row],[Month]],TOU_CTabulation[[#This Row],[Day]]*TOU_CTabulation[[#This Row],[Base Allow]],0)","v":0},{"$f":"IF(A1006>TOU_CTabulation[[#This Row],[Month]],TOU_CTabulation[[#This Row],[Month Cumm]],0)","v":0},{"$f":"IF(TOU_CTabulation[[#This Row],[Month Base Gen]]=0,0,TOU_CTabulation[[#This Row],[Month Base Gen]]-TOU_CTabulation[[#This Row],[Day]]*TOU_CTabulation[[#This Row],[Base Allow]])","v":0},{"$f":"VLOOKUP(TOU_CTabulation[[#This Row],[Hour]],daypart,2)","v":"All"},{"$f":"TOU_CTabulation[[#This Row],[Season]]&TOU_CTabulation[[#This Row],[Day-Part]]","v":"WinterAll"},{"$f":"VLOOKUP(TOU_CTabulation[[#This Row],[Daypart]],TOUC,2)","v":0.25901999999999997},{"$f":"VLOOKUP(TOU_CTabulation[[#This Row],[Daypart]],TOUC,3)","v":0.32596000000000003},{"$f":"TOU_CTabulation[[#This Row],[Month Base Allow]]*TOU_CTabulation[[#This Row],[Base Rate]]","v":0},{"$f":"TOU_CTabulation[[#This Row],[Month Overbase Gen]]*TOU_CTabulation[[#This Row],[Over Rate]]","v":0},{"$f":"TOU_CTabulation[[#This Row],[Base Value]]+TOU_CTabulation[[#This Row],[Over Value]]","v":0}]
[2,10,21,0,0,8,1,0,8,0,0,{"$f":"TOU_CTabulation[[#This Row],[AC System Output (W)]]/1000","v":0},{"$f":"IF(A1009=TOU_CTabulation[[#This Row],[Month]],M1009+TOU_CTabulation[[#This Row],[AC System Output (kW)]],TOU_CTabulation[[#This Row],[AC System Output (kW)]])","v":169.21272799999994},{"$f":"VLOOKUP(TOU_CTabulation[[#This Row],[Month]],Season,2)","v":"Winter"},{"$f":"VLOOKUP(TOU_CTabulation[[#This Row],[Season]],CRate,2)","v":10.5},{"$f":"IF(A1011>TOU_CTabulation[[#This Row],[Month]],TOU_CTabulation[[#This Row],[Day]]*TOU_CTabulation[[#This Row],[Base Allow]],0)","v":0},{"$f":"IF(A1011>TOU_CTabulation[[#This Row],[Month]],TOU_CTabulation[[#This Row],[Month Cumm]],0)","v":0},{"$f":"IF(TOU_CTabulation[[#This Row],[Month Base Gen]]=0,0,TOU_CTabulation[[#This Row],[Month Base Gen]]-TOU_CTabulation[[#This Row],[Day]]*TOU_CTabulation[[#This Row],[Base Allow]])","v":0},{"$f":"VLOOKUP(TOU_CTabulation[[#This Row],[Hour]],daypart,2)","v":"All"},{"$f":"TOU_CTabulation[[#This Row],[Season]]&TOU_CTabulation[[#This Row],[Day-Part]]","v":"WinterAll"},{"$f":"VLOOKUP(TOU_CTabulation[[#This Row],[Daypart]],TOUC,2)","v":0.25901999999999997},{"$f":"VLOOKUP(TOU_CTabulation[[#This Row],[Daypart]],TOUC,3)","v":0.32596000000000003},{"$f":"TOU_CTabulation[[#This Row],[Month Base Allow]]*TOU_CTabulation[[#This Row],[Base Rate]]","v":0},{"$f":"TOU_CTabulation[[#This Row],[Month Overbase Gen]]*TOU_CTabulation[[#This Row],[Over Rate]]","v":0},{"$f":"TOU_CTabulation[[#This Row],[Base Value]]+TOU_CTabulation[[#This Row],[Over Value]]","v":0}]
[2,11,6,0,0,7,4,0,7,0,0,{"$f":"TOU_CTabulation[[#This Row],[AC System Output (W)]]/1000","v":0},{"$f":"IF(A1018=TOU_CTabulation[[#This Row],[Month]],M1018+TOU_CTabulation[[#This Row],[AC System Output (kW)]],TOU_CTabulation[[#This Row],[AC System Output (kW)]])","v":169.21272799999994},{"$f":"VLOOKUP(TOU_CTabulation[[#This Row],[Month]],Season,2)","v":"Winter"},{"$f":"VLOOKUP(TOU_CTabulation[[#This Row],[Season]],CRate,2)","v":10.5},{"$f":"IF(A1020>TOU_CTabulation[[#This Row],[Month]],TOU_CTabulation[[#This Row],[Day]]*TOU_CTabulation[[#This Row],[Base Allow]],0)","v":0},{"$f":"IF(A1020>TOU_CTabulation[[#This Row],[Month]],TOU_CTabulation[[#This Row],[Month Cumm]],0)","v":0},{"$f":"IF(TOU_CTabulation[[#This Row],[Month Base Gen]]=0,0,TOU_CTabulation[[#This Row],[Month Base Gen]]-TOU_CTabulation[[#This Row],[Day]]*TOU_CTabulation[[#This Row],[Base Allow]])","v":0},{"$f":"VLOOKUP(TOU_CTabulation[[#This Row],[Hour]],daypart,2)","v":"All"},{"$f":"TOU_CTabulation[[#This Row],[Season]]&TOU_CTabulation[[#This Row],[Day-Part]]","v":"WinterAll"},{"$f":"VLOOKUP(TOU_CTabulation[[#This Row],[Daypart]],TOUC,2)","v":0.25901999999999997},{"$f":"VLOOKUP(TOU_CTabulation[[#This Row],[Daypart]],TOUC,3)","v":0.32596000000000003},{"$f":"TOU_CTabulation[[#This Row],[Month Base Allow]]*TOU_CTabulation[[#This Row],[Base Rate]]","v":0},{"$f":"TOU_CTabulation[[#This Row],[Month Overbase Gen]]*TOU_CTabulation[[#This Row],[Over Rate]]","v":0},{"$f":"TOU_CTabulation[[#This Row],[Base Value]]+TOU_CTabulation[[#This Row],[Over Value]]","v":0}]
[2,11,14,372,209,18,3,503.30200000000002,29.783000000000001,1681.0730000000001,1617.297,{"$f":"TOU_CTabulation[[#This Row],[AC System Output (W)]]/1000","v":1.617297},{"$f":"IF(A1026=TOU_CTabulation[[#This Row],[Month]],M1026+TOU_CTabulation[[#This Row],[AC System Output (kW)]],TOU_CTabulation[[#This Row],[AC System Output (kW)]])","v":178.02231299999994},{"$f":"VLOOKUP(TOU_CTabulation[[#This Row],[Month]],Season,2)","v":"Winter"},{"$f":"VLOOKUP(TOU_CTabulation[[#This Row],[Season]],CRate,2)","v":10.5},{"$f":"IF(A1028>TOU_CTabulation[[#This Row],[Month]],TOU_CTabulation[[#This Row],[Day]]*TOU_CTabulation[[#This Row],[Base Allow]],0)","v":0},{"$f":"IF(A1028>TOU_CTabulation[[#This Row],[Month]],TOU_CTabulation[[#This Row],[Month Cumm]],0)","v":0},{"$f":"IF(TOU_CTabulation[[#This Row],[Month Base Gen]]=0,0,TOU_CTabulation[[#This Row],[Month Base Gen]]-TOU_CTabulation[[#This Row],[Day]]*TOU_CTabulation[[#This Row],[Base Allow]])","v":0},{"$f":"VLOOKUP(TOU_CTabulation[[#This Row],[Hour]],daypart,2)","v":"All"},{"$f":"TOU_CTabulation[[#This Row],[Season]]&TOU_CTabulation[[#This Row],[Day-Part]]","v":"WinterAll"},{"$f":"VLOOKUP(TOU_CTabulation[[#This Row],[Daypart]],TOUC,2)","v":0.25901999999999997},{"$f":"VLOOKUP(TOU_CTabulation[[#This Row],[Daypart]],TOUC,3)","v":0.32596000000000003},{"$f":"TOU_CTabulation[[#This Row],[Month Base Allow]]*TOU_CTabulation[[#This Row],[Base Rate]]","v":0},{"$f":"TOU_CTabulation[[#This Row],[Month Overbase Gen]]*TOU_CTabulation[[#This Row],[Over Rate]]","v":0},{"$f":"TOU_CTabulation[[#This Row],[Base Value]]+TOU_CTabulation[[#This Row],[Over Value]]","v":0}]
[2,11,20,0,0,10,2,0,10,0,0,{"$f":"TOU_CTabulation[[#This Row],[AC System Output (W)]]/1000","v":0},{"$f":"IF(A1032=TOU_CTabulation[[#This Row],[Month]],M1032+TOU_CTabulation[[#This Row],[AC System Output (kW)]],TOU_CTabulation[[#This Row],[AC System Output (kW)]])","v":180.01337399999994},{"$f":"VLOOKUP(TOU_CTabulation[[#This Row],[Month]],Season,2)","v":"Winter"},{"$f":"VLOOKUP(TOU_CTabulation[[#This Row],[Season]],CRate,2)","v":10.5},{"$f":"IF(A1034>TOU_CTabulation[[#This Row],[Month]],TOU_CTabulation[[#This Row],[Day]]*TOU_CTabulation[[#This Row],[Base Allow]],0)","v":0},{"$f":"IF(A1034>TOU_CTabulation[[#This Row],[Month]],TOU_CTabulation[[#This Row],[Month Cumm]],0)","v":0},{"$f":"IF(TOU_CTabulation[[#This Row],[Month Base Gen]]=0,0,TOU_CTabulation[[#This Row],[Month Base Gen]]-TOU_CTabulation[[#This Row],[Day]]*TOU_CTabulation[[#This Row],[Base Allow]])","v":0},{"$f":"VLOOKUP(TOU_CTabulation[[#This Row],[Hour]],daypart,2)","v":"All"},{"$f":"TOU_CTabulation[[#This Row],[Season]]&TOU_CTabulation[[#This Row],[Day-Part]]","v":"WinterAll"},{"$f":"VLOOKUP(TOU_CTabulation[[#This Row],[Daypart]],TOUC,2)","v":0.25901999999999997},{"$f":"VLOOKUP(TOU_CTabulation[[#This Row],[Daypart]],TOUC,3)","v":0.32596000000000003},{"$f":"TOU_CTabulation[[#This Row],[Month Base Allow]]*TOU_CTabulation[[#This Row],[Base Rate]]","v":0},{"$f":"TOU_CTabulation[[#This Row],[Month Overbase Gen]]*TOU_CTabulation[[#This Row],[Over Rate]]","v":0},{"$f":"TOU_CTabulation[[#This Row],[Base Value]]+TOU_CTabulation[[#This Row],[Over Value]]","v":0}]
[2,12,7,341,35,10,4,126.072,11.19,385.23700000000002,357.21100000000001,{"$f":"TOU_CTabulation[[#This Row],[AC System Output (W)]]/1000","v":0.357211},{"$f":"IF(A1043=TOU_CTabulation[[#This Row],[Month]],M1043+TOU_CTabulation[[#This Row],[AC System Output (kW)]],TOU_CTabulation[[#This Row],[AC System Output (kW)]])","v":180.37058499999995},{"$f":"VLOOKUP(TOU_CTabulation[[#This Row],[Month]],Season,2)","v":"Winter"},{"$f":"VLOOKUP(TOU_CTabulation[[#This Row],[Season]],CRate,2)","v":10.5},{"$f":"IF(A1045>TOU_CTabulation[[#This Row],[Month]],TOU_CTabulation[[#This Row],[Day]]*TOU_CTabulation[[#This Row],[Base Allow]],0)","v":0},{"$f":"IF(A1045>TOU_CTabulation[[#This Row],[Month]],TOU_CTabulation[[#This Row],[Month Cumm]],0)","v":0},{"$f":"IF(TOU_CTabulation[[#This Row],[Month Base Gen]]=0,0,TOU_CTabulation[[#This Row],[Month Base Gen]]-TOU_CTabulation[[#This Row],[Day]]*TOU_CTabulation[[#This Row],[Base Allow]])","v":0},{"$f":"VLOOKUP(TOU_CTabulation[[#This Row],[Hour]],daypart,2)","v":"All"},{"$f":"TOU_CTabulation[[#This Row],[Season]]&TOU_CTabulation[[#This Row],[Day-Part]]","v":"WinterAll"},{"$f":"VLOOKUP(TOU_CTabulation[[#This Row],[Daypart]],TOUC,2)","v":0.25901999999999997},{"$f":"VLOOKUP(TOU_CTabulation[[#This Row],[Daypart]],TOUC,3)","v":0.32596000000000003},{"$f":"TOU_CTabulation[[#This Row],[Month Base Allow]]*TOU_CTabulation[[#This Row],[Base Rate]]","v":0},{"$f":"TOU_CTabulation[[#This Row],[Month Overbase Gen]]*TOU_CTabulation[[#This Row],[Over Rate]]","v":0},{"$f":"TOU_CTabulation[[#This Row],[Base Value]]+TOU_CTabulation[[#This Row],[Over Value]]","v":0}]
[2,12,10,0,115,13,5,110.282,13.96,398.68400000000003,370.36799999999999,{"$f":"TOU_CTabulation[[#This Row],[AC System Output (W)]]/1000","v":0.37036799999999998},{"$f":"IF(A1046=TOU_CTabulation[[#This Row],[Month]],M1046+TOU_CTabulation[[#This Row],[AC System Output (kW)]],TOU_CTabulation[[#This Row],[AC System Output (kW)]])","v":181.27772699999997},{"$f":"VLOOKUP(TOU_CTabulation[[#This Row],[Month]],Season,2)","v":"Winter"},{"$f":"VLOOKUP(TOU_CTabulation[[#This Row],[Season]],CRate,2)","v":10.5},{"$f":"IF(A1048>TOU_CTabulation[[#This Row],[Month]],TOU_CTabulation[[#This Row],[Day]]*TOU_CTabulation[[#This Row],[Base Allow]],0)","v":0},{"$f":"IF(A1048>TOU_CTabulation[[#This Row],[Month]],TOU_CTabulation[[#This Row],[Month Cumm]],0)","v":0},{"$f":"IF(TOU_CTabulation[[#This Row],[Month Base Gen]]=0,0,TOU_CTabulation[[#This Row],[Month Base Gen]]-TOU_CTabulation[[#This Row],[Day]]*TOU_CTabulation[[#This Row],[Base Allow]])","v":0},{"$f":"VLOOKUP(TOU_CTabulation[[#This Row],[Hour]],daypart,2)","v":"All"},{"$f":"TOU_CTabulation[[#This Row],[Season]]&TOU_CTabulation[[#This Row],[Day-Part]]","v":"WinterAll"},{"$f":"VLOOKUP(TOU_CTabulation[[#This Row],[Daypart]],TOUC,2)","v":0.25901999999999997},{"$f":"VLOOKUP(TOU_CTabulation[[#This Row],[Daypart]],TOUC,3)","v":0.32596000000000003},{"$f":"TOU_CTabulation[[#This Row],[Month Base Allow]]*TOU_CTabulation[[#This Row],[Base Rate]]","v":0},{"$f":"TOU_CTabulation[[#This Row],[Month Overbase Gen]]*TOU_CTabulation[[#This Row],[Over Rate]]","v":0},{"$f":"TOU_CTabulation[[#This Row],[Base Value]]+TOU_CTabulation[[#This Row],[Over Value]]","v":0}]
[2,12,16,0,48,13,2,45.561,12.879,165.50299999999999,141.99199999999999,{"$f":"TOU_CTabulation[[#This Row],[AC System Output (W)]]/1000","v":0.14199199999999998},{"$f":"IF(A1052=TOU_CTabulation[[#This Row],[Month]],M1052+TOU_CTabulation[[#This Row],[AC System Output (kW)]],TOU_CTabulation[[#This Row],[AC System Output (kW)]])","v":184.77827099999993},{"$f":"VLOOKUP(TOU_CTabulation[[#This Row],[Month]],Season,2)","v":"Winter"},{"$f":"VLOOKUP(TOU_CTabulation[[#This Row],[Season]],CRate,2)","v":10.5},{"$f":"IF(A1054>TOU_CTabulation[[#This Row],[Month]],TOU_CTabulation[[#This Row],[Day]]*TOU_CTabulation[[#This Row],[Base Allow]],0)","v":0},{"$f":"IF(A1054>TOU_CTabulation[[#This Row],[Month]],TOU_CTabulation[[#This Row],[Month Cumm]],0)","v":0},{"$f":"IF(TOU_CTabulation[[#This Row],[Month Base Gen]]=0,0,TOU_CTabulation[[#This Row],[Month Base Gen]]-TOU_CTabulation[[#This Row],[Day]]*TOU_CTabulation[[#This Row],[Base Allow]])","v":0},{"$f":"VLOOKUP(TOU_CTabulation[[#This Row],[Hour]],daypart,2)","v":"All"},{"$f":"TOU_CTabulation[[#This Row],[Season]]&TOU_CTabulation[[#This Row],[Day-Part]]","v":"WinterAll"},{"$f":"VLOOKUP(TOU_CTabulation[[#This Row],[Daypart]],TOUC,2)","v":0.25901999999999997},{"$f":"VLOOKUP(TOU_CTabulation[[#This Row],[Daypart]],TOUC,3)","v":0.32596000000000003},{"$f":"TOU_CTabulation[[#This Row],[Month Base Allow]]*TOU_CTabulation[[#This Row],[Base Rate]]","v":0},{"$f":"TOU_CTabulation[[#This Row],[Month Overbase Gen]]*TOU_CTabulation[[#This Row],[Over Rate]]","v":0},{"$f":"TOU_CTabulation[[#This Row],[Base Value]]+TOU_CTabulation[[#This Row],[Over Value]]","v":0}]
[2,13,0,0,0,12,2,0,12,0,0,{"$f":"TOU_CTabulation[[#This Row],[AC System Output (W)]]/1000","v":0},{"$f":"IF(A1060=TOU_CTabulation[[#This Row],[Month]],M1060+TOU_CTabulation[[#This Row],[AC System Output (kW)]],TOU_CTabulation[[#This Row],[AC System Output (kW)]])","v":184.77827099999993},{"$f":"VLOOKUP(TOU_CTabulation[[#This Row],[Month]],Season,2)","v":"Winter"},{"$f":"VLOOKUP(TOU_CTabulation[[#This Row],[Season]],CRate,2)","v":10.5},{"$f":"IF(A1062>TOU_CTabulation[[#This Row],[Month]],TOU_CTabulation[[#This Row],[Day]]*TOU_CTabulation[[#This Row],[Base Allow]],0)","v":0},{"$f":"IF(A1062>TOU_CTabulation[[#This Row],[Month]],TOU_CTabulation[[#This Row],[Month Cumm]],0)","v":0},{"$f":"IF(TOU_CTabulation[[#This Row],[Month Base Gen]]=0,0,TOU_CTabulation[[#This Row],[Month Base Gen]]-TOU_CTabulation[[#This Row],[Day]]*TOU_CTabulation[[#This Row],[Base Allow]])","v":0},{"$f":"VLOOKUP(TOU_CTabulation[[#This Row],[Hour]],daypart,2)","v":"All"},{"$f":"TOU_CTabulation[[#This Row],[Season]]&TOU_CTabulation[[#This Row],[Day-Part]]","v":"WinterAll"},{"$f":"VLOOKUP(TOU_CTabulation[[#This Row],[Daypart]],TOUC,2)","v":0.25901999999999997},{"$f":"VLOOKUP(TOU_CTabulation[[#This Row],[Daypart]],TOUC,3)","v":0.32596000000000003},{"$f":"TOU_CTabulation[[#This Row],[Month Base Allow]]*TOU_CTabulation[[#This Row],[Base Rate]]","v":0},{"$f":"TOU_CTabulation[[#This Row],[Month Overbase Gen]]*TOU_CTabulation[[#This Row],[Over Rate]]","v":0},{"$f":"TOU_CTabulation[[#This Row],[Base Value]]+TOU_CTabulation[[#This Row],[Over Value]]","v":0}]
[2,13,9,0,141,14,3,137.673,16.713999999999999,491.58199999999999,461.21100000000001,{"$f":"TOU_CTabulation[[#This Row],[AC System Output (W)]]/1000","v":0.46121100000000004},{"$f":"IF(A1069=TOU_CTabulation[[#This Row],[Month]],M1069+TOU_CTabulation[[#This Row],[AC System Output (kW)]],TOU_CTabulation[[#This Row],[AC System Output (kW)]])","v":186.91255199999992},{"$f":"VLOOKUP(TOU_CTabulation[[#This Row],[Month]],Season,2)","v":"Winter"},{"$f":"VLOOKUP(TOU_CTabulation[[#This Row],[Season]],CRate,2)","v":10.5},{"$f":"IF(A1071>TOU_CTabulation[[#This Row],[Month]],TOU_CTabulation[[#This Row],[Day]]*TOU_CTabulation[[#This Row],[Base Allow]],0)","v":0},{"$f":"IF(A1071>TOU_CTabulation[[#This Row],[Month]],TOU_CTabulation[[#This Row],[Month Cumm]],0)","v":0},{"$f":"IF(TOU_CTabulation[[#This Row],[Month Base Gen]]=0,0,TOU_CTabulation[[#This Row],[Month Base Gen]]-TOU_CTabulation[[#This Row],[Day]]*TOU_CTabulation[[#This Row],[Base Allow]])","v":0},{"$f":"VLOOKUP(TOU_CTabulation[[#This Row],[Hour]],daypart,2)","v":"All"},{"$f":"TOU_CTabulation[[#This Row],[Season]]&TOU_CTabulation[[#This Row],[Day-Part]]","v":"WinterAll"},{"$f":"VLOOKUP(TOU_CTabulation[[#This Row],[Daypart]],TOUC,2)","v":0.25901999999999997},{"$f":"VLOOKUP(TOU_CTabulation[[#This Row],[Daypart]],TOUC,3)","v":0.32596000000000003},{"$f":"TOU_CTabulation[[#This Row],[Month Base Allow]]*TOU_CTabulation[[#This Row],[Base Rate]]","v":0},{"$f":"TOU_CTabulation[[#This Row],[Month Overbase Gen]]*TOU_CTabulation[[#This Row],[Over Rate]]","v":0},{"$f":"TOU_CTabulation[[#This Row],[Base Value]]+TOU_CTabulation[[#This Row],[Over Value]]","v":0}]
[2,13,17,197,12,10,1,52.38,9.6769999999999996,146.863,123.714,{"$f":"TOU_CTabulation[[#This Row],[AC System Output (W)]]/1000","v":0.123714},{"$f":"IF(A1077=TOU_CTabulation[[#This Row],[Month]],M1077+TOU_CTabulation[[#This Row],[AC System Output (kW)]],TOU_CTabulation[[#This Row],[AC System Output (kW)]])","v":196.36632799999995},{"$f":"VLOOKUP(TOU_CTabulation[[#This Row],[Month]],Season,2)","v":"Winter"},{"$f":"VLOOKUP(TOU_CTabulation[[#This Row],[Season]],CRate,2)","v":10.5},{"$f":"IF(A1079>TOU_CTabulation[[#This Row],[Month]],TOU_CTabulation[[#This Row],[Day]]*TOU_CTabulation[[#This Row],[Base Allow]],0)","v":0},{"$f":"IF(A1079>TOU_CTabulation[[#This Row],[Month]],TOU_CTabulation[[#This Row],[Month Cumm]],0)","v":0},{"$f":"IF(TOU_CTabulation[[#This Row],[Month Base Gen]]=0,0,TOU_CTabulation[[#This Row],[Month Base Gen]]-TOU_CTabulation[[#This Row],[Day]]*TOU_CTabulation[[#This Row],[Base Allow]])","v":0},{"$f":"VLOOKUP(TOU_CTabulation[[#This Row],[Hour]],daypart,2)","v":"All"},{"$f":"TOU_CTabulation[[#This Row],[Season]]&TOU_CTabulation[[#This Row],[Day-Part]]","v":"WinterAll"},{"$f":"VLOOKUP(TOU_CTabulation[[#This Row],[Daypart]],TOUC,2)","v":0.25901999999999997},{"$f":"VLOOKUP(TOU_CTabulation[[#This Row],[Daypart]],TOUC,3)","v":0.32596000000000003},{"$f":"TOU_CTabulation[[#This Row],[Month Base Allow]]*TOU_CTabulation[[#This Row],[Base Rate]]","v":0},{"$f":"TOU_CTabulation[[#This Row],[Month Overbase Gen]]*TOU_CTabulation[[#This Row],[Over Rate]]","v":0},{"$f":"TOU_CTabulation[[#This Row],[Base Value]]+TOU_CTabulation[[#This Row],[Over Value]]","v":0}]
[2,14,2,0,0,9,1,0,9,0,0,{"$f":"TOU_CTabulation[[#This Row],[AC System Output (W)]]/1000","v":0},{"$f":"IF(A1086=TOU_CTabulation[[#This Row],[Month]],M1086+TOU_CTabulation[[#This Row],[AC System Output (kW)]],TOU_CTabulation[[#This Row],[AC System Output (kW)]])","v":196.36632799999995},{"$f":"VLOOKUP(TOU_CTabulation[[#This Row],[Month]],Season,2)","v":"Winter"},{"$f":"VLOOKUP(TOU_CTabulation[[#This Row],[Season]],CRate,2)","v":10.5},{"$f":"IF(A1088>TOU_CTabulation[[#This Row],[Month]],TOU_CTabulation[[#This Row],[Day]]*TOU_CTabulation[[#This Row],[Base Allow]],0)","v":0},{"$f":"IF(A1088>TOU_CTabulation[[#This Row],[Month]],TOU_CTabulation[[#This Row],[Month Cumm]],0)","v":0},{"$f":"IF(TOU_CTabulation[[#This Row],[Month Base Gen]]=0,0,TOU_CTabulation[[#This Row],[Month Base Gen]]-TOU_CTabulation[[#This Row],[Day]]*TOU_CTabulation[[#This Row],[Base Allow]])","v":0},{"$f":"VLOOKUP(TOU_CTabulation[[#This Row],[Hour]],daypart,2)","v":"All"},{"$f":"TOU_CTabulation[[#This Row],[Season]]&TOU_CTabulation[[#This Row],[Day-Part]]","v":"WinterAll"},{"$f":"VLOOKUP(TOU_CTabulation[[#This Row],[Daypart]],TOUC,2)","v":0.25901999999999997},{"$f":"VLOOKUP(TOU_CTabulation[[#This Row],[Daypart]],TOUC,3)","v":0.32596000000000003},{"$f":"TOU_CTabulation[[#This Row],[Month Base Allow]]*TOU_CTabulation[[#This Row],[Base Rate]]","v":0},{"$f":"TOU_CTabulation[[#This Row],[Month Overbase Gen]]*TOU_CTabulation[[#This Row],[Over Rate]]","v":0},{"$f":"TOU_CTabulation[[#This Row],[Base Value]]+TOU_CTabulation[[#This Row],[Over Value]]","v":0}]
[2,14,11,113,308,15,1,422.041,30.015000000000001,1415.5250000000001,1360.347,{"$f":"TOU_CTabulation[[#This Row],[AC System Output (W)]]/1000","v":1.360347},{"$f":"IF(A1095=TOU_CTabulation[[#This Row],[Month]],M1095+TOU_CTabulation[[#This Row],[AC System Output (kW)]],TOU_CTabulation[[#This Row],[AC System Output (kW)]])","v":203.93413299999997},{"$f":"VLOOKUP(TOU_CTabulation[[#This Row],[Month]],Season,2)","v":"Winter"},{"$f":"VLOOKUP(TOU_CTabulation[[#This Row],[Season]],CRate,2)","v":10.5},{"$f":"IF(A1097>TOU_CTabulation[[#This Row],[Month]],TOU_CTabulation[[#This Row],[Day]]*TOU_CTabulation[[#This Row],[Base Allow]],0)","v":0},{"$f":"IF(A1097>TOU_CTabulation[[#This Row],[Month]],TOU_CTabulation[[#This Row],[Month Cumm]],0)","v":0},{"$f":"IF(TOU_CTabulation[[#This Row],[Month Base Gen]]=0,0,TOU_CTabulation[[#This Row],[Month Base Gen]]-TOU_CTabulation[[#This Row],[Day]]*TOU_CTabulation[[#This Row],[Base Allow]])","v":0},{"$f":"VLOOKUP(TOU_CTabulation[[#This Row],[Hour]],daypart,2)","v":"All"},{"$f":"TOU_CTabulation[[#This Row],[Season]]&TOU_CTabulation[[#This Row],[Day-Part]]","v":"WinterAll"},{"$f":"VLOOKUP(TOU_CTabulation[[#This Row],[Daypart]],TOUC,2)","v":0.25901999999999997},{"$f":"VLOOKUP(TOU_CTabulation[[#This Row],[Daypart]],TOUC,3)","v":0.32596000000000003},{"$f":"TOU_CTabulation[[#This Row],[Month Base Allow]]*TOU_CTabulation[[#This Row],[Base Rate]]","v":0},{"$f":"TOU_CTabulation[[#This Row],[Month Overbase Gen]]*TOU_CTabulation[[#This Row],[Over Rate]]","v":0},{"$f":"TOU_CTabulation[[#This Row],[Base Value]]+TOU_CTabulation[[#This Row],[Over Value]]","v":0}]
[2,14,16,112,88,12,2,136.1,15.629,470.30500000000001,440.41199999999998,{"$f":"TOU_CTabulation[[#This Row],[AC System Output (W)]]/1000","v":0.44041199999999997},{"$f":"IF(A1100=TOU_CTabulation[[#This Row],[Month]],M1100+TOU_CTabulation[[#This Row],[AC System Output (kW)]],TOU_CTabulation[[#This Row],[AC System Output (kW)]])","v":209.628265},{"$f":"VLOOKUP(TOU_CTabulation[[#This Row],[Month]],Season,2)","v":"Winter"},{"$f":"VLOOKUP(TOU_CTabulation[[#This Row],[Season]],CRate,2)","v":10.5},{"$f":"IF(A1102>TOU_CTabulation[[#This Row],[Month]],TOU_CTabulation[[#This Row],[Day]]*TOU_CTabulation[[#This Row],[Base Allow]],0)","v":0},{"$f":"IF(A1102>TOU_CTabulation[[#This Row],[Month]],TOU_CTabulation[[#This Row],[Month Cumm]],0)","v":0},{"$f":"IF(TOU_CTabulation[[#This Row],[Month Base Gen]]=0,0,TOU_CTabulation[[#This Row],[Month Base Gen]]-TOU_CTabulation[[#This Row],[Day]]*TOU_CTabulation[[#This Row],[Base Allow]])","v":0},{"$f":"VLOOKUP(TOU_CTabulation[[#This Row],[Hour]],daypart,2)","v":"All"},{"$f":"TOU_CTabulation[[#This Row],[Season]]&TOU_CTabulation[[#This Row],[Day-Part]]","v":"WinterAll"},{"$f":"VLOOKUP(TOU_CTabulation[[#This Row],[Daypart]],TOUC,2)","v":0.25901999999999997},{"$f":"VLOOKUP(TOU_CTabulation[[#This Row],[Daypart]],TOUC,3)","v":0.32596000000000003},{"$f":"TOU_CTabulation[[#This Row],[Month Base Allow]]*TOU_CTabulation[[#This Row],[Base Rate]]","v":0},{"$f":"TOU_CTabulation[[#This Row],[Month Overbase Gen]]*TOU_CTabulation[[#This Row],[Over Rate]]","v":0},{"$f":"TOU_CTabulation[[#This Row],[Base Value]]+TOU_CTabulation[[#This Row],[Over Value]]","v":0}]
[2,15,4,0,0,8,1,0,8,0,0,{"$f":"TOU_CTabulation[[#This Row],[AC System Output (W)]]/1000","v":0},{"$f":"IF(A1112=TOU_CTabulation[[#This Row],[Month]],M1112+TOU_CTabulation[[#This Row],[AC System Output (kW)]],TOU_CTabulation[[#This Row],[AC System Output (kW)]])","v":209.71336099999999},{"$f":"VLOOKUP(TOU_CTabulation[[#This Row],[Month]],Season,2)","v":"Winter"},{"$f":"VLOOKUP(TOU_CTabulation[[#This Row],[Season]],CRate,2)","v":10.5},{"$f":"IF(A1114>TOU_CTabulation[[#This Row],[Month]],TOU_CTabulation[[#This Row],[Day]]*TOU_CTabulation[[#This Row],[Base Allow]],0)","v":0},{"$f":"IF(A1114>TOU_CTabulation[[#This Row],[Month]],TOU_CTabulation[[#This Row],[Month Cumm]],0)","v":0},{"$f":"IF(TOU_CTabulation[[#This Row],[Month Base Gen]]=0,0,TOU_CTabulation[[#This Row],[Month Base Gen]]-TOU_CTabulation[[#This Row],[Day]]*TOU_CTabulation[[#This Row],[Base Allow]])","v":0},{"$f":"VLOOKUP(TOU_CTabulation[[#This Row],[Hour]],daypart,2)","v":"All"},{"$f":"TOU_CTabulation[[#This Row],[Season]]&TOU_CTabulation[[#This Row],[Day-Part]]","v":"WinterAll"},{"$f":"VLOOKUP(TOU_CTabulation[[#This Row],[Daypart]],TOUC,2)","v":0.25901999999999997},{"$f":"VLOOKUP(TOU_CTabulation[[#This Row],[Daypart]],TOUC,3)","v":0.32596000000000003},{"$f":"TOU_CTabulation[[#This Row],[Month Base Allow]]*TOU_CTabulation[[#This Row],[Base Rate]]","v":0},{"$f":"TOU_CTabulation[[#This Row],[Month Overbase Gen]]*TOU_CTabulation[[#This Row],[Over Rate]]","v":0},{"$f":"TOU_CTabulation[[#This Row],[Base Value]]+TOU_CTabulation[[#This Row],[Over Value]]","v":0}]
[2,15,6,0,0,8,1,0,8,0,0,{"$f":"TOU_CTabulation[[#This Row],[AC System Output (W)]]/1000","v":0},{"$f":"IF(A1114=TOU_CTabulation[[#This Row],[Month]],M1114+TOU_CTabulation[[#This Row],[AC System Output (kW)]],TOU_CTabulation[[#This Row],[AC System Output (kW)]])","v":209.71336099999999},{"$f":"VLOOKUP(TOU_CTabulation[[#This Row],[Month]],Season,2)","v":"Winter"},{"$f":"VLOOKUP(TOU_CTabulation[[#This Row],[Season]],CRate,2)","v":10.5},{"$f":"IF(A1116>TOU_CTabulation[[#This Row],[Month]],TOU_CTabulation[[#This Row],[Day]]*TOU_CTabulation[[#This Row],[Base Allow]],0)","v":0},{"$f":"IF(A1116>TOU_CTabulation[[#This Row],[Month]],TOU_CTabulation[[#This Row],[Month Cumm]],0)","v":0},{"$f":"IF(TOU_CTabulation[[#This Row],[Month Base Gen]]=0,0,TOU_CTabulation[[#This Row],[Month Base Gen]]-TOU_CTabulation[[#This Row],[Day]]*TOU_CTabulation[[#This Row],[Base Allow]])","v":0},{"$f":"VLOOKUP(TOU_CTabulation[[#This Row],[Hour]],daypart,2)","v":"All"},{"$f":"TOU_CTabulation[[#This Row],[Season]]&TOU_CTabulation[[#This Row],[Day-Part]]","v":"WinterAll"},{"$f":"VLOOKUP(TOU_CTabulation[[#This Row],[Daypart]],TOUC,2)","v":0.25901999999999997},{"$f":"VLOOKUP(TOU_CTabulation[[#This Row],[Daypart]],TOUC,3)","v":0.32596000000000003},{"$f":"TOU_CTabulation[[#This Row],[Month Base Allow]]*TOU_CTabulation[[#This Row],[Base Rate]]","v":0},{"$f":"TOU_CTabulation[[#This Row],[Month Overbase Gen]]*TOU_CTabulation[[#This Row],[Over Rate]]","v":0},{"$f":"TOU_CTabulation[[#This Row],[Base Value]]+TOU_CTabulation[[#This Row],[Over Value]]","v":0}]
[2,15,13,368,269,15,3,610.86400000000003,29.648,2050.2150000000001,1973.3989999999999,{"$f":"TOU_CTabulation[[#This Row],[AC System Output (W)]]/1000","v":1.9733989999999999},{"$f":"IF(A1121=TOU_CTabulation[[#This Row],[Month]],M1121+TOU_CTabulation[[#This Row],[AC System Output (kW)]],TOU_CTabulation[[#This Row],[AC System Output (kW)]])","v":218.35968600000001},{"$f":"VLOOKUP(TOU_CTabulation[[#This Row],[Month]],Season,2)","v":"Winter"},{"$f":"VLOOKUP(TOU_CTabulation[[#This Row],[Season]],CRate,2)","v":10.5},{"$f":"IF(A1123>TOU_CTabulation[[#This Row],[Month]],TOU_CTabulation[[#This Row],[Day]]*TOU_CTabulation[[#This Row],[Base Allow]],0)","v":0},{"$f":"IF(A1123>TOU_CTabulation[[#This Row],[Month]],TOU_CTabulation[[#This Row],[Month Cumm]],0)","v":0},{"$f":"IF(TOU_CTabulation[[#This Row],[Month Base Gen]]=0,0,TOU_CTabulation[[#This Row],[Month Base Gen]]-TOU_CTabulation[[#This Row],[Day]]*TOU_CTabulation[[#This Row],[Base Allow]])","v":0},{"$f":"VLOOKUP(TOU_CTabulation[[#This Row],[Hour]],daypart,2)","v":"All"},{"$f":"TOU_CTabulation[[#This Row],[Season]]&TOU_CTabulation[[#This Row],[Day-Part]]","v":"WinterAll"},{"$f":"VLOOKUP(TOU_CTabulation[[#This Row],[Daypart]],TOUC,2)","v":0.25901999999999997},{"$f":"VLOOKUP(TOU_CTabulation[[#This Row],[Daypart]],TOUC,3)","v":0.32596000000000003},{"$f":"TOU_CTabulation[[#This Row],[Month Base Allow]]*TOU_CTabulation[[#This Row],[Base Rate]]","v":0},{"$f":"TOU_CTabulation[[#This Row],[Month Overbase Gen]]*TOU_CTabulation[[#This Row],[Over Rate]]","v":0},{"$f":"TOU_CTabulation[[#This Row],[Base Value]]+TOU_CTabulation[[#This Row],[Over Value]]","v":0}]
[2,15,20,0,0,10,2,0,10,0,0,{"$f":"TOU_CTabulation[[#This Row],[AC System Output (W)]]/1000","v":0},{"$f":"IF(A1128=TOU_CTabulation[[#This Row],[Month]],M1128+TOU_CTabulation[[#This Row],[AC System Output (kW)]],TOU_CTabulation[[#This Row],[AC System Output (kW)]])","v":220.22162},{"$f":"VLOOKUP(TOU_CTabulation[[#This Row],[Month]],Season,2)","v":"Winter"},{"$f":"VLOOKUP(TOU_CTabulation[[#This Row],[Season]],CRate,2)","v":10.5},{"$f":"IF(A1130>TOU_CTabulation[[#This Row],[Month]],TOU_CTabulation[[#This Row],[Day]]*TOU_CTabulation[[#This Row],[Base Allow]],0)","v":0},{"$f":"IF(A1130>TOU_CTabulation[[#This Row],[Month]],TOU_CTabulation[[#This Row],[Month Cumm]],0)","v":0},{"$f":"IF(TOU_CTabulation[[#This Row],[Month Base Gen]]=0,0,TOU_CTabulation[[#This Row],[Month Base Gen]]-TOU_CTabulation[[#This Row],[Day]]*TOU_CTabulation[[#This Row],[Base Allow]])","v":0},{"$f":"VLOOKUP(TOU_CTabulation[[#This Row],[Hour]],daypart,2)","v":"All"},{"$f":"TOU_CTabulation[[#This Row],[Season]]&TOU_CTabulation[[#This Row],[Day-Part]]","v":"WinterAll"},{"$f":"VLOOKUP(TOU_CTabulation[[#This Row],[Daypart]],TOUC,2)","v":0.25901999999999997},{"$f":"VLOOKUP(TOU_CTabulation[[#This Row],[Daypart]],TOUC,3)","v":0.32596000000000003},{"$f":"TOU_CTabulation[[#This Row],[Month Base Allow]]*TOU_CTabulation[[#This Row],[Base Rate]]","v":0},{"$f":"TOU_CTabulation[[#This Row],[Month Overbase Gen]]*TOU_CTabulation[[#This Row],[Over Rate]]","v":0},{"$f":"TOU_CTabulation[[#This Row],[Base Value]]+TOU_CTabulation[[#This Row],[Over Value]]","v":0}]
[2,16,6,0,0,10,2,0,10,0,0,{"$f":"TOU_CTabulation[[#This Row],[AC System Output (W)]]/1000","v":0},{"$f":"IF(A1138=TOU_CTabulation[[#This Row],[Month]],M1138+TOU_CTabulation[[#This Row],[AC System Output (kW)]],TOU_CTabulation[[#This Row],[AC System Output (kW)]])","v":220.22162},{"$f":"VLOOKUP(TOU_CTabulation[[#This Row],[Month]],Season,2)","v":"Winter"},{"$f":"VLOOKUP(TOU_CTabulation[[#This Row],[Season]],CRate,2)","v":10.5},{"$f":"IF(A1140>TOU_CTabulation[[#This Row],[Month]],TOU_CTabulation[[#This Row],[Day]]*TOU_CTabulation[[#This Row],[Base Allow]],0)","v":0},{"$f":"IF(A1140>TOU_CTabulation[[#This Row],[Month]],TOU_CTabulation[[#This Row],[Month Cumm]],0)","v":0},{"$f":"IF(TOU_CTabulation[[#This Row],[Month Base Gen]]=0,0,TOU_CTabulation[[#This Row],[Month Base Gen]]-TOU_CTabulation[[#This Row],[Day]]*TOU_CTabulation[[#This Row],[Base Allow]])","v":0},{"$f":"VLOOKUP(TOU_CTabulation[[#This Row],[Hour]],daypart,2)","v":"All"},{"$f":"TOU_CTabulation[[#This Row],[Season]]&TOU_CTabulation[[#This Row],[Day-Part]]","v":"WinterAll"},{"$f":"VLOOKUP(TOU_CTabulation[[#This Row],[Daypart]],TOUC,2)","v":0.25901999999999997},{"$f":"VLOOKUP(TOU_CTabulation[[#This Row],[Daypart]],TOUC,3)","v":0.32596000000000003},{"$f":"TOU_CTabulation[[#This Row],[Month Base Allow]]*TOU_CTabulation[[#This Row],[Base Rate]]","v":0},{"$f":"TOU_CTabulation[[#This Row],[Month Overbase Gen]]*TOU_CTabulation[[#This Row],[Over Rate]]","v":0},{"$f":"TOU_CTabulation[[#This Row],[Base Value]]+TOU_CTabulation[[#This Row],[Over Value]]","v":0}]
[2,16,17,0,17,10,1,16.113,9.1120000000000001,59.512999999999998,38.018999999999998,{"$f":"TOU_CTabulation[[#This Row],[AC System Output (W)]]/1000","v":3.8018999999999997E-2},{"$f":"IF(A1149=TOU_CTabulation[[#This Row],[Month]],M1149+TOU_CTabulation[[#This Row],[AC System Output (kW)]],TOU_CTabulation[[#This Row],[AC System Output (kW)]])","v":236.72853199999997},{"$f":"VLOOKUP(TOU_CTabulation[[#This Row],[Month]],Season,2)","v":"Winter"},{"$f":"VLOOKUP(TOU_CTabulation[[#This Row],[Season]],CRate,2)","v":10.5},{"$f":"IF(A1151>TOU_CTabulation[[#This Row],[Month]],TOU_CTabulation[[#This Row],[Day]]*TOU_CTabulation[[#This Row],[Base Allow]],0)","v":0},{"$f":"IF(A1151>TOU_CTabulation[[#This Row],[Month]],TOU_CTabulation[[#This Row],[Month Cumm]],0)","v":0},{"$f":"IF(TOU_CTabulation[[#This Row],[Month Base Gen]]=0,0,TOU_CTabulation[[#This Row],[Month Base Gen]]-TOU_CTabulation[[#This Row],[Day]]*TOU_CTabulation[[#This Row],[Base Allow]])","v":0},{"$f":"VLOOKUP(TOU_CTabulation[[#This Row],[Hour]],daypart,2)","v":"All"},{"$f":"TOU_CTabulation[[#This Row],[Season]]&TOU_CTabulation[[#This Row],[Day-Part]]","v":"WinterAll"},{"$f":"VLOOKUP(TOU_CTabulation[[#This Row],[Daypart]],TOUC,2)","v":0.25901999999999997},{"$f":"VLOOKUP(TOU_CTabulation[[#This Row],[Daypart]],TOUC,3)","v":0.32596000000000003},{"$f":"TOU_CTabulation[[#This Row],[Month Base Allow]]*TOU_CTabulation[[#This Row],[Base Rate]]","v":0},{"$f":"TOU_CTabulation[[#This Row],[Month Overbase Gen]]*TOU_CTabulation[[#This Row],[Over Rate]]","v":0},{"$f":"TOU_CTabulation[[#This Row],[Base Value]]+TOU_CTabulation[[#This Row],[Over Value]]","v":0}]
[2,16,23,0,0,7,1,0,7,0,0,{"$f":"TOU_CTabulation[[#This Row],[AC System Output (W)]]/1000","v":0},{"$f":"IF(A1155=TOU_CTabulation[[#This Row],[Month]],M1155+TOU_CTabulation[[#This Row],[AC System Output (kW)]],TOU_CTabulation[[#This Row],[AC System Output (kW)]])","v":236.72853199999997},{"$f":"VLOOKUP(TOU_CTabulation[[#This Row],[Month]],Season,2)","v":"Winter"},{"$f":"VLOOKUP(TOU_CTabulation[[#This Row],[Season]],CRate,2)","v":10.5},{"$f":"IF(A1157>TOU_CTabulation[[#This Row],[Month]],TOU_CTabulation[[#This Row],[Day]]*TOU_CTabulation[[#This Row],[Base Allow]],0)","v":0},{"$f":"IF(A1157>TOU_CTabulation[[#This Row],[Month]],TOU_CTabulation[[#This Row],[Month Cumm]],0)","v":0},{"$f":"IF(TOU_CTabulation[[#This Row],[Month Base Gen]]=0,0,TOU_CTabulation[[#This Row],[Month Base Gen]]-TOU_CTabulation[[#This Row],[Day]]*TOU_CTabulation[[#This Row],[Base Allow]])","v":0},{"$f":"VLOOKUP(TOU_CTabulation[[#This Row],[Hour]],daypart,2)","v":"All"},{"$f":"TOU_CTabulation[[#This Row],[Season]]&TOU_CTabulation[[#This Row],[Day-Part]]","v":"WinterAll"},{"$f":"VLOOKUP(TOU_CTabulation[[#This Row],[Daypart]],TOUC,2)","v":0.25901999999999997},{"$f":"VLOOKUP(TOU_CTabulation[[#This Row],[Daypart]],TOUC,3)","v":0.32596000000000003},{"$f":"TOU_CTabulation[[#This Row],[Month Base Allow]]*TOU_CTabulation[[#This Row],[Base Rate]]","v":0},{"$f":"TOU_CTabulation[[#This Row],[Month Overbase Gen]]*TOU_CTabulation[[#This Row],[Over Rate]]","v":0},{"$f":"TOU_CTabulation[[#This Row],[Base Value]]+TOU_CTabulation[[#This Row],[Over Value]]","v":0}]
[2,17,7,108,48,8,1,81.926000000000002,8.1110000000000007,279.82100000000003,254.017,{"$f":"TOU_CTabulation[[#This Row],[AC System Output (W)]]/1000","v":0.25401699999999999},{"$f":"IF(A1163=TOU_CTabulation[[#This Row],[Month]],M1163+TOU_CTabulation[[#This Row],[AC System Output (kW)]],TOU_CTabulation[[#This Row],[AC System Output (kW)]])","v":236.98254899999998},{"$f":"VLOOKUP(TOU_CTabulation[[#This Row],[Month]],Season,2)","v":"Winter"},{"$f":"VLOOKUP(TOU_CTabulation[[#This Row],[Season]],CRate,2)","v":10.5},{"$f":"IF(A1165>TOU_CTabulation[[#This Row],[Month]],TOU_CTabulation[[#This Row],[Day]]*TOU_CTabulation[[#This Row],[Base Allow]],0)","v":0},{"$f":"IF(A1165>TOU_CTabulation[[#This Row],[Month]],TOU_CTabulation[[#This Row],[Month Cumm]],0)","v":0},{"$f":"IF(TOU_CTabulation[[#This Row],[Month Base Gen]]=0,0,TOU_CTabulation[[#This Row],[Month Base Gen]]-TOU_CTabulation[[#This Row],[Day]]*TOU_CTabulation[[#This Row],[Base Allow]])","v":0},{"$f":"VLOOKUP(TOU_CTabulation[[#This Row],[Hour]],daypart,2)","v":"All"},{"$f":"TOU_CTabulation[[#This Row],[Season]]&TOU_CTabulation[[#This Row],[Day-Part]]","v":"WinterAll"},{"$f":"VLOOKUP(TOU_CTabulation[[#This Row],[Daypart]],TOUC,2)","v":0.25901999999999997},{"$f":"VLOOKUP(TOU_CTabulation[[#This Row],[Daypart]],TOUC,3)","v":0.32596000000000003},{"$f":"TOU_CTabulation[[#This Row],[Month Base Allow]]*TOU_CTabulation[[#This Row],[Base Rate]]","v":0},{"$f":"TOU_CTabulation[[#This Row],[Month Overbase Gen]]*TOU_CTabulation[[#This Row],[Over Rate]]","v":0},{"$f":"TOU_CTabulation[[#This Row],[Base Value]]+TOU_CTabulation[[#This Row],[Over Value]]","v":0}]
[2,17,16,98,93,10,1,136.38200000000001,13.178000000000001,479.07900000000001,448.98899999999998,{"$f":"TOU_CTabulation[[#This Row],[AC System Output (W)]]/1000","v":0.44898899999999997},{"$f":"IF(A1172=TOU_CTabulation[[#This Row],[Month]],M1172+TOU_CTabulation[[#This Row],[AC System Output (kW)]],TOU_CTabulation[[#This Row],[AC System Output (kW)]])","v":247.11977199999998},{"$f":"VLOOKUP(TOU_CTabulation[[#This Row],[Month]],Season,2)","v":"Winter"},{"$f":"VLOOKUP(TOU_CTabulation[[#This Row],[Season]],CRate,2)","v":10.5},{"$f":"IF(A1174>TOU_CTabulation[[#This Row],[Month]],TOU_CTabulation[[#This Row],[Day]]*TOU_CTabulation[[#This Row],[Base Allow]],0)","v":0},{"$f":"IF(A1174>TOU_CTabulation[[#This Row],[Month]],TOU_CTabulation[[#This Row],[Month Cumm]],0)","v":0},{"$f":"IF(TOU_CTabulation[[#This Row],[Month Base Gen]]=0,0,TOU_CTabulation[[#This Row],[Month Base Gen]]-TOU_CTabulation[[#This Row],[Day]]*TOU_CTabulation[[#This Row],[Base Allow]])","v":0},{"$f":"VLOOKUP(TOU_CTabulation[[#This Row],[Hour]],daypart,2)","v":"All"},{"$f":"TOU_CTabulation[[#This Row],[Season]]&TOU_CTabulation[[#This Row],[Day-Part]]","v":"WinterAll"},{"$f":"VLOOKUP(TOU_CTabulation[[#This Row],[Daypart]],TOUC,2)","v":0.25901999999999997},{"$f":"VLOOKUP(TOU_CTabulation[[#This Row],[Daypart]],TOUC,3)","v":0.32596000000000003},{"$f":"TOU_CTabulation[[#This Row],[Month Base Allow]]*TOU_CTabulation[[#This Row],[Base Rate]]","v":0},{"$f":"TOU_CTabulation[[#This Row],[Month Overbase Gen]]*TOU_CTabulation[[#This Row],[Over Rate]]","v":0},{"$f":"TOU_CTabulation[[#This Row],[Base Value]]+TOU_CTabulation[[#This Row],[Over Value]]","v":0}]
[2,17,17,0,14,9,1,13.26,7.5709999999999997,49.305999999999997,28,{"$f":"TOU_CTabulation[[#This Row],[AC System Output (W)]]/1000","v":2.8000000000000001E-2},{"$f":"IF(A1173=TOU_CTabulation[[#This Row],[Month]],M1173+TOU_CTabulation[[#This Row],[AC System Output (kW)]],TOU_CTabulation[[#This Row],[AC System Output (kW)]])","v":247.14777199999997},{"$f":"VLOOKUP(TOU_CTabulation[[#This Row],[Month]],Season,2)","v":"Winter"},{"$f":"VLOOKUP(TOU_CTabulation[[#This Row],[Season]],CRate,2)","v":10.5},{"$f":"IF(A1175>TOU_CTabulation[[#This Row],[Month]],TOU_CTabulation[[#This Row],[Day]]*TOU_CTabulation[[#This Row],[Base Allow]],0)","v":0},{"$f":"IF(A1175>TOU_CTabulation[[#This Row],[Month]],TOU_CTabulation[[#This Row],[Month Cumm]],0)","v":0},{"$f":"IF(TOU_CTabulation[[#This Row],[Month Base Gen]]=0,0,TOU_CTabulation[[#This Row],[Month Base Gen]]-TOU_CTabulation[[#This Row],[Day]]*TOU_CTabulation[[#This Row],[Base Allow]])","v":0},{"$f":"VLOOKUP(TOU_CTabulation[[#This Row],[Hour]],daypart,2)","v":"All"},{"$f":"TOU_CTabulation[[#This Row],[Season]]&TOU_CTabulation[[#This Row],[Day-Part]]","v":"WinterAll"},{"$f":"VLOOKUP(TOU_CTabulation[[#This Row],[Daypart]],TOUC,2)","v":0.25901999999999997},{"$f":"VLOOKUP(TOU_CTabulation[[#This Row],[Daypart]],TOUC,3)","v":0.32596000000000003},{"$f":"TOU_CTabulation[[#This Row],[Month Base Allow]]*TOU_CTabulation[[#This Row],[Base Rate]]","v":0},{"$f":"TOU_CTabulation[[#This Row],[Month Overbase Gen]]*TOU_CTabulation[[#This Row],[Over Rate]]","v":0},{"$f":"TOU_CTabulation[[#This Row],[Base Value]]+TOU_CTabulation[[#This Row],[Over Value]]","v":0}]
[2,18,1,0,0,4,1,0,4,0,0,{"$f":"TOU_CTabulation[[#This Row],[AC System Output (W)]]/1000","v":0},{"$f":"IF(A1181=TOU_CTabulation[[#This Row],[Month]],M1181+TOU_CTabulation[[#This Row],[AC System Output (kW)]],TOU_CTabulation[[#This Row],[AC System Output (kW)]])","v":247.14777199999997},{"$f":"VLOOKUP(TOU_CTabulation[[#This Row],[Month]],Season,2)","v":"Winter"},{"$f":"VLOOKUP(TOU_CTabulation[[#This Row],[Season]],CRate,2)","v":10.5},{"$f":"IF(A1183>TOU_CTabulation[[#This Row],[Month]],TOU_CTabulation[[#This Row],[Day]]*TOU_CTabulation[[#This Row],[Base Allow]],0)","v":0},{"$f":"IF(A1183>TOU_CTabulation[[#This Row],[Month]],TOU_CTabulation[[#This Row],[Month Cumm]],0)","v":0},{"$f":"IF(TOU_CTabulation[[#This Row],[Month Base Gen]]=0,0,TOU_CTabulation[[#This Row],[Month Base Gen]]-TOU_CTabulation[[#This Row],[Day]]*TOU_CTabulation[[#This Row],[Base Allow]])","v":0},{"$f":"VLOOKUP(TOU_CTabulation[[#This Row],[Hour]],daypart,2)","v":"All"},{"$f":"TOU_CTabulation[[#This Row],[Season]]&TOU_CTabulation[[#This Row],[Day-Part]]","v":"WinterAll"},{"$f":"VLOOKUP(TOU_CTabulation[[#This Row],[Daypart]],TOUC,2)","v":0.25901999999999997},{"$f":"VLOOKUP(TOU_CTabulation[[#This Row],[Daypart]],TOUC,3)","v":0.32596000000000003},{"$f":"TOU_CTabulation[[#This Row],[Month Base Allow]]*TOU_CTabulation[[#This Row],[Base Rate]]","v":0},{"$f":"TOU_CTabulation[[#This Row],[Month Overbase Gen]]*TOU_CTabulation[[#This Row],[Over Rate]]","v":0},{"$f":"TOU_CTabulation[[#This Row],[Base Value]]+TOU_CTabulation[[#This Row],[Over Value]]","v":0}]
[2,18,10,920,91,14,3,839.48199999999997,33.948999999999998,2750.7170000000001,2645.672,{"$f":"TOU_CTabulation[[#This Row],[AC System Output (W)]]/1000","v":2.6456720000000002},{"$f":"IF(A1190=TOU_CTabulation[[#This Row],[Month]],M1190+TOU_CTabulation[[#This Row],[AC System Output (kW)]],TOU_CTabulation[[#This Row],[AC System Output (kW)]])","v":253.82247799999996},{"$f":"VLOOKUP(TOU_CTabulation[[#This Row],[Month]],Season,2)","v":"Winter"},{"$f":"VLOOKUP(TOU_CTabulation[[#This Row],[Season]],CRate,2)","v":10.5},{"$f":"IF(A1192>TOU_CTabulation[[#This Row],[Month]],TOU_CTabulation[[#This Row],[Day]]*TOU_CTabulation[[#This Row],[Base Allow]],0)","v":0},{"$f":"IF(A1192>TOU_CTabulation[[#This Row],[Month]],TOU_CTabulation[[#This Row],[Month Cumm]],0)","v":0},{"$f":"IF(TOU_CTabulation[[#This Row],[Month Base Gen]]=0,0,TOU_CTabulation[[#This Row],[Month Base Gen]]-TOU_CTabulation[[#This Row],[Day]]*TOU_CTabulation[[#This Row],[Base Allow]])","v":0},{"$f":"VLOOKUP(TOU_CTabulation[[#This Row],[Hour]],daypart,2)","v":"All"},{"$f":"TOU_CTabulation[[#This Row],[Season]]&TOU_CTabulation[[#This Row],[Day-Part]]","v":"WinterAll"},{"$f":"VLOOKUP(TOU_CTabulation[[#This Row],[Daypart]],TOUC,2)","v":0.25901999999999997},{"$f":"VLOOKUP(TOU_CTabulation[[#This Row],[Daypart]],TOUC,3)","v":0.32596000000000003},{"$f":"TOU_CTabulation[[#This Row],[Month Base Allow]]*TOU_CTabulation[[#This Row],[Base Rate]]","v":0},{"$f":"TOU_CTabulation[[#This Row],[Month Overbase Gen]]*TOU_CTabulation[[#This Row],[Over Rate]]","v":0},{"$f":"TOU_CTabulation[[#This Row],[Base Value]]+TOU_CTabulation[[#This Row],[Over Value]]","v":0}]
[2,18,16,640,57,12,1,310.81200000000001,22.600999999999999,982.69200000000001,940.12300000000005,{"$f":"TOU_CTabulation[[#This Row],[AC System Output (W)]]/1000","v":0.94012300000000004},{"$f":"IF(A1196=TOU_CTabulation[[#This Row],[Month]],M1196+TOU_CTabulation[[#This Row],[AC System Output (kW)]],TOU_CTabulation[[#This Row],[AC System Output (kW)]])","v":267.50916600000005},{"$f":"VLOOKUP(TOU_CTabulation[[#This Row],[Month]],Season,2)","v":"Winter"},{"$f":"VLOOKUP(TOU_CTabulation[[#This Row],[Season]],CRate,2)","v":10.5},{"$f":"IF(A1198>TOU_CTabulation[[#This Row],[Month]],TOU_CTabulation[[#This Row],[Day]]*TOU_CTabulation[[#This Row],[Base Allow]],0)","v":0},{"$f":"IF(A1198>TOU_CTabulation[[#This Row],[Month]],TOU_CTabulation[[#This Row],[Month Cumm]],0)","v":0},{"$f":"IF(TOU_CTabulation[[#This Row],[Month Base Gen]]=0,0,TOU_CTabulation[[#This Row],[Month Base Gen]]-TOU_CTabulation[[#This Row],[Day]]*TOU_CTabulation[[#This Row],[Base Allow]])","v":0},{"$f":"VLOOKUP(TOU_CTabulation[[#This Row],[Hour]],daypart,2)","v":"All"},{"$f":"TOU_CTabulation[[#This Row],[Season]]&TOU_CTabulation[[#This Row],[Day-Part]]","v":"WinterAll"},{"$f":"VLOOKUP(TOU_CTabulation[[#This Row],[Daypart]],TOUC,2)","v":0.25901999999999997},{"$f":"VLOOKUP(TOU_CTabulation[[#This Row],[Daypart]],TOUC,3)","v":0.32596000000000003},{"$f":"TOU_CTabulation[[#This Row],[Month Base Allow]]*TOU_CTabulation[[#This Row],[Base Rate]]","v":0},{"$f":"TOU_CTabulation[[#This Row],[Month Overbase Gen]]*TOU_CTabulation[[#This Row],[Over Rate]]","v":0},{"$f":"TOU_CTabulation[[#This Row],[Base Value]]+TOU_CTabulation[[#This Row],[Over Value]]","v":0}]
[2,19,3,0,0,4,1,0,4,0,0,{"$f":"TOU_CTabulation[[#This Row],[AC System Output (W)]]/1000","v":0},{"$f":"IF(A1207=TOU_CTabulation[[#This Row],[Month]],M1207+TOU_CTabulation[[#This Row],[AC System Output (kW)]],TOU_CTabulation[[#This Row],[AC System Output (kW)]])","v":267.65776800000003},{"$f":"VLOOKUP(TOU_CTabulation[[#This Row],[Month]],Season,2)","v":"Winter"},{"$f":"VLOOKUP(TOU_CTabulation[[#This Row],[Season]],CRate,2)","v":10.5},{"$f":"IF(A1209>TOU_CTabulation[[#This Row],[Month]],TOU_CTabulation[[#This Row],[Day]]*TOU_CTabulation[[#This Row],[Base Allow]],0)","v":0},{"$f":"IF(A1209>TOU_CTabulation[[#This Row],[Month]],TOU_CTabulation[[#This Row],[Month Cumm]],0)","v":0},{"$f":"IF(TOU_CTabulation[[#This Row],[Month Base Gen]]=0,0,TOU_CTabulation[[#This Row],[Month Base Gen]]-TOU_CTabulation[[#This Row],[Day]]*TOU_CTabulation[[#This Row],[Base Allow]])","v":0},{"$f":"VLOOKUP(TOU_CTabulation[[#This Row],[Hour]],daypart,2)","v":"All"},{"$f":"TOU_CTabulation[[#This Row],[Season]]&TOU_CTabulation[[#This Row],[Day-Part]]","v":"WinterAll"},{"$f":"VLOOKUP(TOU_CTabulation[[#This Row],[Daypart]],TOUC,2)","v":0.25901999999999997},{"$f":"VLOOKUP(TOU_CTabulation[[#This Row],[Daypart]],TOUC,3)","v":0.32596000000000003},{"$f":"TOU_CTabulation[[#This Row],[Month Base Allow]]*TOU_CTabulation[[#This Row],[Base Rate]]","v":0},{"$f":"TOU_CTabulation[[#This Row],[Month Overbase Gen]]*TOU_CTabulation[[#This Row],[Over Rate]]","v":0},{"$f":"TOU_CTabulation[[#This Row],[Base Value]]+TOU_CTabulation[[#This Row],[Over Value]]","v":0}]
[2,19,13,3,180,13,4,177.77199999999999,16.789000000000001,634.51800000000003,600.82799999999997,{"$f":"TOU_CTabulation[[#This Row],[AC System Output (W)]]/1000","v":0.60082800000000003},{"$f":"IF(A1217=TOU_CTabulation[[#This Row],[Month]],M1217+TOU_CTabulation[[#This Row],[AC System Output (kW)]],TOU_CTabulation[[#This Row],[AC System Output (kW)]])","v":276.600053},{"$f":"VLOOKUP(TOU_CTabulation[[#This Row],[Month]],Season,2)","v":"Winter"},{"$f":"VLOOKUP(TOU_CTabulation[[#This Row],[Season]],CRate,2)","v":10.5},{"$f":"IF(A1219>TOU_CTabulation[[#This Row],[Month]],TOU_CTabulation[[#This Row],[Day]]*TOU_CTabulation[[#This Row],[Base Allow]],0)","v":0},{"$f":"IF(A1219>TOU_CTabulation[[#This Row],[Month]],TOU_CTabulation[[#This Row],[Month Cumm]],0)","v":0},{"$f":"IF(TOU_CTabulation[[#This Row],[Month Base Gen]]=0,0,TOU_CTabulation[[#This Row],[Month Base Gen]]-TOU_CTabulation[[#This Row],[Day]]*TOU_CTabulation[[#This Row],[Base Allow]])","v":0},{"$f":"VLOOKUP(TOU_CTabulation[[#This Row],[Hour]],daypart,2)","v":"All"},{"$f":"TOU_CTabulation[[#This Row],[Season]]&TOU_CTabulation[[#This Row],[Day-Part]]","v":"WinterAll"},{"$f":"VLOOKUP(TOU_CTabulation[[#This Row],[Daypart]],TOUC,2)","v":0.25901999999999997},{"$f":"VLOOKUP(TOU_CTabulation[[#This Row],[Daypart]],TOUC,3)","v":0.32596000000000003},{"$f":"TOU_CTabulation[[#This Row],[Month Base Allow]]*TOU_CTabulation[[#This Row],[Base Rate]]","v":0},{"$f":"TOU_CTabulation[[#This Row],[Month Overbase Gen]]*TOU_CTabulation[[#This Row],[Over Rate]]","v":0},{"$f":"TOU_CTabulation[[#This Row],[Base Value]]+TOU_CTabulation[[#This Row],[Over Value]]","v":0}]
[2,19,20,0,0,6,3,0,6,0,0,{"$f":"TOU_CTabulation[[#This Row],[AC System Output (W)]]/1000","v":0},{"$f":"IF(A1224=TOU_CTabulation[[#This Row],[Month]],M1224+TOU_CTabulation[[#This Row],[AC System Output (kW)]],TOU_CTabulation[[#This Row],[AC System Output (kW)]])","v":279.71596600000004},{"$f":"VLOOKUP(TOU_CTabulation[[#This Row],[Month]],Season,2)","v":"Winter"},{"$f":"VLOOKUP(TOU_CTabulation[[#This Row],[Season]],CRate,2)","v":10.5},{"$f":"IF(A1226>TOU_CTabulation[[#This Row],[Month]],TOU_CTabulation[[#This Row],[Day]]*TOU_CTabulation[[#This Row],[Base Allow]],0)","v":0},{"$f":"IF(A1226>TOU_CTabulation[[#This Row],[Month]],TOU_CTabulation[[#This Row],[Month Cumm]],0)","v":0},{"$f":"IF(TOU_CTabulation[[#This Row],[Month Base Gen]]=0,0,TOU_CTabulation[[#This Row],[Month Base Gen]]-TOU_CTabulation[[#This Row],[Day]]*TOU_CTabulation[[#This Row],[Base Allow]])","v":0},{"$f":"VLOOKUP(TOU_CTabulation[[#This Row],[Hour]],daypart,2)","v":"All"},{"$f":"TOU_CTabulation[[#This Row],[Season]]&TOU_CTabulation[[#This Row],[Day-Part]]","v":"WinterAll"},{"$f":"VLOOKUP(TOU_CTabulation[[#This Row],[Daypart]],TOUC,2)","v":0.25901999999999997},{"$f":"VLOOKUP(TOU_CTabulation[[#This Row],[Daypart]],TOUC,3)","v":0.32596000000000003},{"$f":"TOU_CTabulation[[#This Row],[Month Base Allow]]*TOU_CTabulation[[#This Row],[Base Rate]]","v":0},{"$f":"TOU_CTabulation[[#This Row],[Month Overbase Gen]]*TOU_CTabulation[[#This Row],[Over Rate]]","v":0},{"$f":"TOU_CTabulation[[#This Row],[Base Value]]+TOU_CTabulation[[#This Row],[Over Value]]","v":0}]
[2,20,3,0,0,5,2,0,5,0,0,{"$f":"TOU_CTabulation[[#This Row],[AC System Output (W)]]/1000","v":0},{"$f":"IF(A1231=TOU_CTabulation[[#This Row],[Month]],M1231+TOU_CTabulation[[#This Row],[AC System Output (kW)]],TOU_CTabulation[[#This Row],[AC System Output (kW)]])","v":279.71596600000004},{"$f":"VLOOKUP(TOU_CTabulation[[#This Row],[Month]],Season,2)","v":"Winter"},{"$f":"VLOOKUP(TOU_CTabulation[[#This Row],[Season]],CRate,2)","v":10.5},{"$f":"IF(A1233>TOU_CTabulation[[#This Row],[Month]],TOU_CTabulation[[#This Row],[Day]]*TOU_CTabulation[[#This Row],[Base Allow]],0)","v":0},{"$f":"IF(A1233>TOU_CTabulation[[#This Row],[Month]],TOU_CTabulation[[#This Row],[Month Cumm]],0)","v":0},{"$f":"IF(TOU_CTabulation[[#This Row],[Month Base Gen]]=0,0,TOU_CTabulation[[#This Row],[Month Base Gen]]-TOU_CTabulation[[#This Row],[Day]]*TOU_CTabulation[[#This Row],[Base Allow]])","v":0},{"$f":"VLOOKUP(TOU_CTabulation[[#This Row],[Hour]],daypart,2)","v":"All"},{"$f":"TOU_CTabulation[[#This Row],[Season]]&TOU_CTabulation[[#This Row],[Day-Part]]","v":"WinterAll"},{"$f":"VLOOKUP(TOU_CTabulation[[#This Row],[Daypart]],TOUC,2)","v":0.25901999999999997},{"$f":"VLOOKUP(TOU_CTabulation[[#This Row],[Daypart]],TOUC,3)","v":0.32596000000000003},{"$f":"TOU_CTabulation[[#This Row],[Month Base Allow]]*TOU_CTabulation[[#This Row],[Base Rate]]","v":0},{"$f":"TOU_CTabulation[[#This Row],[Month Overbase Gen]]*TOU_CTabulation[[#This Row],[Over Rate]]","v":0},{"$f":"TOU_CTabulation[[#This Row],[Base Value]]+TOU_CTabulation[[#This Row],[Over Value]]","v":0}]
[2,20,5,0,0,4,2,0,4,0,0,{"$f":"TOU_CTabulation[[#This Row],[AC System Output (W)]]/1000","v":0},{"$f":"IF(A1233=TOU_CTabulation[[#This Row],[Month]],M1233+TOU_CTabulation[[#This Row],[AC System Output (kW)]],TOU_CTabulation[[#This Row],[AC System Output (kW)]])","v":279.71596600000004},{"$f":"VLOOKUP(TOU_CTabulation[[#This Row],[Month]],Season,2)","v":"Winter"},{"$f":"VLOOKUP(TOU_CTabulation[[#This Row],[Season]],CRate,2)","v":10.5},{"$f":"IF(A1235>TOU_CTabulation[[#This Row],[Month]],TOU_CTabulation[[#This Row],[Day]]*TOU_CTabulation[[#This Row],[Base Allow]],0)","v":0},{"$f":"IF(A1235>TOU_CTabulation[[#This Row],[Month]],TOU_CTabulation[[#This Row],[Month Cumm]],0)","v":0},{"$f":"IF(TOU_CTabulation[[#This Row],[Month Base Gen]]=0,0,TOU_CTabulation[[#This Row],[Month Base Gen]]-TOU_CTabulation[[#This Row],[Day]]*TOU_CTabulation[[#This Row],[Base Allow]])","v":0},{"$f":"VLOOKUP(TOU_CTabulation[[#This Row],[Hour]],daypart,2)","v":"All"},{"$f":"TOU_CTabulation[[#This Row],[Season]]&TOU_CTabulation[[#This Row],[Day-Part]]","v":"WinterAll"},{"$f":"VLOOKUP(TOU_CTabulation[[#This Row],[Daypart]],TOUC,2)","v":0.25901999999999997},{"$f":"VLOOKUP(TOU_CTabulation[[#This Row],[Daypart]],TOUC,3)","v":0.32596000000000003},{"$f":"TOU_CTabulation[[#This Row],[Month Base Allow]]*TOU_CTabulation[[#This Row],[Base Rate]]","v":0},{"$f":"TOU_CTabulation[[#This Row],[Month Overbase Gen]]*TOU_CTabulation[[#This Row],[Over Rate]]","v":0},{"$f":"TOU_CTabulation[[#This Row],[Base Value]]+TOU_CTabulation[[#This Row],[Over Value]]","v":0}]
[2,20,17,0,10,9,1,9.4619999999999997,7.3179999999999996,35.222999999999999,14.177,{"$f":"TOU_CTabulation[[#This Row],[AC System Output (W)]]/1000","v":1.4177E-2},{"$f":"IF(A1245=TOU_CTabulation[[#This Row],[Month]],M1245+TOU_CTabulation[[#This Row],[AC System Output (kW)]],TOU_CTabulation[[#This Row],[AC System Output (kW)]])","v":299.45467799999994},{"$f":"VLOOKUP(TOU_CTabulation[[#This Row],[Month]],Season,2)","v":"Winter"},{"$f":"VLOOKUP(TOU_CTabulation[[#This Row],[Season]],CRate,2)","v":10.5},{"$f":"IF(A1247>TOU_CTabulation[[#This Row],[Month]],TOU_CTabulation[[#This Row],[Day]]*TOU_CTabulation[[#This Row],[Base Allow]],0)","v":0},{"$f":"IF(A1247>TOU_CTabulation[[#This Row],[Month]],TOU_CTabulation[[#This Row],[Month Cumm]],0)","v":0},{"$f":"IF(TOU_CTabulation[[#This Row],[Month Base Gen]]=0,0,TOU_CTabulation[[#This Row],[Month Base Gen]]-TOU_CTabulation[[#This Row],[Day]]*TOU_CTabulation[[#This Row],[Base Allow]])","v":0},{"$f":"VLOOKUP(TOU_CTabulation[[#This Row],[Hour]],daypart,2)","v":"All"},{"$f":"TOU_CTabulation[[#This Row],[Season]]&TOU_CTabulation[[#This Row],[Day-Part]]","v":"WinterAll"},{"$f":"VLOOKUP(TOU_CTabulation[[#This Row],[Daypart]],TOUC,2)","v":0.25901999999999997},{"$f":"VLOOKUP(TOU_CTabulation[[#This Row],[Daypart]],TOUC,3)","v":0.32596000000000003},{"$f":"TOU_CTabulation[[#This Row],[Month Base Allow]]*TOU_CTabulation[[#This Row],[Base Rate]]","v":0},{"$f":"TOU_CTabulation[[#This Row],[Month Overbase Gen]]*TOU_CTabulation[[#This Row],[Over Rate]]","v":0},{"$f":"TOU_CTabulation[[#This Row],[Base Value]]+TOU_CTabulation[[#This Row],[Over Value]]","v":0}]
[2,20,22,0,0,6,1,0,6,0,0,{"$f":"TOU_CTabulation[[#This Row],[AC System Output (W)]]/1000","v":0},{"$f":"IF(A1250=TOU_CTabulation[[#This Row],[Month]],M1250+TOU_CTabulation[[#This Row],[AC System Output (kW)]],TOU_CTabulation[[#This Row],[AC System Output (kW)]])","v":299.45467799999994},{"$f":"VLOOKUP(TOU_CTabulation[[#This Row],[Month]],Season,2)","v":"Winter"},{"$f":"VLOOKUP(TOU_CTabulation[[#This Row],[Season]],CRate,2)","v":10.5},{"$f":"IF(A1252>TOU_CTabulation[[#This Row],[Month]],TOU_CTabulation[[#This Row],[Day]]*TOU_CTabulation[[#This Row],[Base Allow]],0)","v":0},{"$f":"IF(A1252>TOU_CTabulation[[#This Row],[Month]],TOU_CTabulation[[#This Row],[Month Cumm]],0)","v":0},{"$f":"IF(TOU_CTabulation[[#This Row],[Month Base Gen]]=0,0,TOU_CTabulation[[#This Row],[Month Base Gen]]-TOU_CTabulation[[#This Row],[Day]]*TOU_CTabulation[[#This Row],[Base Allow]])","v":0},{"$f":"VLOOKUP(TOU_CTabulation[[#This Row],[Hour]],daypart,2)","v":"All"},{"$f":"TOU_CTabulation[[#This Row],[Season]]&TOU_CTabulation[[#This Row],[Day-Part]]","v":"WinterAll"},{"$f":"VLOOKUP(TOU_CTabulation[[#This Row],[Daypart]],TOUC,2)","v":0.25901999999999997},{"$f":"VLOOKUP(TOU_CTabulation[[#This Row],[Daypart]],TOUC,3)","v":0.32596000000000003},{"$f":"TOU_CTabulation[[#This Row],[Month Base Allow]]*TOU_CTabulation[[#This Row],[Base Rate]]","v":0},{"$f":"TOU_CTabulation[[#This Row],[Month Overbase Gen]]*TOU_CTabulation[[#This Row],[Over Rate]]","v":0},{"$f":"TOU_CTabulation[[#This Row],[Base Value]]+TOU_CTabulation[[#This Row],[Over Value]]","v":0}]
[2,21,10,906,96,16,1,841.40899999999999,42.518000000000001,2642.3159999999998,2541.9380000000001,{"$f":"TOU_CTabulation[[#This Row],[AC System Output (W)]]/1000","v":2.541938},{"$f":"IF(A1262=TOU_CTabulation[[#This Row],[Month]],M1262+TOU_CTabulation[[#This Row],[AC System Output (kW)]],TOU_CTabulation[[#This Row],[AC System Output (kW)]])","v":305.99275399999999},{"$f":"VLOOKUP(TOU_CTabulation[[#This Row],[Month]],Season,2)","v":"Winter"},{"$f":"VLOOKUP(TOU_CTabulation[[#This Row],[Season]],CRate,2)","v":10.5},{"$f":"IF(A1264>TOU_CTabulation[[#This Row],[Month]],TOU_CTabulation[[#This Row],[Day]]*TOU_CTabulation[[#This Row],[Base Allow]],0)","v":0},{"$f":"IF(A1264>TOU_CTabulation[[#This Row],[Month]],TOU_CTabulation[[#This Row],[Month Cumm]],0)","v":0},{"$f":"IF(TOU_CTabulation[[#This Row],[Month Base Gen]]=0,0,TOU_CTabulation[[#This Row],[Month Base Gen]]-TOU_CTabulation[[#This Row],[Day]]*TOU_CTabulation[[#This Row],[Base Allow]])","v":0},{"$f":"VLOOKUP(TOU_CTabulation[[#This Row],[Hour]],daypart,2)","v":"All"},{"$f":"TOU_CTabulation[[#This Row],[Season]]&TOU_CTabulation[[#This Row],[Day-Part]]","v":"WinterAll"},{"$f":"VLOOKUP(TOU_CTabulation[[#This Row],[Daypart]],TOUC,2)","v":0.25901999999999997},{"$f":"VLOOKUP(TOU_CTabulation[[#This Row],[Daypart]],TOUC,3)","v":0.32596000000000003},{"$f":"TOU_CTabulation[[#This Row],[Month Base Allow]]*TOU_CTabulation[[#This Row],[Base Rate]]","v":0},{"$f":"TOU_CTabulation[[#This Row],[Month Overbase Gen]]*TOU_CTabulation[[#This Row],[Over Rate]]","v":0},{"$f":"TOU_CTabulation[[#This Row],[Base Value]]+TOU_CTabulation[[#This Row],[Over Value]]","v":0}]
[2,21,15,816,76,17,1,570.82399999999996,36.209000000000003,1809.8510000000001,1741.67,{"$f":"TOU_CTabulation[[#This Row],[AC System Output (W)]]/1000","v":1.7416700000000001},{"$f":"IF(A1267=TOU_CTabulation[[#This Row],[Month]],M1267+TOU_CTabulation[[#This Row],[AC System Output (kW)]],TOU_CTabulation[[#This Row],[AC System Output (kW)]])","v":318.371917},{"$f":"VLOOKUP(TOU_CTabulation[[#This Row],[Month]],Season,2)","v":"Winter"},{"$f":"VLOOKUP(TOU_CTabulation[[#This Row],[Season]],CRate,2)","v":10.5},{"$f":"IF(A1269>TOU_CTabulation[[#This Row],[Month]],TOU_CTabulation[[#This Row],[Day]]*TOU_CTabulation[[#This Row],[Base Allow]],0)","v":0},{"$f":"IF(A1269>TOU_CTabulation[[#This Row],[Month]],TOU_CTabulation[[#This Row],[Month Cumm]],0)","v":0},{"$f":"IF(TOU_CTabulation[[#This Row],[Month Base Gen]]=0,0,TOU_CTabulation[[#This Row],[Month Base Gen]]-TOU_CTabulation[[#This Row],[Day]]*TOU_CTabulation[[#This Row],[Base Allow]])","v":0},{"$f":"VLOOKUP(TOU_CTabulation[[#This Row],[Hour]],daypart,2)","v":"All"},{"$f":"TOU_CTabulation[[#This Row],[Season]]&TOU_CTabulation[[#This Row],[Day-Part]]","v":"WinterAll"},{"$f":"VLOOKUP(TOU_CTabulation[[#This Row],[Daypart]],TOUC,2)","v":0.25901999999999997},{"$f":"VLOOKUP(TOU_CTabulation[[#This Row],[Daypart]],TOUC,3)","v":0.32596000000000003},{"$f":"TOU_CTabulation[[#This Row],[Month Base Allow]]*TOU_CTabulation[[#This Row],[Base Rate]]","v":0},{"$f":"TOU_CTabulation[[#This Row],[Month Overbase Gen]]*TOU_CTabulation[[#This Row],[Over Rate]]","v":0},{"$f":"TOU_CTabulation[[#This Row],[Base Value]]+TOU_CTabulation[[#This Row],[Over Value]]","v":0}]
[2,22,0,0,0,6,1,0,6,0,0,{"$f":"TOU_CTabulation[[#This Row],[AC System Output (W)]]/1000","v":0},{"$f":"IF(A1276=TOU_CTabulation[[#This Row],[Month]],M1276+TOU_CTabulation[[#This Row],[AC System Output (kW)]],TOU_CTabulation[[#This Row],[AC System Output (kW)]])","v":319.51548700000001},{"$f":"VLOOKUP(TOU_CTabulation[[#This Row],[Month]],Season,2)","v":"Winter"},{"$f":"VLOOKUP(TOU_CTabulation[[#This Row],[Season]],CRate,2)","v":10.5},{"$f":"IF(A1278>TOU_CTabulation[[#This Row],[Month]],TOU_CTabulation[[#This Row],[Day]]*TOU_CTabulation[[#This Row],[Base Allow]],0)","v":0},{"$f":"IF(A1278>TOU_CTabulation[[#This Row],[Month]],TOU_CTabulation[[#This Row],[Month Cumm]],0)","v":0},{"$f":"IF(TOU_CTabulation[[#This Row],[Month Base Gen]]=0,0,TOU_CTabulation[[#This Row],[Month Base Gen]]-TOU_CTabulation[[#This Row],[Day]]*TOU_CTabulation[[#This Row],[Base Allow]])","v":0},{"$f":"VLOOKUP(TOU_CTabulation[[#This Row],[Hour]],daypart,2)","v":"All"},{"$f":"TOU_CTabulation[[#This Row],[Season]]&TOU_CTabulation[[#This Row],[Day-Part]]","v":"WinterAll"},{"$f":"VLOOKUP(TOU_CTabulation[[#This Row],[Daypart]],TOUC,2)","v":0.25901999999999997},{"$f":"VLOOKUP(TOU_CTabulation[[#This Row],[Daypart]],TOUC,3)","v":0.32596000000000003},{"$f":"TOU_CTabulation[[#This Row],[Month Base Allow]]*TOU_CTabulation[[#This Row],[Base Rate]]","v":0},{"$f":"TOU_CTabulation[[#This Row],[Month Overbase Gen]]*TOU_CTabulation[[#This Row],[Over Rate]]","v":0},{"$f":"TOU_CTabulation[[#This Row],[Base Value]]+TOU_CTabulation[[#This Row],[Over Value]]","v":0}]
[2,22,8,301,127,11,3,284.10700000000003,16.283000000000001,984.19500000000005,941.58500000000004,{"$f":"TOU_CTabulation[[#This Row],[AC System Output (W)]]/1000","v":0.94158500000000001},{"$f":"IF(A1284=TOU_CTabulation[[#This Row],[Month]],M1284+TOU_CTabulation[[#This Row],[AC System Output (kW)]],TOU_CTabulation[[#This Row],[AC System Output (kW)]])","v":320.57687999999996},{"$f":"VLOOKUP(TOU_CTabulation[[#This Row],[Month]],Season,2)","v":"Winter"},{"$f":"VLOOKUP(TOU_CTabulation[[#This Row],[Season]],CRate,2)","v":10.5},{"$f":"IF(A1286>TOU_CTabulation[[#This Row],[Month]],TOU_CTabulation[[#This Row],[Day]]*TOU_CTabulation[[#This Row],[Base Allow]],0)","v":0},{"$f":"IF(A1286>TOU_CTabulation[[#This Row],[Month]],TOU_CTabulation[[#This Row],[Month Cumm]],0)","v":0},{"$f":"IF(TOU_CTabulation[[#This Row],[Month Base Gen]]=0,0,TOU_CTabulation[[#This Row],[Month Base Gen]]-TOU_CTabulation[[#This Row],[Day]]*TOU_CTabulation[[#This Row],[Base Allow]])","v":0},{"$f":"VLOOKUP(TOU_CTabulation[[#This Row],[Hour]],daypart,2)","v":"All"},{"$f":"TOU_CTabulation[[#This Row],[Season]]&TOU_CTabulation[[#This Row],[Day-Part]]","v":"WinterAll"},{"$f":"VLOOKUP(TOU_CTabulation[[#This Row],[Daypart]],TOUC,2)","v":0.25901999999999997},{"$f":"VLOOKUP(TOU_CTabulation[[#This Row],[Daypart]],TOUC,3)","v":0.32596000000000003},{"$f":"TOU_CTabulation[[#This Row],[Month Base Allow]]*TOU_CTabulation[[#This Row],[Base Rate]]","v":0},{"$f":"TOU_CTabulation[[#This Row],[Month Overbase Gen]]*TOU_CTabulation[[#This Row],[Over Rate]]","v":0},{"$f":"TOU_CTabulation[[#This Row],[Base Value]]+TOU_CTabulation[[#This Row],[Over Value]]","v":0}]
[2,22,17,14,21,11,1,22.89,10.975,80.596000000000004,58.709000000000003,{"$f":"TOU_CTabulation[[#This Row],[AC System Output (W)]]/1000","v":5.8709000000000004E-2},{"$f":"IF(A1293=TOU_CTabulation[[#This Row],[Month]],M1293+TOU_CTabulation[[#This Row],[AC System Output (kW)]],TOU_CTabulation[[#This Row],[AC System Output (kW)]])","v":338.38921099999993},{"$f":"VLOOKUP(TOU_CTabulation[[#This Row],[Month]],Season,2)","v":"Winter"},{"$f":"VLOOKUP(TOU_CTabulation[[#This Row],[Season]],CRate,2)","v":10.5},{"$f":"IF(A1295>TOU_CTabulation[[#This Row],[Month]],TOU_CTabulation[[#This Row],[Day]]*TOU_CTabulation[[#This Row],[Base Allow]],0)","v":0},{"$f":"IF(A1295>TOU_CTabulation[[#This Row],[Month]],TOU_CTabulation[[#This Row],[Month Cumm]],0)","v":0},{"$f":"IF(TOU_CTabulation[[#This Row],[Month Base Gen]]=0,0,TOU_CTabulation[[#This Row],[Month Base Gen]]-TOU_CTabulation[[#This Row],[Day]]*TOU_CTabulation[[#This Row],[Base Allow]])","v":0},{"$f":"VLOOKUP(TOU_CTabulation[[#This Row],[Hour]],daypart,2)","v":"All"},{"$f":"TOU_CTabulation[[#This Row],[Season]]&TOU_CTabulation[[#This Row],[Day-Part]]","v":"WinterAll"},{"$f":"VLOOKUP(TOU_CTabulation[[#This Row],[Daypart]],TOUC,2)","v":0.25901999999999997},{"$f":"VLOOKUP(TOU_CTabulation[[#This Row],[Daypart]],TOUC,3)","v":0.32596000000000003},{"$f":"TOU_CTabulation[[#This Row],[Month Base Allow]]*TOU_CTabulation[[#This Row],[Base Rate]]","v":0},{"$f":"TOU_CTabulation[[#This Row],[Month Overbase Gen]]*TOU_CTabulation[[#This Row],[Over Rate]]","v":0},{"$f":"TOU_CTabulation[[#This Row],[Base Value]]+TOU_CTabulation[[#This Row],[Over Value]]","v":0}]
[2,22,23,0,0,7,1,0,7,0,0,{"$f":"TOU_CTabulation[[#This Row],[AC System Output (W)]]/1000","v":0},{"$f":"IF(A1299=TOU_CTabulation[[#This Row],[Month]],M1299+TOU_CTabulation[[#This Row],[AC System Output (kW)]],TOU_CTabulation[[#This Row],[AC System Output (kW)]])","v":338.38921099999993},{"$f":"VLOOKUP(TOU_CTabulation[[#This Row],[Month]],Season,2)","v":"Winter"},{"$f":"VLOOKUP(TOU_CTabulation[[#This Row],[Season]],CRate,2)","v":10.5},{"$f":"IF(A1301>TOU_CTabulation[[#This Row],[Month]],TOU_CTabulation[[#This Row],[Day]]*TOU_CTabulation[[#This Row],[Base Allow]],0)","v":0},{"$f":"IF(A1301>TOU_CTabulation[[#This Row],[Month]],TOU_CTabulation[[#This Row],[Month Cumm]],0)","v":0},{"$f":"IF(TOU_CTabulation[[#This Row],[Month Base Gen]]=0,0,TOU_CTabulation[[#This Row],[Month Base Gen]]-TOU_CTabulation[[#This Row],[Day]]*TOU_CTabulation[[#This Row],[Base Allow]])","v":0},{"$f":"VLOOKUP(TOU_CTabulation[[#This Row],[Hour]],daypart,2)","v":"All"},{"$f":"TOU_CTabulation[[#This Row],[Season]]&TOU_CTabulation[[#This Row],[Day-Part]]","v":"WinterAll"},{"$f":"VLOOKUP(TOU_CTabulation[[#This Row],[Daypart]],TOUC,2)","v":0.25901999999999997},{"$f":"VLOOKUP(TOU_CTabulation[[#This Row],[Daypart]],TOUC,3)","v":0.32596000000000003},{"$f":"TOU_CTabulation[[#This Row],[Month Base Allow]]*TOU_CTabulation[[#This Row],[Base Rate]]","v":0},{"$f":"TOU_CTabulation[[#This Row],[Month Overbase Gen]]*TOU_CTabulation[[#This Row],[Over Rate]]","v":0},{"$f":"TOU_CTabulation[[#This Row],[Base Value]]+TOU_CTabulation[[#This Row],[Over Value]]","v":0}]
[2,23,2,0,0,7,1,0,7,0,0,{"$f":"TOU_CTabulation[[#This Row],[AC System Output (W)]]/1000","v":0},{"$f":"IF(A1302=TOU_CTabulation[[#This Row],[Month]],M1302+TOU_CTabulation[[#This Row],[AC System Output (kW)]],TOU_CTabulation[[#This Row],[AC System Output (kW)]])","v":338.38921099999993},{"$f":"VLOOKUP(TOU_CTabulation[[#This Row],[Month]],Season,2)","v":"Winter"},{"$f":"VLOOKUP(TOU_CTabulation[[#This Row],[Season]],CRate,2)","v":10.5},{"$f":"IF(A1304>TOU_CTabulation[[#This Row],[Month]],TOU_CTabulation[[#This Row],[Day]]*TOU_CTabulation[[#This Row],[Base Allow]],0)","v":0},{"$f":"IF(A1304>TOU_CTabulation[[#This Row],[Month]],TOU_CTabulation[[#This Row],[Month Cumm]],0)","v":0},{"$f":"IF(TOU_CTabulation[[#This Row],[Month Base Gen]]=0,0,TOU_CTabulation[[#This Row],[Month Base Gen]]-TOU_CTabulation[[#This Row],[Day]]*TOU_CTabulation[[#This Row],[Base Allow]])","v":0},{"$f":"VLOOKUP(TOU_CTabulation[[#This Row],[Hour]],daypart,2)","v":"All"},{"$f":"TOU_CTabulation[[#This Row],[Season]]&TOU_CTabulation[[#This Row],[Day-Part]]","v":"WinterAll"},{"$f":"VLOOKUP(TOU_CTabulation[[#This Row],[Daypart]],TOUC,2)","v":0.25901999999999997},{"$f":"VLOOKUP(TOU_CTabulation[[#This Row],[Daypart]],TOUC,3)","v":0.32596000000000003},{"$f":"TOU_CTabulation[[#This Row],[Month Base Allow]]*TOU_CTabulation[[#This Row],[Base Rate]]","v":0},{"$f":"TOU_CTabulation[[#This Row],[Month Overbase Gen]]*TOU_CTabulation[[#This Row],[Over Rate]]","v":0},{"$f":"TOU_CTabulation[[#This Row],[Base Value]]+TOU_CTabulation[[#This Row],[Over Value]]","v":0}]
[2,23,13,66,300,13,1,369.178,25.285,1266.6179999999999,1215.9739999999999,{"$f":"TOU_CTabulation[[#This Row],[AC System Output (W)]]/1000","v":1.2159739999999999},{"$f":"IF(A1313=TOU_CTabulation[[#This Row],[Month]],M1313+TOU_CTabulation[[#This Row],[AC System Output (kW)]],TOU_CTabulation[[#This Row],[AC System Output (kW)]])","v":346.849062},{"$f":"VLOOKUP(TOU_CTabulation[[#This Row],[Month]],Season,2)","v":"Winter"},{"$f":"VLOOKUP(TOU_CTabulation[[#This Row],[Season]],CRate,2)","v":10.5},{"$f":"IF(A1315>TOU_CTabulation[[#This Row],[Month]],TOU_CTabulation[[#This Row],[Day]]*TOU_CTabulation[[#This Row],[Base Allow]],0)","v":0},{"$f":"IF(A1315>TOU_CTabulation[[#This Row],[Month]],TOU_CTabulation[[#This Row],[Month Cumm]],0)","v":0},{"$f":"IF(TOU_CTabulation[[#This Row],[Month Base Gen]]=0,0,TOU_CTabulation[[#This Row],[Month Base Gen]]-TOU_CTabulation[[#This Row],[Day]]*TOU_CTabulation[[#This Row],[Base Allow]])","v":0},{"$f":"VLOOKUP(TOU_CTabulation[[#This Row],[Hour]],daypart,2)","v":"All"},{"$f":"TOU_CTabulation[[#This Row],[Season]]&TOU_CTabulation[[#This Row],[Day-Part]]","v":"WinterAll"},{"$f":"VLOOKUP(TOU_CTabulation[[#This Row],[Daypart]],TOUC,2)","v":0.25901999999999997},{"$f":"VLOOKUP(TOU_CTabulation[[#This Row],[Daypart]],TOUC,3)","v":0.32596000000000003},{"$f":"TOU_CTabulation[[#This Row],[Month Base Allow]]*TOU_CTabulation[[#This Row],[Base Rate]]","v":0},{"$f":"TOU_CTabulation[[#This Row],[Month Overbase Gen]]*TOU_CTabulation[[#This Row],[Over Rate]]","v":0},{"$f":"TOU_CTabulation[[#This Row],[Base Value]]+TOU_CTabulation[[#This Row],[Over Value]]","v":0}]
[2,23,19,0,0,10,0,0,10,0,0,{"$f":"TOU_CTabulation[[#This Row],[AC System Output (W)]]/1000","v":0},{"$f":"IF(A1319=TOU_CTabulation[[#This Row],[Month]],M1319+TOU_CTabulation[[#This Row],[AC System Output (kW)]],TOU_CTabulation[[#This Row],[AC System Output (kW)]])","v":348.32758000000001},{"$f":"VLOOKUP(TOU_CTabulation[[#This Row],[Month]],Season,2)","v":"Winter"},{"$f":"VLOOKUP(TOU_CTabulation[[#This Row],[Season]],CRate,2)","v":10.5},{"$f":"IF(A1321>TOU_CTabulation[[#This Row],[Month]],TOU_CTabulation[[#This Row],[Day]]*TOU_CTabulation[[#This Row],[Base Allow]],0)","v":0},{"$f":"IF(A1321>TOU_CTabulation[[#This Row],[Month]],TOU_CTabulation[[#This Row],[Month Cumm]],0)","v":0},{"$f":"IF(TOU_CTabulation[[#This Row],[Month Base Gen]]=0,0,TOU_CTabulation[[#This Row],[Month Base Gen]]-TOU_CTabulation[[#This Row],[Day]]*TOU_CTabulation[[#This Row],[Base Allow]])","v":0},{"$f":"VLOOKUP(TOU_CTabulation[[#This Row],[Hour]],daypart,2)","v":"All"},{"$f":"TOU_CTabulation[[#This Row],[Season]]&TOU_CTabulation[[#This Row],[Day-Part]]","v":"WinterAll"},{"$f":"VLOOKUP(TOU_CTabulation[[#This Row],[Daypart]],TOUC,2)","v":0.25901999999999997},{"$f":"VLOOKUP(TOU_CTabulation[[#This Row],[Daypart]],TOUC,3)","v":0.32596000000000003},{"$f":"TOU_CTabulation[[#This Row],[Month Base Allow]]*TOU_CTabulation[[#This Row],[Base Rate]]","v":0},{"$f":"TOU_CTabulation[[#This Row],[Month Overbase Gen]]*TOU_CTabulation[[#This Row],[Over Rate]]","v":0},{"$f":"TOU_CTabulation[[#This Row],[Base Value]]+TOU_CTabulation[[#This Row],[Over Value]]","v":0}]
[2,24,3,0,0,8,1,0,8,0,0,{"$f":"TOU_CTabulation[[#This Row],[AC System Output (W)]]/1000","v":0},{"$f":"IF(A1327=TOU_CTabulation[[#This Row],[Month]],M1327+TOU_CTabulation[[#This Row],[AC System Output (kW)]],TOU_CTabulation[[#This Row],[AC System Output (kW)]])","v":348.32758000000001},{"$f":"VLOOKUP(TOU_CTabulation[[#This Row],[Month]],Season,2)","v":"Winter"},{"$f":"VLOOKUP(TOU_CTabulation[[#This Row],[Season]],CRate,2)","v":10.5},{"$f":"IF(A1329>TOU_CTabulation[[#This Row],[Month]],TOU_CTabulation[[#This Row],[Day]]*TOU_CTabulation[[#This Row],[Base Allow]],0)","v":0},{"$f":"IF(A1329>TOU_CTabulation[[#This Row],[Month]],TOU_CTabulation[[#This Row],[Month Cumm]],0)","v":0},{"$f":"IF(TOU_CTabulation[[#This Row],[Month Base Gen]]=0,0,TOU_CTabulation[[#This Row],[Month Base Gen]]-TOU_CTabulation[[#This Row],[Day]]*TOU_CTabulation[[#This Row],[Base Allow]])","v":0},{"$f":"VLOOKUP(TOU_CTabulation[[#This Row],[Hour]],daypart,2)","v":"All"},{"$f":"TOU_CTabulation[[#This Row],[Season]]&TOU_CTabulation[[#This Row],[Day-Part]]","v":"WinterAll"},{"$f":"VLOOKUP(TOU_CTabulation[[#This Row],[Daypart]],TOUC,2)","v":0.25901999999999997},{"$f":"VLOOKUP(TOU_CTabulation[[#This Row],[Daypart]],TOUC,3)","v":0.32596000000000003},{"$f":"TOU_CTabulation[[#This Row],[Month Base Allow]]*TOU_CTabulation[[#This Row],[Base Rate]]","v":0},{"$f":"TOU_CTabulation[[#This Row],[Month Overbase Gen]]*TOU_CTabulation[[#This Row],[Over Rate]]","v":0},{"$f":"TOU_CTabulation[[#This Row],[Base Value]]+TOU_CTabulation[[#This Row],[Over Value]]","v":0}]
[2,24,12,2,170,12,4,166.41800000000001,14.397,600.44299999999998,567.56100000000004,{"$f":"TOU_CTabulation[[#This Row],[AC System Output (W)]]/1000","v":0.56756099999999998},{"$f":"IF(A1336=TOU_CTabulation[[#This Row],[Month]],M1336+TOU_CTabulation[[#This Row],[AC System Output (kW)]],TOU_CTabulation[[#This Row],[AC System Output (kW)]])","v":351.08658399999996},{"$f":"VLOOKUP(TOU_CTabulation[[#This Row],[Month]],Season,2)","v":"Winter"},{"$f":"VLOOKUP(TOU_CTabulation[[#This Row],[Season]],CRate,2)","v":10.5},{"$f":"IF(A1338>TOU_CTabulation[[#This Row],[Month]],TOU_CTabulation[[#This Row],[Day]]*TOU_CTabulation[[#This Row],[Base Allow]],0)","v":0},{"$f":"IF(A1338>TOU_CTabulation[[#This Row],[Month]],TOU_CTabulation[[#This Row],[Month Cumm]],0)","v":0},{"$f":"IF(TOU_CTabulation[[#This Row],[Month Base Gen]]=0,0,TOU_CTabulation[[#This Row],[Month Base Gen]]-TOU_CTabulation[[#This Row],[Day]]*TOU_CTabulation[[#This Row],[Base Allow]])","v":0},{"$f":"VLOOKUP(TOU_CTabulation[[#This Row],[Hour]],daypart,2)","v":"All"},{"$f":"TOU_CTabulation[[#This Row],[Season]]&TOU_CTabulation[[#This Row],[Day-Part]]","v":"WinterAll"},{"$f":"VLOOKUP(TOU_CTabulation[[#This Row],[Daypart]],TOUC,2)","v":0.25901999999999997},{"$f":"VLOOKUP(TOU_CTabulation[[#This Row],[Daypart]],TOUC,3)","v":0.32596000000000003},{"$f":"TOU_CTabulation[[#This Row],[Month Base Allow]]*TOU_CTabulation[[#This Row],[Base Rate]]","v":0},{"$f":"TOU_CTabulation[[#This Row],[Month Overbase Gen]]*TOU_CTabulation[[#This Row],[Over Rate]]","v":0},{"$f":"TOU_CTabulation[[#This Row],[Base Value]]+TOU_CTabulation[[#This Row],[Over Value]]","v":0}]
[2,24,17,0,1,9,3,0.94499999999999995,7.3209999999999997,3.516,0,{"$f":"TOU_CTabulation[[#This Row],[AC System Output (W)]]/1000","v":0},{"$f":"IF(A1341=TOU_CTabulation[[#This Row],[Month]],M1341+TOU_CTabulation[[#This Row],[AC System Output (kW)]],TOU_CTabulation[[#This Row],[AC System Output (kW)]])","v":352.16152699999992},{"$f":"VLOOKUP(TOU_CTabulation[[#This Row],[Month]],Season,2)","v":"Winter"},{"$f":"VLOOKUP(TOU_CTabulation[[#This Row],[Season]],CRate,2)","v":10.5},{"$f":"IF(A1343>TOU_CTabulation[[#This Row],[Month]],TOU_CTabulation[[#This Row],[Day]]*TOU_CTabulation[[#This Row],[Base Allow]],0)","v":0},{"$f":"IF(A1343>TOU_CTabulation[[#This Row],[Month]],TOU_CTabulation[[#This Row],[Month Cumm]],0)","v":0},{"$f":"IF(TOU_CTabulation[[#This Row],[Month Base Gen]]=0,0,TOU_CTabulation[[#This Row],[Month Base Gen]]-TOU_CTabulation[[#This Row],[Day]]*TOU_CTabulation[[#This Row],[Base Allow]])","v":0},{"$f":"VLOOKUP(TOU_CTabulation[[#This Row],[Hour]],daypart,2)","v":"All"},{"$f":"TOU_CTabulation[[#This Row],[Season]]&TOU_CTabulation[[#This Row],[Day-Part]]","v":"WinterAll"},{"$f":"VLOOKUP(TOU_CTabulation[[#This Row],[Daypart]],TOUC,2)","v":0.25901999999999997},{"$f":"VLOOKUP(TOU_CTabulation[[#This Row],[Daypart]],TOUC,3)","v":0.32596000000000003},{"$f":"TOU_CTabulation[[#This Row],[Month Base Allow]]*TOU_CTabulation[[#This Row],[Base Rate]]","v":0},{"$f":"TOU_CTabulation[[#This Row],[Month Overbase Gen]]*TOU_CTabulation[[#This Row],[Over Rate]]","v":0},{"$f":"TOU_CTabulation[[#This Row],[Base Value]]+TOU_CTabulation[[#This Row],[Over Value]]","v":0}]
[2,25,5,0,0,5,1,0,5,0,0,{"$f":"TOU_CTabulation[[#This Row],[AC System Output (W)]]/1000","v":0},{"$f":"IF(A1353=TOU_CTabulation[[#This Row],[Month]],M1353+TOU_CTabulation[[#This Row],[AC System Output (kW)]],TOU_CTabulation[[#This Row],[AC System Output (kW)]])","v":352.16152699999992},{"$f":"VLOOKUP(TOU_CTabulation[[#This Row],[Month]],Season,2)","v":"Winter"},{"$f":"VLOOKUP(TOU_CTabulation[[#This Row],[Season]],CRate,2)","v":10.5},{"$f":"IF(A1355>TOU_CTabulation[[#This Row],[Month]],TOU_CTabulation[[#This Row],[Day]]*TOU_CTabulation[[#This Row],[Base Allow]],0)","v":0},{"$f":"IF(A1355>TOU_CTabulation[[#This Row],[Month]],TOU_CTabulation[[#This Row],[Month Cumm]],0)","v":0},{"$f":"IF(TOU_CTabulation[[#This Row],[Month Base Gen]]=0,0,TOU_CTabulation[[#This Row],[Month Base Gen]]-TOU_CTabulation[[#This Row],[Day]]*TOU_CTabulation[[#This Row],[Base Allow]])","v":0},{"$f":"VLOOKUP(TOU_CTabulation[[#This Row],[Hour]],daypart,2)","v":"All"},{"$f":"TOU_CTabulation[[#This Row],[Season]]&TOU_CTabulation[[#This Row],[Day-Part]]","v":"WinterAll"},{"$f":"VLOOKUP(TOU_CTabulation[[#This Row],[Daypart]],TOUC,2)","v":0.25901999999999997},{"$f":"VLOOKUP(TOU_CTabulation[[#This Row],[Daypart]],TOUC,3)","v":0.32596000000000003},{"$f":"TOU_CTabulation[[#This Row],[Month Base Allow]]*TOU_CTabulation[[#This Row],[Base Rate]]","v":0},{"$f":"TOU_CTabulation[[#This Row],[Month Overbase Gen]]*TOU_CTabulation[[#This Row],[Over Rate]]","v":0},{"$f":"TOU_CTabulation[[#This Row],[Base Value]]+TOU_CTabulation[[#This Row],[Over Value]]","v":0}]
[2,25,10,272,289,12,2,541.81200000000001,25.507000000000001,1854.3589999999999,1784.62,{"$f":"TOU_CTabulation[[#This Row],[AC System Output (W)]]/1000","v":1.7846199999999999},{"$f":"IF(A1358=TOU_CTabulation[[#This Row],[Month]],M1358+TOU_CTabulation[[#This Row],[AC System Output (kW)]],TOU_CTabulation[[#This Row],[AC System Output (kW)]])","v":355.02849299999991},{"$f":"VLOOKUP(TOU_CTabulation[[#This Row],[Month]],Season,2)","v":"Winter"},{"$f":"VLOOKUP(TOU_CTabulation[[#This Row],[Season]],CRate,2)","v":10.5},{"$f":"IF(A1360>TOU_CTabulation[[#This Row],[Month]],TOU_CTabulation[[#This Row],[Day]]*TOU_CTabulation[[#This Row],[Base Allow]],0)","v":0},{"$f":"IF(A1360>TOU_CTabulation[[#This Row],[Month]],TOU_CTabulation[[#This Row],[Month Cumm]],0)","v":0},{"$f":"IF(TOU_CTabulation[[#This Row],[Month Base Gen]]=0,0,TOU_CTabulation[[#This Row],[Month Base Gen]]-TOU_CTabulation[[#This Row],[Day]]*TOU_CTabulation[[#This Row],[Base Allow]])","v":0},{"$f":"VLOOKUP(TOU_CTabulation[[#This Row],[Hour]],daypart,2)","v":"All"},{"$f":"TOU_CTabulation[[#This Row],[Season]]&TOU_CTabulation[[#This Row],[Day-Part]]","v":"WinterAll"},{"$f":"VLOOKUP(TOU_CTabulation[[#This Row],[Daypart]],TOUC,2)","v":0.25901999999999997},{"$f":"VLOOKUP(TOU_CTabulation[[#This Row],[Daypart]],TOUC,3)","v":0.32596000000000003},{"$f":"TOU_CTabulation[[#This Row],[Month Base Allow]]*TOU_CTabulation[[#This Row],[Base Rate]]","v":0},{"$f":"TOU_CTabulation[[#This Row],[Month Overbase Gen]]*TOU_CTabulation[[#This Row],[Over Rate]]","v":0},{"$f":"TOU_CTabulation[[#This Row],[Base Value]]+TOU_CTabulation[[#This Row],[Over Value]]","v":0}]
[2,25,14,237,265,14,3,462.84199999999998,25.797000000000001,1579.8389999999999,1519.4179999999999,{"$f":"TOU_CTabulation[[#This Row],[AC System Output (W)]]/1000","v":1.5194179999999999},{"$f":"IF(A1362=TOU_CTabulation[[#This Row],[Month]],M1362+TOU_CTabulation[[#This Row],[AC System Output (kW)]],TOU_CTabulation[[#This Row],[AC System Output (kW)]])","v":365.32356799999991},{"$f":"VLOOKUP(TOU_CTabulation[[#This Row],[Month]],Season,2)","v":"Winter"},{"$f":"VLOOKUP(TOU_CTabulation[[#This Row],[Season]],CRate,2)","v":10.5},{"$f":"IF(A1364>TOU_CTabulation[[#This Row],[Month]],TOU_CTabulation[[#This Row],[Day]]*TOU_CTabulation[[#This Row],[Base Allow]],0)","v":0},{"$f":"IF(A1364>TOU_CTabulation[[#This Row],[Month]],TOU_CTabulation[[#This Row],[Month Cumm]],0)","v":0},{"$f":"IF(TOU_CTabulation[[#This Row],[Month Base Gen]]=0,0,TOU_CTabulation[[#This Row],[Month Base Gen]]-TOU_CTabulation[[#This Row],[Day]]*TOU_CTabulation[[#This Row],[Base Allow]])","v":0},{"$f":"VLOOKUP(TOU_CTabulation[[#This Row],[Hour]],daypart,2)","v":"All"},{"$f":"TOU_CTabulation[[#This Row],[Season]]&TOU_CTabulation[[#This Row],[Day-Part]]","v":"WinterAll"},{"$f":"VLOOKUP(TOU_CTabulation[[#This Row],[Daypart]],TOUC,2)","v":0.25901999999999997},{"$f":"VLOOKUP(TOU_CTabulation[[#This Row],[Daypart]],TOUC,3)","v":0.32596000000000003},{"$f":"TOU_CTabulation[[#This Row],[Month Base Allow]]*TOU_CTabulation[[#This Row],[Base Rate]]","v":0},{"$f":"TOU_CTabulation[[#This Row],[Month Overbase Gen]]*TOU_CTabulation[[#This Row],[Over Rate]]","v":0},{"$f":"TOU_CTabulation[[#This Row],[Base Value]]+TOU_CTabulation[[#This Row],[Over Value]]","v":0}]
[2,26,0,0,0,7,2,0,7,0,0,{"$f":"TOU_CTabulation[[#This Row],[AC System Output (W)]]/1000","v":0},{"$f":"IF(A1372=TOU_CTabulation[[#This Row],[Month]],M1372+TOU_CTabulation[[#This Row],[AC System Output (kW)]],TOU_CTabulation[[#This Row],[AC System Output (kW)]])","v":367.50185999999991},{"$f":"VLOOKUP(TOU_CTabulation[[#This Row],[Month]],Season,2)","v":"Winter"},{"$f":"VLOOKUP(TOU_CTabulation[[#This Row],[Season]],CRate,2)","v":10.5},{"$f":"IF(A1374>TOU_CTabulation[[#This Row],[Month]],TOU_CTabulation[[#This Row],[Day]]*TOU_CTabulation[[#This Row],[Base Allow]],0)","v":0},{"$f":"IF(A1374>TOU_CTabulation[[#This Row],[Month]],TOU_CTabulation[[#This Row],[Month Cumm]],0)","v":0},{"$f":"IF(TOU_CTabulation[[#This Row],[Month Base Gen]]=0,0,TOU_CTabulation[[#This Row],[Month Base Gen]]-TOU_CTabulation[[#This Row],[Day]]*TOU_CTabulation[[#This Row],[Base Allow]])","v":0},{"$f":"VLOOKUP(TOU_CTabulation[[#This Row],[Hour]],daypart,2)","v":"All"},{"$f":"TOU_CTabulation[[#This Row],[Season]]&TOU_CTabulation[[#This Row],[Day-Part]]","v":"WinterAll"},{"$f":"VLOOKUP(TOU_CTabulation[[#This Row],[Daypart]],TOUC,2)","v":0.25901999999999997},{"$f":"VLOOKUP(TOU_CTabulation[[#This Row],[Daypart]],TOUC,3)","v":0.32596000000000003},{"$f":"TOU_CTabulation[[#This Row],[Month Base Allow]]*TOU_CTabulation[[#This Row],[Base Rate]]","v":0},{"$f":"TOU_CTabulation[[#This Row],[Month Overbase Gen]]*TOU_CTabulation[[#This Row],[Over Rate]]","v":0},{"$f":"TOU_CTabulation[[#This Row],[Base Value]]+TOU_CTabulation[[#This Row],[Over Value]]","v":0}]
[2,26,7,0,40,8,2,38.027999999999999,6.92,141.80199999999999,118.751,{"$f":"TOU_CTabulation[[#This Row],[AC System Output (W)]]/1000","v":0.11875100000000001},{"$f":"IF(A1379=TOU_CTabulation[[#This Row],[Month]],M1379+TOU_CTabulation[[#This Row],[AC System Output (kW)]],TOU_CTabulation[[#This Row],[AC System Output (kW)]])","v":367.62061099999988},{"$f":"VLOOKUP(TOU_CTabulation[[#This Row],[Month]],Season,2)","v":"Winter"},{"$f":"VLOOKUP(TOU_CTabulation[[#This Row],[Season]],CRate,2)","v":10.5},{"$f":"IF(A1381>TOU_CTabulation[[#This Row],[Month]],TOU_CTabulation[[#This Row],[Day]]*TOU_CTabulation[[#This Row],[Base Allow]],0)","v":0},{"$f":"IF(A1381>TOU_CTabulation[[#This Row],[Month]],TOU_CTabulation[[#This Row],[Month Cumm]],0)","v":0},{"$f":"IF(TOU_CTabulation[[#This Row],[Month Base Gen]]=0,0,TOU_CTabulation[[#This Row],[Month Base Gen]]-TOU_CTabulation[[#This Row],[Day]]*TOU_CTabulation[[#This Row],[Base Allow]])","v":0},{"$f":"VLOOKUP(TOU_CTabulation[[#This Row],[Hour]],daypart,2)","v":"All"},{"$f":"TOU_CTabulation[[#This Row],[Season]]&TOU_CTabulation[[#This Row],[Day-Part]]","v":"WinterAll"},{"$f":"VLOOKUP(TOU_CTabulation[[#This Row],[Daypart]],TOUC,2)","v":0.25901999999999997},{"$f":"VLOOKUP(TOU_CTabulation[[#This Row],[Daypart]],TOUC,3)","v":0.32596000000000003},{"$f":"TOU_CTabulation[[#This Row],[Month Base Allow]]*TOU_CTabulation[[#This Row],[Base Rate]]","v":0},{"$f":"TOU_CTabulation[[#This Row],[Month Overbase Gen]]*TOU_CTabulation[[#This Row],[Over Rate]]","v":0},{"$f":"TOU_CTabulation[[#This Row],[Base Value]]+TOU_CTabulation[[#This Row],[Over Value]]","v":0}]
[2,26,16,589,72,9,3,314.5,16.437999999999999,1035.8789999999999,991.85400000000004,{"$f":"TOU_CTabulation[[#This Row],[AC System Output (W)]]/1000","v":0.99185400000000001},{"$f":"IF(A1388=TOU_CTabulation[[#This Row],[Month]],M1388+TOU_CTabulation[[#This Row],[AC System Output (kW)]],TOU_CTabulation[[#This Row],[AC System Output (kW)]])","v":380.13248699999991},{"$f":"VLOOKUP(TOU_CTabulation[[#This Row],[Month]],Season,2)","v":"Winter"},{"$f":"VLOOKUP(TOU_CTabulation[[#This Row],[Season]],CRate,2)","v":10.5},{"$f":"IF(A1390>TOU_CTabulation[[#This Row],[Month]],TOU_CTabulation[[#This Row],[Day]]*TOU_CTabulation[[#This Row],[Base Allow]],0)","v":0},{"$f":"IF(A1390>TOU_CTabulation[[#This Row],[Month]],TOU_CTabulation[[#This Row],[Month Cumm]],0)","v":0},{"$f":"IF(TOU_CTabulation[[#This Row],[Month Base Gen]]=0,0,TOU_CTabulation[[#This Row],[Month Base Gen]]-TOU_CTabulation[[#This Row],[Day]]*TOU_CTabulation[[#This Row],[Base Allow]])","v":0},{"$f":"VLOOKUP(TOU_CTabulation[[#This Row],[Hour]],daypart,2)","v":"All"},{"$f":"TOU_CTabulation[[#This Row],[Season]]&TOU_CTabulation[[#This Row],[Day-Part]]","v":"WinterAll"},{"$f":"VLOOKUP(TOU_CTabulation[[#This Row],[Daypart]],TOUC,2)","v":0.25901999999999997},{"$f":"VLOOKUP(TOU_CTabulation[[#This Row],[Daypart]],TOUC,3)","v":0.32596000000000003},{"$f":"TOU_CTabulation[[#This Row],[Month Base Allow]]*TOU_CTabulation[[#This Row],[Base Rate]]","v":0},{"$f":"TOU_CTabulation[[#This Row],[Month Overbase Gen]]*TOU_CTabulation[[#This Row],[Over Rate]]","v":0},{"$f":"TOU_CTabulation[[#This Row],[Base Value]]+TOU_CTabulation[[#This Row],[Over Value]]","v":0}]
[2,26,23,0,0,7,2,0,7,0,0,{"$f":"TOU_CTabulation[[#This Row],[AC System Output (W)]]/1000","v":0},{"$f":"IF(A1395=TOU_CTabulation[[#This Row],[Month]],M1395+TOU_CTabulation[[#This Row],[AC System Output (kW)]],TOU_CTabulation[[#This Row],[AC System Output (kW)]])","v":380.31474099999991},{"$f":"VLOOKUP(TOU_CTabulation[[#This Row],[Month]],Season,2)","v":"Winter"},{"$f":"VLOOKUP(TOU_CTabulation[[#This Row],[Season]],CRate,2)","v":10.5},{"$f":"IF(A1397>TOU_CTabulation[[#This Row],[Month]],TOU_CTabulation[[#This Row],[Day]]*TOU_CTabulation[[#This Row],[Base Allow]],0)","v":0},{"$f":"IF(A1397>TOU_CTabulation[[#This Row],[Month]],TOU_CTabulation[[#This Row],[Month Cumm]],0)","v":0},{"$f":"IF(TOU_CTabulation[[#This Row],[Month Base Gen]]=0,0,TOU_CTabulation[[#This Row],[Month Base Gen]]-TOU_CTabulation[[#This Row],[Day]]*TOU_CTabulation[[#This Row],[Base Allow]])","v":0},{"$f":"VLOOKUP(TOU_CTabulation[[#This Row],[Hour]],daypart,2)","v":"All"},{"$f":"TOU_CTabulation[[#This Row],[Season]]&TOU_CTabulation[[#This Row],[Day-Part]]","v":"WinterAll"},{"$f":"VLOOKUP(TOU_CTabulation[[#This Row],[Daypart]],TOUC,2)","v":0.25901999999999997},{"$f":"VLOOKUP(TOU_CTabulation[[#This Row],[Daypart]],TOUC,3)","v":0.32596000000000003},{"$f":"TOU_CTabulation[[#This Row],[Month Base Allow]]*TOU_CTabulation[[#This Row],[Base Rate]]","v":0},{"$f":"TOU_CTabulation[[#This Row],[Month Overbase Gen]]*TOU_CTabulation[[#This Row],[Over Rate]]","v":0},{"$f":"TOU_CTabulation[[#This Row],[Base Value]]+TOU_CTabulation[[#This Row],[Over Value]]","v":0}]
[2,27,9,879,77,10,2,689.90099999999995,28.196999999999999,2304.364,2217.8330000000001,{"$f":"TOU_CTabulation[[#This Row],[AC System Output (W)]]/1000","v":2.2178330000000002},{"$f":"IF(A1405=TOU_CTabulation[[#This Row],[Month]],M1405+TOU_CTabulation[[#This Row],[AC System Output (kW)]],TOU_CTabulation[[#This Row],[AC System Output (kW)]])","v":384.25277299999993},{"$f":"VLOOKUP(TOU_CTabulation[[#This Row],[Month]],Season,2)","v":"Winter"},{"$f":"VLOOKUP(TOU_CTabulation[[#This Row],[Season]],CRate,2)","v":10.5},{"$f":"IF(A1407>TOU_CTabulation[[#This Row],[Month]],TOU_CTabulation[[#This Row],[Day]]*TOU_CTabulation[[#This Row],[Base Allow]],0)","v":0},{"$f":"IF(A1407>TOU_CTabulation[[#This Row],[Month]],TOU_CTabulation[[#This Row],[Month Cumm]],0)","v":0},{"$f":"IF(TOU_CTabulation[[#This Row],[Month Base Gen]]=0,0,TOU_CTabulation[[#This Row],[Month Base Gen]]-TOU_CTabulation[[#This Row],[Day]]*TOU_CTabulation[[#This Row],[Base Allow]])","v":0},{"$f":"VLOOKUP(TOU_CTabulation[[#This Row],[Hour]],daypart,2)","v":"All"},{"$f":"TOU_CTabulation[[#This Row],[Season]]&TOU_CTabulation[[#This Row],[Day-Part]]","v":"WinterAll"},{"$f":"VLOOKUP(TOU_CTabulation[[#This Row],[Daypart]],TOUC,2)","v":0.25901999999999997},{"$f":"VLOOKUP(TOU_CTabulation[[#This Row],[Daypart]],TOUC,3)","v":0.32596000000000003},{"$f":"TOU_CTabulation[[#This Row],[Month Base Allow]]*TOU_CTabulation[[#This Row],[Base Rate]]","v":0},{"$f":"TOU_CTabulation[[#This Row],[Month Overbase Gen]]*TOU_CTabulation[[#This Row],[Over Rate]]","v":0},{"$f":"TOU_CTabulation[[#This Row],[Base Value]]+TOU_CTabulation[[#This Row],[Over Value]]","v":0}]
[2,27,13,157,331,13,3,492.91399999999999,24.507000000000001,1696.972,1632.66,{"$f":"TOU_CTabulation[[#This Row],[AC System Output (W)]]/1000","v":1.63266},{"$f":"IF(A1409=TOU_CTabulation[[#This Row],[Month]],M1409+TOU_CTabulation[[#This Row],[AC System Output (kW)]],TOU_CTabulation[[#This Row],[AC System Output (kW)]])","v":393.25702699999994},{"$f":"VLOOKUP(TOU_CTabulation[[#This Row],[Month]],Season,2)","v":"Winter"},{"$f":"VLOOKUP(TOU_CTabulation[[#This Row],[Season]],CRate,2)","v":10.5},{"$f":"IF(A1411>TOU_CTabulation[[#This Row],[Month]],TOU_CTabulation[[#This Row],[Day]]*TOU_CTabulation[[#This Row],[Base Allow]],0)","v":0},{"$f":"IF(A1411>TOU_CTabulation[[#This Row],[Month]],TOU_CTabulation[[#This Row],[Month Cumm]],0)","v":0},{"$f":"IF(TOU_CTabulation[[#This Row],[Month Base Gen]]=0,0,TOU_CTabulation[[#This Row],[Month Base Gen]]-TOU_CTabulation[[#This Row],[Day]]*TOU_CTabulation[[#This Row],[Base Allow]])","v":0},{"$f":"VLOOKUP(TOU_CTabulation[[#This Row],[Hour]],daypart,2)","v":"All"},{"$f":"TOU_CTabulation[[#This Row],[Season]]&TOU_CTabulation[[#This Row],[Day-Part]]","v":"WinterAll"},{"$f":"VLOOKUP(TOU_CTabulation[[#This Row],[Daypart]],TOUC,2)","v":0.25901999999999997},{"$f":"VLOOKUP(TOU_CTabulation[[#This Row],[Daypart]],TOUC,3)","v":0.32596000000000003},{"$f":"TOU_CTabulation[[#This Row],[Month Base Allow]]*TOU_CTabulation[[#This Row],[Base Rate]]","v":0},{"$f":"TOU_CTabulation[[#This Row],[Month Overbase Gen]]*TOU_CTabulation[[#This Row],[Over Rate]]","v":0},{"$f":"TOU_CTabulation[[#This Row],[Base Value]]+TOU_CTabulation[[#This Row],[Over Value]]","v":0}]
[2,27,18,0,0,8,2,0,8,0,0,{"$f":"TOU_CTabulation[[#This Row],[AC System Output (W)]]/1000","v":0},{"$f":"IF(A1414=TOU_CTabulation[[#This Row],[Month]],M1414+TOU_CTabulation[[#This Row],[AC System Output (kW)]],TOU_CTabulation[[#This Row],[AC System Output (kW)]])","v":397.65949499999994},{"$f":"VLOOKUP(TOU_CTabulation[[#This Row],[Month]],Season,2)","v":"Winter"},{"$f":"VLOOKUP(TOU_CTabulation[[#This Row],[Season]],CRate,2)","v":10.5},{"$f":"IF(A1416>TOU_CTabulation[[#This Row],[Month]],TOU_CTabulation[[#This Row],[Day]]*TOU_CTabulation[[#This Row],[Base Allow]],0)","v":0},{"$f":"IF(A1416>TOU_CTabulation[[#This Row],[Month]],TOU_CTabulation[[#This Row],[Month Cumm]],0)","v":0},{"$f":"IF(TOU_CTabulation[[#This Row],[Month Base Gen]]=0,0,TOU_CTabulation[[#This Row],[Month Base Gen]]-TOU_CTabulation[[#This Row],[Day]]*TOU_CTabulation[[#This Row],[Base Allow]])","v":0},{"$f":"VLOOKUP(TOU_CTabulation[[#This Row],[Hour]],daypart,2)","v":"All"},{"$f":"TOU_CTabulation[[#This Row],[Season]]&TOU_CTabulation[[#This Row],[Day-Part]]","v":"WinterAll"},{"$f":"VLOOKUP(TOU_CTabulation[[#This Row],[Daypart]],TOUC,2)","v":0.25901999999999997},{"$f":"VLOOKUP(TOU_CTabulation[[#This Row],[Daypart]],TOUC,3)","v":0.32596000000000003},{"$f":"TOU_CTabulation[[#This Row],[Month Base Allow]]*TOU_CTabulation[[#This Row],[Base Rate]]","v":0},{"$f":"TOU_CTabulation[[#This Row],[Month Overbase Gen]]*TOU_CTabulation[[#This Row],[Over Rate]]","v":0},{"$f":"TOU_CTabulation[[#This Row],[Base Value]]+TOU_CTabulation[[#This Row],[Over Value]]","v":0}]
[2,28,3,0,0,4,1,0,4,0,0,{"$f":"TOU_CTabulation[[#This Row],[AC System Output (W)]]/1000","v":0},{"$f":"IF(A1423=TOU_CTabulation[[#This Row],[Month]],M1423+TOU_CTabulation[[#This Row],[AC System Output (kW)]],TOU_CTabulation[[#This Row],[AC System Output (kW)]])","v":397.65949499999994},{"$f":"VLOOKUP(TOU_CTabulation[[#This Row],[Month]],Season,2)","v":"Winter"},{"$f":"VLOOKUP(TOU_CTabulation[[#This Row],[Season]],CRate,2)","v":10.5},{"$f":"IF(A1425>TOU_CTabulation[[#This Row],[Month]],TOU_CTabulation[[#This Row],[Day]]*TOU_CTabulation[[#This Row],[Base Allow]],0)","v":0},{"$f":"IF(A1425>TOU_CTabulation[[#This Row],[Month]],TOU_CTabulation[[#This Row],[Month Cumm]],0)","v":0},{"$f":"IF(TOU_CTabulation[[#This Row],[Month Base Gen]]=0,0,TOU_CTabulation[[#This Row],[Month Base Gen]]-TOU_CTabulation[[#This Row],[Day]]*TOU_CTabulation[[#This Row],[Base Allow]])","v":0},{"$f":"VLOOKUP(TOU_CTabulation[[#This Row],[Hour]],daypart,2)","v":"All"},{"$f":"TOU_CTabulation[[#This Row],[Season]]&TOU_CTabulation[[#This Row],[Day-Part]]","v":"WinterAll"},{"$f":"VLOOKUP(TOU_CTabulation[[#This Row],[Daypart]],TOUC,2)","v":0.25901999999999997},{"$f":"VLOOKUP(TOU_CTabulation[[#This Row],[Daypart]],TOUC,3)","v":0.32596000000000003},{"$f":"TOU_CTabulation[[#This Row],[Month Base Allow]]*TOU_CTabulation[[#This Row],[Base Rate]]","v":0},{"$f":"TOU_CTabulation[[#This Row],[Month Overbase Gen]]*TOU_CTabulation[[#This Row],[Over Rate]]","v":0},{"$f":"TOU_CTabulation[[#This Row],[Base Value]]+TOU_CTabulation[[#This Row],[Over Value]]","v":0}]
[2,28,11,946,99,14,2,971.678,40.406999999999996,3094.3330000000001,2973.7730000000001,{"$f":"TOU_CTabulation[[#This Row],[AC System Output (W)]]/1000","v":2.973773},{"$f":"IF(A1431=TOU_CTabulation[[#This Row],[Month]],M1431+TOU_CTabulation[[#This Row],[AC System Output (kW)]],TOU_CTabulation[[#This Row],[AC System Output (kW)]])","v":405.03057599999994},{"$f":"VLOOKUP(TOU_CTabulation[[#This Row],[Month]],Season,2)","v":"Winter"},{"$f":"VLOOKUP(TOU_CTabulation[[#This Row],[Season]],CRate,2)","v":10.5},{"$f":"IF(A1433>TOU_CTabulation[[#This Row],[Month]],TOU_CTabulation[[#This Row],[Day]]*TOU_CTabulation[[#This Row],[Base Allow]],0)","v":0},{"$f":"IF(A1433>TOU_CTabulation[[#This Row],[Month]],TOU_CTabulation[[#This Row],[Month Cumm]],0)","v":0},{"$f":"IF(TOU_CTabulation[[#This Row],[Month Base Gen]]=0,0,TOU_CTabulation[[#This Row],[Month Base Gen]]-TOU_CTabulation[[#This Row],[Day]]*TOU_CTabulation[[#This Row],[Base Allow]])","v":0},{"$f":"VLOOKUP(TOU_CTabulation[[#This Row],[Hour]],daypart,2)","v":"All"},{"$f":"TOU_CTabulation[[#This Row],[Season]]&TOU_CTabulation[[#This Row],[Day-Part]]","v":"WinterAll"},{"$f":"VLOOKUP(TOU_CTabulation[[#This Row],[Daypart]],TOUC,2)","v":0.25901999999999997},{"$f":"VLOOKUP(TOU_CTabulation[[#This Row],[Daypart]],TOUC,3)","v":0.32596000000000003},{"$f":"TOU_CTabulation[[#This Row],[Month Base Allow]]*TOU_CTabulation[[#This Row],[Base Rate]]","v":0},{"$f":"TOU_CTabulation[[#This Row],[Month Overbase Gen]]*TOU_CTabulation[[#This Row],[Over Rate]]","v":0},{"$f":"TOU_CTabulation[[#This Row],[Base Value]]+TOU_CTabulation[[#This Row],[Over Value]]","v":0}]
[2,28,17,346,25,12,1,91.081999999999994,14.427,249.35300000000001,224.172,{"$f":"TOU_CTabulation[[#This Row],[AC System Output (W)]]/1000","v":0.22417200000000001},{"$f":"IF(A1437=TOU_CTabulation[[#This Row],[Month]],M1437+TOU_CTabulation[[#This Row],[AC System Output (kW)]],TOU_CTabulation[[#This Row],[AC System Output (kW)]])","v":415.97071899999997},{"$f":"VLOOKUP(TOU_CTabulation[[#This Row],[Month]],Season,2)","v":"Winter"},{"$f":"VLOOKUP(TOU_CTabulation[[#This Row],[Season]],CRate,2)","v":10.5},{"$f":"IF(A1439>TOU_CTabulation[[#This Row],[Month]],TOU_CTabulation[[#This Row],[Day]]*TOU_CTabulation[[#This Row],[Base Allow]],0)","v":0},{"$f":"IF(A1439>TOU_CTabulation[[#This Row],[Month]],TOU_CTabulation[[#This Row],[Month Cumm]],0)","v":0},{"$f":"IF(TOU_CTabulation[[#This Row],[Month Base Gen]]=0,0,TOU_CTabulation[[#This Row],[Month Base Gen]]-TOU_CTabulation[[#This Row],[Day]]*TOU_CTabulation[[#This Row],[Base Allow]])","v":0},{"$f":"VLOOKUP(TOU_CTabulation[[#This Row],[Hour]],daypart,2)","v":"All"},{"$f":"TOU_CTabulation[[#This Row],[Season]]&TOU_CTabulation[[#This Row],[Day-Part]]","v":"WinterAll"},{"$f":"VLOOKUP(TOU_CTabulation[[#This Row],[Daypart]],TOUC,2)","v":0.25901999999999997},{"$f":"VLOOKUP(TOU_CTabulation[[#This Row],[Daypart]],TOUC,3)","v":0.32596000000000003},{"$f":"TOU_CTabulation[[#This Row],[Month Base Allow]]*TOU_CTabulation[[#This Row],[Base Rate]]","v":0},{"$f":"TOU_CTabulation[[#This Row],[Month Overbase Gen]]*TOU_CTabulation[[#This Row],[Over Rate]]","v":0},{"$f":"TOU_CTabulation[[#This Row],[Base Value]]+TOU_CTabulation[[#This Row],[Over Value]]","v":0}]
[3,1,4,0,0,6,1,0,6,0,0,{"$f":"TOU_CTabulation[[#This Row],[AC System Output (W)]]/1000","v":0},{"$f":"IF(A1448=TOU_CTabulation[[#This Row],[Month]],M1448+TOU_CTabulation[[#This Row],[AC System Output (kW)]],TOU_CTabulation[[#This Row],[AC System Output (kW)]])","v":0},{"$f":"VLOOKUP(TOU_CTabulation[[#This Row],[Month]],Season,2)","v":"Winter"},{"$f":"VLOOKUP(TOU_CTabulation[[#This Row],[Season]],CRate,2)","v":10.5},{"$f":"IF(A1450>TOU_CTabulation[[#This Row],[Month]],TOU_CTabulation[[#This Row],[Day]]*TOU_CTabulation[[#This Row],[Base Allow]],0)","v":0},{"$f":"IF(A1450>TOU_CTabulation[[#This Row],[Month]],TOU_CTabulation[[#This Row],[Month Cumm]],0)","v":0},{"$f":"IF(TOU_CTabulation[[#This Row],[Month Base Gen]]=0,0,TOU_CTabulation[[#This Row],[Month Base Gen]]-TOU_CTabulation[[#This Row],[Day]]*TOU_CTabulation[[#This Row],[Base Allow]])","v":0},{"$f":"VLOOKUP(TOU_CTabulation[[#This Row],[Hour]],daypart,2)","v":"All"},{"$f":"TOU_CTabulation[[#This Row],[Season]]&TOU_CTabulation[[#This Row],[Day-Part]]","v":"WinterAll"},{"$f":"VLOOKUP(TOU_CTabulation[[#This Row],[Daypart]],TOUC,2)","v":0.25901999999999997},{"$f":"VLOOKUP(TOU_CTabulation[[#This Row],[Daypart]],TOUC,3)","v":0.32596000000000003},{"$f":"TOU_CTabulation[[#This Row],[Month Base Allow]]*TOU_CTabulation[[#This Row],[Base Rate]]","v":0},{"$f":"TOU_CTabulation[[#This Row],[Month Overbase Gen]]*TOU_CTabulation[[#This Row],[Over Rate]]","v":0},{"$f":"TOU_CTabulation[[#This Row],[Base Value]]+TOU_CTabulation[[#This Row],[Over Value]]","v":0}]
[3,1,10,923,99,16,0,881.11699999999996,49.865000000000002,2665.8110000000001,2564.431,{"$f":"TOU_CTabulation[[#This Row],[AC System Output (W)]]/1000","v":2.5644309999999999},{"$f":"IF(A1454=TOU_CTabulation[[#This Row],[Month]],M1454+TOU_CTabulation[[#This Row],[AC System Output (kW)]],TOU_CTabulation[[#This Row],[AC System Output (kW)]])","v":6.6085819999999993},{"$f":"VLOOKUP(TOU_CTabulation[[#This Row],[Month]],Season,2)","v":"Winter"},{"$f":"VLOOKUP(TOU_CTabulation[[#This Row],[Season]],CRate,2)","v":10.5},{"$f":"IF(A1456>TOU_CTabulation[[#This Row],[Month]],TOU_CTabulation[[#This Row],[Day]]*TOU_CTabulation[[#This Row],[Base Allow]],0)","v":0},{"$f":"IF(A1456>TOU_CTabulation[[#This Row],[Month]],TOU_CTabulation[[#This Row],[Month Cumm]],0)","v":0},{"$f":"IF(TOU_CTabulation[[#This Row],[Month Base Gen]]=0,0,TOU_CTabulation[[#This Row],[Month Base Gen]]-TOU_CTabulation[[#This Row],[Day]]*TOU_CTabulation[[#This Row],[Base Allow]])","v":0},{"$f":"VLOOKUP(TOU_CTabulation[[#This Row],[Hour]],daypart,2)","v":"All"},{"$f":"TOU_CTabulation[[#This Row],[Season]]&TOU_CTabulation[[#This Row],[Day-Part]]","v":"WinterAll"},{"$f":"VLOOKUP(TOU_CTabulation[[#This Row],[Daypart]],TOUC,2)","v":0.25901999999999997},{"$f":"VLOOKUP(TOU_CTabulation[[#This Row],[Daypart]],TOUC,3)","v":0.32596000000000003},{"$f":"TOU_CTabulation[[#This Row],[Month Base Allow]]*TOU_CTabulation[[#This Row],[Base Rate]]","v":0},{"$f":"TOU_CTabulation[[#This Row],[Month Overbase Gen]]*TOU_CTabulation[[#This Row],[Over Rate]]","v":0},{"$f":"TOU_CTabulation[[#This Row],[Base Value]]+TOU_CTabulation[[#This Row],[Over Value]]","v":0}]
[3,1,21,0,0,9,0,0,9,0,0,{"$f":"TOU_CTabulation[[#This Row],[AC System Output (W)]]/1000","v":0},{"$f":"IF(A1465=TOU_CTabulation[[#This Row],[Month]],M1465+TOU_CTabulation[[#This Row],[AC System Output (kW)]],TOU_CTabulation[[#This Row],[AC System Output (kW)]])","v":20.480232999999995},{"$f":"VLOOKUP(TOU_CTabulation[[#This Row],[Month]],Season,2)","v":"Winter"},{"$f":"VLOOKUP(TOU_CTabulation[[#This Row],[Season]],CRate,2)","v":10.5},{"$f":"IF(A1467>TOU_CTabulation[[#This Row],[Month]],TOU_CTabulation[[#This Row],[Day]]*TOU_CTabulation[[#This Row],[Base Allow]],0)","v":0},{"$f":"IF(A1467>TOU_CTabulation[[#This Row],[Month]],TOU_CTabulation[[#This Row],[Month Cumm]],0)","v":0},{"$f":"IF(TOU_CTabulation[[#This Row],[Month Base Gen]]=0,0,TOU_CTabulation[[#This Row],[Month Base Gen]]-TOU_CTabulation[[#This Row],[Day]]*TOU_CTabulation[[#This Row],[Base Allow]])","v":0},{"$f":"VLOOKUP(TOU_CTabulation[[#This Row],[Hour]],daypart,2)","v":"All"},{"$f":"TOU_CTabulation[[#This Row],[Season]]&TOU_CTabulation[[#This Row],[Day-Part]]","v":"WinterAll"},{"$f":"VLOOKUP(TOU_CTabulation[[#This Row],[Daypart]],TOUC,2)","v":0.25901999999999997},{"$f":"VLOOKUP(TOU_CTabulation[[#This Row],[Daypart]],TOUC,3)","v":0.32596000000000003},{"$f":"TOU_CTabulation[[#This Row],[Month Base Allow]]*TOU_CTabulation[[#This Row],[Base Rate]]","v":0},{"$f":"TOU_CTabulation[[#This Row],[Month Overbase Gen]]*TOU_CTabulation[[#This Row],[Over Rate]]","v":0},{"$f":"TOU_CTabulation[[#This Row],[Base Value]]+TOU_CTabulation[[#This Row],[Over Value]]","v":0}]
[3,2,0,0,0,7,1,0,7,0,0,{"$f":"TOU_CTabulation[[#This Row],[AC System Output (W)]]/1000","v":0},{"$f":"IF(A1468=TOU_CTabulation[[#This Row],[Month]],M1468+TOU_CTabulation[[#This Row],[AC System Output (kW)]],TOU_CTabulation[[#This Row],[AC System Output (kW)]])","v":20.480232999999995},{"$f":"VLOOKUP(TOU_CTabulation[[#This Row],[Month]],Season,2)","v":"Winter"},{"$f":"VLOOKUP(TOU_CTabulation[[#This Row],[Season]],CRate,2)","v":10.5},{"$f":"IF(A1470>TOU_CTabulation[[#This Row],[Month]],TOU_CTabulation[[#This Row],[Day]]*TOU_CTabulation[[#This Row],[Base Allow]],0)","v":0},{"$f":"IF(A1470>TOU_CTabulation[[#This Row],[Month]],TOU_CTabulation[[#This Row],[Month Cumm]],0)","v":0},{"$f":"IF(TOU_CTabulation[[#This Row],[Month Base Gen]]=0,0,TOU_CTabulation[[#This Row],[Month Base Gen]]-TOU_CTabulation[[#This Row],[Day]]*TOU_CTabulation[[#This Row],[Base Allow]])","v":0},{"$f":"VLOOKUP(TOU_CTabulation[[#This Row],[Hour]],daypart,2)","v":"All"},{"$f":"TOU_CTabulation[[#This Row],[Season]]&TOU_CTabulation[[#This Row],[Day-Part]]","v":"WinterAll"},{"$f":"VLOOKUP(TOU_CTabulation[[#This Row],[Daypart]],TOUC,2)","v":0.25901999999999997},{"$f":"VLOOKUP(TOU_CTabulation[[#This Row],[Daypart]],TOUC,3)","v":0.32596000000000003},{"$f":"TOU_CTabulation[[#This Row],[Month Base Allow]]*TOU_CTabulation[[#This Row],[Base Rate]]","v":0},{"$f":"TOU_CTabulation[[#This Row],[Month Overbase Gen]]*TOU_CTabulation[[#This Row],[Over Rate]]","v":0},{"$f":"TOU_CTabulation[[#This Row],[Base Value]]+TOU_CTabulation[[#This Row],[Over Value]]","v":0}]
[3,2,6,0,0,6,1,0,6,0,0,{"$f":"TOU_CTabulation[[#This Row],[AC System Output (W)]]/1000","v":0},{"$f":"IF(A1474=TOU_CTabulation[[#This Row],[Month]],M1474+TOU_CTabulation[[#This Row],[AC System Output (kW)]],TOU_CTabulation[[#This Row],[AC System Output (kW)]])","v":20.480232999999995},{"$f":"VLOOKUP(TOU_CTabulation[[#This Row],[Month]],Season,2)","v":"Winter"},{"$f":"VLOOKUP(TOU_CTabulation[[#This Row],[Season]],CRate,2)","v":10.5},{"$f":"IF(A1476>TOU_CTabulation[[#This Row],[Month]],TOU_CTabulation[[#This Row],[Day]]*TOU_CTabulation[[#This Row],[Base Allow]],0)","v":0},{"$f":"IF(A1476>TOU_CTabulation[[#This Row],[Month]],TOU_CTabulation[[#This Row],[Month Cumm]],0)","v":0},{"$f":"IF(TOU_CTabulation[[#This Row],[Month Base Gen]]=0,0,TOU_CTabulation[[#This Row],[Month Base Gen]]-TOU_CTabulation[[#This Row],[Day]]*TOU_CTabulation[[#This Row],[Base Allow]])","v":0},{"$f":"VLOOKUP(TOU_CTabulation[[#This Row],[Hour]],daypart,2)","v":"All"},{"$f":"TOU_CTabulation[[#This Row],[Season]]&TOU_CTabulation[[#This Row],[Day-Part]]","v":"WinterAll"},{"$f":"VLOOKUP(TOU_CTabulation[[#This Row],[Daypart]],TOUC,2)","v":0.25901999999999997},{"$f":"VLOOKUP(TOU_CTabulation[[#This Row],[Daypart]],TOUC,3)","v":0.32596000000000003},{"$f":"TOU_CTabulation[[#This Row],[Month Base Allow]]*TOU_CTabulation[[#This Row],[Base Rate]]","v":0},{"$f":"TOU_CTabulation[[#This Row],[Month Overbase Gen]]*TOU_CTabulation[[#This Row],[Over Rate]]","v":0},{"$f":"TOU_CTabulation[[#This Row],[Base Value]]+TOU_CTabulation[[#This Row],[Over Value]]","v":0}]
[3,2,15,826,86,16,3,601.22299999999996,30.736000000000001,1964.665,1890.9839999999999,{"$f":"TOU_CTabulation[[#This Row],[AC System Output (W)]]/1000","v":1.890984},{"$f":"IF(A1483=TOU_CTabulation[[#This Row],[Month]],M1483+TOU_CTabulation[[#This Row],[AC System Output (kW)]],TOU_CTabulation[[#This Row],[AC System Output (kW)]])","v":40.726509999999998},{"$f":"VLOOKUP(TOU_CTabulation[[#This Row],[Month]],Season,2)","v":"Winter"},{"$f":"VLOOKUP(TOU_CTabulation[[#This Row],[Season]],CRate,2)","v":10.5},{"$f":"IF(A1485>TOU_CTabulation[[#This Row],[Month]],TOU_CTabulation[[#This Row],[Day]]*TOU_CTabulation[[#This Row],[Base Allow]],0)","v":0},{"$f":"IF(A1485>TOU_CTabulation[[#This Row],[Month]],TOU_CTabulation[[#This Row],[Month Cumm]],0)","v":0},{"$f":"IF(TOU_CTabulation[[#This Row],[Month Base Gen]]=0,0,TOU_CTabulation[[#This Row],[Month Base Gen]]-TOU_CTabulation[[#This Row],[Day]]*TOU_CTabulation[[#This Row],[Base Allow]])","v":0},{"$f":"VLOOKUP(TOU_CTabulation[[#This Row],[Hour]],daypart,2)","v":"All"},{"$f":"TOU_CTabulation[[#This Row],[Season]]&TOU_CTabulation[[#This Row],[Day-Part]]","v":"WinterAll"},{"$f":"VLOOKUP(TOU_CTabulation[[#This Row],[Daypart]],TOUC,2)","v":0.25901999999999997},{"$f":"VLOOKUP(TOU_CTabulation[[#This Row],[Daypart]],TOUC,3)","v":0.32596000000000003},{"$f":"TOU_CTabulation[[#This Row],[Month Base Allow]]*TOU_CTabulation[[#This Row],[Base Rate]]","v":0},{"$f":"TOU_CTabulation[[#This Row],[Month Overbase Gen]]*TOU_CTabulation[[#This Row],[Over Rate]]","v":0},{"$f":"TOU_CTabulation[[#This Row],[Base Value]]+TOU_CTabulation[[#This Row],[Over Value]]","v":0}]
[3,2,23,0,0,7,0,0,7,0,0,{"$f":"TOU_CTabulation[[#This Row],[AC System Output (W)]]/1000","v":0},{"$f":"IF(A1491=TOU_CTabulation[[#This Row],[Month]],M1491+TOU_CTabulation[[#This Row],[AC System Output (kW)]],TOU_CTabulation[[#This Row],[AC System Output (kW)]])","v":42.009992999999994},{"$f":"VLOOKUP(TOU_CTabulation[[#This Row],[Month]],Season,2)","v":"Winter"},{"$f":"VLOOKUP(TOU_CTabulation[[#This Row],[Season]],CRate,2)","v":10.5},{"$f":"IF(A1493>TOU_CTabulation[[#This Row],[Month]],TOU_CTabulation[[#This Row],[Day]]*TOU_CTabulation[[#This Row],[Base Allow]],0)","v":0},{"$f":"IF(A1493>TOU_CTabulation[[#This Row],[Month]],TOU_CTabulation[[#This Row],[Month Cumm]],0)","v":0},{"$f":"IF(TOU_CTabulation[[#This Row],[Month Base Gen]]=0,0,TOU_CTabulation[[#This Row],[Month Base Gen]]-TOU_CTabulation[[#This Row],[Day]]*TOU_CTabulation[[#This Row],[Base Allow]])","v":0},{"$f":"VLOOKUP(TOU_CTabulation[[#This Row],[Hour]],daypart,2)","v":"All"},{"$f":"TOU_CTabulation[[#This Row],[Season]]&TOU_CTabulation[[#This Row],[Day-Part]]","v":"WinterAll"},{"$f":"VLOOKUP(TOU_CTabulation[[#This Row],[Daypart]],TOUC,2)","v":0.25901999999999997},{"$f":"VLOOKUP(TOU_CTabulation[[#This Row],[Daypart]],TOUC,3)","v":0.32596000000000003},{"$f":"TOU_CTabulation[[#This Row],[Month Base Allow]]*TOU_CTabulation[[#This Row],[Base Rate]]","v":0},{"$f":"TOU_CTabulation[[#This Row],[Month Overbase Gen]]*TOU_CTabulation[[#This Row],[Over Rate]]","v":0},{"$f":"TOU_CTabulation[[#This Row],[Base Value]]+TOU_CTabulation[[#This Row],[Over Value]]","v":0}]
[3,3,8,807,72,13,2,495.82299999999998,24.872,1631.55,1569.4269999999999,{"$f":"TOU_CTabulation[[#This Row],[AC System Output (W)]]/1000","v":1.5694269999999999},{"$f":"IF(A1500=TOU_CTabulation[[#This Row],[Month]],M1500+TOU_CTabulation[[#This Row],[AC System Output (kW)]],TOU_CTabulation[[#This Row],[AC System Output (kW)]])","v":43.910894999999989},{"$f":"VLOOKUP(TOU_CTabulation[[#This Row],[Month]],Season,2)","v":"Winter"},{"$f":"VLOOKUP(TOU_CTabulation[[#This Row],[Season]],CRate,2)","v":10.5},{"$f":"IF(A1502>TOU_CTabulation[[#This Row],[Month]],TOU_CTabulation[[#This Row],[Day]]*TOU_CTabulation[[#This Row],[Base Allow]],0)","v":0},{"$f":"IF(A1502>TOU_CTabulation[[#This Row],[Month]],TOU_CTabulation[[#This Row],[Month Cumm]],0)","v":0},{"$f":"IF(TOU_CTabulation[[#This Row],[Month Base Gen]]=0,0,TOU_CTabulation[[#This Row],[Month Base Gen]]-TOU_CTabulation[[#This Row],[Day]]*TOU_CTabulation[[#This Row],[Base Allow]])","v":0},{"$f":"VLOOKUP(TOU_CTabulation[[#This Row],[Hour]],daypart,2)","v":"All"},{"$f":"TOU_CTabulation[[#This Row],[Season]]&TOU_CTabulation[[#This Row],[Day-Part]]","v":"WinterAll"},{"$f":"VLOOKUP(TOU_CTabulation[[#This Row],[Daypart]],TOUC,2)","v":0.25901999999999997},{"$f":"VLOOKUP(TOU_CTabulation[[#This Row],[Daypart]],TOUC,3)","v":0.32596000000000003},{"$f":"TOU_CTabulation[[#This Row],[Month Base Allow]]*TOU_CTabulation[[#This Row],[Base Rate]]","v":0},{"$f":"TOU_CTabulation[[#This Row],[Month Overbase Gen]]*TOU_CTabulation[[#This Row],[Over Rate]]","v":0},{"$f":"TOU_CTabulation[[#This Row],[Base Value]]+TOU_CTabulation[[#This Row],[Over Value]]","v":0}]
[3,3,13,958,99,19,1,960.24599999999998,49.948999999999998,2908.6280000000002,2796.5889999999999,{"$f":"TOU_CTabulation[[#This Row],[AC System Output (W)]]/1000","v":2.796589},{"$f":"IF(A1505=TOU_CTabulation[[#This Row],[Month]],M1505+TOU_CTabulation[[#This Row],[AC System Output (kW)]],TOU_CTabulation[[#This Row],[AC System Output (kW)]])","v":57.54172299999999},{"$f":"VLOOKUP(TOU_CTabulation[[#This Row],[Month]],Season,2)","v":"Winter"},{"$f":"VLOOKUP(TOU_CTabulation[[#This Row],[Season]],CRate,2)","v":10.5},{"$f":"IF(A1507>TOU_CTabulation[[#This Row],[Month]],TOU_CTabulation[[#This Row],[Day]]*TOU_CTabulation[[#This Row],[Base Allow]],0)","v":0},{"$f":"IF(A1507>TOU_CTabulation[[#This Row],[Month]],TOU_CTabulation[[#This Row],[Month Cumm]],0)","v":0},{"$f":"IF(TOU_CTabulation[[#This Row],[Month Base Gen]]=0,0,TOU_CTabulation[[#This Row],[Month Base Gen]]-TOU_CTabulation[[#This Row],[Day]]*TOU_CTabulation[[#This Row],[Base Allow]])","v":0},{"$f":"VLOOKUP(TOU_CTabulation[[#This Row],[Hour]],daypart,2)","v":"All"},{"$f":"TOU_CTabulation[[#This Row],[Season]]&TOU_CTabulation[[#This Row],[Day-Part]]","v":"WinterAll"},{"$f":"VLOOKUP(TOU_CTabulation[[#This Row],[Daypart]],TOUC,2)","v":0.25901999999999997},{"$f":"VLOOKUP(TOU_CTabulation[[#This Row],[Daypart]],TOUC,3)","v":0.32596000000000003},{"$f":"TOU_CTabulation[[#This Row],[Month Base Allow]]*TOU_CTabulation[[#This Row],[Base Rate]]","v":0},{"$f":"TOU_CTabulation[[#This Row],[Month Overbase Gen]]*TOU_CTabulation[[#This Row],[Over Rate]]","v":0},{"$f":"TOU_CTabulation[[#This Row],[Base Value]]+TOU_CTabulation[[#This Row],[Over Value]]","v":0}]
[3,4,1,0,0,7,1,0,7,0,0,{"$f":"TOU_CTabulation[[#This Row],[AC System Output (W)]]/1000","v":0},{"$f":"IF(A1517=TOU_CTabulation[[#This Row],[Month]],M1517+TOU_CTabulation[[#This Row],[AC System Output (kW)]],TOU_CTabulation[[#This Row],[AC System Output (kW)]])","v":63.149353999999995},{"$f":"VLOOKUP(TOU_CTabulation[[#This Row],[Month]],Season,2)","v":"Winter"},{"$f":"VLOOKUP(TOU_CTabulation[[#This Row],[Season]],CRate,2)","v":10.5},{"$f":"IF(A1519>TOU_CTabulation[[#This Row],[Month]],TOU_CTabulation[[#This Row],[Day]]*TOU_CTabulation[[#This Row],[Base Allow]],0)","v":0},{"$f":"IF(A1519>TOU_CTabulation[[#This Row],[Month]],TOU_CTabulation[[#This Row],[Month Cumm]],0)","v":0},{"$f":"IF(TOU_CTabulation[[#This Row],[Month Base Gen]]=0,0,TOU_CTabulation[[#This Row],[Month Base Gen]]-TOU_CTabulation[[#This Row],[Day]]*TOU_CTabulation[[#This Row],[Base Allow]])","v":0},{"$f":"VLOOKUP(TOU_CTabulation[[#This Row],[Hour]],daypart,2)","v":"All"},{"$f":"TOU_CTabulation[[#This Row],[Season]]&TOU_CTabulation[[#This Row],[Day-Part]]","v":"WinterAll"},{"$f":"VLOOKUP(TOU_CTabulation[[#This Row],[Daypart]],TOUC,2)","v":0.25901999999999997},{"$f":"VLOOKUP(TOU_CTabulation[[#This Row],[Daypart]],TOUC,3)","v":0.32596000000000003},{"$f":"TOU_CTabulation[[#This Row],[Month Base Allow]]*TOU_CTabulation[[#This Row],[Base Rate]]","v":0},{"$f":"TOU_CTabulation[[#This Row],[Month Overbase Gen]]*TOU_CTabulation[[#This Row],[Over Rate]]","v":0},{"$f":"TOU_CTabulation[[#This Row],[Base Value]]+TOU_CTabulation[[#This Row],[Over Value]]","v":0}]
[3,4,10,947,98,18,0,907.54600000000005,52.579000000000001,2706.9349999999999,2603.788,{"$f":"TOU_CTabulation[[#This Row],[AC System Output (W)]]/1000","v":2.6037880000000002},{"$f":"IF(A1526=TOU_CTabulation[[#This Row],[Month]],M1526+TOU_CTabulation[[#This Row],[AC System Output (kW)]],TOU_CTabulation[[#This Row],[AC System Output (kW)]])","v":70.269775999999993},{"$f":"VLOOKUP(TOU_CTabulation[[#This Row],[Month]],Season,2)","v":"Winter"},{"$f":"VLOOKUP(TOU_CTabulation[[#This Row],[Season]],CRate,2)","v":10.5},{"$f":"IF(A1528>TOU_CTabulation[[#This Row],[Month]],TOU_CTabulation[[#This Row],[Day]]*TOU_CTabulation[[#This Row],[Base Allow]],0)","v":0},{"$f":"IF(A1528>TOU_CTabulation[[#This Row],[Month]],TOU_CTabulation[[#This Row],[Month Cumm]],0)","v":0},{"$f":"IF(TOU_CTabulation[[#This Row],[Month Base Gen]]=0,0,TOU_CTabulation[[#This Row],[Month Base Gen]]-TOU_CTabulation[[#This Row],[Day]]*TOU_CTabulation[[#This Row],[Base Allow]])","v":0},{"$f":"VLOOKUP(TOU_CTabulation[[#This Row],[Hour]],daypart,2)","v":"All"},{"$f":"TOU_CTabulation[[#This Row],[Season]]&TOU_CTabulation[[#This Row],[Day-Part]]","v":"WinterAll"},{"$f":"VLOOKUP(TOU_CTabulation[[#This Row],[Daypart]],TOUC,2)","v":0.25901999999999997},{"$f":"VLOOKUP(TOU_CTabulation[[#This Row],[Daypart]],TOUC,3)","v":0.32596000000000003},{"$f":"TOU_CTabulation[[#This Row],[Month Base Allow]]*TOU_CTabulation[[#This Row],[Base Rate]]","v":0},{"$f":"TOU_CTabulation[[#This Row],[Month Overbase Gen]]*TOU_CTabulation[[#This Row],[Over Rate]]","v":0},{"$f":"TOU_CTabulation[[#This Row],[Base Value]]+TOU_CTabulation[[#This Row],[Over Value]]","v":0}]
[3,4,18,0,0,11,1,0,11,0,0,{"$f":"TOU_CTabulation[[#This Row],[AC System Output (W)]]/1000","v":0},{"$f":"IF(A1534=TOU_CTabulation[[#This Row],[Month]],M1534+TOU_CTabulation[[#This Row],[AC System Output (kW)]],TOU_CTabulation[[#This Row],[AC System Output (kW)]])","v":84.272547000000003},{"$f":"VLOOKUP(TOU_CTabulation[[#This Row],[Month]],Season,2)","v":"Winter"},{"$f":"VLOOKUP(TOU_CTabulation[[#This Row],[Season]],CRate,2)","v":10.5},{"$f":"IF(A1536>TOU_CTabulation[[#This Row],[Month]],TOU_CTabulation[[#This Row],[Day]]*TOU_CTabulation[[#This Row],[Base Allow]],0)","v":0},{"$f":"IF(A1536>TOU_CTabulation[[#This Row],[Month]],TOU_CTabulation[[#This Row],[Month Cumm]],0)","v":0},{"$f":"IF(TOU_CTabulation[[#This Row],[Month Base Gen]]=0,0,TOU_CTabulation[[#This Row],[Month Base Gen]]-TOU_CTabulation[[#This Row],[Day]]*TOU_CTabulation[[#This Row],[Base Allow]])","v":0},{"$f":"VLOOKUP(TOU_CTabulation[[#This Row],[Hour]],daypart,2)","v":"All"},{"$f":"TOU_CTabulation[[#This Row],[Season]]&TOU_CTabulation[[#This Row],[Day-Part]]","v":"WinterAll"},{"$f":"VLOOKUP(TOU_CTabulation[[#This Row],[Daypart]],TOUC,2)","v":0.25901999999999997},{"$f":"VLOOKUP(TOU_CTabulation[[#This Row],[Daypart]],TOUC,3)","v":0.32596000000000003},{"$f":"TOU_CTabulation[[#This Row],[Month Base Allow]]*TOU_CTabulation[[#This Row],[Base Rate]]","v":0},{"$f":"TOU_CTabulation[[#This Row],[Month Overbase Gen]]*TOU_CTabulation[[#This Row],[Over Rate]]","v":0},{"$f":"TOU_CTabulation[[#This Row],[Base Value]]+TOU_CTabulation[[#This Row],[Over Value]]","v":0}]
[3,5,0,0,0,8,1,0,8,0,0,{"$f":"TOU_CTabulation[[#This Row],[AC System Output (W)]]/1000","v":0},{"$f":"IF(A1540=TOU_CTabulation[[#This Row],[Month]],M1540+TOU_CTabulation[[#This Row],[AC System Output (kW)]],TOU_CTabulation[[#This Row],[AC System Output (kW)]])","v":84.272547000000003},{"$f":"VLOOKUP(TOU_CTabulation[[#This Row],[Month]],Season,2)","v":"Winter"},{"$f":"VLOOKUP(TOU_CTabulation[[#This Row],[Season]],CRate,2)","v":10.5},{"$f":"IF(A1542>TOU_CTabulation[[#This Row],[Month]],TOU_CTabulation[[#This Row],[Day]]*TOU_CTabulation[[#This Row],[Base Allow]],0)","v":0},{"$f":"IF(A1542>TOU_CTabulation[[#This Row],[Month]],TOU_CTabulation[[#This Row],[Month Cumm]],0)","v":0},{"$f":"IF(TOU_CTabulation[[#This Row],[Month Base Gen]]=0,0,TOU_CTabulation[[#This Row],[Month Base Gen]]-TOU_CTabulation[[#This Row],[Day]]*TOU_CTabulation[[#This Row],[Base Allow]])","v":0},{"$f":"VLOOKUP(TOU_CTabulation[[#This Row],[Hour]],daypart,2)","v":"All"},{"$f":"TOU_CTabulation[[#This Row],[Season]]&TOU_CTabulation[[#This Row],[Day-Part]]","v":"WinterAll"},{"$f":"VLOOKUP(TOU_CTabulation[[#This Row],[Daypart]],TOUC,2)","v":0.25901999999999997},{"$f":"VLOOKUP(TOU_CTabulation[[#This Row],[Daypart]],TOUC,3)","v":0.32596000000000003},{"$f":"TOU_CTabulation[[#This Row],[Month Base Allow]]*TOU_CTabulation[[#This Row],[Base Rate]]","v":0},{"$f":"TOU_CTabulation[[#This Row],[Month Overbase Gen]]*TOU_CTabulation[[#This Row],[Over Rate]]","v":0},{"$f":"TOU_CTabulation[[#This Row],[Base Value]]+TOU_CTabulation[[#This Row],[Over Value]]","v":0}]
[3,5,3,0,0,6,1,0,6,0,0,{"$f":"TOU_CTabulation[[#This Row],[AC System Output (W)]]/1000","v":0},{"$f":"IF(A1543=TOU_CTabulation[[#This Row],[Month]],M1543+TOU_CTabulation[[#This Row],[AC System Output (kW)]],TOU_CTabulation[[#This Row],[AC System Output (kW)]])","v":84.272547000000003},{"$f":"VLOOKUP(TOU_CTabulation[[#This Row],[Month]],Season,2)","v":"Winter"},{"$f":"VLOOKUP(TOU_CTabulation[[#This Row],[Season]],CRate,2)","v":10.5},{"$f":"IF(A1545>TOU_CTabulation[[#This Row],[Month]],TOU_CTabulation[[#This Row],[Day]]*TOU_CTabulation[[#This Row],[Base Allow]],0)","v":0},{"$f":"IF(A1545>TOU_CTabulation[[#This Row],[Month]],TOU_CTabulation[[#This Row],[Month Cumm]],0)","v":0},{"$f":"IF(TOU_CTabulation[[#This Row],[Month Base Gen]]=0,0,TOU_CTabulation[[#This Row],[Month Base Gen]]-TOU_CTabulation[[#This Row],[Day]]*TOU_CTabulation[[#This Row],[Base Allow]])","v":0},{"$f":"VLOOKUP(TOU_CTabulation[[#This Row],[Hour]],daypart,2)","v":"All"},{"$f":"TOU_CTabulation[[#This Row],[Season]]&TOU_CTabulation[[#This Row],[Day-Part]]","v":"WinterAll"},{"$f":"VLOOKUP(TOU_CTabulation[[#This Row],[Daypart]],TOUC,2)","v":0.25901999999999997},{"$f":"VLOOKUP(TOU_CTabulation[[#This Row],[Daypart]],TOUC,3)","v":0.32596000000000003},{"$f":"TOU_CTabulation[[#This Row],[Month Base Allow]]*TOU_CTabulation[[#This Row],[Base Rate]]","v":0},{"$f":"TOU_CTabulation[[#This Row],[Month Overbase Gen]]*TOU_CTabulation[[#This Row],[Over Rate]]","v":0},{"$f":"TOU_CTabulation[[#This Row],[Base Value]]+TOU_CTabulation[[#This Row],[Over Value]]","v":0}]
[3,5,10,895,107,16,1,876.33500000000004,42.938000000000002,2750.3409999999999,2645.3119999999999,{"$f":"TOU_CTabulation[[#This Row],[AC System Output (W)]]/1000","v":2.6453120000000001},{"$f":"IF(A1550=TOU_CTabulation[[#This Row],[Month]],M1550+TOU_CTabulation[[#This Row],[AC System Output (kW)]],TOU_CTabulation[[#This Row],[AC System Output (kW)]])","v":90.341317000000004},{"$f":"VLOOKUP(TOU_CTabulation[[#This Row],[Month]],Season,2)","v":"Winter"},{"$f":"VLOOKUP(TOU_CTabulation[[#This Row],[Season]],CRate,2)","v":10.5},{"$f":"IF(A1552>TOU_CTabulation[[#This Row],[Month]],TOU_CTabulation[[#This Row],[Day]]*TOU_CTabulation[[#This Row],[Base Allow]],0)","v":0},{"$f":"IF(A1552>TOU_CTabulation[[#This Row],[Month]],TOU_CTabulation[[#This Row],[Month Cumm]],0)","v":0},{"$f":"IF(TOU_CTabulation[[#This Row],[Month Base Gen]]=0,0,TOU_CTabulation[[#This Row],[Month Base Gen]]-TOU_CTabulation[[#This Row],[Day]]*TOU_CTabulation[[#This Row],[Base Allow]])","v":0},{"$f":"VLOOKUP(TOU_CTabulation[[#This Row],[Hour]],daypart,2)","v":"All"},{"$f":"TOU_CTabulation[[#This Row],[Season]]&TOU_CTabulation[[#This Row],[Day-Part]]","v":"WinterAll"},{"$f":"VLOOKUP(TOU_CTabulation[[#This Row],[Daypart]],TOUC,2)","v":0.25901999999999997},{"$f":"VLOOKUP(TOU_CTabulation[[#This Row],[Daypart]],TOUC,3)","v":0.32596000000000003},{"$f":"TOU_CTabulation[[#This Row],[Month Base Allow]]*TOU_CTabulation[[#This Row],[Base Rate]]","v":0},{"$f":"TOU_CTabulation[[#This Row],[Month Overbase Gen]]*TOU_CTabulation[[#This Row],[Over Rate]]","v":0},{"$f":"TOU_CTabulation[[#This Row],[Base Value]]+TOU_CTabulation[[#This Row],[Over Value]]","v":0}]
[3,5,20,0,0,9,1,0,9,0,0,{"$f":"TOU_CTabulation[[#This Row],[AC System Output (W)]]/1000","v":0},{"$f":"IF(A1560=TOU_CTabulation[[#This Row],[Month]],M1560+TOU_CTabulation[[#This Row],[AC System Output (kW)]],TOU_CTabulation[[#This Row],[AC System Output (kW)]])","v":103.92713500000001},{"$f":"VLOOKUP(TOU_CTabulation[[#This Row],[Month]],Season,2)","v":"Winter"},{"$f":"VLOOKUP(TOU_CTabulation[[#This Row],[Season]],CRate,2)","v":10.5},{"$f":"IF(A1562>TOU_CTabulation[[#This Row],[Month]],TOU_CTabulation[[#This Row],[Day]]*TOU_CTabulation[[#This Row],[Base Allow]],0)","v":0},{"$f":"IF(A1562>TOU_CTabulation[[#This Row],[Month]],TOU_CTabulation[[#This Row],[Month Cumm]],0)","v":0},{"$f":"IF(TOU_CTabulation[[#This Row],[Month Base Gen]]=0,0,TOU_CTabulation[[#This Row],[Month Base Gen]]-TOU_CTabulation[[#This Row],[Day]]*TOU_CTabulation[[#This Row],[Base Allow]])","v":0},{"$f":"VLOOKUP(TOU_CTabulation[[#This Row],[Hour]],daypart,2)","v":"All"},{"$f":"TOU_CTabulation[[#This Row],[Season]]&TOU_CTabulation[[#This Row],[Day-Part]]","v":"WinterAll"},{"$f":"VLOOKUP(TOU_CTabulation[[#This Row],[Daypart]],TOUC,2)","v":0.25901999999999997},{"$f":"VLOOKUP(TOU_CTabulation[[#This Row],[Daypart]],TOUC,3)","v":0.32596000000000003},{"$f":"TOU_CTabulation[[#This Row],[Month Base Allow]]*TOU_CTabulation[[#This Row],[Base Rate]]","v":0},{"$f":"TOU_CTabulation[[#This Row],[Month Overbase Gen]]*TOU_CTabulation[[#This Row],[Over Rate]]","v":0},{"$f":"TOU_CTabulation[[#This Row],[Base Value]]+TOU_CTabulation[[#This Row],[Over Value]]","v":0}]
[3,6,7,0,64,10,2,61.706000000000003,9.6240000000000006,227.399,202.661,{"$f":"TOU_CTabulation[[#This Row],[AC System Output (W)]]/1000","v":0.20266100000000001},{"$f":"IF(A1571=TOU_CTabulation[[#This Row],[Month]],M1571+TOU_CTabulation[[#This Row],[AC System Output (kW)]],TOU_CTabulation[[#This Row],[AC System Output (kW)]])","v":104.12979600000001},{"$f":"VLOOKUP(TOU_CTabulation[[#This Row],[Month]],Season,2)","v":"Winter"},{"$f":"VLOOKUP(TOU_CTabulation[[#This Row],[Season]],CRate,2)","v":10.5},{"$f":"IF(A1573>TOU_CTabulation[[#This Row],[Month]],TOU_CTabulation[[#This Row],[Day]]*TOU_CTabulation[[#This Row],[Base Allow]],0)","v":0},{"$f":"IF(A1573>TOU_CTabulation[[#This Row],[Month]],TOU_CTabulation[[#This Row],[Month Cumm]],0)","v":0},{"$f":"IF(TOU_CTabulation[[#This Row],[Month Base Gen]]=0,0,TOU_CTabulation[[#This Row],[Month Base Gen]]-TOU_CTabulation[[#This Row],[Day]]*TOU_CTabulation[[#This Row],[Base Allow]])","v":0},{"$f":"VLOOKUP(TOU_CTabulation[[#This Row],[Hour]],daypart,2)","v":"All"},{"$f":"TOU_CTabulation[[#This Row],[Season]]&TOU_CTabulation[[#This Row],[Day-Part]]","v":"WinterAll"},{"$f":"VLOOKUP(TOU_CTabulation[[#This Row],[Daypart]],TOUC,2)","v":0.25901999999999997},{"$f":"VLOOKUP(TOU_CTabulation[[#This Row],[Daypart]],TOUC,3)","v":0.32596000000000003},{"$f":"TOU_CTabulation[[#This Row],[Month Base Allow]]*TOU_CTabulation[[#This Row],[Base Rate]]","v":0},{"$f":"TOU_CTabulation[[#This Row],[Month Overbase Gen]]*TOU_CTabulation[[#This Row],[Over Rate]]","v":0},{"$f":"TOU_CTabulation[[#This Row],[Base Value]]+TOU_CTabulation[[#This Row],[Over Value]]","v":0}]
[3,6,13,50,311,13,3,364.75900000000001,20.823,1277.963,1226.981,{"$f":"TOU_CTabulation[[#This Row],[AC System Output (W)]]/1000","v":1.2269810000000001},{"$f":"IF(A1577=TOU_CTabulation[[#This Row],[Month]],M1577+TOU_CTabulation[[#This Row],[AC System Output (kW)]],TOU_CTabulation[[#This Row],[AC System Output (kW)]])","v":108.455252},{"$f":"VLOOKUP(TOU_CTabulation[[#This Row],[Month]],Season,2)","v":"Winter"},{"$f":"VLOOKUP(TOU_CTabulation[[#This Row],[Season]],CRate,2)","v":10.5},{"$f":"IF(A1579>TOU_CTabulation[[#This Row],[Month]],TOU_CTabulation[[#This Row],[Day]]*TOU_CTabulation[[#This Row],[Base Allow]],0)","v":0},{"$f":"IF(A1579>TOU_CTabulation[[#This Row],[Month]],TOU_CTabulation[[#This Row],[Month Cumm]],0)","v":0},{"$f":"IF(TOU_CTabulation[[#This Row],[Month Base Gen]]=0,0,TOU_CTabulation[[#This Row],[Month Base Gen]]-TOU_CTabulation[[#This Row],[Day]]*TOU_CTabulation[[#This Row],[Base Allow]])","v":0},{"$f":"VLOOKUP(TOU_CTabulation[[#This Row],[Hour]],daypart,2)","v":"All"},{"$f":"TOU_CTabulation[[#This Row],[Season]]&TOU_CTabulation[[#This Row],[Day-Part]]","v":"WinterAll"},{"$f":"VLOOKUP(TOU_CTabulation[[#This Row],[Daypart]],TOUC,2)","v":0.25901999999999997},{"$f":"VLOOKUP(TOU_CTabulation[[#This Row],[Daypart]],TOUC,3)","v":0.32596000000000003},{"$f":"TOU_CTabulation[[#This Row],[Month Base Allow]]*TOU_CTabulation[[#This Row],[Base Rate]]","v":0},{"$f":"TOU_CTabulation[[#This Row],[Month Overbase Gen]]*TOU_CTabulation[[#This Row],[Over Rate]]","v":0},{"$f":"TOU_CTabulation[[#This Row],[Base Value]]+TOU_CTabulation[[#This Row],[Over Value]]","v":0}]
[3,6,22,0,0,9,2,0,9,0,0,{"$f":"TOU_CTabulation[[#This Row],[AC System Output (W)]]/1000","v":0},{"$f":"IF(A1586=TOU_CTabulation[[#This Row],[Month]],M1586+TOU_CTabulation[[#This Row],[AC System Output (kW)]],TOU_CTabulation[[#This Row],[AC System Output (kW)]])","v":108.71366399999999},{"$f":"VLOOKUP(TOU_CTabulation[[#This Row],[Month]],Season,2)","v":"Winter"},{"$f":"VLOOKUP(TOU_CTabulation[[#This Row],[Season]],CRate,2)","v":10.5},{"$f":"IF(A1588>TOU_CTabulation[[#This Row],[Month]],TOU_CTabulation[[#This Row],[Day]]*TOU_CTabulation[[#This Row],[Base Allow]],0)","v":0},{"$f":"IF(A1588>TOU_CTabulation[[#This Row],[Month]],TOU_CTabulation[[#This Row],[Month Cumm]],0)","v":0},{"$f":"IF(TOU_CTabulation[[#This Row],[Month Base Gen]]=0,0,TOU_CTabulation[[#This Row],[Month Base Gen]]-TOU_CTabulation[[#This Row],[Day]]*TOU_CTabulation[[#This Row],[Base Allow]])","v":0},{"$f":"VLOOKUP(TOU_CTabulation[[#This Row],[Hour]],daypart,2)","v":"All"},{"$f":"TOU_CTabulation[[#This Row],[Season]]&TOU_CTabulation[[#This Row],[Day-Part]]","v":"WinterAll"},{"$f":"VLOOKUP(TOU_CTabulation[[#This Row],[Daypart]],TOUC,2)","v":0.25901999999999997},{"$f":"VLOOKUP(TOU_CTabulation[[#This Row],[Daypart]],TOUC,3)","v":0.32596000000000003},{"$f":"TOU_CTabulation[[#This Row],[Month Base Allow]]*TOU_CTabulation[[#This Row],[Base Rate]]","v":0},{"$f":"TOU_CTabulation[[#This Row],[Month Overbase Gen]]*TOU_CTabulation[[#This Row],[Over Rate]]","v":0},{"$f":"TOU_CTabulation[[#This Row],[Base Value]]+TOU_CTabulation[[#This Row],[Over Value]]","v":0}]
[3,7,6,0,0,9,2,0,9,0,0,{"$f":"TOU_CTabulation[[#This Row],[AC System Output (W)]]/1000","v":0},{"$f":"IF(A1594=TOU_CTabulation[[#This Row],[Month]],M1594+TOU_CTabulation[[#This Row],[AC System Output (kW)]],TOU_CTabulation[[#This Row],[AC System Output (kW)]])","v":108.71366399999999},{"$f":"VLOOKUP(TOU_CTabulation[[#This Row],[Month]],Season,2)","v":"Winter"},{"$f":"VLOOKUP(TOU_CTabulation[[#This Row],[Season]],CRate,2)","v":10.5},{"$f":"IF(A1596>TOU_CTabulation[[#This Row],[Month]],TOU_CTabulation[[#This Row],[Day]]*TOU_CTabulation[[#This Row],[Base Allow]],0)","v":0},{"$f":"IF(A1596>TOU_CTabulation[[#This Row],[Month]],TOU_CTabulation[[#This Row],[Month Cumm]],0)","v":0},{"$f":"IF(TOU_CTabulation[[#This Row],[Month Base Gen]]=0,0,TOU_CTabulation[[#This Row],[Month Base Gen]]-TOU_CTabulation[[#This Row],[Day]]*TOU_CTabulation[[#This Row],[Base Allow]])","v":0},{"$f":"VLOOKUP(TOU_CTabulation[[#This Row],[Hour]],daypart,2)","v":"All"},{"$f":"TOU_CTabulation[[#This Row],[Season]]&TOU_CTabulation[[#This Row],[Day-Part]]","v":"WinterAll"},{"$f":"VLOOKUP(TOU_CTabulation[[#This Row],[Daypart]],TOUC,2)","v":0.25901999999999997},{"$f":"VLOOKUP(TOU_CTabulation[[#This Row],[Daypart]],TOUC,3)","v":0.32596000000000003},{"$f":"TOU_CTabulation[[#This Row],[Month Base Allow]]*TOU_CTabulation[[#This Row],[Base Rate]]","v":0},{"$f":"TOU_CTabulation[[#This Row],[Month Overbase Gen]]*TOU_CTabulation[[#This Row],[Over Rate]]","v":0},{"$f":"TOU_CTabulation[[#This Row],[Base Value]]+TOU_CTabulation[[#This Row],[Over Value]]","v":0}]
[3,7,7,23,77,10,2,83.686000000000007,10.244,302.94799999999998,276.666,{"$f":"TOU_CTabulation[[#This Row],[AC System Output (W)]]/1000","v":0.27666600000000002},{"$f":"IF(A1595=TOU_CTabulation[[#This Row],[Month]],M1595+TOU_CTabulation[[#This Row],[AC System Output (kW)]],TOU_CTabulation[[#This Row],[AC System Output (kW)]])","v":108.99033},{"$f":"VLOOKUP(TOU_CTabulation[[#This Row],[Month]],Season,2)","v":"Winter"},{"$f":"VLOOKUP(TOU_CTabulation[[#This Row],[Season]],CRate,2)","v":10.5},{"$f":"IF(A1597>TOU_CTabulation[[#This Row],[Month]],TOU_CTabulation[[#This Row],[Day]]*TOU_CTabulation[[#This Row],[Base Allow]],0)","v":0},{"$f":"IF(A1597>TOU_CTabulation[[#This Row],[Month]],TOU_CTabulation[[#This Row],[Month Cumm]],0)","v":0},{"$f":"IF(TOU_CTabulation[[#This Row],[Month Base Gen]]=0,0,TOU_CTabulation[[#This Row],[Month Base Gen]]-TOU_CTabulation[[#This Row],[Day]]*TOU_CTabulation[[#This Row],[Base Allow]])","v":0},{"$f":"VLOOKUP(TOU_CTabulation[[#This Row],[Hour]],daypart,2)","v":"All"},{"$f":"TOU_CTabulation[[#This Row],[Season]]&TOU_CTabulation[[#This Row],[Day-Part]]","v":"WinterAll"},{"$f":"VLOOKUP(TOU_CTabulation[[#This Row],[Daypart]],TOUC,2)","v":0.25901999999999997},{"$f":"VLOOKUP(TOU_CTabulation[[#This Row],[Daypart]],TOUC,3)","v":0.32596000000000003},{"$f":"TOU_CTabulation[[#This Row],[Month Base Allow]]*TOU_CTabulation[[#This Row],[Base Rate]]","v":0},{"$f":"TOU_CTabulation[[#This Row],[Month Overbase Gen]]*TOU_CTabulation[[#This Row],[Over Rate]]","v":0},{"$f":"TOU_CTabulation[[#This Row],[Base Value]]+TOU_CTabulation[[#This Row],[Over Value]]","v":0}]
[3,7,20,0,0,5,3,0,5,0,0,{"$f":"TOU_CTabulation[[#This Row],[AC System Output (W)]]/1000","v":0},{"$f":"IF(A1608=TOU_CTabulation[[#This Row],[Month]],M1608+TOU_CTabulation[[#This Row],[AC System Output (kW)]],TOU_CTabulation[[#This Row],[AC System Output (kW)]])","v":116.110744},{"$f":"VLOOKUP(TOU_CTabulation[[#This Row],[Month]],Season,2)","v":"Winter"},{"$f":"VLOOKUP(TOU_CTabulation[[#This Row],[Season]],CRate,2)","v":10.5},{"$f":"IF(A1610>TOU_CTabulation[[#This Row],[Month]],TOU_CTabulation[[#This Row],[Day]]*TOU_CTabulation[[#This Row],[Base Allow]],0)","v":0},{"$f":"IF(A1610>TOU_CTabulation[[#This Row],[Month]],TOU_CTabulation[[#This Row],[Month Cumm]],0)","v":0},{"$f":"IF(TOU_CTabulation[[#This Row],[Month Base Gen]]=0,0,TOU_CTabulation[[#This Row],[Month Base Gen]]-TOU_CTabulation[[#This Row],[Day]]*TOU_CTabulation[[#This Row],[Base Allow]])","v":0},{"$f":"VLOOKUP(TOU_CTabulation[[#This Row],[Hour]],daypart,2)","v":"All"},{"$f":"TOU_CTabulation[[#This Row],[Season]]&TOU_CTabulation[[#This Row],[Day-Part]]","v":"WinterAll"},{"$f":"VLOOKUP(TOU_CTabulation[[#This Row],[Daypart]],TOUC,2)","v":0.25901999999999997},{"$f":"VLOOKUP(TOU_CTabulation[[#This Row],[Daypart]],TOUC,3)","v":0.32596000000000003},{"$f":"TOU_CTabulation[[#This Row],[Month Base Allow]]*TOU_CTabulation[[#This Row],[Base Rate]]","v":0},{"$f":"TOU_CTabulation[[#This Row],[Month Overbase Gen]]*TOU_CTabulation[[#This Row],[Over Rate]]","v":0},{"$f":"TOU_CTabulation[[#This Row],[Base Value]]+TOU_CTabulation[[#This Row],[Over Value]]","v":0}]
[3,8,0,0,0,2,2,0,2,0,0,{"$f":"TOU_CTabulation[[#This Row],[AC System Output (W)]]/1000","v":0},{"$f":"IF(A1612=TOU_CTabulation[[#This Row],[Month]],M1612+TOU_CTabulation[[#This Row],[AC System Output (kW)]],TOU_CTabulation[[#This Row],[AC System Output (kW)]])","v":116.110744},{"$f":"VLOOKUP(TOU_CTabulation[[#This Row],[Month]],Season,2)","v":"Winter"},{"$f":"VLOOKUP(TOU_CTabulation[[#This Row],[Season]],CRate,2)","v":10.5},{"$f":"IF(A1614>TOU_CTabulation[[#This Row],[Month]],TOU_CTabulation[[#This Row],[Day]]*TOU_CTabulation[[#This Row],[Base Allow]],0)","v":0},{"$f":"IF(A1614>TOU_CTabulation[[#This Row],[Month]],TOU_CTabulation[[#This Row],[Month Cumm]],0)","v":0},{"$f":"IF(TOU_CTabulation[[#This Row],[Month Base Gen]]=0,0,TOU_CTabulation[[#This Row],[Month Base Gen]]-TOU_CTabulation[[#This Row],[Day]]*TOU_CTabulation[[#This Row],[Base Allow]])","v":0},{"$f":"VLOOKUP(TOU_CTabulation[[#This Row],[Hour]],daypart,2)","v":"All"},{"$f":"TOU_CTabulation[[#This Row],[Season]]&TOU_CTabulation[[#This Row],[Day-Part]]","v":"WinterAll"},{"$f":"VLOOKUP(TOU_CTabulation[[#This Row],[Daypart]],TOUC,2)","v":0.25901999999999997},{"$f":"VLOOKUP(TOU_CTabulation[[#This Row],[Daypart]],TOUC,3)","v":0.32596000000000003},{"$f":"TOU_CTabulation[[#This Row],[Month Base Allow]]*TOU_CTabulation[[#This Row],[Base Rate]]","v":0},{"$f":"TOU_CTabulation[[#This Row],[Month Overbase Gen]]*TOU_CTabulation[[#This Row],[Over Rate]]","v":0},{"$f":"TOU_CTabulation[[#This Row],[Base Value]]+TOU_CTabulation[[#This Row],[Over Value]]","v":0}]
[3,8,10,918,107,11,3,902.83900000000006,32.646999999999998,2983.989,2868.5309999999999,{"$f":"TOU_CTabulation[[#This Row],[AC System Output (W)]]/1000","v":2.8685309999999999},{"$f":"IF(A1622=TOU_CTabulation[[#This Row],[Month]],M1622+TOU_CTabulation[[#This Row],[AC System Output (kW)]],TOU_CTabulation[[#This Row],[AC System Output (kW)]])","v":123.71454499999999},{"$f":"VLOOKUP(TOU_CTabulation[[#This Row],[Month]],Season,2)","v":"Winter"},{"$f":"VLOOKUP(TOU_CTabulation[[#This Row],[Season]],CRate,2)","v":10.5},{"$f":"IF(A1624>TOU_CTabulation[[#This Row],[Month]],TOU_CTabulation[[#This Row],[Day]]*TOU_CTabulation[[#This Row],[Base Allow]],0)","v":0},{"$f":"IF(A1624>TOU_CTabulation[[#This Row],[Month]],TOU_CTabulation[[#This Row],[Month Cumm]],0)","v":0},{"$f":"IF(TOU_CTabulation[[#This Row],[Month Base Gen]]=0,0,TOU_CTabulation[[#This Row],[Month Base Gen]]-TOU_CTabulation[[#This Row],[Day]]*TOU_CTabulation[[#This Row],[Base Allow]])","v":0},{"$f":"VLOOKUP(TOU_CTabulation[[#This Row],[Hour]],daypart,2)","v":"All"},{"$f":"TOU_CTabulation[[#This Row],[Season]]&TOU_CTabulation[[#This Row],[Day-Part]]","v":"WinterAll"},{"$f":"VLOOKUP(TOU_CTabulation[[#This Row],[Daypart]],TOUC,2)","v":0.25901999999999997},{"$f":"VLOOKUP(TOU_CTabulation[[#This Row],[Daypart]],TOUC,3)","v":0.32596000000000003},{"$f":"TOU_CTabulation[[#This Row],[Month Base Allow]]*TOU_CTabulation[[#This Row],[Base Rate]]","v":0},{"$f":"TOU_CTabulation[[#This Row],[Month Overbase Gen]]*TOU_CTabulation[[#This Row],[Over Rate]]","v":0},{"$f":"TOU_CTabulation[[#This Row],[Base Value]]+TOU_CTabulation[[#This Row],[Over Value]]","v":0}]
[3,8,17,115,38,8,1,59.911999999999999,8.7080000000000002,194.72800000000001,170.642,{"$f":"TOU_CTabulation[[#This Row],[AC System Output (W)]]/1000","v":0.17064199999999999},{"$f":"IF(A1629=TOU_CTabulation[[#This Row],[Month]],M1629+TOU_CTabulation[[#This Row],[AC System Output (kW)]],TOU_CTabulation[[#This Row],[AC System Output (kW)]])","v":137.31091399999994},{"$f":"VLOOKUP(TOU_CTabulation[[#This Row],[Month]],Season,2)","v":"Winter"},{"$f":"VLOOKUP(TOU_CTabulation[[#This Row],[Season]],CRate,2)","v":10.5},{"$f":"IF(A1631>TOU_CTabulation[[#This Row],[Month]],TOU_CTabulation[[#This Row],[Day]]*TOU_CTabulation[[#This Row],[Base Allow]],0)","v":0},{"$f":"IF(A1631>TOU_CTabulation[[#This Row],[Month]],TOU_CTabulation[[#This Row],[Month Cumm]],0)","v":0},{"$f":"IF(TOU_CTabulation[[#This Row],[Month Base Gen]]=0,0,TOU_CTabulation[[#This Row],[Month Base Gen]]-TOU_CTabulation[[#This Row],[Day]]*TOU_CTabulation[[#This Row],[Base Allow]])","v":0},{"$f":"VLOOKUP(TOU_CTabulation[[#This Row],[Hour]],daypart,2)","v":"All"},{"$f":"TOU_CTabulation[[#This Row],[Season]]&TOU_CTabulation[[#This Row],[Day-Part]]","v":"WinterAll"},{"$f":"VLOOKUP(TOU_CTabulation[[#This Row],[Daypart]],TOUC,2)","v":0.25901999999999997},{"$f":"VLOOKUP(TOU_CTabulation[[#This Row],[Daypart]],TOUC,3)","v":0.32596000000000003},{"$f":"TOU_CTabulation[[#This Row],[Month Base Allow]]*TOU_CTabulation[[#This Row],[Base Rate]]","v":0},{"$f":"TOU_CTabulation[[#This Row],[Month Overbase Gen]]*TOU_CTabulation[[#This Row],[Over Rate]]","v":0},{"$f":"TOU_CTabulation[[#This Row],[Base Value]]+TOU_CTabulation[[#This Row],[Over Value]]","v":0}]
[3,9,0,0,0,3,1,0,3,0,0,{"$f":"TOU_CTabulation[[#This Row],[AC System Output (W)]]/1000","v":0},{"$f":"IF(A1636=TOU_CTabulation[[#This Row],[Month]],M1636+TOU_CTabulation[[#This Row],[AC System Output (kW)]],TOU_CTabulation[[#This Row],[AC System Output (kW)]])","v":137.31091399999994},{"$f":"VLOOKUP(TOU_CTabulation[[#This Row],[Month]],Season,2)","v":"Winter"},{"$f":"VLOOKUP(TOU_CTabulation[[#This Row],[Season]],CRate,2)","v":10.5},{"$f":"IF(A1638>TOU_CTabulation[[#This Row],[Month]],TOU_CTabulation[[#This Row],[Day]]*TOU_CTabulation[[#This Row],[Base Allow]],0)","v":0},{"$f":"IF(A1638>TOU_CTabulation[[#This Row],[Month]],TOU_CTabulation[[#This Row],[Month Cumm]],0)","v":0},{"$f":"IF(TOU_CTabulation[[#This Row],[Month Base Gen]]=0,0,TOU_CTabulation[[#This Row],[Month Base Gen]]-TOU_CTabulation[[#This Row],[Day]]*TOU_CTabulation[[#This Row],[Base Allow]])","v":0},{"$f":"VLOOKUP(TOU_CTabulation[[#This Row],[Hour]],daypart,2)","v":"All"},{"$f":"TOU_CTabulation[[#This Row],[Season]]&TOU_CTabulation[[#This Row],[Day-Part]]","v":"WinterAll"},{"$f":"VLOOKUP(TOU_CTabulation[[#This Row],[Daypart]],TOUC,2)","v":0.25901999999999997},{"$f":"VLOOKUP(TOU_CTabulation[[#This Row],[Daypart]],TOUC,3)","v":0.32596000000000003},{"$f":"TOU_CTabulation[[#This Row],[Month Base Allow]]*TOU_CTabulation[[#This Row],[Base Rate]]","v":0},{"$f":"TOU_CTabulation[[#This Row],[Month Overbase Gen]]*TOU_CTabulation[[#This Row],[Over Rate]]","v":0},{"$f":"TOU_CTabulation[[#This Row],[Base Value]]+TOU_CTabulation[[#This Row],[Over Value]]","v":0}]
[3,9,10,644,199,15,2,780.726,35.834000000000003,2541.6550000000002,2445.5120000000002,{"$f":"TOU_CTabulation[[#This Row],[AC System Output (W)]]/1000","v":2.4455120000000004},{"$f":"IF(A1646=TOU_CTabulation[[#This Row],[Month]],M1646+TOU_CTabulation[[#This Row],[AC System Output (kW)]],TOU_CTabulation[[#This Row],[AC System Output (kW)]])","v":143.28922899999995},{"$f":"VLOOKUP(TOU_CTabulation[[#This Row],[Month]],Season,2)","v":"Winter"},{"$f":"VLOOKUP(TOU_CTabulation[[#This Row],[Season]],CRate,2)","v":10.5},{"$f":"IF(A1648>TOU_CTabulation[[#This Row],[Month]],TOU_CTabulation[[#This Row],[Day]]*TOU_CTabulation[[#This Row],[Base Allow]],0)","v":0},{"$f":"IF(A1648>TOU_CTabulation[[#This Row],[Month]],TOU_CTabulation[[#This Row],[Month Cumm]],0)","v":0},{"$f":"IF(TOU_CTabulation[[#This Row],[Month Base Gen]]=0,0,TOU_CTabulation[[#This Row],[Month Base Gen]]-TOU_CTabulation[[#This Row],[Day]]*TOU_CTabulation[[#This Row],[Base Allow]])","v":0},{"$f":"VLOOKUP(TOU_CTabulation[[#This Row],[Hour]],daypart,2)","v":"All"},{"$f":"TOU_CTabulation[[#This Row],[Season]]&TOU_CTabulation[[#This Row],[Day-Part]]","v":"WinterAll"},{"$f":"VLOOKUP(TOU_CTabulation[[#This Row],[Daypart]],TOUC,2)","v":0.25901999999999997},{"$f":"VLOOKUP(TOU_CTabulation[[#This Row],[Daypart]],TOUC,3)","v":0.32596000000000003},{"$f":"TOU_CTabulation[[#This Row],[Month Base Allow]]*TOU_CTabulation[[#This Row],[Base Rate]]","v":0},{"$f":"TOU_CTabulation[[#This Row],[Month Overbase Gen]]*TOU_CTabulation[[#This Row],[Over Rate]]","v":0},{"$f":"TOU_CTabulation[[#This Row],[Base Value]]+TOU_CTabulation[[#This Row],[Over Value]]","v":0}]
[3,9,17,90,41,9,1,58.957999999999998,10.01,195.92699999999999,171.81800000000001,{"$f":"TOU_CTabulation[[#This Row],[AC System Output (W)]]/1000","v":0.171818},{"$f":"IF(A1653=TOU_CTabulation[[#This Row],[Month]],M1653+TOU_CTabulation[[#This Row],[AC System Output (kW)]],TOU_CTabulation[[#This Row],[AC System Output (kW)]])","v":156.16923599999993},{"$f":"VLOOKUP(TOU_CTabulation[[#This Row],[Month]],Season,2)","v":"Winter"},{"$f":"VLOOKUP(TOU_CTabulation[[#This Row],[Season]],CRate,2)","v":10.5},{"$f":"IF(A1655>TOU_CTabulation[[#This Row],[Month]],TOU_CTabulation[[#This Row],[Day]]*TOU_CTabulation[[#This Row],[Base Allow]],0)","v":0},{"$f":"IF(A1655>TOU_CTabulation[[#This Row],[Month]],TOU_CTabulation[[#This Row],[Month Cumm]],0)","v":0},{"$f":"IF(TOU_CTabulation[[#This Row],[Month Base Gen]]=0,0,TOU_CTabulation[[#This Row],[Month Base Gen]]-TOU_CTabulation[[#This Row],[Day]]*TOU_CTabulation[[#This Row],[Base Allow]])","v":0},{"$f":"VLOOKUP(TOU_CTabulation[[#This Row],[Hour]],daypart,2)","v":"All"},{"$f":"TOU_CTabulation[[#This Row],[Season]]&TOU_CTabulation[[#This Row],[Day-Part]]","v":"WinterAll"},{"$f":"VLOOKUP(TOU_CTabulation[[#This Row],[Daypart]],TOUC,2)","v":0.25901999999999997},{"$f":"VLOOKUP(TOU_CTabulation[[#This Row],[Daypart]],TOUC,3)","v":0.32596000000000003},{"$f":"TOU_CTabulation[[#This Row],[Month Base Allow]]*TOU_CTabulation[[#This Row],[Base Rate]]","v":0},{"$f":"TOU_CTabulation[[#This Row],[Month Overbase Gen]]*TOU_CTabulation[[#This Row],[Over Rate]]","v":0},{"$f":"TOU_CTabulation[[#This Row],[Base Value]]+TOU_CTabulation[[#This Row],[Over Value]]","v":0}]
[3,9,19,0,0,6,1,0,6,0,0,{"$f":"TOU_CTabulation[[#This Row],[AC System Output (W)]]/1000","v":0},{"$f":"IF(A1655=TOU_CTabulation[[#This Row],[Month]],M1655+TOU_CTabulation[[#This Row],[AC System Output (kW)]],TOU_CTabulation[[#This Row],[AC System Output (kW)]])","v":156.16923599999993},{"$f":"VLOOKUP(TOU_CTabulation[[#This Row],[Month]],Season,2)","v":"Winter"},{"$f":"VLOOKUP(TOU_CTabulation[[#This Row],[Season]],CRate,2)","v":10.5},{"$f":"IF(A1657>TOU_CTabulation[[#This Row],[Month]],TOU_CTabulation[[#This Row],[Day]]*TOU_CTabulation[[#This Row],[Base Allow]],0)","v":0},{"$f":"IF(A1657>TOU_CTabulation[[#This Row],[Month]],TOU_CTabulation[[#This Row],[Month Cumm]],0)","v":0},{"$f":"IF(TOU_CTabulation[[#This Row],[Month Base Gen]]=0,0,TOU_CTabulation[[#This Row],[Month Base Gen]]-TOU_CTabulation[[#This Row],[Day]]*TOU_CTabulation[[#This Row],[Base Allow]])","v":0},{"$f":"VLOOKUP(TOU_CTabulation[[#This Row],[Hour]],daypart,2)","v":"All"},{"$f":"TOU_CTabulation[[#This Row],[Season]]&TOU_CTabulation[[#This Row],[Day-Part]]","v":"WinterAll"},{"$f":"VLOOKUP(TOU_CTabulation[[#This Row],[Daypart]],TOUC,2)","v":0.25901999999999997},{"$f":"VLOOKUP(TOU_CTabulation[[#This Row],[Daypart]],TOUC,3)","v":0.32596000000000003},{"$f":"TOU_CTabulation[[#This Row],[Month Base Allow]]*TOU_CTabulation[[#This Row],[Base Rate]]","v":0},{"$f":"TOU_CTabulation[[#This Row],[Month Overbase Gen]]*TOU_CTabulation[[#This Row],[Over Rate]]","v":0},{"$f":"TOU_CTabulation[[#This Row],[Base Value]]+TOU_CTabulation[[#This Row],[Over Value]]","v":0}]
[3,10,7,0,67,9,1,64.366,8.5440000000000005,238.32300000000001,213.36500000000001,{"$f":"TOU_CTabulation[[#This Row],[AC System Output (W)]]/1000","v":0.213365},{"$f":"IF(A1667=TOU_CTabulation[[#This Row],[Month]],M1667+TOU_CTabulation[[#This Row],[AC System Output (kW)]],TOU_CTabulation[[#This Row],[AC System Output (kW)]])","v":156.38260099999994},{"$f":"VLOOKUP(TOU_CTabulation[[#This Row],[Month]],Season,2)","v":"Winter"},{"$f":"VLOOKUP(TOU_CTabulation[[#This Row],[Season]],CRate,2)","v":10.5},{"$f":"IF(A1669>TOU_CTabulation[[#This Row],[Month]],TOU_CTabulation[[#This Row],[Day]]*TOU_CTabulation[[#This Row],[Base Allow]],0)","v":0},{"$f":"IF(A1669>TOU_CTabulation[[#This Row],[Month]],TOU_CTabulation[[#This Row],[Month Cumm]],0)","v":0},{"$f":"IF(TOU_CTabulation[[#This Row],[Month Base Gen]]=0,0,TOU_CTabulation[[#This Row],[Month Base Gen]]-TOU_CTabulation[[#This Row],[Day]]*TOU_CTabulation[[#This Row],[Base Allow]])","v":0},{"$f":"VLOOKUP(TOU_CTabulation[[#This Row],[Hour]],daypart,2)","v":"All"},{"$f":"TOU_CTabulation[[#This Row],[Season]]&TOU_CTabulation[[#This Row],[Day-Part]]","v":"WinterAll"},{"$f":"VLOOKUP(TOU_CTabulation[[#This Row],[Daypart]],TOUC,2)","v":0.25901999999999997},{"$f":"VLOOKUP(TOU_CTabulation[[#This Row],[Daypart]],TOUC,3)","v":0.32596000000000003},{"$f":"TOU_CTabulation[[#This Row],[Month Base Allow]]*TOU_CTabulation[[#This Row],[Base Rate]]","v":0},{"$f":"TOU_CTabulation[[#This Row],[Month Overbase Gen]]*TOU_CTabulation[[#This Row],[Over Rate]]","v":0},{"$f":"TOU_CTabulation[[#This Row],[Base Value]]+TOU_CTabulation[[#This Row],[Over Value]]","v":0}]
[3,10,12,38,327,15,3,372.24599999999998,24.815000000000001,1280.393,1229.3389999999999,{"$f":"TOU_CTabulation[[#This Row],[AC System Output (W)]]/1000","v":1.229339},{"$f":"IF(A1672=TOU_CTabulation[[#This Row],[Month]],M1672+TOU_CTabulation[[#This Row],[AC System Output (kW)]],TOU_CTabulation[[#This Row],[AC System Output (kW)]])","v":165.65825699999991},{"$f":"VLOOKUP(TOU_CTabulation[[#This Row],[Month]],Season,2)","v":"Winter"},{"$f":"VLOOKUP(TOU_CTabulation[[#This Row],[Season]],CRate,2)","v":10.5},{"$f":"IF(A1674>TOU_CTabulation[[#This Row],[Month]],TOU_CTabulation[[#This Row],[Day]]*TOU_CTabulation[[#This Row],[Base Allow]],0)","v":0},{"$f":"IF(A1674>TOU_CTabulation[[#This Row],[Month]],TOU_CTabulation[[#This Row],[Month Cumm]],0)","v":0},{"$f":"IF(TOU_CTabulation[[#This Row],[Month Base Gen]]=0,0,TOU_CTabulation[[#This Row],[Month Base Gen]]-TOU_CTabulation[[#This Row],[Day]]*TOU_CTabulation[[#This Row],[Base Allow]])","v":0},{"$f":"VLOOKUP(TOU_CTabulation[[#This Row],[Hour]],daypart,2)","v":"All"},{"$f":"TOU_CTabulation[[#This Row],[Season]]&TOU_CTabulation[[#This Row],[Day-Part]]","v":"WinterAll"},{"$f":"VLOOKUP(TOU_CTabulation[[#This Row],[Daypart]],TOUC,2)","v":0.25901999999999997},{"$f":"VLOOKUP(TOU_CTabulation[[#This Row],[Daypart]],TOUC,3)","v":0.32596000000000003},{"$f":"TOU_CTabulation[[#This Row],[Month Base Allow]]*TOU_CTabulation[[#This Row],[Base Rate]]","v":0},{"$f":"TOU_CTabulation[[#This Row],[Month Overbase Gen]]*TOU_CTabulation[[#This Row],[Over Rate]]","v":0},{"$f":"TOU_CTabulation[[#This Row],[Base Value]]+TOU_CTabulation[[#This Row],[Over Value]]","v":0}]
[3,10,21,0,0,8,1,0,8,0,0,{"$f":"TOU_CTabulation[[#This Row],[AC System Output (W)]]/1000","v":0},{"$f":"IF(A1681=TOU_CTabulation[[#This Row],[Month]],M1681+TOU_CTabulation[[#This Row],[AC System Output (kW)]],TOU_CTabulation[[#This Row],[AC System Output (kW)]])","v":170.3923989999999},{"$f":"VLOOKUP(TOU_CTabulation[[#This Row],[Month]],Season,2)","v":"Winter"},{"$f":"VLOOKUP(TOU_CTabulation[[#This Row],[Season]],CRate,2)","v":10.5},{"$f":"IF(A1683>TOU_CTabulation[[#This Row],[Month]],TOU_CTabulation[[#This Row],[Day]]*TOU_CTabulation[[#This Row],[Base Allow]],0)","v":0},{"$f":"IF(A1683>TOU_CTabulation[[#This Row],[Month]],TOU_CTabulation[[#This Row],[Month Cumm]],0)","v":0},{"$f":"IF(TOU_CTabulation[[#This Row],[Month Base Gen]]=0,0,TOU_CTabulation[[#This Row],[Month Base Gen]]-TOU_CTabulation[[#This Row],[Day]]*TOU_CTabulation[[#This Row],[Base Allow]])","v":0},{"$f":"VLOOKUP(TOU_CTabulation[[#This Row],[Hour]],daypart,2)","v":"All"},{"$f":"TOU_CTabulation[[#This Row],[Season]]&TOU_CTabulation[[#This Row],[Day-Part]]","v":"WinterAll"},{"$f":"VLOOKUP(TOU_CTabulation[[#This Row],[Daypart]],TOUC,2)","v":0.25901999999999997},{"$f":"VLOOKUP(TOU_CTabulation[[#This Row],[Daypart]],TOUC,3)","v":0.32596000000000003},{"$f":"TOU_CTabulation[[#This Row],[Month Base Allow]]*TOU_CTabulation[[#This Row],[Base Rate]]","v":0},{"$f":"TOU_CTabulation[[#This Row],[Month Overbase Gen]]*TOU_CTabulation[[#This Row],[Over Rate]]","v":0},{"$f":"TOU_CTabulation[[#This Row],[Base Value]]+TOU_CTabulation[[#This Row],[Over Value]]","v":0}]
[3,11,6,125,12,8,2,27.356000000000002,6.6180000000000003,75.510999999999996,53.719000000000001,{"$f":"TOU_CTabulation[[#This Row],[AC System Output (W)]]/1000","v":5.3719000000000003E-2},{"$f":"IF(A1690=TOU_CTabulation[[#This Row],[Month]],M1690+TOU_CTabulation[[#This Row],[AC System Output (kW)]],TOU_CTabulation[[#This Row],[AC System Output (kW)]])","v":170.4461179999999},{"$f":"VLOOKUP(TOU_CTabulation[[#This Row],[Month]],Season,2)","v":"Winter"},{"$f":"VLOOKUP(TOU_CTabulation[[#This Row],[Season]],CRate,2)","v":10.5},{"$f":"IF(A1692>TOU_CTabulation[[#This Row],[Month]],TOU_CTabulation[[#This Row],[Day]]*TOU_CTabulation[[#This Row],[Base Allow]],0)","v":0},{"$f":"IF(A1692>TOU_CTabulation[[#This Row],[Month]],TOU_CTabulation[[#This Row],[Month Cumm]],0)","v":0},{"$f":"IF(TOU_CTabulation[[#This Row],[Month Base Gen]]=0,0,TOU_CTabulation[[#This Row],[Month Base Gen]]-TOU_CTabulation[[#This Row],[Day]]*TOU_CTabulation[[#This Row],[Base Allow]])","v":0},{"$f":"VLOOKUP(TOU_CTabulation[[#This Row],[Hour]],daypart,2)","v":"All"},{"$f":"TOU_CTabulation[[#This Row],[Season]]&TOU_CTabulation[[#This Row],[Day-Part]]","v":"WinterAll"},{"$f":"VLOOKUP(TOU_CTabulation[[#This Row],[Daypart]],TOUC,2)","v":0.25901999999999997},{"$f":"VLOOKUP(TOU_CTabulation[[#This Row],[Daypart]],TOUC,3)","v":0.32596000000000003},{"$f":"TOU_CTabulation[[#This Row],[Month Base Allow]]*TOU_CTabulation[[#This Row],[Base Rate]]","v":0},{"$f":"TOU_CTabulation[[#This Row],[Month Overbase Gen]]*TOU_CTabulation[[#This Row],[Over Rate]]","v":0},{"$f":"TOU_CTabulation[[#This Row],[Base Value]]+TOU_CTabulation[[#This Row],[Over Value]]","v":0}]
[3,11,14,883,90,20,2,796.15,41.957999999999998,2504.826,2410.2089999999998,{"$f":"TOU_CTabulation[[#This Row],[AC System Output (W)]]/1000","v":2.410209},{"$f":"IF(A1698=TOU_CTabulation[[#This Row],[Month]],M1698+TOU_CTabulation[[#This Row],[AC System Output (kW)]],TOU_CTabulation[[#This Row],[AC System Output (kW)]])","v":188.6243749999999},{"$f":"VLOOKUP(TOU_CTabulation[[#This Row],[Month]],Season,2)","v":"Winter"},{"$f":"VLOOKUP(TOU_CTabulation[[#This Row],[Season]],CRate,2)","v":10.5},{"$f":"IF(A1700>TOU_CTabulation[[#This Row],[Month]],TOU_CTabulation[[#This Row],[Day]]*TOU_CTabulation[[#This Row],[Base Allow]],0)","v":0},{"$f":"IF(A1700>TOU_CTabulation[[#This Row],[Month]],TOU_CTabulation[[#This Row],[Month Cumm]],0)","v":0},{"$f":"IF(TOU_CTabulation[[#This Row],[Month Base Gen]]=0,0,TOU_CTabulation[[#This Row],[Month Base Gen]]-TOU_CTabulation[[#This Row],[Day]]*TOU_CTabulation[[#This Row],[Base Allow]])","v":0},{"$f":"VLOOKUP(TOU_CTabulation[[#This Row],[Hour]],daypart,2)","v":"All"},{"$f":"TOU_CTabulation[[#This Row],[Season]]&TOU_CTabulation[[#This Row],[Day-Part]]","v":"WinterAll"},{"$f":"VLOOKUP(TOU_CTabulation[[#This Row],[Daypart]],TOUC,2)","v":0.25901999999999997},{"$f":"VLOOKUP(TOU_CTabulation[[#This Row],[Daypart]],TOUC,3)","v":0.32596000000000003},{"$f":"TOU_CTabulation[[#This Row],[Month Base Allow]]*TOU_CTabulation[[#This Row],[Base Rate]]","v":0},{"$f":"TOU_CTabulation[[#This Row],[Month Overbase Gen]]*TOU_CTabulation[[#This Row],[Over Rate]]","v":0},{"$f":"TOU_CTabulation[[#This Row],[Base Value]]+TOU_CTabulation[[#This Row],[Over Value]]","v":0}]
[3,11,20,0,0,11,1,0,11,0,0,{"$f":"TOU_CTabulation[[#This Row],[AC System Output (W)]]/1000","v":0},{"$f":"IF(A1704=TOU_CTabulation[[#This Row],[Month]],M1704+TOU_CTabulation[[#This Row],[AC System Output (kW)]],TOU_CTabulation[[#This Row],[AC System Output (kW)]])","v":191.3673159999999},{"$f":"VLOOKUP(TOU_CTabulation[[#This Row],[Month]],Season,2)","v":"Winter"},{"$f":"VLOOKUP(TOU_CTabulation[[#This Row],[Season]],CRate,2)","v":10.5},{"$f":"IF(A1706>TOU_CTabulation[[#This Row],[Month]],TOU_CTabulation[[#This Row],[Day]]*TOU_CTabulation[[#This Row],[Base Allow]],0)","v":0},{"$f":"IF(A1706>TOU_CTabulation[[#This Row],[Month]],TOU_CTabulation[[#This Row],[Month Cumm]],0)","v":0},{"$f":"IF(TOU_CTabulation[[#This Row],[Month Base Gen]]=0,0,TOU_CTabulation[[#This Row],[Month Base Gen]]-TOU_CTabulation[[#This Row],[Day]]*TOU_CTabulation[[#This Row],[Base Allow]])","v":0},{"$f":"VLOOKUP(TOU_CTabulation[[#This Row],[Hour]],daypart,2)","v":"All"},{"$f":"TOU_CTabulation[[#This Row],[Season]]&TOU_CTabulation[[#This Row],[Day-Part]]","v":"WinterAll"},{"$f":"VLOOKUP(TOU_CTabulation[[#This Row],[Daypart]],TOUC,2)","v":0.25901999999999997},{"$f":"VLOOKUP(TOU_CTabulation[[#This Row],[Daypart]],TOUC,3)","v":0.32596000000000003},{"$f":"TOU_CTabulation[[#This Row],[Month Base Allow]]*TOU_CTabulation[[#This Row],[Base Rate]]","v":0},{"$f":"TOU_CTabulation[[#This Row],[Month Overbase Gen]]*TOU_CTabulation[[#This Row],[Over Rate]]","v":0},{"$f":"TOU_CTabulation[[#This Row],[Base Value]]+TOU_CTabulation[[#This Row],[Over Value]]","v":0}]
[3,12,7,82,91,11,1,118.86,12.47,416.84699999999998,388.13499999999999,{"$f":"TOU_CTabulation[[#This Row],[AC System Output (W)]]/1000","v":0.38813500000000001},{"$f":"IF(A1715=TOU_CTabulation[[#This Row],[Month]],M1715+TOU_CTabulation[[#This Row],[AC System Output (kW)]],TOU_CTabulation[[#This Row],[AC System Output (kW)]])","v":191.7662609999999},{"$f":"VLOOKUP(TOU_CTabulation[[#This Row],[Month]],Season,2)","v":"Winter"},{"$f":"VLOOKUP(TOU_CTabulation[[#This Row],[Season]],CRate,2)","v":10.5},{"$f":"IF(A1717>TOU_CTabulation[[#This Row],[Month]],TOU_CTabulation[[#This Row],[Day]]*TOU_CTabulation[[#This Row],[Base Allow]],0)","v":0},{"$f":"IF(A1717>TOU_CTabulation[[#This Row],[Month]],TOU_CTabulation[[#This Row],[Month Cumm]],0)","v":0},{"$f":"IF(TOU_CTabulation[[#This Row],[Month Base Gen]]=0,0,TOU_CTabulation[[#This Row],[Month Base Gen]]-TOU_CTabulation[[#This Row],[Day]]*TOU_CTabulation[[#This Row],[Base Allow]])","v":0},{"$f":"VLOOKUP(TOU_CTabulation[[#This Row],[Hour]],daypart,2)","v":"All"},{"$f":"TOU_CTabulation[[#This Row],[Season]]&TOU_CTabulation[[#This Row],[Day-Part]]","v":"WinterAll"},{"$f":"VLOOKUP(TOU_CTabulation[[#This Row],[Daypart]],TOUC,2)","v":0.25901999999999997},{"$f":"VLOOKUP(TOU_CTabulation[[#This Row],[Daypart]],TOUC,3)","v":0.32596000000000003},{"$f":"TOU_CTabulation[[#This Row],[Month Base Allow]]*TOU_CTabulation[[#This Row],[Base Rate]]","v":0},{"$f":"TOU_CTabulation[[#This Row],[Month Overbase Gen]]*TOU_CTabulation[[#This Row],[Over Rate]]","v":0},{"$f":"TOU_CTabulation[[#This Row],[Base Value]]+TOU_CTabulation[[#This Row],[Over Value]]","v":0}]
[3,12,10,638,208,18,2,789.55399999999997,38.619,2535.5030000000002,2439.616,{"$f":"TOU_CTabulation[[#This Row],[AC System Output (W)]]/1000","v":2.439616},{"$f":"IF(A1718=TOU_CTabulation[[#This Row],[Month]],M1718+TOU_CTabulation[[#This Row],[AC System Output (kW)]],TOU_CTabulation[[#This Row],[AC System Output (kW)]])","v":196.92576199999991},{"$f":"VLOOKUP(TOU_CTabulation[[#This Row],[Month]],Season,2)","v":"Winter"},{"$f":"VLOOKUP(TOU_CTabulation[[#This Row],[Season]],CRate,2)","v":10.5},{"$f":"IF(A1720>TOU_CTabulation[[#This Row],[Month]],TOU_CTabulation[[#This Row],[Day]]*TOU_CTabulation[[#This Row],[Base Allow]],0)","v":0},{"$f":"IF(A1720>TOU_CTabulation[[#This Row],[Month]],TOU_CTabulation[[#This Row],[Month Cumm]],0)","v":0},{"$f":"IF(TOU_CTabulation[[#This Row],[Month Base Gen]]=0,0,TOU_CTabulation[[#This Row],[Month Base Gen]]-TOU_CTabulation[[#This Row],[Day]]*TOU_CTabulation[[#This Row],[Base Allow]])","v":0},{"$f":"VLOOKUP(TOU_CTabulation[[#This Row],[Hour]],daypart,2)","v":"All"},{"$f":"TOU_CTabulation[[#This Row],[Season]]&TOU_CTabulation[[#This Row],[Day-Part]]","v":"WinterAll"},{"$f":"VLOOKUP(TOU_CTabulation[[#This Row],[Daypart]],TOUC,2)","v":0.25901999999999997},{"$f":"VLOOKUP(TOU_CTabulation[[#This Row],[Daypart]],TOUC,3)","v":0.32596000000000003},{"$f":"TOU_CTabulation[[#This Row],[Month Base Allow]]*TOU_CTabulation[[#This Row],[Base Rate]]","v":0},{"$f":"TOU_CTabulation[[#This Row],[Month Overbase Gen]]*TOU_CTabulation[[#This Row],[Over Rate]]","v":0},{"$f":"TOU_CTabulation[[#This Row],[Base Value]]+TOU_CTabulation[[#This Row],[Over Value]]","v":0}]
[3,12,16,678,69,16,3,355.35,24.463999999999999,1131.963,1085.242,{"$f":"TOU_CTabulation[[#This Row],[AC System Output (W)]]/1000","v":1.085242},{"$f":"IF(A1724=TOU_CTabulation[[#This Row],[Month]],M1724+TOU_CTabulation[[#This Row],[AC System Output (kW)]],TOU_CTabulation[[#This Row],[AC System Output (kW)]])","v":209.82965899999991},{"$f":"VLOOKUP(TOU_CTabulation[[#This Row],[Month]],Season,2)","v":"Winter"},{"$f":"VLOOKUP(TOU_CTabulation[[#This Row],[Season]],CRate,2)","v":10.5},{"$f":"IF(A1726>TOU_CTabulation[[#This Row],[Month]],TOU_CTabulation[[#This Row],[Day]]*TOU_CTabulation[[#This Row],[Base Allow]],0)","v":0},{"$f":"IF(A1726>TOU_CTabulation[[#This Row],[Month]],TOU_CTabulation[[#This Row],[Month Cumm]],0)","v":0},{"$f":"IF(TOU_CTabulation[[#This Row],[Month Base Gen]]=0,0,TOU_CTabulation[[#This Row],[Month Base Gen]]-TOU_CTabulation[[#This Row],[Day]]*TOU_CTabulation[[#This Row],[Base Allow]])","v":0},{"$f":"VLOOKUP(TOU_CTabulation[[#This Row],[Hour]],daypart,2)","v":"All"},{"$f":"TOU_CTabulation[[#This Row],[Season]]&TOU_CTabulation[[#This Row],[Day-Part]]","v":"WinterAll"},{"$f":"VLOOKUP(TOU_CTabulation[[#This Row],[Daypart]],TOUC,2)","v":0.25901999999999997},{"$f":"VLOOKUP(TOU_CTabulation[[#This Row],[Daypart]],TOUC,3)","v":0.32596000000000003},{"$f":"TOU_CTabulation[[#This Row],[Month Base Allow]]*TOU_CTabulation[[#This Row],[Base Rate]]","v":0},{"$f":"TOU_CTabulation[[#This Row],[Month Overbase Gen]]*TOU_CTabulation[[#This Row],[Over Rate]]","v":0},{"$f":"TOU_CTabulation[[#This Row],[Base Value]]+TOU_CTabulation[[#This Row],[Over Value]]","v":0}]
[3,13,0,0,0,5,2,0,5,0,0,{"$f":"TOU_CTabulation[[#This Row],[AC System Output (W)]]/1000","v":0},{"$f":"IF(A1732=TOU_CTabulation[[#This Row],[Month]],M1732+TOU_CTabulation[[#This Row],[AC System Output (kW)]],TOU_CTabulation[[#This Row],[AC System Output (kW)]])","v":210.09191799999991},{"$f":"VLOOKUP(TOU_CTabulation[[#This Row],[Month]],Season,2)","v":"Winter"},{"$f":"VLOOKUP(TOU_CTabulation[[#This Row],[Season]],CRate,2)","v":10.5},{"$f":"IF(A1734>TOU_CTabulation[[#This Row],[Month]],TOU_CTabulation[[#This Row],[Day]]*TOU_CTabulation[[#This Row],[Base Allow]],0)","v":0},{"$f":"IF(A1734>TOU_CTabulation[[#This Row],[Month]],TOU_CTabulation[[#This Row],[Month Cumm]],0)","v":0},{"$f":"IF(TOU_CTabulation[[#This Row],[Month Base Gen]]=0,0,TOU_CTabulation[[#This Row],[Month Base Gen]]-TOU_CTabulation[[#This Row],[Day]]*TOU_CTabulation[[#This Row],[Base Allow]])","v":0},{"$f":"VLOOKUP(TOU_CTabulation[[#This Row],[Hour]],daypart,2)","v":"All"},{"$f":"TOU_CTabulation[[#This Row],[Season]]&TOU_CTabulation[[#This Row],[Day-Part]]","v":"WinterAll"},{"$f":"VLOOKUP(TOU_CTabulation[[#This Row],[Daypart]],TOUC,2)","v":0.25901999999999997},{"$f":"VLOOKUP(TOU_CTabulation[[#This Row],[Daypart]],TOUC,3)","v":0.32596000000000003},{"$f":"TOU_CTabulation[[#This Row],[Month Base Allow]]*TOU_CTabulation[[#This Row],[Base Rate]]","v":0},{"$f":"TOU_CTabulation[[#This Row],[Month Overbase Gen]]*TOU_CTabulation[[#This Row],[Over Rate]]","v":0},{"$f":"TOU_CTabulation[[#This Row],[Base Value]]+TOU_CTabulation[[#This Row],[Over Value]]","v":0}]
[3,13,9,910,89,10,6,762.13300000000004,22.893000000000001,2620.9270000000001,2521.4569999999999,{"$f":"TOU_CTabulation[[#This Row],[AC System Output (W)]]/1000","v":2.5214569999999998},{"$f":"IF(A1741=TOU_CTabulation[[#This Row],[Month]],M1741+TOU_CTabulation[[#This Row],[AC System Output (kW)]],TOU_CTabulation[[#This Row],[AC System Output (kW)]])","v":215.25855499999992},{"$f":"VLOOKUP(TOU_CTabulation[[#This Row],[Month]],Season,2)","v":"Winter"},{"$f":"VLOOKUP(TOU_CTabulation[[#This Row],[Season]],CRate,2)","v":10.5},{"$f":"IF(A1743>TOU_CTabulation[[#This Row],[Month]],TOU_CTabulation[[#This Row],[Day]]*TOU_CTabulation[[#This Row],[Base Allow]],0)","v":0},{"$f":"IF(A1743>TOU_CTabulation[[#This Row],[Month]],TOU_CTabulation[[#This Row],[Month Cumm]],0)","v":0},{"$f":"IF(TOU_CTabulation[[#This Row],[Month Base Gen]]=0,0,TOU_CTabulation[[#This Row],[Month Base Gen]]-TOU_CTabulation[[#This Row],[Day]]*TOU_CTabulation[[#This Row],[Base Allow]])","v":0},{"$f":"VLOOKUP(TOU_CTabulation[[#This Row],[Hour]],daypart,2)","v":"All"},{"$f":"TOU_CTabulation[[#This Row],[Season]]&TOU_CTabulation[[#This Row],[Day-Part]]","v":"WinterAll"},{"$f":"VLOOKUP(TOU_CTabulation[[#This Row],[Daypart]],TOUC,2)","v":0.25901999999999997},{"$f":"VLOOKUP(TOU_CTabulation[[#This Row],[Daypart]],TOUC,3)","v":0.32596000000000003},{"$f":"TOU_CTabulation[[#This Row],[Month Base Allow]]*TOU_CTabulation[[#This Row],[Base Rate]]","v":0},{"$f":"TOU_CTabulation[[#This Row],[Month Overbase Gen]]*TOU_CTabulation[[#This Row],[Over Rate]]","v":0},{"$f":"TOU_CTabulation[[#This Row],[Base Value]]+TOU_CTabulation[[#This Row],[Over Value]]","v":0}]
[3,13,17,426,37,7,5,113.31399999999999,8.4169999999999998,319.69799999999998,293.06599999999997,{"$f":"TOU_CTabulation[[#This Row],[AC System Output (W)]]/1000","v":0.29306599999999999},{"$f":"IF(A1749=TOU_CTabulation[[#This Row],[Month]],M1749+TOU_CTabulation[[#This Row],[AC System Output (kW)]],TOU_CTabulation[[#This Row],[AC System Output (kW)]])","v":234.44710399999994},{"$f":"VLOOKUP(TOU_CTabulation[[#This Row],[Month]],Season,2)","v":"Winter"},{"$f":"VLOOKUP(TOU_CTabulation[[#This Row],[Season]],CRate,2)","v":10.5},{"$f":"IF(A1751>TOU_CTabulation[[#This Row],[Month]],TOU_CTabulation[[#This Row],[Day]]*TOU_CTabulation[[#This Row],[Base Allow]],0)","v":0},{"$f":"IF(A1751>TOU_CTabulation[[#This Row],[Month]],TOU_CTabulation[[#This Row],[Month Cumm]],0)","v":0},{"$f":"IF(TOU_CTabulation[[#This Row],[Month Base Gen]]=0,0,TOU_CTabulation[[#This Row],[Month Base Gen]]-TOU_CTabulation[[#This Row],[Day]]*TOU_CTabulation[[#This Row],[Base Allow]])","v":0},{"$f":"VLOOKUP(TOU_CTabulation[[#This Row],[Hour]],daypart,2)","v":"All"},{"$f":"TOU_CTabulation[[#This Row],[Season]]&TOU_CTabulation[[#This Row],[Day-Part]]","v":"WinterAll"},{"$f":"VLOOKUP(TOU_CTabulation[[#This Row],[Daypart]],TOUC,2)","v":0.25901999999999997},{"$f":"VLOOKUP(TOU_CTabulation[[#This Row],[Daypart]],TOUC,3)","v":0.32596000000000003},{"$f":"TOU_CTabulation[[#This Row],[Month Base Allow]]*TOU_CTabulation[[#This Row],[Base Rate]]","v":0},{"$f":"TOU_CTabulation[[#This Row],[Month Overbase Gen]]*TOU_CTabulation[[#This Row],[Over Rate]]","v":0},{"$f":"TOU_CTabulation[[#This Row],[Base Value]]+TOU_CTabulation[[#This Row],[Over Value]]","v":0}]
[3,14,2,0,0,2,2,0,2,0,0,{"$f":"TOU_CTabulation[[#This Row],[AC System Output (W)]]/1000","v":0},{"$f":"IF(A1758=TOU_CTabulation[[#This Row],[Month]],M1758+TOU_CTabulation[[#This Row],[AC System Output (kW)]],TOU_CTabulation[[#This Row],[AC System Output (kW)]])","v":234.44710399999994},{"$f":"VLOOKUP(TOU_CTabulation[[#This Row],[Month]],Season,2)","v":"Winter"},{"$f":"VLOOKUP(TOU_CTabulation[[#This Row],[Season]],CRate,2)","v":10.5},{"$f":"IF(A1760>TOU_CTabulation[[#This Row],[Month]],TOU_CTabulation[[#This Row],[Day]]*TOU_CTabulation[[#This Row],[Base Allow]],0)","v":0},{"$f":"IF(A1760>TOU_CTabulation[[#This Row],[Month]],TOU_CTabulation[[#This Row],[Month Cumm]],0)","v":0},{"$f":"IF(TOU_CTabulation[[#This Row],[Month Base Gen]]=0,0,TOU_CTabulation[[#This Row],[Month Base Gen]]-TOU_CTabulation[[#This Row],[Day]]*TOU_CTabulation[[#This Row],[Base Allow]])","v":0},{"$f":"VLOOKUP(TOU_CTabulation[[#This Row],[Hour]],daypart,2)","v":"All"},{"$f":"TOU_CTabulation[[#This Row],[Season]]&TOU_CTabulation[[#This Row],[Day-Part]]","v":"WinterAll"},{"$f":"VLOOKUP(TOU_CTabulation[[#This Row],[Daypart]],TOUC,2)","v":0.25901999999999997},{"$f":"VLOOKUP(TOU_CTabulation[[#This Row],[Daypart]],TOUC,3)","v":0.32596000000000003},{"$f":"TOU_CTabulation[[#This Row],[Month Base Allow]]*TOU_CTabulation[[#This Row],[Base Rate]]","v":0},{"$f":"TOU_CTabulation[[#This Row],[Month Overbase Gen]]*TOU_CTabulation[[#This Row],[Over Rate]]","v":0},{"$f":"TOU_CTabulation[[#This Row],[Base Value]]+TOU_CTabulation[[#This Row],[Over Value]]","v":0}]
[3,14,7,543,72,6,3,252.684,10.465,824.38800000000003,785.99599999999998,{"$f":"TOU_CTabulation[[#This Row],[AC System Output (W)]]/1000","v":0.78599600000000003},{"$f":"IF(A1763=TOU_CTabulation[[#This Row],[Month]],M1763+TOU_CTabulation[[#This Row],[AC System Output (kW)]],TOU_CTabulation[[#This Row],[AC System Output (kW)]])","v":235.29018999999994},{"$f":"VLOOKUP(TOU_CTabulation[[#This Row],[Month]],Season,2)","v":"Winter"},{"$f":"VLOOKUP(TOU_CTabulation[[#This Row],[Season]],CRate,2)","v":10.5},{"$f":"IF(A1765>TOU_CTabulation[[#This Row],[Month]],TOU_CTabulation[[#This Row],[Day]]*TOU_CTabulation[[#This Row],[Base Allow]],0)","v":0},{"$f":"IF(A1765>TOU_CTabulation[[#This Row],[Month]],TOU_CTabulation[[#This Row],[Month Cumm]],0)","v":0},{"$f":"IF(TOU_CTabulation[[#This Row],[Month Base Gen]]=0,0,TOU_CTabulation[[#This Row],[Month Base Gen]]-TOU_CTabulation[[#This Row],[Day]]*TOU_CTabulation[[#This Row],[Base Allow]])","v":0},{"$f":"VLOOKUP(TOU_CTabulation[[#This Row],[Hour]],daypart,2)","v":"All"},{"$f":"TOU_CTabulation[[#This Row],[Season]]&TOU_CTabulation[[#This Row],[Day-Part]]","v":"WinterAll"},{"$f":"VLOOKUP(TOU_CTabulation[[#This Row],[Daypart]],TOUC,2)","v":0.25901999999999997},{"$f":"VLOOKUP(TOU_CTabulation[[#This Row],[Daypart]],TOUC,3)","v":0.32596000000000003},{"$f":"TOU_CTabulation[[#This Row],[Month Base Allow]]*TOU_CTabulation[[#This Row],[Base Rate]]","v":0},{"$f":"TOU_CTabulation[[#This Row],[Month Overbase Gen]]*TOU_CTabulation[[#This Row],[Over Rate]]","v":0},{"$f":"TOU_CTabulation[[#This Row],[Base Value]]+TOU_CTabulation[[#This Row],[Over Value]]","v":0}]
[3,14,19,0,0,5,2,0,5,0,0,{"$f":"TOU_CTabulation[[#This Row],[AC System Output (W)]]/1000","v":0},{"$f":"IF(A1775=TOU_CTabulation[[#This Row],[Month]],M1775+TOU_CTabulation[[#This Row],[AC System Output (kW)]],TOU_CTabulation[[#This Row],[AC System Output (kW)]])","v":256.32060799999994},{"$f":"VLOOKUP(TOU_CTabulation[[#This Row],[Month]],Season,2)","v":"Winter"},{"$f":"VLOOKUP(TOU_CTabulation[[#This Row],[Season]],CRate,2)","v":10.5},{"$f":"IF(A1777>TOU_CTabulation[[#This Row],[Month]],TOU_CTabulation[[#This Row],[Day]]*TOU_CTabulation[[#This Row],[Base Allow]],0)","v":0},{"$f":"IF(A1777>TOU_CTabulation[[#This Row],[Month]],TOU_CTabulation[[#This Row],[Month Cumm]],0)","v":0},{"$f":"IF(TOU_CTabulation[[#This Row],[Month Base Gen]]=0,0,TOU_CTabulation[[#This Row],[Month Base Gen]]-TOU_CTabulation[[#This Row],[Day]]*TOU_CTabulation[[#This Row],[Base Allow]])","v":0},{"$f":"VLOOKUP(TOU_CTabulation[[#This Row],[Hour]],daypart,2)","v":"All"},{"$f":"TOU_CTabulation[[#This Row],[Season]]&TOU_CTabulation[[#This Row],[Day-Part]]","v":"WinterAll"},{"$f":"VLOOKUP(TOU_CTabulation[[#This Row],[Daypart]],TOUC,2)","v":0.25901999999999997},{"$f":"VLOOKUP(TOU_CTabulation[[#This Row],[Daypart]],TOUC,3)","v":0.32596000000000003},{"$f":"TOU_CTabulation[[#This Row],[Month Base Allow]]*TOU_CTabulation[[#This Row],[Base Rate]]","v":0},{"$f":"TOU_CTabulation[[#This Row],[Month Overbase Gen]]*TOU_CTabulation[[#This Row],[Over Rate]]","v":0},{"$f":"TOU_CTabulation[[#This Row],[Base Value]]+TOU_CTabulation[[#This Row],[Over Value]]","v":0}]
[3,14,20,0,0,4,2,0,4,0,0,{"$f":"TOU_CTabulation[[#This Row],[AC System Output (W)]]/1000","v":0},{"$f":"IF(A1776=TOU_CTabulation[[#This Row],[Month]],M1776+TOU_CTabulation[[#This Row],[AC System Output (kW)]],TOU_CTabulation[[#This Row],[AC System Output (kW)]])","v":256.32060799999994},{"$f":"VLOOKUP(TOU_CTabulation[[#This Row],[Month]],Season,2)","v":"Winter"},{"$f":"VLOOKUP(TOU_CTabulation[[#This Row],[Season]],CRate,2)","v":10.5},{"$f":"IF(A1778>TOU_CTabulation[[#This Row],[Month]],TOU_CTabulation[[#This Row],[Day]]*TOU_CTabulation[[#This Row],[Base Allow]],0)","v":0},{"$f":"IF(A1778>TOU_CTabulation[[#This Row],[Month]],TOU_CTabulation[[#This Row],[Month Cumm]],0)","v":0},{"$f":"IF(TOU_CTabulation[[#This Row],[Month Base Gen]]=0,0,TOU_CTabulation[[#This Row],[Month Base Gen]]-TOU_CTabulation[[#This Row],[Day]]*TOU_CTabulation[[#This Row],[Base Allow]])","v":0},{"$f":"VLOOKUP(TOU_CTabulation[[#This Row],[Hour]],daypart,2)","v":"All"},{"$f":"TOU_CTabulation[[#This Row],[Season]]&TOU_CTabulation[[#This Row],[Day-Part]]","v":"WinterAll"},{"$f":"VLOOKUP(TOU_CTabulation[[#This Row],[Daypart]],TOUC,2)","v":0.25901999999999997},{"$f":"VLOOKUP(TOU_CTabulation[[#This Row],[Daypart]],TOUC,3)","v":0.32596000000000003},{"$f":"TOU_CTabulation[[#This Row],[Month Base Allow]]*TOU_CTabulation[[#This Row],[Base Rate]]","v":0},{"$f":"TOU_CTabulation[[#This Row],[Month Overbase Gen]]*TOU_CTabulation[[#This Row],[Over Rate]]","v":0},{"$f":"TOU_CTabulation[[#This Row],[Base Value]]+TOU_CTabulation[[#This Row],[Over Value]]","v":0}]
[3,15,6,0,26,5,2,24.838999999999999,3.496,93.995999999999995,71.856999999999999,{"$f":"TOU_CTabulation[[#This Row],[AC System Output (W)]]/1000","v":7.1857000000000004E-2},{"$f":"IF(A1786=TOU_CTabulation[[#This Row],[Month]],M1786+TOU_CTabulation[[#This Row],[AC System Output (kW)]],TOU_CTabulation[[#This Row],[AC System Output (kW)]])","v":256.39246499999996},{"$f":"VLOOKUP(TOU_CTabulation[[#This Row],[Month]],Season,2)","v":"Winter"},{"$f":"VLOOKUP(TOU_CTabulation[[#This Row],[Season]],CRate,2)","v":10.5},{"$f":"IF(A1788>TOU_CTabulation[[#This Row],[Month]],TOU_CTabulation[[#This Row],[Day]]*TOU_CTabulation[[#This Row],[Base Allow]],0)","v":0},{"$f":"IF(A1788>TOU_CTabulation[[#This Row],[Month]],TOU_CTabulation[[#This Row],[Month Cumm]],0)","v":0},{"$f":"IF(TOU_CTabulation[[#This Row],[Month Base Gen]]=0,0,TOU_CTabulation[[#This Row],[Month Base Gen]]-TOU_CTabulation[[#This Row],[Day]]*TOU_CTabulation[[#This Row],[Base Allow]])","v":0},{"$f":"VLOOKUP(TOU_CTabulation[[#This Row],[Hour]],daypart,2)","v":"All"},{"$f":"TOU_CTabulation[[#This Row],[Season]]&TOU_CTabulation[[#This Row],[Day-Part]]","v":"WinterAll"},{"$f":"VLOOKUP(TOU_CTabulation[[#This Row],[Daypart]],TOUC,2)","v":0.25901999999999997},{"$f":"VLOOKUP(TOU_CTabulation[[#This Row],[Daypart]],TOUC,3)","v":0.32596000000000003},{"$f":"TOU_CTabulation[[#This Row],[Month Base Allow]]*TOU_CTabulation[[#This Row],[Base Rate]]","v":0},{"$f":"TOU_CTabulation[[#This Row],[Month Overbase Gen]]*TOU_CTabulation[[#This Row],[Over Rate]]","v":0},{"$f":"TOU_CTabulation[[#This Row],[Base Value]]+TOU_CTabulation[[#This Row],[Over Value]]","v":0}]
[3,15,13,913,119,10,5,961.322,29.07,3237.3040000000001,3109.9659999999999,{"$f":"TOU_CTabulation[[#This Row],[AC System Output (W)]]/1000","v":3.109966},{"$f":"IF(A1793=TOU_CTabulation[[#This Row],[Month]],M1793+TOU_CTabulation[[#This Row],[AC System Output (kW)]],TOU_CTabulation[[#This Row],[AC System Output (kW)]])","v":273.96598999999992},{"$f":"VLOOKUP(TOU_CTabulation[[#This Row],[Month]],Season,2)","v":"Winter"},{"$f":"VLOOKUP(TOU_CTabulation[[#This Row],[Season]],CRate,2)","v":10.5},{"$f":"IF(A1795>TOU_CTabulation[[#This Row],[Month]],TOU_CTabulation[[#This Row],[Day]]*TOU_CTabulation[[#This Row],[Base Allow]],0)","v":0},{"$f":"IF(A1795>TOU_CTabulation[[#This Row],[Month]],TOU_CTabulation[[#This Row],[Month Cumm]],0)","v":0},{"$f":"IF(TOU_CTabulation[[#This Row],[Month Base Gen]]=0,0,TOU_CTabulation[[#This Row],[Month Base Gen]]-TOU_CTabulation[[#This Row],[Day]]*TOU_CTabulation[[#This Row],[Base Allow]])","v":0},{"$f":"VLOOKUP(TOU_CTabulation[[#This Row],[Hour]],daypart,2)","v":"All"},{"$f":"TOU_CTabulation[[#This Row],[Season]]&TOU_CTabulation[[#This Row],[Day-Part]]","v":"WinterAll"},{"$f":"VLOOKUP(TOU_CTabulation[[#This Row],[Daypart]],TOUC,2)","v":0.25901999999999997},{"$f":"VLOOKUP(TOU_CTabulation[[#This Row],[Daypart]],TOUC,3)","v":0.32596000000000003},{"$f":"TOU_CTabulation[[#This Row],[Month Base Allow]]*TOU_CTabulation[[#This Row],[Base Rate]]","v":0},{"$f":"TOU_CTabulation[[#This Row],[Month Overbase Gen]]*TOU_CTabulation[[#This Row],[Over Rate]]","v":0},{"$f":"TOU_CTabulation[[#This Row],[Base Value]]+TOU_CTabulation[[#This Row],[Over Value]]","v":0}]
[3,15,20,0,0,5,2,0,5,0,0,{"$f":"TOU_CTabulation[[#This Row],[AC System Output (W)]]/1000","v":0},{"$f":"IF(A1800=TOU_CTabulation[[#This Row],[Month]],M1800+TOU_CTabulation[[#This Row],[AC System Output (kW)]],TOU_CTabulation[[#This Row],[AC System Output (kW)]])","v":276.9249749999999},{"$f":"VLOOKUP(TOU_CTabulation[[#This Row],[Month]],Season,2)","v":"Winter"},{"$f":"VLOOKUP(TOU_CTabulation[[#This Row],[Season]],CRate,2)","v":10.5},{"$f":"IF(A1802>TOU_CTabulation[[#This Row],[Month]],TOU_CTabulation[[#This Row],[Day]]*TOU_CTabulation[[#This Row],[Base Allow]],0)","v":0},{"$f":"IF(A1802>TOU_CTabulation[[#This Row],[Month]],TOU_CTabulation[[#This Row],[Month Cumm]],0)","v":0},{"$f":"IF(TOU_CTabulation[[#This Row],[Month Base Gen]]=0,0,TOU_CTabulation[[#This Row],[Month Base Gen]]-TOU_CTabulation[[#This Row],[Day]]*TOU_CTabulation[[#This Row],[Base Allow]])","v":0},{"$f":"VLOOKUP(TOU_CTabulation[[#This Row],[Hour]],daypart,2)","v":"All"},{"$f":"TOU_CTabulation[[#This Row],[Season]]&TOU_CTabulation[[#This Row],[Day-Part]]","v":"WinterAll"},{"$f":"VLOOKUP(TOU_CTabulation[[#This Row],[Daypart]],TOUC,2)","v":0.25901999999999997},{"$f":"VLOOKUP(TOU_CTabulation[[#This Row],[Daypart]],TOUC,3)","v":0.32596000000000003},{"$f":"TOU_CTabulation[[#This Row],[Month Base Allow]]*TOU_CTabulation[[#This Row],[Base Rate]]","v":0},{"$f":"TOU_CTabulation[[#This Row],[Month Overbase Gen]]*TOU_CTabulation[[#This Row],[Over Rate]]","v":0},{"$f":"TOU_CTabulation[[#This Row],[Base Value]]+TOU_CTabulation[[#This Row],[Over Value]]","v":0}]
[3,16,6,113,21,4,3,35.079000000000001,2.9580000000000002,108.584,86.168999999999997,{"$f":"TOU_CTabulation[[#This Row],[AC System Output (W)]]/1000","v":8.6168999999999996E-2},{"$f":"IF(A1810=TOU_CTabulation[[#This Row],[Month]],M1810+TOU_CTabulation[[#This Row],[AC System Output (kW)]],TOU_CTabulation[[#This Row],[AC System Output (kW)]])","v":277.01114399999989},{"$f":"VLOOKUP(TOU_CTabulation[[#This Row],[Month]],Season,2)","v":"Winter"},{"$f":"VLOOKUP(TOU_CTabulation[[#This Row],[Season]],CRate,2)","v":10.5},{"$f":"IF(A1812>TOU_CTabulation[[#This Row],[Month]],TOU_CTabulation[[#This Row],[Day]]*TOU_CTabulation[[#This Row],[Base Allow]],0)","v":0},{"$f":"IF(A1812>TOU_CTabulation[[#This Row],[Month]],TOU_CTabulation[[#This Row],[Month Cumm]],0)","v":0},{"$f":"IF(TOU_CTabulation[[#This Row],[Month Base Gen]]=0,0,TOU_CTabulation[[#This Row],[Month Base Gen]]-TOU_CTabulation[[#This Row],[Day]]*TOU_CTabulation[[#This Row],[Base Allow]])","v":0},{"$f":"VLOOKUP(TOU_CTabulation[[#This Row],[Hour]],daypart,2)","v":"All"},{"$f":"TOU_CTabulation[[#This Row],[Season]]&TOU_CTabulation[[#This Row],[Day-Part]]","v":"WinterAll"},{"$f":"VLOOKUP(TOU_CTabulation[[#This Row],[Daypart]],TOUC,2)","v":0.25901999999999997},{"$f":"VLOOKUP(TOU_CTabulation[[#This Row],[Daypart]],TOUC,3)","v":0.32596000000000003},{"$f":"TOU_CTabulation[[#This Row],[Month Base Allow]]*TOU_CTabulation[[#This Row],[Base Rate]]","v":0},{"$f":"TOU_CTabulation[[#This Row],[Month Overbase Gen]]*TOU_CTabulation[[#This Row],[Over Rate]]","v":0},{"$f":"TOU_CTabulation[[#This Row],[Base Value]]+TOU_CTabulation[[#This Row],[Over Value]]","v":0}]
[3,16,10,3,173,10,5,169.50800000000001,13.17,614.93600000000004,581.71199999999999,{"$f":"TOU_CTabulation[[#This Row],[AC System Output (W)]]/1000","v":0.58171200000000001},{"$f":"IF(A1814=TOU_CTabulation[[#This Row],[Month]],M1814+TOU_CTabulation[[#This Row],[AC System Output (kW)]],TOU_CTabulation[[#This Row],[AC System Output (kW)]])","v":282.61090099999984},{"$f":"VLOOKUP(TOU_CTabulation[[#This Row],[Month]],Season,2)","v":"Winter"},{"$f":"VLOOKUP(TOU_CTabulation[[#This Row],[Season]],CRate,2)","v":10.5},{"$f":"IF(A1816>TOU_CTabulation[[#This Row],[Month]],TOU_CTabulation[[#This Row],[Day]]*TOU_CTabulation[[#This Row],[Base Allow]],0)","v":0},{"$f":"IF(A1816>TOU_CTabulation[[#This Row],[Month]],TOU_CTabulation[[#This Row],[Month Cumm]],0)","v":0},{"$f":"IF(TOU_CTabulation[[#This Row],[Month Base Gen]]=0,0,TOU_CTabulation[[#This Row],[Month Base Gen]]-TOU_CTabulation[[#This Row],[Day]]*TOU_CTabulation[[#This Row],[Base Allow]])","v":0},{"$f":"VLOOKUP(TOU_CTabulation[[#This Row],[Hour]],daypart,2)","v":"All"},{"$f":"TOU_CTabulation[[#This Row],[Season]]&TOU_CTabulation[[#This Row],[Day-Part]]","v":"WinterAll"},{"$f":"VLOOKUP(TOU_CTabulation[[#This Row],[Daypart]],TOUC,2)","v":0.25901999999999997},{"$f":"VLOOKUP(TOU_CTabulation[[#This Row],[Daypart]],TOUC,3)","v":0.32596000000000003},{"$f":"TOU_CTabulation[[#This Row],[Month Base Allow]]*TOU_CTabulation[[#This Row],[Base Rate]]","v":0},{"$f":"TOU_CTabulation[[#This Row],[Month Overbase Gen]]*TOU_CTabulation[[#This Row],[Over Rate]]","v":0},{"$f":"TOU_CTabulation[[#This Row],[Base Value]]+TOU_CTabulation[[#This Row],[Over Value]]","v":0}]
[3,16,23,0,0,4,1,0,4,0,0,{"$f":"TOU_CTabulation[[#This Row],[AC System Output (W)]]/1000","v":0},{"$f":"IF(A1827=TOU_CTabulation[[#This Row],[Month]],M1827+TOU_CTabulation[[#This Row],[AC System Output (kW)]],TOU_CTabulation[[#This Row],[AC System Output (kW)]])","v":294.22479299999986},{"$f":"VLOOKUP(TOU_CTabulation[[#This Row],[Month]],Season,2)","v":"Winter"},{"$f":"VLOOKUP(TOU_CTabulation[[#This Row],[Season]],CRate,2)","v":10.5},{"$f":"IF(A1829>TOU_CTabulation[[#This Row],[Month]],TOU_CTabulation[[#This Row],[Day]]*TOU_CTabulation[[#This Row],[Base Allow]],0)","v":0},{"$f":"IF(A1829>TOU_CTabulation[[#This Row],[Month]],TOU_CTabulation[[#This Row],[Month Cumm]],0)","v":0},{"$f":"IF(TOU_CTabulation[[#This Row],[Month Base Gen]]=0,0,TOU_CTabulation[[#This Row],[Month Base Gen]]-TOU_CTabulation[[#This Row],[Day]]*TOU_CTabulation[[#This Row],[Base Allow]])","v":0},{"$f":"VLOOKUP(TOU_CTabulation[[#This Row],[Hour]],daypart,2)","v":"All"},{"$f":"TOU_CTabulation[[#This Row],[Season]]&TOU_CTabulation[[#This Row],[Day-Part]]","v":"WinterAll"},{"$f":"VLOOKUP(TOU_CTabulation[[#This Row],[Daypart]],TOUC,2)","v":0.25901999999999997},{"$f":"VLOOKUP(TOU_CTabulation[[#This Row],[Daypart]],TOUC,3)","v":0.32596000000000003},{"$f":"TOU_CTabulation[[#This Row],[Month Base Allow]]*TOU_CTabulation[[#This Row],[Base Rate]]","v":0},{"$f":"TOU_CTabulation[[#This Row],[Month Overbase Gen]]*TOU_CTabulation[[#This Row],[Over Rate]]","v":0},{"$f":"TOU_CTabulation[[#This Row],[Base Value]]+TOU_CTabulation[[#This Row],[Over Value]]","v":0}]
[3,17,7,0,32,6,1,30.331,4.2949999999999999,114.384,91.858000000000004,{"$f":"TOU_CTabulation[[#This Row],[AC System Output (W)]]/1000","v":9.1858000000000009E-2},{"$f":"IF(A1835=TOU_CTabulation[[#This Row],[Month]],M1835+TOU_CTabulation[[#This Row],[AC System Output (kW)]],TOU_CTabulation[[#This Row],[AC System Output (kW)]])","v":294.31665099999987},{"$f":"VLOOKUP(TOU_CTabulation[[#This Row],[Month]],Season,2)","v":"Winter"},{"$f":"VLOOKUP(TOU_CTabulation[[#This Row],[Season]],CRate,2)","v":10.5},{"$f":"IF(A1837>TOU_CTabulation[[#This Row],[Month]],TOU_CTabulation[[#This Row],[Day]]*TOU_CTabulation[[#This Row],[Base Allow]],0)","v":0},{"$f":"IF(A1837>TOU_CTabulation[[#This Row],[Month]],TOU_CTabulation[[#This Row],[Month Cumm]],0)","v":0},{"$f":"IF(TOU_CTabulation[[#This Row],[Month Base Gen]]=0,0,TOU_CTabulation[[#This Row],[Month Base Gen]]-TOU_CTabulation[[#This Row],[Day]]*TOU_CTabulation[[#This Row],[Base Allow]])","v":0},{"$f":"VLOOKUP(TOU_CTabulation[[#This Row],[Hour]],daypart,2)","v":"All"},{"$f":"TOU_CTabulation[[#This Row],[Season]]&TOU_CTabulation[[#This Row],[Day-Part]]","v":"WinterAll"},{"$f":"VLOOKUP(TOU_CTabulation[[#This Row],[Daypart]],TOUC,2)","v":0.25901999999999997},{"$f":"VLOOKUP(TOU_CTabulation[[#This Row],[Daypart]],TOUC,3)","v":0.32596000000000003},{"$f":"TOU_CTabulation[[#This Row],[Month Base Allow]]*TOU_CTabulation[[#This Row],[Base Rate]]","v":0},{"$f":"TOU_CTabulation[[#This Row],[Month Overbase Gen]]*TOU_CTabulation[[#This Row],[Over Rate]]","v":0},{"$f":"TOU_CTabulation[[#This Row],[Base Value]]+TOU_CTabulation[[#This Row],[Over Value]]","v":0}]
[3,17,8,209,192,7,2,312.86200000000002,13.724,1115.692,1069.434,{"$f":"TOU_CTabulation[[#This Row],[AC System Output (W)]]/1000","v":1.069434},{"$f":"IF(A1836=TOU_CTabulation[[#This Row],[Month]],M1836+TOU_CTabulation[[#This Row],[AC System Output (kW)]],TOU_CTabulation[[#This Row],[AC System Output (kW)]])","v":295.38608499999987},{"$f":"VLOOKUP(TOU_CTabulation[[#This Row],[Month]],Season,2)","v":"Winter"},{"$f":"VLOOKUP(TOU_CTabulation[[#This Row],[Season]],CRate,2)","v":10.5},{"$f":"IF(A1838>TOU_CTabulation[[#This Row],[Month]],TOU_CTabulation[[#This Row],[Day]]*TOU_CTabulation[[#This Row],[Base Allow]],0)","v":0},{"$f":"IF(A1838>TOU_CTabulation[[#This Row],[Month]],TOU_CTabulation[[#This Row],[Month Cumm]],0)","v":0},{"$f":"IF(TOU_CTabulation[[#This Row],[Month Base Gen]]=0,0,TOU_CTabulation[[#This Row],[Month Base Gen]]-TOU_CTabulation[[#This Row],[Day]]*TOU_CTabulation[[#This Row],[Base Allow]])","v":0},{"$f":"VLOOKUP(TOU_CTabulation[[#This Row],[Hour]],daypart,2)","v":"All"},{"$f":"TOU_CTabulation[[#This Row],[Season]]&TOU_CTabulation[[#This Row],[Day-Part]]","v":"WinterAll"},{"$f":"VLOOKUP(TOU_CTabulation[[#This Row],[Daypart]],TOUC,2)","v":0.25901999999999997},{"$f":"VLOOKUP(TOU_CTabulation[[#This Row],[Daypart]],TOUC,3)","v":0.32596000000000003},{"$f":"TOU_CTabulation[[#This Row],[Month Base Allow]]*TOU_CTabulation[[#This Row],[Base Rate]]","v":0},{"$f":"TOU_CTabulation[[#This Row],[Month Overbase Gen]]*TOU_CTabulation[[#This Row],[Over Rate]]","v":0},{"$f":"TOU_CTabulation[[#This Row],[Base Value]]+TOU_CTabulation[[#This Row],[Over Value]]","v":0}]
[3,17,17,313,48,6,4,104.85,7.452,316.15899999999999,289.601,{"$f":"TOU_CTabulation[[#This Row],[AC System Output (W)]]/1000","v":0.289601},{"$f":"IF(A1845=TOU_CTabulation[[#This Row],[Month]],M1845+TOU_CTabulation[[#This Row],[AC System Output (kW)]],TOU_CTabulation[[#This Row],[AC System Output (kW)]])","v":302.81325899999985},{"$f":"VLOOKUP(TOU_CTabulation[[#This Row],[Month]],Season,2)","v":"Winter"},{"$f":"VLOOKUP(TOU_CTabulation[[#This Row],[Season]],CRate,2)","v":10.5},{"$f":"IF(A1847>TOU_CTabulation[[#This Row],[Month]],TOU_CTabulation[[#This Row],[Day]]*TOU_CTabulation[[#This Row],[Base Allow]],0)","v":0},{"$f":"IF(A1847>TOU_CTabulation[[#This Row],[Month]],TOU_CTabulation[[#This Row],[Month Cumm]],0)","v":0},{"$f":"IF(TOU_CTabulation[[#This Row],[Month Base Gen]]=0,0,TOU_CTabulation[[#This Row],[Month Base Gen]]-TOU_CTabulation[[#This Row],[Day]]*TOU_CTabulation[[#This Row],[Base Allow]])","v":0},{"$f":"VLOOKUP(TOU_CTabulation[[#This Row],[Hour]],daypart,2)","v":"All"},{"$f":"TOU_CTabulation[[#This Row],[Season]]&TOU_CTabulation[[#This Row],[Day-Part]]","v":"WinterAll"},{"$f":"VLOOKUP(TOU_CTabulation[[#This Row],[Daypart]],TOUC,2)","v":0.25901999999999997},{"$f":"VLOOKUP(TOU_CTabulation[[#This Row],[Daypart]],TOUC,3)","v":0.32596000000000003},{"$f":"TOU_CTabulation[[#This Row],[Month Base Allow]]*TOU_CTabulation[[#This Row],[Base Rate]]","v":0},{"$f":"TOU_CTabulation[[#This Row],[Month Overbase Gen]]*TOU_CTabulation[[#This Row],[Over Rate]]","v":0},{"$f":"TOU_CTabulation[[#This Row],[Base Value]]+TOU_CTabulation[[#This Row],[Over Value]]","v":0}]
[3,18,1,0,0,2,3,0,2,0,0,{"$f":"TOU_CTabulation[[#This Row],[AC System Output (W)]]/1000","v":0},{"$f":"IF(A1853=TOU_CTabulation[[#This Row],[Month]],M1853+TOU_CTabulation[[#This Row],[AC System Output (kW)]],TOU_CTabulation[[#This Row],[AC System Output (kW)]])","v":302.81325899999985},{"$f":"VLOOKUP(TOU_CTabulation[[#This Row],[Month]],Season,2)","v":"Winter"},{"$f":"VLOOKUP(TOU_CTabulation[[#This Row],[Season]],CRate,2)","v":10.5},{"$f":"IF(A1855>TOU_CTabulation[[#This Row],[Month]],TOU_CTabulation[[#This Row],[Day]]*TOU_CTabulation[[#This Row],[Base Allow]],0)","v":0},{"$f":"IF(A1855>TOU_CTabulation[[#This Row],[Month]],TOU_CTabulation[[#This Row],[Month Cumm]],0)","v":0},{"$f":"IF(TOU_CTabulation[[#This Row],[Month Base Gen]]=0,0,TOU_CTabulation[[#This Row],[Month Base Gen]]-TOU_CTabulation[[#This Row],[Day]]*TOU_CTabulation[[#This Row],[Base Allow]])","v":0},{"$f":"VLOOKUP(TOU_CTabulation[[#This Row],[Hour]],daypart,2)","v":"All"},{"$f":"TOU_CTabulation[[#This Row],[Season]]&TOU_CTabulation[[#This Row],[Day-Part]]","v":"WinterAll"},{"$f":"VLOOKUP(TOU_CTabulation[[#This Row],[Daypart]],TOUC,2)","v":0.25901999999999997},{"$f":"VLOOKUP(TOU_CTabulation[[#This Row],[Daypart]],TOUC,3)","v":0.32596000000000003},{"$f":"TOU_CTabulation[[#This Row],[Month Base Allow]]*TOU_CTabulation[[#This Row],[Base Rate]]","v":0},{"$f":"TOU_CTabulation[[#This Row],[Month Overbase Gen]]*TOU_CTabulation[[#This Row],[Over Rate]]","v":0},{"$f":"TOU_CTabulation[[#This Row],[Base Value]]+TOU_CTabulation[[#This Row],[Over Value]]","v":0}]
[3,18,7,704,58,5,3,296.75400000000002,10.632,959.03200000000004,917.10199999999998,{"$f":"TOU_CTabulation[[#This Row],[AC System Output (W)]]/1000","v":0.91710199999999997},{"$f":"IF(A1859=TOU_CTabulation[[#This Row],[Month]],M1859+TOU_CTabulation[[#This Row],[AC System Output (kW)]],TOU_CTabulation[[#This Row],[AC System Output (kW)]])","v":303.85154799999987},{"$f":"VLOOKUP(TOU_CTabulation[[#This Row],[Month]],Season,2)","v":"Winter"},{"$f":"VLOOKUP(TOU_CTabulation[[#This Row],[Season]],CRate,2)","v":10.5},{"$f":"IF(A1861>TOU_CTabulation[[#This Row],[Month]],TOU_CTabulation[[#This Row],[Day]]*TOU_CTabulation[[#This Row],[Base Allow]],0)","v":0},{"$f":"IF(A1861>TOU_CTabulation[[#This Row],[Month]],TOU_CTabulation[[#This Row],[Month Cumm]],0)","v":0},{"$f":"IF(TOU_CTabulation[[#This Row],[Month Base Gen]]=0,0,TOU_CTabulation[[#This Row],[Month Base Gen]]-TOU_CTabulation[[#This Row],[Day]]*TOU_CTabulation[[#This Row],[Base Allow]])","v":0},{"$f":"VLOOKUP(TOU_CTabulation[[#This Row],[Hour]],daypart,2)","v":"All"},{"$f":"TOU_CTabulation[[#This Row],[Season]]&TOU_CTabulation[[#This Row],[Day-Part]]","v":"WinterAll"},{"$f":"VLOOKUP(TOU_CTabulation[[#This Row],[Daypart]],TOUC,2)","v":0.25901999999999997},{"$f":"VLOOKUP(TOU_CTabulation[[#This Row],[Daypart]],TOUC,3)","v":0.32596000000000003},{"$f":"TOU_CTabulation[[#This Row],[Month Base Allow]]*TOU_CTabulation[[#This Row],[Base Rate]]","v":0},{"$f":"TOU_CTabulation[[#This Row],[Month Overbase Gen]]*TOU_CTabulation[[#This Row],[Over Rate]]","v":0},{"$f":"TOU_CTabulation[[#This Row],[Base Value]]+TOU_CTabulation[[#This Row],[Over Value]]","v":0}]
[3,18,18,0,0,5,1,0,5,0,0,{"$f":"TOU_CTabulation[[#This Row],[AC System Output (W)]]/1000","v":0},{"$f":"IF(A1870=TOU_CTabulation[[#This Row],[Month]],M1870+TOU_CTabulation[[#This Row],[AC System Output (kW)]],TOU_CTabulation[[#This Row],[AC System Output (kW)]])","v":327.2683849999998},{"$f":"VLOOKUP(TOU_CTabulation[[#This Row],[Month]],Season,2)","v":"Winter"},{"$f":"VLOOKUP(TOU_CTabulation[[#This Row],[Season]],CRate,2)","v":10.5},{"$f":"IF(A1872>TOU_CTabulation[[#This Row],[Month]],TOU_CTabulation[[#This Row],[Day]]*TOU_CTabulation[[#This Row],[Base Allow]],0)","v":0},{"$f":"IF(A1872>TOU_CTabulation[[#This Row],[Month]],TOU_CTabulation[[#This Row],[Month Cumm]],0)","v":0},{"$f":"IF(TOU_CTabulation[[#This Row],[Month Base Gen]]=0,0,TOU_CTabulation[[#This Row],[Month Base Gen]]-TOU_CTabulation[[#This Row],[Day]]*TOU_CTabulation[[#This Row],[Base Allow]])","v":0},{"$f":"VLOOKUP(TOU_CTabulation[[#This Row],[Hour]],daypart,2)","v":"All"},{"$f":"TOU_CTabulation[[#This Row],[Season]]&TOU_CTabulation[[#This Row],[Day-Part]]","v":"WinterAll"},{"$f":"VLOOKUP(TOU_CTabulation[[#This Row],[Daypart]],TOUC,2)","v":0.25901999999999997},{"$f":"VLOOKUP(TOU_CTabulation[[#This Row],[Daypart]],TOUC,3)","v":0.32596000000000003},{"$f":"TOU_CTabulation[[#This Row],[Month Base Allow]]*TOU_CTabulation[[#This Row],[Base Rate]]","v":0},{"$f":"TOU_CTabulation[[#This Row],[Month Overbase Gen]]*TOU_CTabulation[[#This Row],[Over Rate]]","v":0},{"$f":"TOU_CTabulation[[#This Row],[Base Value]]+TOU_CTabulation[[#This Row],[Over Value]]","v":0}]
[3,19,3,0,0,2,2,0,2,0,0,{"$f":"TOU_CTabulation[[#This Row],[AC System Output (W)]]/1000","v":0},{"$f":"IF(A1879=TOU_CTabulation[[#This Row],[Month]],M1879+TOU_CTabulation[[#This Row],[AC System Output (kW)]],TOU_CTabulation[[#This Row],[AC System Output (kW)]])","v":327.2683849999998},{"$f":"VLOOKUP(TOU_CTabulation[[#This Row],[Month]],Season,2)","v":"Winter"},{"$f":"VLOOKUP(TOU_CTabulation[[#This Row],[Season]],CRate,2)","v":10.5},{"$f":"IF(A1881>TOU_CTabulation[[#This Row],[Month]],TOU_CTabulation[[#This Row],[Day]]*TOU_CTabulation[[#This Row],[Base Allow]],0)","v":0},{"$f":"IF(A1881>TOU_CTabulation[[#This Row],[Month]],TOU_CTabulation[[#This Row],[Month Cumm]],0)","v":0},{"$f":"IF(TOU_CTabulation[[#This Row],[Month Base Gen]]=0,0,TOU_CTabulation[[#This Row],[Month Base Gen]]-TOU_CTabulation[[#This Row],[Day]]*TOU_CTabulation[[#This Row],[Base Allow]])","v":0},{"$f":"VLOOKUP(TOU_CTabulation[[#This Row],[Hour]],daypart,2)","v":"All"},{"$f":"TOU_CTabulation[[#This Row],[Season]]&TOU_CTabulation[[#This Row],[Day-Part]]","v":"WinterAll"},{"$f":"VLOOKUP(TOU_CTabulation[[#This Row],[Daypart]],TOUC,2)","v":0.25901999999999997},{"$f":"VLOOKUP(TOU_CTabulation[[#This Row],[Daypart]],TOUC,3)","v":0.32596000000000003},{"$f":"TOU_CTabulation[[#This Row],[Month Base Allow]]*TOU_CTabulation[[#This Row],[Base Rate]]","v":0},{"$f":"TOU_CTabulation[[#This Row],[Month Overbase Gen]]*TOU_CTabulation[[#This Row],[Over Rate]]","v":0},{"$f":"TOU_CTabulation[[#This Row],[Base Value]]+TOU_CTabulation[[#This Row],[Over Value]]","v":0}]
[3,19,6,280,23,5,3,55.838999999999999,4.4909999999999997,150.154,126.941,{"$f":"TOU_CTabulation[[#This Row],[AC System Output (W)]]/1000","v":0.126941},{"$f":"IF(A1882=TOU_CTabulation[[#This Row],[Month]],M1882+TOU_CTabulation[[#This Row],[AC System Output (kW)]],TOU_CTabulation[[#This Row],[AC System Output (kW)]])","v":327.39532599999978},{"$f":"VLOOKUP(TOU_CTabulation[[#This Row],[Month]],Season,2)","v":"Winter"},{"$f":"VLOOKUP(TOU_CTabulation[[#This Row],[Season]],CRate,2)","v":10.5},{"$f":"IF(A1884>TOU_CTabulation[[#This Row],[Month]],TOU_CTabulation[[#This Row],[Day]]*TOU_CTabulation[[#This Row],[Base Allow]],0)","v":0},{"$f":"IF(A1884>TOU_CTabulation[[#This Row],[Month]],TOU_CTabulation[[#This Row],[Month Cumm]],0)","v":0},{"$f":"IF(TOU_CTabulation[[#This Row],[Month Base Gen]]=0,0,TOU_CTabulation[[#This Row],[Month Base Gen]]-TOU_CTabulation[[#This Row],[Day]]*TOU_CTabulation[[#This Row],[Base Allow]])","v":0},{"$f":"VLOOKUP(TOU_CTabulation[[#This Row],[Hour]],daypart,2)","v":"All"},{"$f":"TOU_CTabulation[[#This Row],[Season]]&TOU_CTabulation[[#This Row],[Day-Part]]","v":"WinterAll"},{"$f":"VLOOKUP(TOU_CTabulation[[#This Row],[Daypart]],TOUC,2)","v":0.25901999999999997},{"$f":"VLOOKUP(TOU_CTabulation[[#This Row],[Daypart]],TOUC,3)","v":0.32596000000000003},{"$f":"TOU_CTabulation[[#This Row],[Month Base Allow]]*TOU_CTabulation[[#This Row],[Base Rate]]","v":0},{"$f":"TOU_CTabulation[[#This Row],[Month Overbase Gen]]*TOU_CTabulation[[#This Row],[Over Rate]]","v":0},{"$f":"TOU_CTabulation[[#This Row],[Base Value]]+TOU_CTabulation[[#This Row],[Over Value]]","v":0}]
[3,19,20,0,0,8,0,0,8,0,0,{"$f":"TOU_CTabulation[[#This Row],[AC System Output (W)]]/1000","v":0},{"$f":"IF(A1896=TOU_CTabulation[[#This Row],[Month]],M1896+TOU_CTabulation[[#This Row],[AC System Output (kW)]],TOU_CTabulation[[#This Row],[AC System Output (kW)]])","v":349.85421299999985},{"$f":"VLOOKUP(TOU_CTabulation[[#This Row],[Month]],Season,2)","v":"Winter"},{"$f":"VLOOKUP(TOU_CTabulation[[#This Row],[Season]],CRate,2)","v":10.5},{"$f":"IF(A1898>TOU_CTabulation[[#This Row],[Month]],TOU_CTabulation[[#This Row],[Day]]*TOU_CTabulation[[#This Row],[Base Allow]],0)","v":0},{"$f":"IF(A1898>TOU_CTabulation[[#This Row],[Month]],TOU_CTabulation[[#This Row],[Month Cumm]],0)","v":0},{"$f":"IF(TOU_CTabulation[[#This Row],[Month Base Gen]]=0,0,TOU_CTabulation[[#This Row],[Month Base Gen]]-TOU_CTabulation[[#This Row],[Day]]*TOU_CTabulation[[#This Row],[Base Allow]])","v":0},{"$f":"VLOOKUP(TOU_CTabulation[[#This Row],[Hour]],daypart,2)","v":"All"},{"$f":"TOU_CTabulation[[#This Row],[Season]]&TOU_CTabulation[[#This Row],[Day-Part]]","v":"WinterAll"},{"$f":"VLOOKUP(TOU_CTabulation[[#This Row],[Daypart]],TOUC,2)","v":0.25901999999999997},{"$f":"VLOOKUP(TOU_CTabulation[[#This Row],[Daypart]],TOUC,3)","v":0.32596000000000003},{"$f":"TOU_CTabulation[[#This Row],[Month Base Allow]]*TOU_CTabulation[[#This Row],[Base Rate]]","v":0},{"$f":"TOU_CTabulation[[#This Row],[Month Overbase Gen]]*TOU_CTabulation[[#This Row],[Over Rate]]","v":0},{"$f":"TOU_CTabulation[[#This Row],[Base Value]]+TOU_CTabulation[[#This Row],[Over Value]]","v":0}]
[3,20,3,0,0,6,1,0,6,0,0,{"$f":"TOU_CTabulation[[#This Row],[AC System Output (W)]]/1000","v":0},{"$f":"IF(A1903=TOU_CTabulation[[#This Row],[Month]],M1903+TOU_CTabulation[[#This Row],[AC System Output (kW)]],TOU_CTabulation[[#This Row],[AC System Output (kW)]])","v":349.85421299999985},{"$f":"VLOOKUP(TOU_CTabulation[[#This Row],[Month]],Season,2)","v":"Winter"},{"$f":"VLOOKUP(TOU_CTabulation[[#This Row],[Season]],CRate,2)","v":10.5},{"$f":"IF(A1905>TOU_CTabulation[[#This Row],[Month]],TOU_CTabulation[[#This Row],[Day]]*TOU_CTabulation[[#This Row],[Base Allow]],0)","v":0},{"$f":"IF(A1905>TOU_CTabulation[[#This Row],[Month]],TOU_CTabulation[[#This Row],[Month Cumm]],0)","v":0},{"$f":"IF(TOU_CTabulation[[#This Row],[Month Base Gen]]=0,0,TOU_CTabulation[[#This Row],[Month Base Gen]]-TOU_CTabulation[[#This Row],[Day]]*TOU_CTabulation[[#This Row],[Base Allow]])","v":0},{"$f":"VLOOKUP(TOU_CTabulation[[#This Row],[Hour]],daypart,2)","v":"All"},{"$f":"TOU_CTabulation[[#This Row],[Season]]&TOU_CTabulation[[#This Row],[Day-Part]]","v":"WinterAll"},{"$f":"VLOOKUP(TOU_CTabulation[[#This Row],[Daypart]],TOUC,2)","v":0.25901999999999997},{"$f":"VLOOKUP(TOU_CTabulation[[#This Row],[Daypart]],TOUC,3)","v":0.32596000000000003},{"$f":"TOU_CTabulation[[#This Row],[Month Base Allow]]*TOU_CTabulation[[#This Row],[Base Rate]]","v":0},{"$f":"TOU_CTabulation[[#This Row],[Month Overbase Gen]]*TOU_CTabulation[[#This Row],[Over Rate]]","v":0},{"$f":"TOU_CTabulation[[#This Row],[Base Value]]+TOU_CTabulation[[#This Row],[Over Value]]","v":0}]
[3,20,5,0,0,6,1,0,6,0,0,{"$f":"TOU_CTabulation[[#This Row],[AC System Output (W)]]/1000","v":0},{"$f":"IF(A1905=TOU_CTabulation[[#This Row],[Month]],M1905+TOU_CTabulation[[#This Row],[AC System Output (kW)]],TOU_CTabulation[[#This Row],[AC System Output (kW)]])","v":349.85421299999985},{"$f":"VLOOKUP(TOU_CTabulation[[#This Row],[Month]],Season,2)","v":"Winter"},{"$f":"VLOOKUP(TOU_CTabulation[[#This Row],[Season]],CRate,2)","v":10.5},{"$f":"IF(A1907>TOU_CTabulation[[#This Row],[Month]],TOU_CTabulation[[#This Row],[Day]]*TOU_CTabulation[[#This Row],[Base Allow]],0)","v":0},{"$f":"IF(A1907>TOU_CTabulation[[#This Row],[Month]],TOU_CTabulation[[#This Row],[Month Cumm]],0)","v":0},{"$f":"IF(TOU_CTabulation[[#This Row],[Month Base Gen]]=0,0,TOU_CTabulation[[#This Row],[Month Base Gen]]-TOU_CTabulation[[#This Row],[Day]]*TOU_CTabulation[[#This Row],[Base Allow]])","v":0},{"$f":"VLOOKUP(TOU_CTabulation[[#This Row],[Hour]],daypart,2)","v":"All"},{"$f":"TOU_CTabulation[[#This Row],[Season]]&TOU_CTabulation[[#This Row],[Day-Part]]","v":"WinterAll"},{"$f":"VLOOKUP(TOU_CTabulation[[#This Row],[Daypart]],TOUC,2)","v":0.25901999999999997},{"$f":"VLOOKUP(TOU_CTabulation[[#This Row],[Daypart]],TOUC,3)","v":0.32596000000000003},{"$f":"TOU_CTabulation[[#This Row],[Month Base Allow]]*TOU_CTabulation[[#This Row],[Base Rate]]","v":0},{"$f":"TOU_CTabulation[[#This Row],[Month Overbase Gen]]*TOU_CTabulation[[#This Row],[Over Rate]]","v":0},{"$f":"TOU_CTabulation[[#This Row],[Base Value]]+TOU_CTabulation[[#This Row],[Over Value]]","v":0}]
[3,20,17,291,45,11,1,98,13.364000000000001,288.245,262.267,{"$f":"TOU_CTabulation[[#This Row],[AC System Output (W)]]/1000","v":0.26226699999999997},{"$f":"IF(A1917=TOU_CTabulation[[#This Row],[Month]],M1917+TOU_CTabulation[[#This Row],[AC System Output (kW)]],TOU_CTabulation[[#This Row],[AC System Output (kW)]])","v":367.89807999999982},{"$f":"VLOOKUP(TOU_CTabulation[[#This Row],[Month]],Season,2)","v":"Winter"},{"$f":"VLOOKUP(TOU_CTabulation[[#This Row],[Season]],CRate,2)","v":10.5},{"$f":"IF(A1919>TOU_CTabulation[[#This Row],[Month]],TOU_CTabulation[[#This Row],[Day]]*TOU_CTabulation[[#This Row],[Base Allow]],0)","v":0},{"$f":"IF(A1919>TOU_CTabulation[[#This Row],[Month]],TOU_CTabulation[[#This Row],[Month Cumm]],0)","v":0},{"$f":"IF(TOU_CTabulation[[#This Row],[Month Base Gen]]=0,0,TOU_CTabulation[[#This Row],[Month Base Gen]]-TOU_CTabulation[[#This Row],[Day]]*TOU_CTabulation[[#This Row],[Base Allow]])","v":0},{"$f":"VLOOKUP(TOU_CTabulation[[#This Row],[Hour]],daypart,2)","v":"All"},{"$f":"TOU_CTabulation[[#This Row],[Season]]&TOU_CTabulation[[#This Row],[Day-Part]]","v":"WinterAll"},{"$f":"VLOOKUP(TOU_CTabulation[[#This Row],[Daypart]],TOUC,2)","v":0.25901999999999997},{"$f":"VLOOKUP(TOU_CTabulation[[#This Row],[Daypart]],TOUC,3)","v":0.32596000000000003},{"$f":"TOU_CTabulation[[#This Row],[Month Base Allow]]*TOU_CTabulation[[#This Row],[Base Rate]]","v":0},{"$f":"TOU_CTabulation[[#This Row],[Month Overbase Gen]]*TOU_CTabulation[[#This Row],[Over Rate]]","v":0},{"$f":"TOU_CTabulation[[#This Row],[Base Value]]+TOU_CTabulation[[#This Row],[Over Value]]","v":0}]
[3,20,22,0,0,8,1,0,8,0,0,{"$f":"TOU_CTabulation[[#This Row],[AC System Output (W)]]/1000","v":0},{"$f":"IF(A1922=TOU_CTabulation[[#This Row],[Month]],M1922+TOU_CTabulation[[#This Row],[AC System Output (kW)]],TOU_CTabulation[[#This Row],[AC System Output (kW)]])","v":367.89807999999982},{"$f":"VLOOKUP(TOU_CTabulation[[#This Row],[Month]],Season,2)","v":"Winter"},{"$f":"VLOOKUP(TOU_CTabulation[[#This Row],[Season]],CRate,2)","v":10.5},{"$f":"IF(A1924>TOU_CTabulation[[#This Row],[Month]],TOU_CTabulation[[#This Row],[Day]]*TOU_CTabulation[[#This Row],[Base Allow]],0)","v":0},{"$f":"IF(A1924>TOU_CTabulation[[#This Row],[Month]],TOU_CTabulation[[#This Row],[Month Cumm]],0)","v":0},{"$f":"IF(TOU_CTabulation[[#This Row],[Month Base Gen]]=0,0,TOU_CTabulation[[#This Row],[Month Base Gen]]-TOU_CTabulation[[#This Row],[Day]]*TOU_CTabulation[[#This Row],[Base Allow]])","v":0},{"$f":"VLOOKUP(TOU_CTabulation[[#This Row],[Hour]],daypart,2)","v":"All"},{"$f":"TOU_CTabulation[[#This Row],[Season]]&TOU_CTabulation[[#This Row],[Day-Part]]","v":"WinterAll"},{"$f":"VLOOKUP(TOU_CTabulation[[#This Row],[Daypart]],TOUC,2)","v":0.25901999999999997},{"$f":"VLOOKUP(TOU_CTabulation[[#This Row],[Daypart]],TOUC,3)","v":0.32596000000000003},{"$f":"TOU_CTabulation[[#This Row],[Month Base Allow]]*TOU_CTabulation[[#This Row],[Base Rate]]","v":0},{"$f":"TOU_CTabulation[[#This Row],[Month Overbase Gen]]*TOU_CTabulation[[#This Row],[Over Rate]]","v":0},{"$f":"TOU_CTabulation[[#This Row],[Base Value]]+TOU_CTabulation[[#This Row],[Over Value]]","v":0}]
[3,21,3,0,0,8,0,0,8,0,0,{"$f":"TOU_CTabulation[[#This Row],[AC System Output (W)]]/1000","v":0},{"$f":"IF(A1927=TOU_CTabulation[[#This Row],[Month]],M1927+TOU_CTabulation[[#This Row],[AC System Output (kW)]],TOU_CTabulation[[#This Row],[AC System Output (kW)]])","v":367.89807999999982},{"$f":"VLOOKUP(TOU_CTabulation[[#This Row],[Month]],Season,2)","v":"Winter"},{"$f":"VLOOKUP(TOU_CTabulation[[#This Row],[Season]],CRate,2)","v":10.5},{"$f":"IF(A1929>TOU_CTabulation[[#This Row],[Month]],TOU_CTabulation[[#This Row],[Day]]*TOU_CTabulation[[#This Row],[Base Allow]],0)","v":0},{"$f":"IF(A1929>TOU_CTabulation[[#This Row],[Month]],TOU_CTabulation[[#This Row],[Month Cumm]],0)","v":0},{"$f":"IF(TOU_CTabulation[[#This Row],[Month Base Gen]]=0,0,TOU_CTabulation[[#This Row],[Month Base Gen]]-TOU_CTabulation[[#This Row],[Day]]*TOU_CTabulation[[#This Row],[Base Allow]])","v":0},{"$f":"VLOOKUP(TOU_CTabulation[[#This Row],[Hour]],daypart,2)","v":"All"},{"$f":"TOU_CTabulation[[#This Row],[Season]]&TOU_CTabulation[[#This Row],[Day-Part]]","v":"WinterAll"},{"$f":"VLOOKUP(TOU_CTabulation[[#This Row],[Daypart]],TOUC,2)","v":0.25901999999999997},{"$f":"VLOOKUP(TOU_CTabulation[[#This Row],[Daypart]],TOUC,3)","v":0.32596000000000003},{"$f":"TOU_CTabulation[[#This Row],[Month Base Allow]]*TOU_CTabulation[[#This Row],[Base Rate]]","v":0},{"$f":"TOU_CTabulation[[#This Row],[Month Overbase Gen]]*TOU_CTabulation[[#This Row],[Over Rate]]","v":0},{"$f":"TOU_CTabulation[[#This Row],[Base Value]]+TOU_CTabulation[[#This Row],[Over Value]]","v":0}]
[3,21,15,867,87,17,3,643.48900000000003,32.792000000000002,2088.4720000000002,2010.232,{"$f":"TOU_CTabulation[[#This Row],[AC System Output (W)]]/1000","v":2.0102319999999998},{"$f":"IF(A1939=TOU_CTabulation[[#This Row],[Month]],M1939+TOU_CTabulation[[#This Row],[AC System Output (kW)]],TOU_CTabulation[[#This Row],[AC System Output (kW)]])","v":387.22190099999978},{"$f":"VLOOKUP(TOU_CTabulation[[#This Row],[Month]],Season,2)","v":"Winter"},{"$f":"VLOOKUP(TOU_CTabulation[[#This Row],[Season]],CRate,2)","v":10.5},{"$f":"IF(A1941>TOU_CTabulation[[#This Row],[Month]],TOU_CTabulation[[#This Row],[Day]]*TOU_CTabulation[[#This Row],[Base Allow]],0)","v":0},{"$f":"IF(A1941>TOU_CTabulation[[#This Row],[Month]],TOU_CTabulation[[#This Row],[Month Cumm]],0)","v":0},{"$f":"IF(TOU_CTabulation[[#This Row],[Month Base Gen]]=0,0,TOU_CTabulation[[#This Row],[Month Base Gen]]-TOU_CTabulation[[#This Row],[Day]]*TOU_CTabulation[[#This Row],[Base Allow]])","v":0},{"$f":"VLOOKUP(TOU_CTabulation[[#This Row],[Hour]],daypart,2)","v":"All"},{"$f":"TOU_CTabulation[[#This Row],[Season]]&TOU_CTabulation[[#This Row],[Day-Part]]","v":"WinterAll"},{"$f":"VLOOKUP(TOU_CTabulation[[#This Row],[Daypart]],TOUC,2)","v":0.25901999999999997},{"$f":"VLOOKUP(TOU_CTabulation[[#This Row],[Daypart]],TOUC,3)","v":0.32596000000000003},{"$f":"TOU_CTabulation[[#This Row],[Month Base Allow]]*TOU_CTabulation[[#This Row],[Base Rate]]","v":0},{"$f":"TOU_CTabulation[[#This Row],[Month Overbase Gen]]*TOU_CTabulation[[#This Row],[Over Rate]]","v":0},{"$f":"TOU_CTabulation[[#This Row],[Base Value]]+TOU_CTabulation[[#This Row],[Over Value]]","v":0}]
[3,22,0,0,0,8,1,0,8,0,0,{"$f":"TOU_CTabulation[[#This Row],[AC System Output (W)]]/1000","v":0},{"$f":"IF(A1948=TOU_CTabulation[[#This Row],[Month]],M1948+TOU_CTabulation[[#This Row],[AC System Output (kW)]],TOU_CTabulation[[#This Row],[AC System Output (kW)]])","v":388.73726699999975},{"$f":"VLOOKUP(TOU_CTabulation[[#This Row],[Month]],Season,2)","v":"Winter"},{"$f":"VLOOKUP(TOU_CTabulation[[#This Row],[Season]],CRate,2)","v":10.5},{"$f":"IF(A1950>TOU_CTabulation[[#This Row],[Month]],TOU_CTabulation[[#This Row],[Day]]*TOU_CTabulation[[#This Row],[Base Allow]],0)","v":0},{"$f":"IF(A1950>TOU_CTabulation[[#This Row],[Month]],TOU_CTabulation[[#This Row],[Month Cumm]],0)","v":0},{"$f":"IF(TOU_CTabulation[[#This Row],[Month Base Gen]]=0,0,TOU_CTabulation[[#This Row],[Month Base Gen]]-TOU_CTabulation[[#This Row],[Day]]*TOU_CTabulation[[#This Row],[Base Allow]])","v":0},{"$f":"VLOOKUP(TOU_CTabulation[[#This Row],[Hour]],daypart,2)","v":"All"},{"$f":"TOU_CTabulation[[#This Row],[Season]]&TOU_CTabulation[[#This Row],[Day-Part]]","v":"WinterAll"},{"$f":"VLOOKUP(TOU_CTabulation[[#This Row],[Daypart]],TOUC,2)","v":0.25901999999999997},{"$f":"VLOOKUP(TOU_CTabulation[[#This Row],[Daypart]],TOUC,3)","v":0.32596000000000003},{"$f":"TOU_CTabulation[[#This Row],[Month Base Allow]]*TOU_CTabulation[[#This Row],[Base Rate]]","v":0},{"$f":"TOU_CTabulation[[#This Row],[Month Overbase Gen]]*TOU_CTabulation[[#This Row],[Over Rate]]","v":0},{"$f":"TOU_CTabulation[[#This Row],[Base Value]]+TOU_CTabulation[[#This Row],[Over Value]]","v":0}]
[3,22,8,816,81,12,3,553.51400000000001,24.318999999999999,1851.066,1781.443,{"$f":"TOU_CTabulation[[#This Row],[AC System Output (W)]]/1000","v":1.7814429999999999},{"$f":"IF(A1956=TOU_CTabulation[[#This Row],[Month]],M1956+TOU_CTabulation[[#This Row],[AC System Output (kW)]],TOU_CTabulation[[#This Row],[AC System Output (kW)]])","v":391.44993099999976},{"$f":"VLOOKUP(TOU_CTabulation[[#This Row],[Month]],Season,2)","v":"Winter"},{"$f":"VLOOKUP(TOU_CTabulation[[#This Row],[Season]],CRate,2)","v":10.5},{"$f":"IF(A1958>TOU_CTabulation[[#This Row],[Month]],TOU_CTabulation[[#This Row],[Day]]*TOU_CTabulation[[#This Row],[Base Allow]],0)","v":0},{"$f":"IF(A1958>TOU_CTabulation[[#This Row],[Month]],TOU_CTabulation[[#This Row],[Month Cumm]],0)","v":0},{"$f":"IF(TOU_CTabulation[[#This Row],[Month Base Gen]]=0,0,TOU_CTabulation[[#This Row],[Month Base Gen]]-TOU_CTabulation[[#This Row],[Day]]*TOU_CTabulation[[#This Row],[Base Allow]])","v":0},{"$f":"VLOOKUP(TOU_CTabulation[[#This Row],[Hour]],daypart,2)","v":"All"},{"$f":"TOU_CTabulation[[#This Row],[Season]]&TOU_CTabulation[[#This Row],[Day-Part]]","v":"WinterAll"},{"$f":"VLOOKUP(TOU_CTabulation[[#This Row],[Daypart]],TOUC,2)","v":0.25901999999999997},{"$f":"VLOOKUP(TOU_CTabulation[[#This Row],[Daypart]],TOUC,3)","v":0.32596000000000003},{"$f":"TOU_CTabulation[[#This Row],[Month Base Allow]]*TOU_CTabulation[[#This Row],[Base Rate]]","v":0},{"$f":"TOU_CTabulation[[#This Row],[Month Overbase Gen]]*TOU_CTabulation[[#This Row],[Over Rate]]","v":0},{"$f":"TOU_CTabulation[[#This Row],[Base Value]]+TOU_CTabulation[[#This Row],[Over Value]]","v":0}]
[3,22,14,14,233,13,4,237.911,17.899999999999999,844.73,805.81399999999996,{"$f":"TOU_CTabulation[[#This Row],[AC System Output (W)]]/1000","v":0.80581399999999992},{"$f":"IF(A1962=TOU_CTabulation[[#This Row],[Month]],M1962+TOU_CTabulation[[#This Row],[AC System Output (kW)]],TOU_CTabulation[[#This Row],[AC System Output (kW)]])","v":402.25800199999975},{"$f":"VLOOKUP(TOU_CTabulation[[#This Row],[Month]],Season,2)","v":"Winter"},{"$f":"VLOOKUP(TOU_CTabulation[[#This Row],[Season]],CRate,2)","v":10.5},{"$f":"IF(A1964>TOU_CTabulation[[#This Row],[Month]],TOU_CTabulation[[#This Row],[Day]]*TOU_CTabulation[[#This Row],[Base Allow]],0)","v":0},{"$f":"IF(A1964>TOU_CTabulation[[#This Row],[Month]],TOU_CTabulation[[#This Row],[Month Cumm]],0)","v":0},{"$f":"IF(TOU_CTabulation[[#This Row],[Month Base Gen]]=0,0,TOU_CTabulation[[#This Row],[Month Base Gen]]-TOU_CTabulation[[#This Row],[Day]]*TOU_CTabulation[[#This Row],[Base Allow]])","v":0},{"$f":"VLOOKUP(TOU_CTabulation[[#This Row],[Hour]],daypart,2)","v":"All"},{"$f":"TOU_CTabulation[[#This Row],[Season]]&TOU_CTabulation[[#This Row],[Day-Part]]","v":"WinterAll"},{"$f":"VLOOKUP(TOU_CTabulation[[#This Row],[Daypart]],TOUC,2)","v":0.25901999999999997},{"$f":"VLOOKUP(TOU_CTabulation[[#This Row],[Daypart]],TOUC,3)","v":0.32596000000000003},{"$f":"TOU_CTabulation[[#This Row],[Month Base Allow]]*TOU_CTabulation[[#This Row],[Base Rate]]","v":0},{"$f":"TOU_CTabulation[[#This Row],[Month Overbase Gen]]*TOU_CTabulation[[#This Row],[Over Rate]]","v":0},{"$f":"TOU_CTabulation[[#This Row],[Base Value]]+TOU_CTabulation[[#This Row],[Over Value]]","v":0}]
[3,22,17,0,33,10,3,31.303000000000001,9.0129999999999999,115.66500000000001,93.114999999999995,{"$f":"TOU_CTabulation[[#This Row],[AC System Output (W)]]/1000","v":9.3114999999999989E-2},{"$f":"IF(A1965=TOU_CTabulation[[#This Row],[Month]],M1965+TOU_CTabulation[[#This Row],[AC System Output (kW)]],TOU_CTabulation[[#This Row],[AC System Output (kW)]])","v":402.63001999999977},{"$f":"VLOOKUP(TOU_CTabulation[[#This Row],[Month]],Season,2)","v":"Winter"},{"$f":"VLOOKUP(TOU_CTabulation[[#This Row],[Season]],CRate,2)","v":10.5},{"$f":"IF(A1967>TOU_CTabulation[[#This Row],[Month]],TOU_CTabulation[[#This Row],[Day]]*TOU_CTabulation[[#This Row],[Base Allow]],0)","v":0},{"$f":"IF(A1967>TOU_CTabulation[[#This Row],[Month]],TOU_CTabulation[[#This Row],[Month Cumm]],0)","v":0},{"$f":"IF(TOU_CTabulation[[#This Row],[Month Base Gen]]=0,0,TOU_CTabulation[[#This Row],[Month Base Gen]]-TOU_CTabulation[[#This Row],[Day]]*TOU_CTabulation[[#This Row],[Base Allow]])","v":0},{"$f":"VLOOKUP(TOU_CTabulation[[#This Row],[Hour]],daypart,2)","v":"All"},{"$f":"TOU_CTabulation[[#This Row],[Season]]&TOU_CTabulation[[#This Row],[Day-Part]]","v":"WinterAll"},{"$f":"VLOOKUP(TOU_CTabulation[[#This Row],[Daypart]],TOUC,2)","v":0.25901999999999997},{"$f":"VLOOKUP(TOU_CTabulation[[#This Row],[Daypart]],TOUC,3)","v":0.32596000000000003},{"$f":"TOU_CTabulation[[#This Row],[Month Base Allow]]*TOU_CTabulation[[#This Row],[Base Rate]]","v":0},{"$f":"TOU_CTabulation[[#This Row],[Month Overbase Gen]]*TOU_CTabulation[[#This Row],[Over Rate]]","v":0},{"$f":"TOU_CTabulation[[#This Row],[Base Value]]+TOU_CTabulation[[#This Row],[Over Value]]","v":0}]
[3,23,2,0,0,8,2,0,8,0,0,{"$f":"TOU_CTabulation[[#This Row],[AC System Output (W)]]/1000","v":0},{"$f":"IF(A1974=TOU_CTabulation[[#This Row],[Month]],M1974+TOU_CTabulation[[#This Row],[AC System Output (kW)]],TOU_CTabulation[[#This Row],[AC System Output (kW)]])","v":402.63001999999977},{"$f":"VLOOKUP(TOU_CTabulation[[#This Row],[Month]],Season,2)","v":"Winter"},{"$f":"VLOOKUP(TOU_CTabulation[[#This Row],[Season]],CRate,2)","v":10.5},{"$f":"IF(A1976>TOU_CTabulation[[#This Row],[Month]],TOU_CTabulation[[#This Row],[Day]]*TOU_CTabulation[[#This Row],[Base Allow]],0)","v":0},{"$f":"IF(A1976>TOU_CTabulation[[#This Row],[Month]],TOU_CTabulation[[#This Row],[Month Cumm]],0)","v":0},{"$f":"IF(TOU_CTabulation[[#This Row],[Month Base Gen]]=0,0,TOU_CTabulation[[#This Row],[Month Base Gen]]-TOU_CTabulation[[#This Row],[Day]]*TOU_CTabulation[[#This Row],[Base Allow]])","v":0},{"$f":"VLOOKUP(TOU_CTabulation[[#This Row],[Hour]],daypart,2)","v":"All"},{"$f":"TOU_CTabulation[[#This Row],[Season]]&TOU_CTabulation[[#This Row],[Day-Part]]","v":"WinterAll"},{"$f":"VLOOKUP(TOU_CTabulation[[#This Row],[Daypart]],TOUC,2)","v":0.25901999999999997},{"$f":"VLOOKUP(TOU_CTabulation[[#This Row],[Daypart]],TOUC,3)","v":0.32596000000000003},{"$f":"TOU_CTabulation[[#This Row],[Month Base Allow]]*TOU_CTabulation[[#This Row],[Base Rate]]","v":0},{"$f":"TOU_CTabulation[[#This Row],[Month Overbase Gen]]*TOU_CTabulation[[#This Row],[Over Rate]]","v":0},{"$f":"TOU_CTabulation[[#This Row],[Base Value]]+TOU_CTabulation[[#This Row],[Over Value]]","v":0}]
[3,23,13,19,282,13,4,293.15300000000002,19.251999999999999,1034.6679999999999,990.67600000000004,{"$f":"TOU_CTabulation[[#This Row],[AC System Output (W)]]/1000","v":0.990676},{"$f":"IF(A1985=TOU_CTabulation[[#This Row],[Month]],M1985+TOU_CTabulation[[#This Row],[AC System Output (kW)]],TOU_CTabulation[[#This Row],[AC System Output (kW)]])","v":411.44562799999983},{"$f":"VLOOKUP(TOU_CTabulation[[#This Row],[Month]],Season,2)","v":"Winter"},{"$f":"VLOOKUP(TOU_CTabulation[[#This Row],[Season]],CRate,2)","v":10.5},{"$f":"IF(A1987>TOU_CTabulation[[#This Row],[Month]],TOU_CTabulation[[#This Row],[Day]]*TOU_CTabulation[[#This Row],[Base Allow]],0)","v":0},{"$f":"IF(A1987>TOU_CTabulation[[#This Row],[Month]],TOU_CTabulation[[#This Row],[Month Cumm]],0)","v":0},{"$f":"IF(TOU_CTabulation[[#This Row],[Month Base Gen]]=0,0,TOU_CTabulation[[#This Row],[Month Base Gen]]-TOU_CTabulation[[#This Row],[Day]]*TOU_CTabulation[[#This Row],[Base Allow]])","v":0},{"$f":"VLOOKUP(TOU_CTabulation[[#This Row],[Hour]],daypart,2)","v":"All"},{"$f":"TOU_CTabulation[[#This Row],[Season]]&TOU_CTabulation[[#This Row],[Day-Part]]","v":"WinterAll"},{"$f":"VLOOKUP(TOU_CTabulation[[#This Row],[Daypart]],TOUC,2)","v":0.25901999999999997},{"$f":"VLOOKUP(TOU_CTabulation[[#This Row],[Daypart]],TOUC,3)","v":0.32596000000000003},{"$f":"TOU_CTabulation[[#This Row],[Month Base Allow]]*TOU_CTabulation[[#This Row],[Base Rate]]","v":0},{"$f":"TOU_CTabulation[[#This Row],[Month Overbase Gen]]*TOU_CTabulation[[#This Row],[Over Rate]]","v":0},{"$f":"TOU_CTabulation[[#This Row],[Base Value]]+TOU_CTabulation[[#This Row],[Over Value]]","v":0}]
[3,23,19,0,0,8,2,0,8,0,0,{"$f":"TOU_CTabulation[[#This Row],[AC System Output (W)]]/1000","v":0},{"$f":"IF(A1991=TOU_CTabulation[[#This Row],[Month]],M1991+TOU_CTabulation[[#This Row],[AC System Output (kW)]],TOU_CTabulation[[#This Row],[AC System Output (kW)]])","v":414.32666699999982},{"$f":"VLOOKUP(TOU_CTabulation[[#This Row],[Month]],Season,2)","v":"Winter"},{"$f":"VLOOKUP(TOU_CTabulation[[#This Row],[Season]],CRate,2)","v":10.5},{"$f":"IF(A1993>TOU_CTabulation[[#This Row],[Month]],TOU_CTabulation[[#This Row],[Day]]*TOU_CTabulation[[#This Row],[Base Allow]],0)","v":0},{"$f":"IF(A1993>TOU_CTabulation[[#This Row],[Month]],TOU_CTabulation[[#This Row],[Month Cumm]],0)","v":0},{"$f":"IF(TOU_CTabulation[[#This Row],[Month Base Gen]]=0,0,TOU_CTabulation[[#This Row],[Month Base Gen]]-TOU_CTabulation[[#This Row],[Day]]*TOU_CTabulation[[#This Row],[Base Allow]])","v":0},{"$f":"VLOOKUP(TOU_CTabulation[[#This Row],[Hour]],daypart,2)","v":"All"},{"$f":"TOU_CTabulation[[#This Row],[Season]]&TOU_CTabulation[[#This Row],[Day-Part]]","v":"WinterAll"},{"$f":"VLOOKUP(TOU_CTabulation[[#This Row],[Daypart]],TOUC,2)","v":0.25901999999999997},{"$f":"VLOOKUP(TOU_CTabulation[[#This Row],[Daypart]],TOUC,3)","v":0.32596000000000003},{"$f":"TOU_CTabulation[[#This Row],[Month Base Allow]]*TOU_CTabulation[[#This Row],[Base Rate]]","v":0},{"$f":"TOU_CTabulation[[#This Row],[Month Overbase Gen]]*TOU_CTabulation[[#This Row],[Over Rate]]","v":0},{"$f":"TOU_CTabulation[[#This Row],[Base Value]]+TOU_CTabulation[[#This Row],[Over Value]]","v":0}]
[3,24,3,0,0,7,2,0,7,0,0,{"$f":"TOU_CTabulation[[#This Row],[AC System Output (W)]]/1000","v":0},{"$f":"IF(A1999=TOU_CTabulation[[#This Row],[Month]],M1999+TOU_CTabulation[[#This Row],[AC System Output (kW)]],TOU_CTabulation[[#This Row],[AC System Output (kW)]])","v":414.32666699999982},{"$f":"VLOOKUP(TOU_CTabulation[[#This Row],[Month]],Season,2)","v":"Winter"},{"$f":"VLOOKUP(TOU_CTabulation[[#This Row],[Season]],CRate,2)","v":10.5},{"$f":"IF(A2001>TOU_CTabulation[[#This Row],[Month]],TOU_CTabulation[[#This Row],[Day]]*TOU_CTabulation[[#This Row],[Base Allow]],0)","v":0},{"$f":"IF(A2001>TOU_CTabulation[[#This Row],[Month]],TOU_CTabulation[[#This Row],[Month Cumm]],0)","v":0},{"$f":"IF(TOU_CTabulation[[#This Row],[Month Base Gen]]=0,0,TOU_CTabulation[[#This Row],[Month Base Gen]]-TOU_CTabulation[[#This Row],[Day]]*TOU_CTabulation[[#This Row],[Base Allow]])","v":0},{"$f":"VLOOKUP(TOU_CTabulation[[#This Row],[Hour]],daypart,2)","v":"All"},{"$f":"TOU_CTabulation[[#This Row],[Season]]&TOU_CTabulation[[#This Row],[Day-Part]]","v":"WinterAll"},{"$f":"VLOOKUP(TOU_CTabulation[[#This Row],[Daypart]],TOUC,2)","v":0.25901999999999997},{"$f":"VLOOKUP(TOU_CTabulation[[#This Row],[Daypart]],TOUC,3)","v":0.32596000000000003},{"$f":"TOU_CTabulation[[#This Row],[Month Base Allow]]*TOU_CTabulation[[#This Row],[Base Rate]]","v":0},{"$f":"TOU_CTabulation[[#This Row],[Month Overbase Gen]]*TOU_CTabulation[[#This Row],[Over Rate]]","v":0},{"$f":"TOU_CTabulation[[#This Row],[Base Value]]+TOU_CTabulation[[#This Row],[Over Value]]","v":0}]
[3,24,12,166,418,14,4,602.87,26.742999999999999,2054.87,1977.8810000000001,{"$f":"TOU_CTabulation[[#This Row],[AC System Output (W)]]/1000","v":1.977881},{"$f":"IF(A2008=TOU_CTabulation[[#This Row],[Month]],M2008+TOU_CTabulation[[#This Row],[AC System Output (kW)]],TOU_CTabulation[[#This Row],[AC System Output (kW)]])","v":424.56844099999989},{"$f":"VLOOKUP(TOU_CTabulation[[#This Row],[Month]],Season,2)","v":"Winter"},{"$f":"VLOOKUP(TOU_CTabulation[[#This Row],[Season]],CRate,2)","v":10.5},{"$f":"IF(A2010>TOU_CTabulation[[#This Row],[Month]],TOU_CTabulation[[#This Row],[Day]]*TOU_CTabulation[[#This Row],[Base Allow]],0)","v":0},{"$f":"IF(A2010>TOU_CTabulation[[#This Row],[Month]],TOU_CTabulation[[#This Row],[Month Cumm]],0)","v":0},{"$f":"IF(TOU_CTabulation[[#This Row],[Month Base Gen]]=0,0,TOU_CTabulation[[#This Row],[Month Base Gen]]-TOU_CTabulation[[#This Row],[Day]]*TOU_CTabulation[[#This Row],[Base Allow]])","v":0},{"$f":"VLOOKUP(TOU_CTabulation[[#This Row],[Hour]],daypart,2)","v":"All"},{"$f":"TOU_CTabulation[[#This Row],[Season]]&TOU_CTabulation[[#This Row],[Day-Part]]","v":"WinterAll"},{"$f":"VLOOKUP(TOU_CTabulation[[#This Row],[Daypart]],TOUC,2)","v":0.25901999999999997},{"$f":"VLOOKUP(TOU_CTabulation[[#This Row],[Daypart]],TOUC,3)","v":0.32596000000000003},{"$f":"TOU_CTabulation[[#This Row],[Month Base Allow]]*TOU_CTabulation[[#This Row],[Base Rate]]","v":0},{"$f":"TOU_CTabulation[[#This Row],[Month Overbase Gen]]*TOU_CTabulation[[#This Row],[Over Rate]]","v":0},{"$f":"TOU_CTabulation[[#This Row],[Base Value]]+TOU_CTabulation[[#This Row],[Over Value]]","v":0}]
[3,24,17,461,44,10,2,127.474,12.866,356.702,329.28800000000001,{"$f":"TOU_CTabulation[[#This Row],[AC System Output (W)]]/1000","v":0.32928800000000003},{"$f":"IF(A2013=TOU_CTabulation[[#This Row],[Month]],M2013+TOU_CTabulation[[#This Row],[AC System Output (kW)]],TOU_CTabulation[[#This Row],[AC System Output (kW)]])","v":433.89504199999988},{"$f":"VLOOKUP(TOU_CTabulation[[#This Row],[Month]],Season,2)","v":"Winter"},{"$f":"VLOOKUP(TOU_CTabulation[[#This Row],[Season]],CRate,2)","v":10.5},{"$f":"IF(A2015>TOU_CTabulation[[#This Row],[Month]],TOU_CTabulation[[#This Row],[Day]]*TOU_CTabulation[[#This Row],[Base Allow]],0)","v":0},{"$f":"IF(A2015>TOU_CTabulation[[#This Row],[Month]],TOU_CTabulation[[#This Row],[Month Cumm]],0)","v":0},{"$f":"IF(TOU_CTabulation[[#This Row],[Month Base Gen]]=0,0,TOU_CTabulation[[#This Row],[Month Base Gen]]-TOU_CTabulation[[#This Row],[Day]]*TOU_CTabulation[[#This Row],[Base Allow]])","v":0},{"$f":"VLOOKUP(TOU_CTabulation[[#This Row],[Hour]],daypart,2)","v":"All"},{"$f":"TOU_CTabulation[[#This Row],[Season]]&TOU_CTabulation[[#This Row],[Day-Part]]","v":"WinterAll"},{"$f":"VLOOKUP(TOU_CTabulation[[#This Row],[Daypart]],TOUC,2)","v":0.25901999999999997},{"$f":"VLOOKUP(TOU_CTabulation[[#This Row],[Daypart]],TOUC,3)","v":0.32596000000000003},{"$f":"TOU_CTabulation[[#This Row],[Month Base Allow]]*TOU_CTabulation[[#This Row],[Base Rate]]","v":0},{"$f":"TOU_CTabulation[[#This Row],[Month Overbase Gen]]*TOU_CTabulation[[#This Row],[Over Rate]]","v":0},{"$f":"TOU_CTabulation[[#This Row],[Base Value]]+TOU_CTabulation[[#This Row],[Over Value]]","v":0}]
[3,24,21,0,0,5,1,0,5,0,0,{"$f":"TOU_CTabulation[[#This Row],[AC System Output (W)]]/1000","v":0},{"$f":"IF(A2017=TOU_CTabulation[[#This Row],[Month]],M2017+TOU_CTabulation[[#This Row],[AC System Output (kW)]],TOU_CTabulation[[#This Row],[AC System Output (kW)]])","v":433.89504199999988},{"$f":"VLOOKUP(TOU_CTabulation[[#This Row],[Month]],Season,2)","v":"Winter"},{"$f":"VLOOKUP(TOU_CTabulation[[#This Row],[Season]],CRate,2)","v":10.5},{"$f":"IF(A2019>TOU_CTabulation[[#This Row],[Month]],TOU_CTabulation[[#This Row],[Day]]*TOU_CTabulation[[#This Row],[Base Allow]],0)","v":0},{"$f":"IF(A2019>TOU_CTabulation[[#This Row],[Month]],TOU_CTabulation[[#This Row],[Month Cumm]],0)","v":0},{"$f":"IF(TOU_CTabulation[[#This Row],[Month Base Gen]]=0,0,TOU_CTabulation[[#This Row],[Month Base Gen]]-TOU_CTabulation[[#This Row],[Day]]*TOU_CTabulation[[#This Row],[Base Allow]])","v":0},{"$f":"VLOOKUP(TOU_CTabulation[[#This Row],[Hour]],daypart,2)","v":"All"},{"$f":"TOU_CTabulation[[#This Row],[Season]]&TOU_CTabulation[[#This Row],[Day-Part]]","v":"WinterAll"},{"$f":"VLOOKUP(TOU_CTabulation[[#This Row],[Daypart]],TOUC,2)","v":0.25901999999999997},{"$f":"VLOOKUP(TOU_CTabulation[[#This Row],[Daypart]],TOUC,3)","v":0.32596000000000003},{"$f":"TOU_CTabulation[[#This Row],[Month Base Allow]]*TOU_CTabulation[[#This Row],[Base Rate]]","v":0},{"$f":"TOU_CTabulation[[#This Row],[Month Overbase Gen]]*TOU_CTabulation[[#This Row],[Over Rate]]","v":0},{"$f":"TOU_CTabulation[[#This Row],[Base Value]]+TOU_CTabulation[[#This Row],[Over Value]]","v":0}]
[3,25,10,453,303,14,1,738.13300000000004,37.180999999999997,2389.5830000000001,2299.66,{"$f":"TOU_CTabulation[[#This Row],[AC System Output (W)]]/1000","v":2.2996599999999998},{"$f":"IF(A2030=TOU_CTabulation[[#This Row],[Month]],M2030+TOU_CTabulation[[#This Row],[AC System Output (kW)]],TOU_CTabulation[[#This Row],[AC System Output (kW)]])","v":439.7105499999999},{"$f":"VLOOKUP(TOU_CTabulation[[#This Row],[Month]],Season,2)","v":"Winter"},{"$f":"VLOOKUP(TOU_CTabulation[[#This Row],[Season]],CRate,2)","v":10.5},{"$f":"IF(A2032>TOU_CTabulation[[#This Row],[Month]],TOU_CTabulation[[#This Row],[Day]]*TOU_CTabulation[[#This Row],[Base Allow]],0)","v":0},{"$f":"IF(A2032>TOU_CTabulation[[#This Row],[Month]],TOU_CTabulation[[#This Row],[Month Cumm]],0)","v":0},{"$f":"IF(TOU_CTabulation[[#This Row],[Month Base Gen]]=0,0,TOU_CTabulation[[#This Row],[Month Base Gen]]-TOU_CTabulation[[#This Row],[Day]]*TOU_CTabulation[[#This Row],[Base Allow]])","v":0},{"$f":"VLOOKUP(TOU_CTabulation[[#This Row],[Hour]],daypart,2)","v":"All"},{"$f":"TOU_CTabulation[[#This Row],[Season]]&TOU_CTabulation[[#This Row],[Day-Part]]","v":"WinterAll"},{"$f":"VLOOKUP(TOU_CTabulation[[#This Row],[Daypart]],TOUC,2)","v":0.25901999999999997},{"$f":"VLOOKUP(TOU_CTabulation[[#This Row],[Daypart]],TOUC,3)","v":0.32596000000000003},{"$f":"TOU_CTabulation[[#This Row],[Month Base Allow]]*TOU_CTabulation[[#This Row],[Base Rate]]","v":0},{"$f":"TOU_CTabulation[[#This Row],[Month Overbase Gen]]*TOU_CTabulation[[#This Row],[Over Rate]]","v":0},{"$f":"TOU_CTabulation[[#This Row],[Base Value]]+TOU_CTabulation[[#This Row],[Over Value]]","v":0}]
[3,25,14,309,309,15,1,576.46400000000006,34.646000000000001,1887.2260000000001,1816.3240000000001,{"$f":"TOU_CTabulation[[#This Row],[AC System Output (W)]]/1000","v":1.816324},{"$f":"IF(A2034=TOU_CTabulation[[#This Row],[Month]],M2034+TOU_CTabulation[[#This Row],[AC System Output (kW)]],TOU_CTabulation[[#This Row],[AC System Output (kW)]])","v":449.05346299999991},{"$f":"VLOOKUP(TOU_CTabulation[[#This Row],[Month]],Season,2)","v":"Winter"},{"$f":"VLOOKUP(TOU_CTabulation[[#This Row],[Season]],CRate,2)","v":10.5},{"$f":"IF(A2036>TOU_CTabulation[[#This Row],[Month]],TOU_CTabulation[[#This Row],[Day]]*TOU_CTabulation[[#This Row],[Base Allow]],0)","v":0},{"$f":"IF(A2036>TOU_CTabulation[[#This Row],[Month]],TOU_CTabulation[[#This Row],[Month Cumm]],0)","v":0},{"$f":"IF(TOU_CTabulation[[#This Row],[Month Base Gen]]=0,0,TOU_CTabulation[[#This Row],[Month Base Gen]]-TOU_CTabulation[[#This Row],[Day]]*TOU_CTabulation[[#This Row],[Base Allow]])","v":0},{"$f":"VLOOKUP(TOU_CTabulation[[#This Row],[Hour]],daypart,2)","v":"All"},{"$f":"TOU_CTabulation[[#This Row],[Season]]&TOU_CTabulation[[#This Row],[Day-Part]]","v":"WinterAll"},{"$f":"VLOOKUP(TOU_CTabulation[[#This Row],[Daypart]],TOUC,2)","v":0.25901999999999997},{"$f":"VLOOKUP(TOU_CTabulation[[#This Row],[Daypart]],TOUC,3)","v":0.32596000000000003},{"$f":"TOU_CTabulation[[#This Row],[Month Base Allow]]*TOU_CTabulation[[#This Row],[Base Rate]]","v":0},{"$f":"TOU_CTabulation[[#This Row],[Month Overbase Gen]]*TOU_CTabulation[[#This Row],[Over Rate]]","v":0},{"$f":"TOU_CTabulation[[#This Row],[Base Value]]+TOU_CTabulation[[#This Row],[Over Value]]","v":0}]
[3,26,0,0,0,6,1,0,6,0,0,{"$f":"TOU_CTabulation[[#This Row],[AC System Output (W)]]/1000","v":0},{"$f":"IF(A2044=TOU_CTabulation[[#This Row],[Month]],M2044+TOU_CTabulation[[#This Row],[AC System Output (kW)]],TOU_CTabulation[[#This Row],[AC System Output (kW)]])","v":451.53184099999987},{"$f":"VLOOKUP(TOU_CTabulation[[#This Row],[Month]],Season,2)","v":"Winter"},{"$f":"VLOOKUP(TOU_CTabulation[[#This Row],[Season]],CRate,2)","v":10.5},{"$f":"IF(A2046>TOU_CTabulation[[#This Row],[Month]],TOU_CTabulation[[#This Row],[Day]]*TOU_CTabulation[[#This Row],[Base Allow]],0)","v":0},{"$f":"IF(A2046>TOU_CTabulation[[#This Row],[Month]],TOU_CTabulation[[#This Row],[Month Cumm]],0)","v":0},{"$f":"IF(TOU_CTabulation[[#This Row],[Month Base Gen]]=0,0,TOU_CTabulation[[#This Row],[Month Base Gen]]-TOU_CTabulation[[#This Row],[Day]]*TOU_CTabulation[[#This Row],[Base Allow]])","v":0},{"$f":"VLOOKUP(TOU_CTabulation[[#This Row],[Hour]],daypart,2)","v":"All"},{"$f":"TOU_CTabulation[[#This Row],[Season]]&TOU_CTabulation[[#This Row],[Day-Part]]","v":"WinterAll"},{"$f":"VLOOKUP(TOU_CTabulation[[#This Row],[Daypart]],TOUC,2)","v":0.25901999999999997},{"$f":"VLOOKUP(TOU_CTabulation[[#This Row],[Daypart]],TOUC,3)","v":0.32596000000000003},{"$f":"TOU_CTabulation[[#This Row],[Month Base Allow]]*TOU_CTabulation[[#This Row],[Base Rate]]","v":0},{"$f":"TOU_CTabulation[[#This Row],[Month Overbase Gen]]*TOU_CTabulation[[#This Row],[Over Rate]]","v":0},{"$f":"TOU_CTabulation[[#This Row],[Base Value]]+TOU_CTabulation[[#This Row],[Over Value]]","v":0}]
[3,26,7,176,121,10,2,183.596,13.154999999999999,636.13099999999997,602.40200000000004,{"$f":"TOU_CTabulation[[#This Row],[AC System Output (W)]]/1000","v":0.60240199999999999},{"$f":"IF(A2051=TOU_CTabulation[[#This Row],[Month]],M2051+TOU_CTabulation[[#This Row],[AC System Output (kW)]],TOU_CTabulation[[#This Row],[AC System Output (kW)]])","v":452.22907199999986},{"$f":"VLOOKUP(TOU_CTabulation[[#This Row],[Month]],Season,2)","v":"Winter"},{"$f":"VLOOKUP(TOU_CTabulation[[#This Row],[Season]],CRate,2)","v":10.5},{"$f":"IF(A2053>TOU_CTabulation[[#This Row],[Month]],TOU_CTabulation[[#This Row],[Day]]*TOU_CTabulation[[#This Row],[Base Allow]],0)","v":0},{"$f":"IF(A2053>TOU_CTabulation[[#This Row],[Month]],TOU_CTabulation[[#This Row],[Month Cumm]],0)","v":0},{"$f":"IF(TOU_CTabulation[[#This Row],[Month Base Gen]]=0,0,TOU_CTabulation[[#This Row],[Month Base Gen]]-TOU_CTabulation[[#This Row],[Day]]*TOU_CTabulation[[#This Row],[Base Allow]])","v":0},{"$f":"VLOOKUP(TOU_CTabulation[[#This Row],[Hour]],daypart,2)","v":"All"},{"$f":"TOU_CTabulation[[#This Row],[Season]]&TOU_CTabulation[[#This Row],[Day-Part]]","v":"WinterAll"},{"$f":"VLOOKUP(TOU_CTabulation[[#This Row],[Daypart]],TOUC,2)","v":0.25901999999999997},{"$f":"VLOOKUP(TOU_CTabulation[[#This Row],[Daypart]],TOUC,3)","v":0.32596000000000003},{"$f":"TOU_CTabulation[[#This Row],[Month Base Allow]]*TOU_CTabulation[[#This Row],[Base Rate]]","v":0},{"$f":"TOU_CTabulation[[#This Row],[Month Overbase Gen]]*TOU_CTabulation[[#This Row],[Over Rate]]","v":0},{"$f":"TOU_CTabulation[[#This Row],[Base Value]]+TOU_CTabulation[[#This Row],[Over Value]]","v":0}]
[3,26,14,591,215,17,0,711.46500000000003,46.078000000000003,2195.5160000000001,2113.2190000000001,{"$f":"TOU_CTabulation[[#This Row],[AC System Output (W)]]/1000","v":2.113219},{"$f":"IF(A2058=TOU_CTabulation[[#This Row],[Month]],M2058+TOU_CTabulation[[#This Row],[AC System Output (kW)]],TOU_CTabulation[[#This Row],[AC System Output (kW)]])","v":467.3795129999998},{"$f":"VLOOKUP(TOU_CTabulation[[#This Row],[Month]],Season,2)","v":"Winter"},{"$f":"VLOOKUP(TOU_CTabulation[[#This Row],[Season]],CRate,2)","v":10.5},{"$f":"IF(A2060>TOU_CTabulation[[#This Row],[Month]],TOU_CTabulation[[#This Row],[Day]]*TOU_CTabulation[[#This Row],[Base Allow]],0)","v":0},{"$f":"IF(A2060>TOU_CTabulation[[#This Row],[Month]],TOU_CTabulation[[#This Row],[Month Cumm]],0)","v":0},{"$f":"IF(TOU_CTabulation[[#This Row],[Month Base Gen]]=0,0,TOU_CTabulation[[#This Row],[Month Base Gen]]-TOU_CTabulation[[#This Row],[Day]]*TOU_CTabulation[[#This Row],[Base Allow]])","v":0},{"$f":"VLOOKUP(TOU_CTabulation[[#This Row],[Hour]],daypart,2)","v":"All"},{"$f":"TOU_CTabulation[[#This Row],[Season]]&TOU_CTabulation[[#This Row],[Day-Part]]","v":"WinterAll"},{"$f":"VLOOKUP(TOU_CTabulation[[#This Row],[Daypart]],TOUC,2)","v":0.25901999999999997},{"$f":"VLOOKUP(TOU_CTabulation[[#This Row],[Daypart]],TOUC,3)","v":0.32596000000000003},{"$f":"TOU_CTabulation[[#This Row],[Month Base Allow]]*TOU_CTabulation[[#This Row],[Base Rate]]","v":0},{"$f":"TOU_CTabulation[[#This Row],[Month Overbase Gen]]*TOU_CTabulation[[#This Row],[Over Rate]]","v":0},{"$f":"TOU_CTabulation[[#This Row],[Base Value]]+TOU_CTabulation[[#This Row],[Over Value]]","v":0}]
[3,27,0,0,0,8,0,0,8,0,0,{"$f":"TOU_CTabulation[[#This Row],[AC System Output (W)]]/1000","v":0},{"$f":"IF(A2068=TOU_CTabulation[[#This Row],[Month]],M2068+TOU_CTabulation[[#This Row],[AC System Output (kW)]],TOU_CTabulation[[#This Row],[AC System Output (kW)]])","v":470.19468899999981},{"$f":"VLOOKUP(TOU_CTabulation[[#This Row],[Month]],Season,2)","v":"Winter"},{"$f":"VLOOKUP(TOU_CTabulation[[#This Row],[Season]],CRate,2)","v":10.5},{"$f":"IF(A2070>TOU_CTabulation[[#This Row],[Month]],TOU_CTabulation[[#This Row],[Day]]*TOU_CTabulation[[#This Row],[Base Allow]],0)","v":0},{"$f":"IF(A2070>TOU_CTabulation[[#This Row],[Month]],TOU_CTabulation[[#This Row],[Month Cumm]],0)","v":0},{"$f":"IF(TOU_CTabulation[[#This Row],[Month Base Gen]]=0,0,TOU_CTabulation[[#This Row],[Month Base Gen]]-TOU_CTabulation[[#This Row],[Day]]*TOU_CTabulation[[#This Row],[Base Allow]])","v":0},{"$f":"VLOOKUP(TOU_CTabulation[[#This Row],[Hour]],daypart,2)","v":"All"},{"$f":"TOU_CTabulation[[#This Row],[Season]]&TOU_CTabulation[[#This Row],[Day-Part]]","v":"WinterAll"},{"$f":"VLOOKUP(TOU_CTabulation[[#This Row],[Daypart]],TOUC,2)","v":0.25901999999999997},{"$f":"VLOOKUP(TOU_CTabulation[[#This Row],[Daypart]],TOUC,3)","v":0.32596000000000003},{"$f":"TOU_CTabulation[[#This Row],[Month Base Allow]]*TOU_CTabulation[[#This Row],[Base Rate]]","v":0},{"$f":"TOU_CTabulation[[#This Row],[Month Overbase Gen]]*TOU_CTabulation[[#This Row],[Over Rate]]","v":0},{"$f":"TOU_CTabulation[[#This Row],[Base Value]]+TOU_CTabulation[[#This Row],[Over Value]]","v":0}]
[3,27,9,862,111,19,1,784.73400000000004,43.326000000000001,2449.0720000000001,2356.741,{"$f":"TOU_CTabulation[[#This Row],[AC System Output (W)]]/1000","v":2.356741},{"$f":"IF(A2077=TOU_CTabulation[[#This Row],[Month]],M2077+TOU_CTabulation[[#This Row],[AC System Output (kW)]],TOU_CTabulation[[#This Row],[AC System Output (kW)]])","v":475.40414999999985},{"$f":"VLOOKUP(TOU_CTabulation[[#This Row],[Month]],Season,2)","v":"Winter"},{"$f":"VLOOKUP(TOU_CTabulation[[#This Row],[Season]],CRate,2)","v":10.5},{"$f":"IF(A2079>TOU_CTabulation[[#This Row],[Month]],TOU_CTabulation[[#This Row],[Day]]*TOU_CTabulation[[#This Row],[Base Allow]],0)","v":0},{"$f":"IF(A2079>TOU_CTabulation[[#This Row],[Month]],TOU_CTabulation[[#This Row],[Month Cumm]],0)","v":0},{"$f":"IF(TOU_CTabulation[[#This Row],[Month Base Gen]]=0,0,TOU_CTabulation[[#This Row],[Month Base Gen]]-TOU_CTabulation[[#This Row],[Day]]*TOU_CTabulation[[#This Row],[Base Allow]])","v":0},{"$f":"VLOOKUP(TOU_CTabulation[[#This Row],[Hour]],daypart,2)","v":"All"},{"$f":"TOU_CTabulation[[#This Row],[Season]]&TOU_CTabulation[[#This Row],[Day-Part]]","v":"WinterAll"},{"$f":"VLOOKUP(TOU_CTabulation[[#This Row],[Daypart]],TOUC,2)","v":0.25901999999999997},{"$f":"VLOOKUP(TOU_CTabulation[[#This Row],[Daypart]],TOUC,3)","v":0.32596000000000003},{"$f":"TOU_CTabulation[[#This Row],[Month Base Allow]]*TOU_CTabulation[[#This Row],[Base Rate]]","v":0},{"$f":"TOU_CTabulation[[#This Row],[Month Overbase Gen]]*TOU_CTabulation[[#This Row],[Over Rate]]","v":0},{"$f":"TOU_CTabulation[[#This Row],[Base Value]]+TOU_CTabulation[[#This Row],[Over Value]]","v":0}]
[3,27,13,873,139,22,0,964.68799999999999,59.317,2778.643,2672.3780000000002,{"$f":"TOU_CTabulation[[#This Row],[AC System Output (W)]]/1000","v":2.6723780000000001},{"$f":"IF(A2081=TOU_CTabulation[[#This Row],[Month]],M2081+TOU_CTabulation[[#This Row],[AC System Output (kW)]],TOU_CTabulation[[#This Row],[AC System Output (kW)]])","v":486.36845099999977},{"$f":"VLOOKUP(TOU_CTabulation[[#This Row],[Month]],Season,2)","v":"Winter"},{"$f":"VLOOKUP(TOU_CTabulation[[#This Row],[Season]],CRate,2)","v":10.5},{"$f":"IF(A2083>TOU_CTabulation[[#This Row],[Month]],TOU_CTabulation[[#This Row],[Day]]*TOU_CTabulation[[#This Row],[Base Allow]],0)","v":0},{"$f":"IF(A2083>TOU_CTabulation[[#This Row],[Month]],TOU_CTabulation[[#This Row],[Month Cumm]],0)","v":0},{"$f":"IF(TOU_CTabulation[[#This Row],[Month Base Gen]]=0,0,TOU_CTabulation[[#This Row],[Month Base Gen]]-TOU_CTabulation[[#This Row],[Day]]*TOU_CTabulation[[#This Row],[Base Allow]])","v":0},{"$f":"VLOOKUP(TOU_CTabulation[[#This Row],[Hour]],daypart,2)","v":"All"},{"$f":"TOU_CTabulation[[#This Row],[Season]]&TOU_CTabulation[[#This Row],[Day-Part]]","v":"WinterAll"},{"$f":"VLOOKUP(TOU_CTabulation[[#This Row],[Daypart]],TOUC,2)","v":0.25901999999999997},{"$f":"VLOOKUP(TOU_CTabulation[[#This Row],[Daypart]],TOUC,3)","v":0.32596000000000003},{"$f":"TOU_CTabulation[[#This Row],[Month Base Allow]]*TOU_CTabulation[[#This Row],[Base Rate]]","v":0},{"$f":"TOU_CTabulation[[#This Row],[Month Overbase Gen]]*TOU_CTabulation[[#This Row],[Over Rate]]","v":0},{"$f":"TOU_CTabulation[[#This Row],[Base Value]]+TOU_CTabulation[[#This Row],[Over Value]]","v":0}]
[3,27,18,0,0,11,1,0,11,0,0,{"$f":"TOU_CTabulation[[#This Row],[AC System Output (W)]]/1000","v":0},{"$f":"IF(A2086=TOU_CTabulation[[#This Row],[Month]],M2086+TOU_CTabulation[[#This Row],[AC System Output (kW)]],TOU_CTabulation[[#This Row],[AC System Output (kW)]])","v":492.01651699999974},{"$f":"VLOOKUP(TOU_CTabulation[[#This Row],[Month]],Season,2)","v":"Winter"},{"$f":"VLOOKUP(TOU_CTabulation[[#This Row],[Season]],CRate,2)","v":10.5},{"$f":"IF(A2088>TOU_CTabulation[[#This Row],[Month]],TOU_CTabulation[[#This Row],[Day]]*TOU_CTabulation[[#This Row],[Base Allow]],0)","v":0},{"$f":"IF(A2088>TOU_CTabulation[[#This Row],[Month]],TOU_CTabulation[[#This Row],[Month Cumm]],0)","v":0},{"$f":"IF(TOU_CTabulation[[#This Row],[Month Base Gen]]=0,0,TOU_CTabulation[[#This Row],[Month Base Gen]]-TOU_CTabulation[[#This Row],[Day]]*TOU_CTabulation[[#This Row],[Base Allow]])","v":0},{"$f":"VLOOKUP(TOU_CTabulation[[#This Row],[Hour]],daypart,2)","v":"All"},{"$f":"TOU_CTabulation[[#This Row],[Season]]&TOU_CTabulation[[#This Row],[Day-Part]]","v":"WinterAll"},{"$f":"VLOOKUP(TOU_CTabulation[[#This Row],[Daypart]],TOUC,2)","v":0.25901999999999997},{"$f":"VLOOKUP(TOU_CTabulation[[#This Row],[Daypart]],TOUC,3)","v":0.32596000000000003},{"$f":"TOU_CTabulation[[#This Row],[Month Base Allow]]*TOU_CTabulation[[#This Row],[Base Rate]]","v":0},{"$f":"TOU_CTabulation[[#This Row],[Month Overbase Gen]]*TOU_CTabulation[[#This Row],[Over Rate]]","v":0},{"$f":"TOU_CTabulation[[#This Row],[Base Value]]+TOU_CTabulation[[#This Row],[Over Value]]","v":0}]
[3,28,3,0,0,9,1,0,9,0,0,{"$f":"TOU_CTabulation[[#This Row],[AC System Output (W)]]/1000","v":0},{"$f":"IF(A2095=TOU_CTabulation[[#This Row],[Month]],M2095+TOU_CTabulation[[#This Row],[AC System Output (kW)]],TOU_CTabulation[[#This Row],[AC System Output (kW)]])","v":492.01651699999974},{"$f":"VLOOKUP(TOU_CTabulation[[#This Row],[Month]],Season,2)","v":"Winter"},{"$f":"VLOOKUP(TOU_CTabulation[[#This Row],[Season]],CRate,2)","v":10.5},{"$f":"IF(A2097>TOU_CTabulation[[#This Row],[Month]],TOU_CTabulation[[#This Row],[Day]]*TOU_CTabulation[[#This Row],[Base Allow]],0)","v":0},{"$f":"IF(A2097>TOU_CTabulation[[#This Row],[Month]],TOU_CTabulation[[#This Row],[Month Cumm]],0)","v":0},{"$f":"IF(TOU_CTabulation[[#This Row],[Month Base Gen]]=0,0,TOU_CTabulation[[#This Row],[Month Base Gen]]-TOU_CTabulation[[#This Row],[Day]]*TOU_CTabulation[[#This Row],[Base Allow]])","v":0},{"$f":"VLOOKUP(TOU_CTabulation[[#This Row],[Hour]],daypart,2)","v":"All"},{"$f":"TOU_CTabulation[[#This Row],[Season]]&TOU_CTabulation[[#This Row],[Day-Part]]","v":"WinterAll"},{"$f":"VLOOKUP(TOU_CTabulation[[#This Row],[Daypart]],TOUC,2)","v":0.25901999999999997},{"$f":"VLOOKUP(TOU_CTabulation[[#This Row],[Daypart]],TOUC,3)","v":0.32596000000000003},{"$f":"TOU_CTabulation[[#This Row],[Month Base Allow]]*TOU_CTabulation[[#This Row],[Base Rate]]","v":0},{"$f":"TOU_CTabulation[[#This Row],[Month Overbase Gen]]*TOU_CTabulation[[#This Row],[Over Rate]]","v":0},{"$f":"TOU_CTabulation[[#This Row],[Base Value]]+TOU_CTabulation[[#This Row],[Over Value]]","v":0}]
[3,28,11,873,148,19,1,1018.808,51.151000000000003,3070.5349999999999,2951.085,{"$f":"TOU_CTabulation[[#This Row],[AC System Output (W)]]/1000","v":2.951085},{"$f":"IF(A2103=TOU_CTabulation[[#This Row],[Month]],M2103+TOU_CTabulation[[#This Row],[AC System Output (kW)]],TOU_CTabulation[[#This Row],[AC System Output (kW)]])","v":501.5805859999997},{"$f":"VLOOKUP(TOU_CTabulation[[#This Row],[Month]],Season,2)","v":"Winter"},{"$f":"VLOOKUP(TOU_CTabulation[[#This Row],[Season]],CRate,2)","v":10.5},{"$f":"IF(A2105>TOU_CTabulation[[#This Row],[Month]],TOU_CTabulation[[#This Row],[Day]]*TOU_CTabulation[[#This Row],[Base Allow]],0)","v":0},{"$f":"IF(A2105>TOU_CTabulation[[#This Row],[Month]],TOU_CTabulation[[#This Row],[Month Cumm]],0)","v":0},{"$f":"IF(TOU_CTabulation[[#This Row],[Month Base Gen]]=0,0,TOU_CTabulation[[#This Row],[Month Base Gen]]-TOU_CTabulation[[#This Row],[Day]]*TOU_CTabulation[[#This Row],[Base Allow]])","v":0},{"$f":"VLOOKUP(TOU_CTabulation[[#This Row],[Hour]],daypart,2)","v":"All"},{"$f":"TOU_CTabulation[[#This Row],[Season]]&TOU_CTabulation[[#This Row],[Day-Part]]","v":"WinterAll"},{"$f":"VLOOKUP(TOU_CTabulation[[#This Row],[Daypart]],TOUC,2)","v":0.25901999999999997},{"$f":"VLOOKUP(TOU_CTabulation[[#This Row],[Daypart]],TOUC,3)","v":0.32596000000000003},{"$f":"TOU_CTabulation[[#This Row],[Month Base Allow]]*TOU_CTabulation[[#This Row],[Base Rate]]","v":0},{"$f":"TOU_CTabulation[[#This Row],[Month Overbase Gen]]*TOU_CTabulation[[#This Row],[Over Rate]]","v":0},{"$f":"TOU_CTabulation[[#This Row],[Base Value]]+TOU_CTabulation[[#This Row],[Over Value]]","v":0}]
[3,28,17,356,56,13,3,120.17100000000001,15.173999999999999,350.75,323.46300000000002,{"$f":"TOU_CTabulation[[#This Row],[AC System Output (W)]]/1000","v":0.323463},{"$f":"IF(A2109=TOU_CTabulation[[#This Row],[Month]],M2109+TOU_CTabulation[[#This Row],[AC System Output (kW)]],TOU_CTabulation[[#This Row],[AC System Output (kW)]])","v":511.99764999999968},{"$f":"VLOOKUP(TOU_CTabulation[[#This Row],[Month]],Season,2)","v":"Winter"},{"$f":"VLOOKUP(TOU_CTabulation[[#This Row],[Season]],CRate,2)","v":10.5},{"$f":"IF(A2111>TOU_CTabulation[[#This Row],[Month]],TOU_CTabulation[[#This Row],[Day]]*TOU_CTabulation[[#This Row],[Base Allow]],0)","v":0},{"$f":"IF(A2111>TOU_CTabulation[[#This Row],[Month]],TOU_CTabulation[[#This Row],[Month Cumm]],0)","v":0},{"$f":"IF(TOU_CTabulation[[#This Row],[Month Base Gen]]=0,0,TOU_CTabulation[[#This Row],[Month Base Gen]]-TOU_CTabulation[[#This Row],[Day]]*TOU_CTabulation[[#This Row],[Base Allow]])","v":0},{"$f":"VLOOKUP(TOU_CTabulation[[#This Row],[Hour]],daypart,2)","v":"All"},{"$f":"TOU_CTabulation[[#This Row],[Season]]&TOU_CTabulation[[#This Row],[Day-Part]]","v":"WinterAll"},{"$f":"VLOOKUP(TOU_CTabulation[[#This Row],[Daypart]],TOUC,2)","v":0.25901999999999997},{"$f":"VLOOKUP(TOU_CTabulation[[#This Row],[Daypart]],TOUC,3)","v":0.32596000000000003},{"$f":"TOU_CTabulation[[#This Row],[Month Base Allow]]*TOU_CTabulation[[#This Row],[Base Rate]]","v":0},{"$f":"TOU_CTabulation[[#This Row],[Month Overbase Gen]]*TOU_CTabulation[[#This Row],[Over Rate]]","v":0},{"$f":"TOU_CTabulation[[#This Row],[Base Value]]+TOU_CTabulation[[#This Row],[Over Value]]","v":0}]
[3,29,4,0,0,8,0,0,8,0,0,{"$f":"TOU_CTabulation[[#This Row],[AC System Output (W)]]/1000","v":0},{"$f":"IF(A2120=TOU_CTabulation[[#This Row],[Month]],M2120+TOU_CTabulation[[#This Row],[AC System Output (kW)]],TOU_CTabulation[[#This Row],[AC System Output (kW)]])","v":511.99764999999968},{"$f":"VLOOKUP(TOU_CTabulation[[#This Row],[Month]],Season,2)","v":"Winter"},{"$f":"VLOOKUP(TOU_CTabulation[[#This Row],[Season]],CRate,2)","v":10.5},{"$f":"IF(A2122>TOU_CTabulation[[#This Row],[Month]],TOU_CTabulation[[#This Row],[Day]]*TOU_CTabulation[[#This Row],[Base Allow]],0)","v":0},{"$f":"IF(A2122>TOU_CTabulation[[#This Row],[Month]],TOU_CTabulation[[#This Row],[Month Cumm]],0)","v":0},{"$f":"IF(TOU_CTabulation[[#This Row],[Month Base Gen]]=0,0,TOU_CTabulation[[#This Row],[Month Base Gen]]-TOU_CTabulation[[#This Row],[Day]]*TOU_CTabulation[[#This Row],[Base Allow]])","v":0},{"$f":"VLOOKUP(TOU_CTabulation[[#This Row],[Hour]],daypart,2)","v":"All"},{"$f":"TOU_CTabulation[[#This Row],[Season]]&TOU_CTabulation[[#This Row],[Day-Part]]","v":"WinterAll"},{"$f":"VLOOKUP(TOU_CTabulation[[#This Row],[Daypart]],TOUC,2)","v":0.25901999999999997},{"$f":"VLOOKUP(TOU_CTabulation[[#This Row],[Daypart]],TOUC,3)","v":0.32596000000000003},{"$f":"TOU_CTabulation[[#This Row],[Month Base Allow]]*TOU_CTabulation[[#This Row],[Base Rate]]","v":0},{"$f":"TOU_CTabulation[[#This Row],[Month Overbase Gen]]*TOU_CTabulation[[#This Row],[Over Rate]]","v":0},{"$f":"TOU_CTabulation[[#This Row],[Base Value]]+TOU_CTabulation[[#This Row],[Over Value]]","v":0}]
[3,29,10,923,108,20,0,951.13300000000004,53.640999999999998,2825.5369999999998,2717.2069999999999,{"$f":"TOU_CTabulation[[#This Row],[AC System Output (W)]]/1000","v":2.7172069999999997},{"$f":"IF(A2126=TOU_CTabulation[[#This Row],[Month]],M2126+TOU_CTabulation[[#This Row],[AC System Output (kW)]],TOU_CTabulation[[#This Row],[AC System Output (kW)]])","v":516.69273399999975},{"$f":"VLOOKUP(TOU_CTabulation[[#This Row],[Month]],Season,2)","v":"Winter"},{"$f":"VLOOKUP(TOU_CTabulation[[#This Row],[Season]],CRate,2)","v":10.5},{"$f":"IF(A2128>TOU_CTabulation[[#This Row],[Month]],TOU_CTabulation[[#This Row],[Day]]*TOU_CTabulation[[#This Row],[Base Allow]],0)","v":0},{"$f":"IF(A2128>TOU_CTabulation[[#This Row],[Month]],TOU_CTabulation[[#This Row],[Month Cumm]],0)","v":0},{"$f":"IF(TOU_CTabulation[[#This Row],[Month Base Gen]]=0,0,TOU_CTabulation[[#This Row],[Month Base Gen]]-TOU_CTabulation[[#This Row],[Day]]*TOU_CTabulation[[#This Row],[Base Allow]])","v":0},{"$f":"VLOOKUP(TOU_CTabulation[[#This Row],[Hour]],daypart,2)","v":"All"},{"$f":"TOU_CTabulation[[#This Row],[Season]]&TOU_CTabulation[[#This Row],[Day-Part]]","v":"WinterAll"},{"$f":"VLOOKUP(TOU_CTabulation[[#This Row],[Daypart]],TOUC,2)","v":0.25901999999999997},{"$f":"VLOOKUP(TOU_CTabulation[[#This Row],[Daypart]],TOUC,3)","v":0.32596000000000003},{"$f":"TOU_CTabulation[[#This Row],[Month Base Allow]]*TOU_CTabulation[[#This Row],[Base Rate]]","v":0},{"$f":"TOU_CTabulation[[#This Row],[Month Overbase Gen]]*TOU_CTabulation[[#This Row],[Over Rate]]","v":0},{"$f":"TOU_CTabulation[[#This Row],[Base Value]]+TOU_CTabulation[[#This Row],[Over Value]]","v":0}]
[3,29,21,0,0,9,1,0,9,0,0,{"$f":"TOU_CTabulation[[#This Row],[AC System Output (W)]]/1000","v":0},{"$f":"IF(A2137=TOU_CTabulation[[#This Row],[Month]],M2137+TOU_CTabulation[[#This Row],[AC System Output (kW)]],TOU_CTabulation[[#This Row],[AC System Output (kW)]])","v":531.37483699999973},{"$f":"VLOOKUP(TOU_CTabulation[[#This Row],[Month]],Season,2)","v":"Winter"},{"$f":"VLOOKUP(TOU_CTabulation[[#This Row],[Season]],CRate,2)","v":10.5},{"$f":"IF(A2139>TOU_CTabulation[[#This Row],[Month]],TOU_CTabulation[[#This Row],[Day]]*TOU_CTabulation[[#This Row],[Base Allow]],0)","v":0},{"$f":"IF(A2139>TOU_CTabulation[[#This Row],[Month]],TOU_CTabulation[[#This Row],[Month Cumm]],0)","v":0},{"$f":"IF(TOU_CTabulation[[#This Row],[Month Base Gen]]=0,0,TOU_CTabulation[[#This Row],[Month Base Gen]]-TOU_CTabulation[[#This Row],[Day]]*TOU_CTabulation[[#This Row],[Base Allow]])","v":0},{"$f":"VLOOKUP(TOU_CTabulation[[#This Row],[Hour]],daypart,2)","v":"All"},{"$f":"TOU_CTabulation[[#This Row],[Season]]&TOU_CTabulation[[#This Row],[Day-Part]]","v":"WinterAll"},{"$f":"VLOOKUP(TOU_CTabulation[[#This Row],[Daypart]],TOUC,2)","v":0.25901999999999997},{"$f":"VLOOKUP(TOU_CTabulation[[#This Row],[Daypart]],TOUC,3)","v":0.32596000000000003},{"$f":"TOU_CTabulation[[#This Row],[Month Base Allow]]*TOU_CTabulation[[#This Row],[Base Rate]]","v":0},{"$f":"TOU_CTabulation[[#This Row],[Month Overbase Gen]]*TOU_CTabulation[[#This Row],[Over Rate]]","v":0},{"$f":"TOU_CTabulation[[#This Row],[Base Value]]+TOU_CTabulation[[#This Row],[Over Value]]","v":0}]
[3,30,0,0,0,9,1,0,9,0,0,{"$f":"TOU_CTabulation[[#This Row],[AC System Output (W)]]/1000","v":0},{"$f":"IF(A2140=TOU_CTabulation[[#This Row],[Month]],M2140+TOU_CTabulation[[#This Row],[AC System Output (kW)]],TOU_CTabulation[[#This Row],[AC System Output (kW)]])","v":531.37483699999973},{"$f":"VLOOKUP(TOU_CTabulation[[#This Row],[Month]],Season,2)","v":"Winter"},{"$f":"VLOOKUP(TOU_CTabulation[[#This Row],[Season]],CRate,2)","v":10.5},{"$f":"IF(A2142>TOU_CTabulation[[#This Row],[Month]],TOU_CTabulation[[#This Row],[Day]]*TOU_CTabulation[[#This Row],[Base Allow]],0)","v":0},{"$f":"IF(A2142>TOU_CTabulation[[#This Row],[Month]],TOU_CTabulation[[#This Row],[Month Cumm]],0)","v":0},{"$f":"IF(TOU_CTabulation[[#This Row],[Month Base Gen]]=0,0,TOU_CTabulation[[#This Row],[Month Base Gen]]-TOU_CTabulation[[#This Row],[Day]]*TOU_CTabulation[[#This Row],[Base Allow]])","v":0},{"$f":"VLOOKUP(TOU_CTabulation[[#This Row],[Hour]],daypart,2)","v":"All"},{"$f":"TOU_CTabulation[[#This Row],[Season]]&TOU_CTabulation[[#This Row],[Day-Part]]","v":"WinterAll"},{"$f":"VLOOKUP(TOU_CTabulation[[#This Row],[Daypart]],TOUC,2)","v":0.25901999999999997},{"$f":"VLOOKUP(TOU_CTabulation[[#This Row],[Daypart]],TOUC,3)","v":0.32596000000000003},{"$f":"TOU_CTabulation[[#This Row],[Month Base Allow]]*TOU_CTabulation[[#This Row],[Base Rate]]","v":0},{"$f":"TOU_CTabulation[[#This Row],[Month Overbase Gen]]*TOU_CTabulation[[#This Row],[Over Rate]]","v":0},{"$f":"TOU_CTabulation[[#This Row],[Base Value]]+TOU_CTabulation[[#This Row],[Over Value]]","v":0}]
[3,30,6,0,27,10,0,25.603000000000002,6.91,95.475999999999999,73.308999999999997,{"$f":"TOU_CTabulation[[#This Row],[AC System Output (W)]]/1000","v":7.3308999999999999E-2},{"$f":"IF(A2146=TOU_CTabulation[[#This Row],[Month]],M2146+TOU_CTabulation[[#This Row],[AC System Output (kW)]],TOU_CTabulation[[#This Row],[AC System Output (kW)]])","v":531.44814599999972},{"$f":"VLOOKUP(TOU_CTabulation[[#This Row],[Month]],Season,2)","v":"Winter"},{"$f":"VLOOKUP(TOU_CTabulation[[#This Row],[Season]],CRate,2)","v":10.5},{"$f":"IF(A2148>TOU_CTabulation[[#This Row],[Month]],TOU_CTabulation[[#This Row],[Day]]*TOU_CTabulation[[#This Row],[Base Allow]],0)","v":0},{"$f":"IF(A2148>TOU_CTabulation[[#This Row],[Month]],TOU_CTabulation[[#This Row],[Month Cumm]],0)","v":0},{"$f":"IF(TOU_CTabulation[[#This Row],[Month Base Gen]]=0,0,TOU_CTabulation[[#This Row],[Month Base Gen]]-TOU_CTabulation[[#This Row],[Day]]*TOU_CTabulation[[#This Row],[Base Allow]])","v":0},{"$f":"VLOOKUP(TOU_CTabulation[[#This Row],[Hour]],daypart,2)","v":"All"},{"$f":"TOU_CTabulation[[#This Row],[Season]]&TOU_CTabulation[[#This Row],[Day-Part]]","v":"WinterAll"},{"$f":"VLOOKUP(TOU_CTabulation[[#This Row],[Daypart]],TOUC,2)","v":0.25901999999999997},{"$f":"VLOOKUP(TOU_CTabulation[[#This Row],[Daypart]],TOUC,3)","v":0.32596000000000003},{"$f":"TOU_CTabulation[[#This Row],[Month Base Allow]]*TOU_CTabulation[[#This Row],[Base Rate]]","v":0},{"$f":"TOU_CTabulation[[#This Row],[Month Overbase Gen]]*TOU_CTabulation[[#This Row],[Over Rate]]","v":0},{"$f":"TOU_CTabulation[[#This Row],[Base Value]]+TOU_CTabulation[[#This Row],[Over Value]]","v":0}]
[3,30,15,806,103,22,2,625.52,39.326999999999998,1968.405,1894.5889999999999,{"$f":"TOU_CTabulation[[#This Row],[AC System Output (W)]]/1000","v":1.8945889999999999},{"$f":"IF(A2155=TOU_CTabulation[[#This Row],[Month]],M2155+TOU_CTabulation[[#This Row],[AC System Output (kW)]],TOU_CTabulation[[#This Row],[AC System Output (kW)]])","v":550.75500599999975},{"$f":"VLOOKUP(TOU_CTabulation[[#This Row],[Month]],Season,2)","v":"Winter"},{"$f":"VLOOKUP(TOU_CTabulation[[#This Row],[Season]],CRate,2)","v":10.5},{"$f":"IF(A2157>TOU_CTabulation[[#This Row],[Month]],TOU_CTabulation[[#This Row],[Day]]*TOU_CTabulation[[#This Row],[Base Allow]],0)","v":0},{"$f":"IF(A2157>TOU_CTabulation[[#This Row],[Month]],TOU_CTabulation[[#This Row],[Month Cumm]],0)","v":0},{"$f":"IF(TOU_CTabulation[[#This Row],[Month Base Gen]]=0,0,TOU_CTabulation[[#This Row],[Month Base Gen]]-TOU_CTabulation[[#This Row],[Day]]*TOU_CTabulation[[#This Row],[Base Allow]])","v":0},{"$f":"VLOOKUP(TOU_CTabulation[[#This Row],[Hour]],daypart,2)","v":"All"},{"$f":"TOU_CTabulation[[#This Row],[Season]]&TOU_CTabulation[[#This Row],[Day-Part]]","v":"WinterAll"},{"$f":"VLOOKUP(TOU_CTabulation[[#This Row],[Daypart]],TOUC,2)","v":0.25901999999999997},{"$f":"VLOOKUP(TOU_CTabulation[[#This Row],[Daypart]],TOUC,3)","v":0.32596000000000003},{"$f":"TOU_CTabulation[[#This Row],[Month Base Allow]]*TOU_CTabulation[[#This Row],[Base Rate]]","v":0},{"$f":"TOU_CTabulation[[#This Row],[Month Overbase Gen]]*TOU_CTabulation[[#This Row],[Over Rate]]","v":0},{"$f":"TOU_CTabulation[[#This Row],[Base Value]]+TOU_CTabulation[[#This Row],[Over Value]]","v":0}]
[3,30,23,0,0,11,0,0,11,0,0,{"$f":"TOU_CTabulation[[#This Row],[AC System Output (W)]]/1000","v":0},{"$f":"IF(A2163=TOU_CTabulation[[#This Row],[Month]],M2163+TOU_CTabulation[[#This Row],[AC System Output (kW)]],TOU_CTabulation[[#This Row],[AC System Output (kW)]])","v":552.22259199999974},{"$f":"VLOOKUP(TOU_CTabulation[[#This Row],[Month]],Season,2)","v":"Winter"},{"$f":"VLOOKUP(TOU_CTabulation[[#This Row],[Season]],CRate,2)","v":10.5},{"$f":"IF(A2165>TOU_CTabulation[[#This Row],[Month]],TOU_CTabulation[[#This Row],[Day]]*TOU_CTabulation[[#This Row],[Base Allow]],0)","v":0},{"$f":"IF(A2165>TOU_CTabulation[[#This Row],[Month]],TOU_CTabulation[[#This Row],[Month Cumm]],0)","v":0},{"$f":"IF(TOU_CTabulation[[#This Row],[Month Base Gen]]=0,0,TOU_CTabulation[[#This Row],[Month Base Gen]]-TOU_CTabulation[[#This Row],[Day]]*TOU_CTabulation[[#This Row],[Base Allow]])","v":0},{"$f":"VLOOKUP(TOU_CTabulation[[#This Row],[Hour]],daypart,2)","v":"All"},{"$f":"TOU_CTabulation[[#This Row],[Season]]&TOU_CTabulation[[#This Row],[Day-Part]]","v":"WinterAll"},{"$f":"VLOOKUP(TOU_CTabulation[[#This Row],[Daypart]],TOUC,2)","v":0.25901999999999997},{"$f":"VLOOKUP(TOU_CTabulation[[#This Row],[Daypart]],TOUC,3)","v":0.32596000000000003},{"$f":"TOU_CTabulation[[#This Row],[Month Base Allow]]*TOU_CTabulation[[#This Row],[Base Rate]]","v":0},{"$f":"TOU_CTabulation[[#This Row],[Month Overbase Gen]]*TOU_CTabulation[[#This Row],[Over Rate]]","v":0},{"$f":"TOU_CTabulation[[#This Row],[Base Value]]+TOU_CTabulation[[#This Row],[Over Value]]","v":0}]
[3,31,8,776,106,17,0,575.67999999999995,38.972000000000001,1803.67,1735.704,{"$f":"TOU_CTabulation[[#This Row],[AC System Output (W)]]/1000","v":1.7357039999999999},{"$f":"IF(A2172=TOU_CTabulation[[#This Row],[Month]],M2172+TOU_CTabulation[[#This Row],[AC System Output (kW)]],TOU_CTabulation[[#This Row],[AC System Output (kW)]])","v":555.13799899999981},{"$f":"VLOOKUP(TOU_CTabulation[[#This Row],[Month]],Season,2)","v":"Winter"},{"$f":"VLOOKUP(TOU_CTabulation[[#This Row],[Season]],CRate,2)","v":10.5},{"$f":"IF(A2174>TOU_CTabulation[[#This Row],[Month]],TOU_CTabulation[[#This Row],[Day]]*TOU_CTabulation[[#This Row],[Base Allow]],0)","v":0},{"$f":"IF(A2174>TOU_CTabulation[[#This Row],[Month]],TOU_CTabulation[[#This Row],[Month Cumm]],0)","v":0},{"$f":"IF(TOU_CTabulation[[#This Row],[Month Base Gen]]=0,0,TOU_CTabulation[[#This Row],[Month Base Gen]]-TOU_CTabulation[[#This Row],[Day]]*TOU_CTabulation[[#This Row],[Base Allow]])","v":0},{"$f":"VLOOKUP(TOU_CTabulation[[#This Row],[Hour]],daypart,2)","v":"All"},{"$f":"TOU_CTabulation[[#This Row],[Season]]&TOU_CTabulation[[#This Row],[Day-Part]]","v":"WinterAll"},{"$f":"VLOOKUP(TOU_CTabulation[[#This Row],[Daypart]],TOUC,2)","v":0.25901999999999997},{"$f":"VLOOKUP(TOU_CTabulation[[#This Row],[Daypart]],TOUC,3)","v":0.32596000000000003},{"$f":"TOU_CTabulation[[#This Row],[Month Base Allow]]*TOU_CTabulation[[#This Row],[Base Rate]]","v":0},{"$f":"TOU_CTabulation[[#This Row],[Month Overbase Gen]]*TOU_CTabulation[[#This Row],[Over Rate]]","v":0},{"$f":"TOU_CTabulation[[#This Row],[Base Value]]+TOU_CTabulation[[#This Row],[Over Value]]","v":0}]
[3,31,13,915,120,25,2,979.30799999999999,51.51,2944.2660000000001,2830.6170000000002,{"$f":"TOU_CTabulation[[#This Row],[AC System Output (W)]]/1000","v":2.8306170000000002},{"$f":"IF(A2177=TOU_CTabulation[[#This Row],[Month]],M2177+TOU_CTabulation[[#This Row],[AC System Output (kW)]],TOU_CTabulation[[#This Row],[AC System Output (kW)]])","v":568.69981999999982},{"$f":"VLOOKUP(TOU_CTabulation[[#This Row],[Month]],Season,2)","v":"Winter"},{"$f":"VLOOKUP(TOU_CTabulation[[#This Row],[Season]],CRate,2)","v":10.5},{"$f":"IF(A2179>TOU_CTabulation[[#This Row],[Month]],TOU_CTabulation[[#This Row],[Day]]*TOU_CTabulation[[#This Row],[Base Allow]],0)","v":0},{"$f":"IF(A2179>TOU_CTabulation[[#This Row],[Month]],TOU_CTabulation[[#This Row],[Month Cumm]],0)","v":0},{"$f":"IF(TOU_CTabulation[[#This Row],[Month Base Gen]]=0,0,TOU_CTabulation[[#This Row],[Month Base Gen]]-TOU_CTabulation[[#This Row],[Day]]*TOU_CTabulation[[#This Row],[Base Allow]])","v":0},{"$f":"VLOOKUP(TOU_CTabulation[[#This Row],[Hour]],daypart,2)","v":"All"},{"$f":"TOU_CTabulation[[#This Row],[Season]]&TOU_CTabulation[[#This Row],[Day-Part]]","v":"WinterAll"},{"$f":"VLOOKUP(TOU_CTabulation[[#This Row],[Daypart]],TOUC,2)","v":0.25901999999999997},{"$f":"VLOOKUP(TOU_CTabulation[[#This Row],[Daypart]],TOUC,3)","v":0.32596000000000003},{"$f":"TOU_CTabulation[[#This Row],[Month Base Allow]]*TOU_CTabulation[[#This Row],[Base Rate]]","v":0},{"$f":"TOU_CTabulation[[#This Row],[Month Overbase Gen]]*TOU_CTabulation[[#This Row],[Over Rate]]","v":0},{"$f":"TOU_CTabulation[[#This Row],[Base Value]]+TOU_CTabulation[[#This Row],[Over Value]]","v":0}]
[4,1,1,0,0,7,2,0,7,0,0,{"$f":"TOU_CTabulation[[#This Row],[AC System Output (W)]]/1000","v":0},{"$f":"IF(A2189=TOU_CTabulation[[#This Row],[Month]],M2189+TOU_CTabulation[[#This Row],[AC System Output (kW)]],TOU_CTabulation[[#This Row],[AC System Output (kW)]])","v":0},{"$f":"VLOOKUP(TOU_CTabulation[[#This Row],[Month]],Season,2)","v":"Winter"},{"$f":"VLOOKUP(TOU_CTabulation[[#This Row],[Season]],CRate,2)","v":10.5},{"$f":"IF(A2191>TOU_CTabulation[[#This Row],[Month]],TOU_CTabulation[[#This Row],[Day]]*TOU_CTabulation[[#This Row],[Base Allow]],0)","v":0},{"$f":"IF(A2191>TOU_CTabulation[[#This Row],[Month]],TOU_CTabulation[[#This Row],[Month Cumm]],0)","v":0},{"$f":"IF(TOU_CTabulation[[#This Row],[Month Base Gen]]=0,0,TOU_CTabulation[[#This Row],[Month Base Gen]]-TOU_CTabulation[[#This Row],[Day]]*TOU_CTabulation[[#This Row],[Base Allow]])","v":0},{"$f":"VLOOKUP(TOU_CTabulation[[#This Row],[Hour]],daypart,2)","v":"All"},{"$f":"TOU_CTabulation[[#This Row],[Season]]&TOU_CTabulation[[#This Row],[Day-Part]]","v":"WinterAll"},{"$f":"VLOOKUP(TOU_CTabulation[[#This Row],[Daypart]],TOUC,2)","v":0.25901999999999997},{"$f":"VLOOKUP(TOU_CTabulation[[#This Row],[Daypart]],TOUC,3)","v":0.32596000000000003},{"$f":"TOU_CTabulation[[#This Row],[Month Base Allow]]*TOU_CTabulation[[#This Row],[Base Rate]]","v":0},{"$f":"TOU_CTabulation[[#This Row],[Month Overbase Gen]]*TOU_CTabulation[[#This Row],[Over Rate]]","v":0},{"$f":"TOU_CTabulation[[#This Row],[Base Value]]+TOU_CTabulation[[#This Row],[Over Value]]","v":0}]
[4,1,3,0,0,8,2,0,8,0,0,{"$f":"TOU_CTabulation[[#This Row],[AC System Output (W)]]/1000","v":0},{"$f":"IF(A2191=TOU_CTabulation[[#This Row],[Month]],M2191+TOU_CTabulation[[#This Row],[AC System Output (kW)]],TOU_CTabulation[[#This Row],[AC System Output (kW)]])","v":0},{"$f":"VLOOKUP(TOU_CTabulation[[#This Row],[Month]],Season,2)","v":"Winter"},{"$f":"VLOOKUP(TOU_CTabulation[[#This Row],[Season]],CRate,2)","v":10.5},{"$f":"IF(A2193>TOU_CTabulation[[#This Row],[Month]],TOU_CTabulation[[#This Row],[Day]]*TOU_CTabulation[[#This Row],[Base Allow]],0)","v":0},{"$f":"IF(A2193>TOU_CTabulation[[#This Row],[Month]],TOU_CTabulation[[#This Row],[Month Cumm]],0)","v":0},{"$f":"IF(TOU_CTabulation[[#This Row],[Month Base Gen]]=0,0,TOU_CTabulation[[#This Row],[Month Base Gen]]-TOU_CTabulation[[#This Row],[Day]]*TOU_CTabulation[[#This Row],[Base Allow]])","v":0},{"$f":"VLOOKUP(TOU_CTabulation[[#This Row],[Hour]],daypart,2)","v":"All"},{"$f":"TOU_CTabulation[[#This Row],[Season]]&TOU_CTabulation[[#This Row],[Day-Part]]","v":"WinterAll"},{"$f":"VLOOKUP(TOU_CTabulation[[#This Row],[Daypart]],TOUC,2)","v":0.25901999999999997},{"$f":"VLOOKUP(TOU_CTabulation[[#This Row],[Daypart]],TOUC,3)","v":0.32596000000000003},{"$f":"TOU_CTabulation[[#This Row],[Month Base Allow]]*TOU_CTabulation[[#This Row],[Base Rate]]","v":0},{"$f":"TOU_CTabulation[[#This Row],[Month Overbase Gen]]*TOU_CTabulation[[#This Row],[Over Rate]]","v":0},{"$f":"TOU_CTabulation[[#This Row],[Base Value]]+TOU_CTabulation[[#This Row],[Over Value]]","v":0}]
[4,1,10,944,114,21,1,981.202,51.594000000000001,2947.6170000000002,2833.8159999999998,{"$f":"TOU_CTabulation[[#This Row],[AC System Output (W)]]/1000","v":2.8338159999999997},{"$f":"IF(A2198=TOU_CTabulation[[#This Row],[Month]],M2198+TOU_CTabulation[[#This Row],[AC System Output (kW)]],TOU_CTabulation[[#This Row],[AC System Output (kW)]])","v":8.4520850000000003},{"$f":"VLOOKUP(TOU_CTabulation[[#This Row],[Month]],Season,2)","v":"Winter"},{"$f":"VLOOKUP(TOU_CTabulation[[#This Row],[Season]],CRate,2)","v":10.5},{"$f":"IF(A2200>TOU_CTabulation[[#This Row],[Month]],TOU_CTabulation[[#This Row],[Day]]*TOU_CTabulation[[#This Row],[Base Allow]],0)","v":0},{"$f":"IF(A2200>TOU_CTabulation[[#This Row],[Month]],TOU_CTabulation[[#This Row],[Month Cumm]],0)","v":0},{"$f":"IF(TOU_CTabulation[[#This Row],[Month Base Gen]]=0,0,TOU_CTabulation[[#This Row],[Month Base Gen]]-TOU_CTabulation[[#This Row],[Day]]*TOU_CTabulation[[#This Row],[Base Allow]])","v":0},{"$f":"VLOOKUP(TOU_CTabulation[[#This Row],[Hour]],daypart,2)","v":"All"},{"$f":"TOU_CTabulation[[#This Row],[Season]]&TOU_CTabulation[[#This Row],[Day-Part]]","v":"WinterAll"},{"$f":"VLOOKUP(TOU_CTabulation[[#This Row],[Daypart]],TOUC,2)","v":0.25901999999999997},{"$f":"VLOOKUP(TOU_CTabulation[[#This Row],[Daypart]],TOUC,3)","v":0.32596000000000003},{"$f":"TOU_CTabulation[[#This Row],[Month Base Allow]]*TOU_CTabulation[[#This Row],[Base Rate]]","v":0},{"$f":"TOU_CTabulation[[#This Row],[Month Overbase Gen]]*TOU_CTabulation[[#This Row],[Over Rate]]","v":0},{"$f":"TOU_CTabulation[[#This Row],[Base Value]]+TOU_CTabulation[[#This Row],[Over Value]]","v":0}]
[4,2,0,0,0,10,0,0,10,0,0,{"$f":"TOU_CTabulation[[#This Row],[AC System Output (W)]]/1000","v":0},{"$f":"IF(A2212=TOU_CTabulation[[#This Row],[Month]],M2212+TOU_CTabulation[[#This Row],[AC System Output (kW)]],TOU_CTabulation[[#This Row],[AC System Output (kW)]])","v":23.396826999999995},{"$f":"VLOOKUP(TOU_CTabulation[[#This Row],[Month]],Season,2)","v":"Winter"},{"$f":"VLOOKUP(TOU_CTabulation[[#This Row],[Season]],CRate,2)","v":10.5},{"$f":"IF(A2214>TOU_CTabulation[[#This Row],[Month]],TOU_CTabulation[[#This Row],[Day]]*TOU_CTabulation[[#This Row],[Base Allow]],0)","v":0},{"$f":"IF(A2214>TOU_CTabulation[[#This Row],[Month]],TOU_CTabulation[[#This Row],[Month Cumm]],0)","v":0},{"$f":"IF(TOU_CTabulation[[#This Row],[Month Base Gen]]=0,0,TOU_CTabulation[[#This Row],[Month Base Gen]]-TOU_CTabulation[[#This Row],[Day]]*TOU_CTabulation[[#This Row],[Base Allow]])","v":0},{"$f":"VLOOKUP(TOU_CTabulation[[#This Row],[Hour]],daypart,2)","v":"All"},{"$f":"TOU_CTabulation[[#This Row],[Season]]&TOU_CTabulation[[#This Row],[Day-Part]]","v":"WinterAll"},{"$f":"VLOOKUP(TOU_CTabulation[[#This Row],[Daypart]],TOUC,2)","v":0.25901999999999997},{"$f":"VLOOKUP(TOU_CTabulation[[#This Row],[Daypart]],TOUC,3)","v":0.32596000000000003},{"$f":"TOU_CTabulation[[#This Row],[Month Base Allow]]*TOU_CTabulation[[#This Row],[Base Rate]]","v":0},{"$f":"TOU_CTabulation[[#This Row],[Month Overbase Gen]]*TOU_CTabulation[[#This Row],[Over Rate]]","v":0},{"$f":"TOU_CTabulation[[#This Row],[Base Value]]+TOU_CTabulation[[#This Row],[Over Value]]","v":0}]
[4,2,3,0,0,11,0,0,11,0,0,{"$f":"TOU_CTabulation[[#This Row],[AC System Output (W)]]/1000","v":0},{"$f":"IF(A2215=TOU_CTabulation[[#This Row],[Month]],M2215+TOU_CTabulation[[#This Row],[AC System Output (kW)]],TOU_CTabulation[[#This Row],[AC System Output (kW)]])","v":23.396826999999995},{"$f":"VLOOKUP(TOU_CTabulation[[#This Row],[Month]],Season,2)","v":"Winter"},{"$f":"VLOOKUP(TOU_CTabulation[[#This Row],[Season]],CRate,2)","v":10.5},{"$f":"IF(A2217>TOU_CTabulation[[#This Row],[Month]],TOU_CTabulation[[#This Row],[Day]]*TOU_CTabulation[[#This Row],[Base Allow]],0)","v":0},{"$f":"IF(A2217>TOU_CTabulation[[#This Row],[Month]],TOU_CTabulation[[#This Row],[Month Cumm]],0)","v":0},{"$f":"IF(TOU_CTabulation[[#This Row],[Month Base Gen]]=0,0,TOU_CTabulation[[#This Row],[Month Base Gen]]-TOU_CTabulation[[#This Row],[Day]]*TOU_CTabulation[[#This Row],[Base Allow]])","v":0},{"$f":"VLOOKUP(TOU_CTabulation[[#This Row],[Hour]],daypart,2)","v":"All"},{"$f":"TOU_CTabulation[[#This Row],[Season]]&TOU_CTabulation[[#This Row],[Day-Part]]","v":"WinterAll"},{"$f":"VLOOKUP(TOU_CTabulation[[#This Row],[Daypart]],TOUC,2)","v":0.25901999999999997},{"$f":"VLOOKUP(TOU_CTabulation[[#This Row],[Daypart]],TOUC,3)","v":0.32596000000000003},{"$f":"TOU_CTabulation[[#This Row],[Month Base Allow]]*TOU_CTabulation[[#This Row],[Base Rate]]","v":0},{"$f":"TOU_CTabulation[[#This Row],[Month Overbase Gen]]*TOU_CTabulation[[#This Row],[Over Rate]]","v":0},{"$f":"TOU_CTabulation[[#This Row],[Base Value]]+TOU_CTabulation[[#This Row],[Over Value]]","v":0}]
[4,2,10,903,124,22,0,956.09,57.938000000000002,2774.4360000000001,2668.355,{"$f":"TOU_CTabulation[[#This Row],[AC System Output (W)]]/1000","v":2.668355},{"$f":"IF(A2222=TOU_CTabulation[[#This Row],[Month]],M2222+TOU_CTabulation[[#This Row],[AC System Output (kW)]],TOU_CTabulation[[#This Row],[AC System Output (kW)]])","v":31.330509999999997},{"$f":"VLOOKUP(TOU_CTabulation[[#This Row],[Month]],Season,2)","v":"Winter"},{"$f":"VLOOKUP(TOU_CTabulation[[#This Row],[Season]],CRate,2)","v":10.5},{"$f":"IF(A2224>TOU_CTabulation[[#This Row],[Month]],TOU_CTabulation[[#This Row],[Day]]*TOU_CTabulation[[#This Row],[Base Allow]],0)","v":0},{"$f":"IF(A2224>TOU_CTabulation[[#This Row],[Month]],TOU_CTabulation[[#This Row],[Month Cumm]],0)","v":0},{"$f":"IF(TOU_CTabulation[[#This Row],[Month Base Gen]]=0,0,TOU_CTabulation[[#This Row],[Month Base Gen]]-TOU_CTabulation[[#This Row],[Day]]*TOU_CTabulation[[#This Row],[Base Allow]])","v":0},{"$f":"VLOOKUP(TOU_CTabulation[[#This Row],[Hour]],daypart,2)","v":"All"},{"$f":"TOU_CTabulation[[#This Row],[Season]]&TOU_CTabulation[[#This Row],[Day-Part]]","v":"WinterAll"},{"$f":"VLOOKUP(TOU_CTabulation[[#This Row],[Daypart]],TOUC,2)","v":0.25901999999999997},{"$f":"VLOOKUP(TOU_CTabulation[[#This Row],[Daypart]],TOUC,3)","v":0.32596000000000003},{"$f":"TOU_CTabulation[[#This Row],[Month Base Allow]]*TOU_CTabulation[[#This Row],[Base Rate]]","v":0},{"$f":"TOU_CTabulation[[#This Row],[Month Overbase Gen]]*TOU_CTabulation[[#This Row],[Over Rate]]","v":0},{"$f":"TOU_CTabulation[[#This Row],[Base Value]]+TOU_CTabulation[[#This Row],[Over Value]]","v":0}]
[4,2,20,0,0,12,0,0,12,0,0,{"$f":"TOU_CTabulation[[#This Row],[AC System Output (W)]]/1000","v":0},{"$f":"IF(A2232=TOU_CTabulation[[#This Row],[Month]],M2232+TOU_CTabulation[[#This Row],[AC System Output (kW)]],TOU_CTabulation[[#This Row],[AC System Output (kW)]])","v":45.953108999999991},{"$f":"VLOOKUP(TOU_CTabulation[[#This Row],[Month]],Season,2)","v":"Winter"},{"$f":"VLOOKUP(TOU_CTabulation[[#This Row],[Season]],CRate,2)","v":10.5},{"$f":"IF(A2234>TOU_CTabulation[[#This Row],[Month]],TOU_CTabulation[[#This Row],[Day]]*TOU_CTabulation[[#This Row],[Base Allow]],0)","v":0},{"$f":"IF(A2234>TOU_CTabulation[[#This Row],[Month]],TOU_CTabulation[[#This Row],[Month Cumm]],0)","v":0},{"$f":"IF(TOU_CTabulation[[#This Row],[Month Base Gen]]=0,0,TOU_CTabulation[[#This Row],[Month Base Gen]]-TOU_CTabulation[[#This Row],[Day]]*TOU_CTabulation[[#This Row],[Base Allow]])","v":0},{"$f":"VLOOKUP(TOU_CTabulation[[#This Row],[Hour]],daypart,2)","v":"All"},{"$f":"TOU_CTabulation[[#This Row],[Season]]&TOU_CTabulation[[#This Row],[Day-Part]]","v":"WinterAll"},{"$f":"VLOOKUP(TOU_CTabulation[[#This Row],[Daypart]],TOUC,2)","v":0.25901999999999997},{"$f":"VLOOKUP(TOU_CTabulation[[#This Row],[Daypart]],TOUC,3)","v":0.32596000000000003},{"$f":"TOU_CTabulation[[#This Row],[Month Base Allow]]*TOU_CTabulation[[#This Row],[Base Rate]]","v":0},{"$f":"TOU_CTabulation[[#This Row],[Month Overbase Gen]]*TOU_CTabulation[[#This Row],[Over Rate]]","v":0},{"$f":"TOU_CTabulation[[#This Row],[Base Value]]+TOU_CTabulation[[#This Row],[Over Value]]","v":0}]
[4,3,0,0,0,10,0,0,10,0,0,{"$f":"TOU_CTabulation[[#This Row],[AC System Output (W)]]/1000","v":0},{"$f":"IF(A2236=TOU_CTabulation[[#This Row],[Month]],M2236+TOU_CTabulation[[#This Row],[AC System Output (kW)]],TOU_CTabulation[[#This Row],[AC System Output (kW)]])","v":45.953108999999991},{"$f":"VLOOKUP(TOU_CTabulation[[#This Row],[Month]],Season,2)","v":"Winter"},{"$f":"VLOOKUP(TOU_CTabulation[[#This Row],[Season]],CRate,2)","v":10.5},{"$f":"IF(A2238>TOU_CTabulation[[#This Row],[Month]],TOU_CTabulation[[#This Row],[Day]]*TOU_CTabulation[[#This Row],[Base Allow]],0)","v":0},{"$f":"IF(A2238>TOU_CTabulation[[#This Row],[Month]],TOU_CTabulation[[#This Row],[Month Cumm]],0)","v":0},{"$f":"IF(TOU_CTabulation[[#This Row],[Month Base Gen]]=0,0,TOU_CTabulation[[#This Row],[Month Base Gen]]-TOU_CTabulation[[#This Row],[Day]]*TOU_CTabulation[[#This Row],[Base Allow]])","v":0},{"$f":"VLOOKUP(TOU_CTabulation[[#This Row],[Hour]],daypart,2)","v":"All"},{"$f":"TOU_CTabulation[[#This Row],[Season]]&TOU_CTabulation[[#This Row],[Day-Part]]","v":"WinterAll"},{"$f":"VLOOKUP(TOU_CTabulation[[#This Row],[Daypart]],TOUC,2)","v":0.25901999999999997},{"$f":"VLOOKUP(TOU_CTabulation[[#This Row],[Daypart]],TOUC,3)","v":0.32596000000000003},{"$f":"TOU_CTabulation[[#This Row],[Month Base Allow]]*TOU_CTabulation[[#This Row],[Base Rate]]","v":0},{"$f":"TOU_CTabulation[[#This Row],[Month Overbase Gen]]*TOU_CTabulation[[#This Row],[Over Rate]]","v":0},{"$f":"TOU_CTabulation[[#This Row],[Base Value]]+TOU_CTabulation[[#This Row],[Over Value]]","v":0}]
[4,3,13,913,117,20,3,975.91600000000005,43.68,3057.509,2938.665,{"$f":"TOU_CTabulation[[#This Row],[AC System Output (W)]]/1000","v":2.9386649999999999},{"$f":"IF(A2249=TOU_CTabulation[[#This Row],[Month]],M2249+TOU_CTabulation[[#This Row],[AC System Output (kW)]],TOU_CTabulation[[#This Row],[AC System Output (kW)]])","v":63.365734999999987},{"$f":"VLOOKUP(TOU_CTabulation[[#This Row],[Month]],Season,2)","v":"Winter"},{"$f":"VLOOKUP(TOU_CTabulation[[#This Row],[Season]],CRate,2)","v":10.5},{"$f":"IF(A2251>TOU_CTabulation[[#This Row],[Month]],TOU_CTabulation[[#This Row],[Day]]*TOU_CTabulation[[#This Row],[Base Allow]],0)","v":0},{"$f":"IF(A2251>TOU_CTabulation[[#This Row],[Month]],TOU_CTabulation[[#This Row],[Month Cumm]],0)","v":0},{"$f":"IF(TOU_CTabulation[[#This Row],[Month Base Gen]]=0,0,TOU_CTabulation[[#This Row],[Month Base Gen]]-TOU_CTabulation[[#This Row],[Day]]*TOU_CTabulation[[#This Row],[Base Allow]])","v":0},{"$f":"VLOOKUP(TOU_CTabulation[[#This Row],[Hour]],daypart,2)","v":"All"},{"$f":"TOU_CTabulation[[#This Row],[Season]]&TOU_CTabulation[[#This Row],[Day-Part]]","v":"WinterAll"},{"$f":"VLOOKUP(TOU_CTabulation[[#This Row],[Daypart]],TOUC,2)","v":0.25901999999999997},{"$f":"VLOOKUP(TOU_CTabulation[[#This Row],[Daypart]],TOUC,3)","v":0.32596000000000003},{"$f":"TOU_CTabulation[[#This Row],[Month Base Allow]]*TOU_CTabulation[[#This Row],[Base Rate]]","v":0},{"$f":"TOU_CTabulation[[#This Row],[Month Overbase Gen]]*TOU_CTabulation[[#This Row],[Over Rate]]","v":0},{"$f":"TOU_CTabulation[[#This Row],[Base Value]]+TOU_CTabulation[[#This Row],[Over Value]]","v":0}]
[4,3,22,0,0,9,1,0,9,0,0,{"$f":"TOU_CTabulation[[#This Row],[AC System Output (W)]]/1000","v":0},{"$f":"IF(A2258=TOU_CTabulation[[#This Row],[Month]],M2258+TOU_CTabulation[[#This Row],[AC System Output (kW)]],TOU_CTabulation[[#This Row],[AC System Output (kW)]])","v":69.348520999999991},{"$f":"VLOOKUP(TOU_CTabulation[[#This Row],[Month]],Season,2)","v":"Winter"},{"$f":"VLOOKUP(TOU_CTabulation[[#This Row],[Season]],CRate,2)","v":10.5},{"$f":"IF(A2260>TOU_CTabulation[[#This Row],[Month]],TOU_CTabulation[[#This Row],[Day]]*TOU_CTabulation[[#This Row],[Base Allow]],0)","v":0},{"$f":"IF(A2260>TOU_CTabulation[[#This Row],[Month]],TOU_CTabulation[[#This Row],[Month Cumm]],0)","v":0},{"$f":"IF(TOU_CTabulation[[#This Row],[Month Base Gen]]=0,0,TOU_CTabulation[[#This Row],[Month Base Gen]]-TOU_CTabulation[[#This Row],[Day]]*TOU_CTabulation[[#This Row],[Base Allow]])","v":0},{"$f":"VLOOKUP(TOU_CTabulation[[#This Row],[Hour]],daypart,2)","v":"All"},{"$f":"TOU_CTabulation[[#This Row],[Season]]&TOU_CTabulation[[#This Row],[Day-Part]]","v":"WinterAll"},{"$f":"VLOOKUP(TOU_CTabulation[[#This Row],[Daypart]],TOUC,2)","v":0.25901999999999997},{"$f":"VLOOKUP(TOU_CTabulation[[#This Row],[Daypart]],TOUC,3)","v":0.32596000000000003},{"$f":"TOU_CTabulation[[#This Row],[Month Base Allow]]*TOU_CTabulation[[#This Row],[Base Rate]]","v":0},{"$f":"TOU_CTabulation[[#This Row],[Month Overbase Gen]]*TOU_CTabulation[[#This Row],[Over Rate]]","v":0},{"$f":"TOU_CTabulation[[#This Row],[Base Value]]+TOU_CTabulation[[#This Row],[Over Value]]","v":0}]
[4,3,23,0,0,9,0,0,9,0,0,{"$f":"TOU_CTabulation[[#This Row],[AC System Output (W)]]/1000","v":0},{"$f":"IF(A2259=TOU_CTabulation[[#This Row],[Month]],M2259+TOU_CTabulation[[#This Row],[AC System Output (kW)]],TOU_CTabulation[[#This Row],[AC System Output (kW)]])","v":69.348520999999991},{"$f":"VLOOKUP(TOU_CTabulation[[#This Row],[Month]],Season,2)","v":"Winter"},{"$f":"VLOOKUP(TOU_CTabulation[[#This Row],[Season]],CRate,2)","v":10.5},{"$f":"IF(A2261>TOU_CTabulation[[#This Row],[Month]],TOU_CTabulation[[#This Row],[Day]]*TOU_CTabulation[[#This Row],[Base Allow]],0)","v":0},{"$f":"IF(A2261>TOU_CTabulation[[#This Row],[Month]],TOU_CTabulation[[#This Row],[Month Cumm]],0)","v":0},{"$f":"IF(TOU_CTabulation[[#This Row],[Month Base Gen]]=0,0,TOU_CTabulation[[#This Row],[Month Base Gen]]-TOU_CTabulation[[#This Row],[Day]]*TOU_CTabulation[[#This Row],[Base Allow]])","v":0},{"$f":"VLOOKUP(TOU_CTabulation[[#This Row],[Hour]],daypart,2)","v":"All"},{"$f":"TOU_CTabulation[[#This Row],[Season]]&TOU_CTabulation[[#This Row],[Day-Part]]","v":"WinterAll"},{"$f":"VLOOKUP(TOU_CTabulation[[#This Row],[Daypart]],TOUC,2)","v":0.25901999999999997},{"$f":"VLOOKUP(TOU_CTabulation[[#This Row],[Daypart]],TOUC,3)","v":0.32596000000000003},{"$f":"TOU_CTabulation[[#This Row],[Month Base Allow]]*TOU_CTabulation[[#This Row],[Base Rate]]","v":0},{"$f":"TOU_CTabulation[[#This Row],[Month Overbase Gen]]*TOU_CTabulation[[#This Row],[Over Rate]]","v":0},{"$f":"TOU_CTabulation[[#This Row],[Base Value]]+TOU_CTabulation[[#This Row],[Over Value]]","v":0}]
[4,4,7,1,119,13,1,114.342,14.862,411.53800000000001,382.94200000000001,{"$f":"TOU_CTabulation[[#This Row],[AC System Output (W)]]/1000","v":0.382942},{"$f":"IF(A2267=TOU_CTabulation[[#This Row],[Month]],M2267+TOU_CTabulation[[#This Row],[AC System Output (kW)]],TOU_CTabulation[[#This Row],[AC System Output (kW)]])","v":69.982047999999992},{"$f":"VLOOKUP(TOU_CTabulation[[#This Row],[Month]],Season,2)","v":"Winter"},{"$f":"VLOOKUP(TOU_CTabulation[[#This Row],[Season]],CRate,2)","v":10.5},{"$f":"IF(A2269>TOU_CTabulation[[#This Row],[Month]],TOU_CTabulation[[#This Row],[Day]]*TOU_CTabulation[[#This Row],[Base Allow]],0)","v":0},{"$f":"IF(A2269>TOU_CTabulation[[#This Row],[Month]],TOU_CTabulation[[#This Row],[Month Cumm]],0)","v":0},{"$f":"IF(TOU_CTabulation[[#This Row],[Month Base Gen]]=0,0,TOU_CTabulation[[#This Row],[Month Base Gen]]-TOU_CTabulation[[#This Row],[Day]]*TOU_CTabulation[[#This Row],[Base Allow]])","v":0},{"$f":"VLOOKUP(TOU_CTabulation[[#This Row],[Hour]],daypart,2)","v":"All"},{"$f":"TOU_CTabulation[[#This Row],[Season]]&TOU_CTabulation[[#This Row],[Day-Part]]","v":"WinterAll"},{"$f":"VLOOKUP(TOU_CTabulation[[#This Row],[Daypart]],TOUC,2)","v":0.25901999999999997},{"$f":"VLOOKUP(TOU_CTabulation[[#This Row],[Daypart]],TOUC,3)","v":0.32596000000000003},{"$f":"TOU_CTabulation[[#This Row],[Month Base Allow]]*TOU_CTabulation[[#This Row],[Base Rate]]","v":0},{"$f":"TOU_CTabulation[[#This Row],[Month Overbase Gen]]*TOU_CTabulation[[#This Row],[Over Rate]]","v":0},{"$f":"TOU_CTabulation[[#This Row],[Base Value]]+TOU_CTabulation[[#This Row],[Over Value]]","v":0}]
[4,4,20,0,0,9,1,0,9,0,0,{"$f":"TOU_CTabulation[[#This Row],[AC System Output (W)]]/1000","v":0},{"$f":"IF(A2280=TOU_CTabulation[[#This Row],[Month]],M2280+TOU_CTabulation[[#This Row],[AC System Output (kW)]],TOU_CTabulation[[#This Row],[AC System Output (kW)]])","v":91.28054299999998},{"$f":"VLOOKUP(TOU_CTabulation[[#This Row],[Month]],Season,2)","v":"Winter"},{"$f":"VLOOKUP(TOU_CTabulation[[#This Row],[Season]],CRate,2)","v":10.5},{"$f":"IF(A2282>TOU_CTabulation[[#This Row],[Month]],TOU_CTabulation[[#This Row],[Day]]*TOU_CTabulation[[#This Row],[Base Allow]],0)","v":0},{"$f":"IF(A2282>TOU_CTabulation[[#This Row],[Month]],TOU_CTabulation[[#This Row],[Month Cumm]],0)","v":0},{"$f":"IF(TOU_CTabulation[[#This Row],[Month Base Gen]]=0,0,TOU_CTabulation[[#This Row],[Month Base Gen]]-TOU_CTabulation[[#This Row],[Day]]*TOU_CTabulation[[#This Row],[Base Allow]])","v":0},{"$f":"VLOOKUP(TOU_CTabulation[[#This Row],[Hour]],daypart,2)","v":"All"},{"$f":"TOU_CTabulation[[#This Row],[Season]]&TOU_CTabulation[[#This Row],[Day-Part]]","v":"WinterAll"},{"$f":"VLOOKUP(TOU_CTabulation[[#This Row],[Daypart]],TOUC,2)","v":0.25901999999999997},{"$f":"VLOOKUP(TOU_CTabulation[[#This Row],[Daypart]],TOUC,3)","v":0.32596000000000003},{"$f":"TOU_CTabulation[[#This Row],[Month Base Allow]]*TOU_CTabulation[[#This Row],[Base Rate]]","v":0},{"$f":"TOU_CTabulation[[#This Row],[Month Overbase Gen]]*TOU_CTabulation[[#This Row],[Over Rate]]","v":0},{"$f":"TOU_CTabulation[[#This Row],[Base Value]]+TOU_CTabulation[[#This Row],[Over Value]]","v":0}]
[4,5,0,0,0,8,1,0,8,0,0,{"$f":"TOU_CTabulation[[#This Row],[AC System Output (W)]]/1000","v":0},{"$f":"IF(A2284=TOU_CTabulation[[#This Row],[Month]],M2284+TOU_CTabulation[[#This Row],[AC System Output (kW)]],TOU_CTabulation[[#This Row],[AC System Output (kW)]])","v":91.28054299999998},{"$f":"VLOOKUP(TOU_CTabulation[[#This Row],[Month]],Season,2)","v":"Winter"},{"$f":"VLOOKUP(TOU_CTabulation[[#This Row],[Season]],CRate,2)","v":10.5},{"$f":"IF(A2286>TOU_CTabulation[[#This Row],[Month]],TOU_CTabulation[[#This Row],[Day]]*TOU_CTabulation[[#This Row],[Base Allow]],0)","v":0},{"$f":"IF(A2286>TOU_CTabulation[[#This Row],[Month]],TOU_CTabulation[[#This Row],[Month Cumm]],0)","v":0},{"$f":"IF(TOU_CTabulation[[#This Row],[Month Base Gen]]=0,0,TOU_CTabulation[[#This Row],[Month Base Gen]]-TOU_CTabulation[[#This Row],[Day]]*TOU_CTabulation[[#This Row],[Base Allow]])","v":0},{"$f":"VLOOKUP(TOU_CTabulation[[#This Row],[Hour]],daypart,2)","v":"All"},{"$f":"TOU_CTabulation[[#This Row],[Season]]&TOU_CTabulation[[#This Row],[Day-Part]]","v":"WinterAll"},{"$f":"VLOOKUP(TOU_CTabulation[[#This Row],[Daypart]],TOUC,2)","v":0.25901999999999997},{"$f":"VLOOKUP(TOU_CTabulation[[#This Row],[Daypart]],TOUC,3)","v":0.32596000000000003},{"$f":"TOU_CTabulation[[#This Row],[Month Base Allow]]*TOU_CTabulation[[#This Row],[Base Rate]]","v":0},{"$f":"TOU_CTabulation[[#This Row],[Month Overbase Gen]]*TOU_CTabulation[[#This Row],[Over Rate]]","v":0},{"$f":"TOU_CTabulation[[#This Row],[Base Value]]+TOU_CTabulation[[#This Row],[Over Value]]","v":0}]
[4,5,10,667,241,19,1,877.35,45.097999999999999,2728.4560000000001,2624.3780000000002,{"$f":"TOU_CTabulation[[#This Row],[AC System Output (W)]]/1000","v":2.6243780000000001},{"$f":"IF(A2294=TOU_CTabulation[[#This Row],[Month]],M2294+TOU_CTabulation[[#This Row],[AC System Output (kW)]],TOU_CTabulation[[#This Row],[AC System Output (kW)]])","v":95.645865999999984},{"$f":"VLOOKUP(TOU_CTabulation[[#This Row],[Month]],Season,2)","v":"Winter"},{"$f":"VLOOKUP(TOU_CTabulation[[#This Row],[Season]],CRate,2)","v":10.5},{"$f":"IF(A2296>TOU_CTabulation[[#This Row],[Month]],TOU_CTabulation[[#This Row],[Day]]*TOU_CTabulation[[#This Row],[Base Allow]],0)","v":0},{"$f":"IF(A2296>TOU_CTabulation[[#This Row],[Month]],TOU_CTabulation[[#This Row],[Month Cumm]],0)","v":0},{"$f":"IF(TOU_CTabulation[[#This Row],[Month Base Gen]]=0,0,TOU_CTabulation[[#This Row],[Month Base Gen]]-TOU_CTabulation[[#This Row],[Day]]*TOU_CTabulation[[#This Row],[Base Allow]])","v":0},{"$f":"VLOOKUP(TOU_CTabulation[[#This Row],[Hour]],daypart,2)","v":"All"},{"$f":"TOU_CTabulation[[#This Row],[Season]]&TOU_CTabulation[[#This Row],[Day-Part]]","v":"WinterAll"},{"$f":"VLOOKUP(TOU_CTabulation[[#This Row],[Daypart]],TOUC,2)","v":0.25901999999999997},{"$f":"VLOOKUP(TOU_CTabulation[[#This Row],[Daypart]],TOUC,3)","v":0.32596000000000003},{"$f":"TOU_CTabulation[[#This Row],[Month Base Allow]]*TOU_CTabulation[[#This Row],[Base Rate]]","v":0},{"$f":"TOU_CTabulation[[#This Row],[Month Overbase Gen]]*TOU_CTabulation[[#This Row],[Over Rate]]","v":0},{"$f":"TOU_CTabulation[[#This Row],[Base Value]]+TOU_CTabulation[[#This Row],[Over Value]]","v":0}]
[4,5,17,401,64,13,3,135.96100000000001,15.601000000000001,396.47,368.202,{"$f":"TOU_CTabulation[[#This Row],[AC System Output (W)]]/1000","v":0.36820199999999997},{"$f":"IF(A2301=TOU_CTabulation[[#This Row],[Month]],M2301+TOU_CTabulation[[#This Row],[AC System Output (kW)]],TOU_CTabulation[[#This Row],[AC System Output (kW)]])","v":110.70144099999999},{"$f":"VLOOKUP(TOU_CTabulation[[#This Row],[Month]],Season,2)","v":"Winter"},{"$f":"VLOOKUP(TOU_CTabulation[[#This Row],[Season]],CRate,2)","v":10.5},{"$f":"IF(A2303>TOU_CTabulation[[#This Row],[Month]],TOU_CTabulation[[#This Row],[Day]]*TOU_CTabulation[[#This Row],[Base Allow]],0)","v":0},{"$f":"IF(A2303>TOU_CTabulation[[#This Row],[Month]],TOU_CTabulation[[#This Row],[Month Cumm]],0)","v":0},{"$f":"IF(TOU_CTabulation[[#This Row],[Month Base Gen]]=0,0,TOU_CTabulation[[#This Row],[Month Base Gen]]-TOU_CTabulation[[#This Row],[Day]]*TOU_CTabulation[[#This Row],[Base Allow]])","v":0},{"$f":"VLOOKUP(TOU_CTabulation[[#This Row],[Hour]],daypart,2)","v":"All"},{"$f":"TOU_CTabulation[[#This Row],[Season]]&TOU_CTabulation[[#This Row],[Day-Part]]","v":"WinterAll"},{"$f":"VLOOKUP(TOU_CTabulation[[#This Row],[Daypart]],TOUC,2)","v":0.25901999999999997},{"$f":"VLOOKUP(TOU_CTabulation[[#This Row],[Daypart]],TOUC,3)","v":0.32596000000000003},{"$f":"TOU_CTabulation[[#This Row],[Month Base Allow]]*TOU_CTabulation[[#This Row],[Base Rate]]","v":0},{"$f":"TOU_CTabulation[[#This Row],[Month Overbase Gen]]*TOU_CTabulation[[#This Row],[Over Rate]]","v":0},{"$f":"TOU_CTabulation[[#This Row],[Base Value]]+TOU_CTabulation[[#This Row],[Over Value]]","v":0}]
[4,6,0,0,0,8,1,0,8,0,0,{"$f":"TOU_CTabulation[[#This Row],[AC System Output (W)]]/1000","v":0},{"$f":"IF(A2308=TOU_CTabulation[[#This Row],[Month]],M2308+TOU_CTabulation[[#This Row],[AC System Output (kW)]],TOU_CTabulation[[#This Row],[AC System Output (kW)]])","v":110.70144099999999},{"$f":"VLOOKUP(TOU_CTabulation[[#This Row],[Month]],Season,2)","v":"Winter"},{"$f":"VLOOKUP(TOU_CTabulation[[#This Row],[Season]],CRate,2)","v":10.5},{"$f":"IF(A2310>TOU_CTabulation[[#This Row],[Month]],TOU_CTabulation[[#This Row],[Day]]*TOU_CTabulation[[#This Row],[Base Allow]],0)","v":0},{"$f":"IF(A2310>TOU_CTabulation[[#This Row],[Month]],TOU_CTabulation[[#This Row],[Month Cumm]],0)","v":0},{"$f":"IF(TOU_CTabulation[[#This Row],[Month Base Gen]]=0,0,TOU_CTabulation[[#This Row],[Month Base Gen]]-TOU_CTabulation[[#This Row],[Day]]*TOU_CTabulation[[#This Row],[Base Allow]])","v":0},{"$f":"VLOOKUP(TOU_CTabulation[[#This Row],[Hour]],daypart,2)","v":"All"},{"$f":"TOU_CTabulation[[#This Row],[Season]]&TOU_CTabulation[[#This Row],[Day-Part]]","v":"WinterAll"},{"$f":"VLOOKUP(TOU_CTabulation[[#This Row],[Daypart]],TOUC,2)","v":0.25901999999999997},{"$f":"VLOOKUP(TOU_CTabulation[[#This Row],[Daypart]],TOUC,3)","v":0.32596000000000003},{"$f":"TOU_CTabulation[[#This Row],[Month Base Allow]]*TOU_CTabulation[[#This Row],[Base Rate]]","v":0},{"$f":"TOU_CTabulation[[#This Row],[Month Overbase Gen]]*TOU_CTabulation[[#This Row],[Over Rate]]","v":0},{"$f":"TOU_CTabulation[[#This Row],[Base Value]]+TOU_CTabulation[[#This Row],[Over Value]]","v":0}]
[4,6,10,29,323,17,1,351.17500000000001,26.835000000000001,1196.4179999999999,1147.8409999999999,{"$f":"TOU_CTabulation[[#This Row],[AC System Output (W)]]/1000","v":1.1478409999999999},{"$f":"IF(A2318=TOU_CTabulation[[#This Row],[Month]],M2318+TOU_CTabulation[[#This Row],[AC System Output (kW)]],TOU_CTabulation[[#This Row],[AC System Output (kW)]])","v":112.92510699999998},{"$f":"VLOOKUP(TOU_CTabulation[[#This Row],[Month]],Season,2)","v":"Winter"},{"$f":"VLOOKUP(TOU_CTabulation[[#This Row],[Season]],CRate,2)","v":10.5},{"$f":"IF(A2320>TOU_CTabulation[[#This Row],[Month]],TOU_CTabulation[[#This Row],[Day]]*TOU_CTabulation[[#This Row],[Base Allow]],0)","v":0},{"$f":"IF(A2320>TOU_CTabulation[[#This Row],[Month]],TOU_CTabulation[[#This Row],[Month Cumm]],0)","v":0},{"$f":"IF(TOU_CTabulation[[#This Row],[Month Base Gen]]=0,0,TOU_CTabulation[[#This Row],[Month Base Gen]]-TOU_CTabulation[[#This Row],[Day]]*TOU_CTabulation[[#This Row],[Base Allow]])","v":0},{"$f":"VLOOKUP(TOU_CTabulation[[#This Row],[Hour]],daypart,2)","v":"All"},{"$f":"TOU_CTabulation[[#This Row],[Season]]&TOU_CTabulation[[#This Row],[Day-Part]]","v":"WinterAll"},{"$f":"VLOOKUP(TOU_CTabulation[[#This Row],[Daypart]],TOUC,2)","v":0.25901999999999997},{"$f":"VLOOKUP(TOU_CTabulation[[#This Row],[Daypart]],TOUC,3)","v":0.32596000000000003},{"$f":"TOU_CTabulation[[#This Row],[Month Base Allow]]*TOU_CTabulation[[#This Row],[Base Rate]]","v":0},{"$f":"TOU_CTabulation[[#This Row],[Month Overbase Gen]]*TOU_CTabulation[[#This Row],[Over Rate]]","v":0},{"$f":"TOU_CTabulation[[#This Row],[Base Value]]+TOU_CTabulation[[#This Row],[Over Value]]","v":0}]
[4,6,17,450,60,13,2,142.03899999999999,16.309000000000001,405.81200000000001,377.34100000000001,{"$f":"TOU_CTabulation[[#This Row],[AC System Output (W)]]/1000","v":0.37734099999999998},{"$f":"IF(A2325=TOU_CTabulation[[#This Row],[Month]],M2325+TOU_CTabulation[[#This Row],[AC System Output (kW)]],TOU_CTabulation[[#This Row],[AC System Output (kW)]])","v":128.27241699999999},{"$f":"VLOOKUP(TOU_CTabulation[[#This Row],[Month]],Season,2)","v":"Winter"},{"$f":"VLOOKUP(TOU_CTabulation[[#This Row],[Season]],CRate,2)","v":10.5},{"$f":"IF(A2327>TOU_CTabulation[[#This Row],[Month]],TOU_CTabulation[[#This Row],[Day]]*TOU_CTabulation[[#This Row],[Base Allow]],0)","v":0},{"$f":"IF(A2327>TOU_CTabulation[[#This Row],[Month]],TOU_CTabulation[[#This Row],[Month Cumm]],0)","v":0},{"$f":"IF(TOU_CTabulation[[#This Row],[Month Base Gen]]=0,0,TOU_CTabulation[[#This Row],[Month Base Gen]]-TOU_CTabulation[[#This Row],[Day]]*TOU_CTabulation[[#This Row],[Base Allow]])","v":0},{"$f":"VLOOKUP(TOU_CTabulation[[#This Row],[Hour]],daypart,2)","v":"All"},{"$f":"TOU_CTabulation[[#This Row],[Season]]&TOU_CTabulation[[#This Row],[Day-Part]]","v":"WinterAll"},{"$f":"VLOOKUP(TOU_CTabulation[[#This Row],[Daypart]],TOUC,2)","v":0.25901999999999997},{"$f":"VLOOKUP(TOU_CTabulation[[#This Row],[Daypart]],TOUC,3)","v":0.32596000000000003},{"$f":"TOU_CTabulation[[#This Row],[Month Base Allow]]*TOU_CTabulation[[#This Row],[Base Rate]]","v":0},{"$f":"TOU_CTabulation[[#This Row],[Month Overbase Gen]]*TOU_CTabulation[[#This Row],[Over Rate]]","v":0},{"$f":"TOU_CTabulation[[#This Row],[Base Value]]+TOU_CTabulation[[#This Row],[Over Value]]","v":0}]
[4,6,19,0,0,10,1,0,10,0,0,{"$f":"TOU_CTabulation[[#This Row],[AC System Output (W)]]/1000","v":0},{"$f":"IF(A2327=TOU_CTabulation[[#This Row],[Month]],M2327+TOU_CTabulation[[#This Row],[AC System Output (kW)]],TOU_CTabulation[[#This Row],[AC System Output (kW)]])","v":128.27241699999999},{"$f":"VLOOKUP(TOU_CTabulation[[#This Row],[Month]],Season,2)","v":"Winter"},{"$f":"VLOOKUP(TOU_CTabulation[[#This Row],[Season]],CRate,2)","v":10.5},{"$f":"IF(A2329>TOU_CTabulation[[#This Row],[Month]],TOU_CTabulation[[#This Row],[Day]]*TOU_CTabulation[[#This Row],[Base Allow]],0)","v":0},{"$f":"IF(A2329>TOU_CTabulation[[#This Row],[Month]],TOU_CTabulation[[#This Row],[Month Cumm]],0)","v":0},{"$f":"IF(TOU_CTabulation[[#This Row],[Month Base Gen]]=0,0,TOU_CTabulation[[#This Row],[Month Base Gen]]-TOU_CTabulation[[#This Row],[Day]]*TOU_CTabulation[[#This Row],[Base Allow]])","v":0},{"$f":"VLOOKUP(TOU_CTabulation[[#This Row],[Hour]],daypart,2)","v":"All"},{"$f":"TOU_CTabulation[[#This Row],[Season]]&TOU_CTabulation[[#This Row],[Day-Part]]","v":"WinterAll"},{"$f":"VLOOKUP(TOU_CTabulation[[#This Row],[Daypart]],TOUC,2)","v":0.25901999999999997},{"$f":"VLOOKUP(TOU_CTabulation[[#This Row],[Daypart]],TOUC,3)","v":0.32596000000000003},{"$f":"TOU_CTabulation[[#This Row],[Month Base Allow]]*TOU_CTabulation[[#This Row],[Base Rate]]","v":0},{"$f":"TOU_CTabulation[[#This Row],[Month Overbase Gen]]*TOU_CTabulation[[#This Row],[Over Rate]]","v":0},{"$f":"TOU_CTabulation[[#This Row],[Base Value]]+TOU_CTabulation[[#This Row],[Over Value]]","v":0}]
[4,7,7,138,150,11,1,201.93299999999999,15.493,704.01700000000005,668.64400000000001,{"$f":"TOU_CTabulation[[#This Row],[AC System Output (W)]]/1000","v":0.66864400000000002},{"$f":"IF(A2339=TOU_CTabulation[[#This Row],[Month]],M2339+TOU_CTabulation[[#This Row],[AC System Output (kW)]],TOU_CTabulation[[#This Row],[AC System Output (kW)]])","v":129.11612399999999},{"$f":"VLOOKUP(TOU_CTabulation[[#This Row],[Month]],Season,2)","v":"Winter"},{"$f":"VLOOKUP(TOU_CTabulation[[#This Row],[Season]],CRate,2)","v":10.5},{"$f":"IF(A2341>TOU_CTabulation[[#This Row],[Month]],TOU_CTabulation[[#This Row],[Day]]*TOU_CTabulation[[#This Row],[Base Allow]],0)","v":0},{"$f":"IF(A2341>TOU_CTabulation[[#This Row],[Month]],TOU_CTabulation[[#This Row],[Month Cumm]],0)","v":0},{"$f":"IF(TOU_CTabulation[[#This Row],[Month Base Gen]]=0,0,TOU_CTabulation[[#This Row],[Month Base Gen]]-TOU_CTabulation[[#This Row],[Day]]*TOU_CTabulation[[#This Row],[Base Allow]])","v":0},{"$f":"VLOOKUP(TOU_CTabulation[[#This Row],[Hour]],daypart,2)","v":"All"},{"$f":"TOU_CTabulation[[#This Row],[Season]]&TOU_CTabulation[[#This Row],[Day-Part]]","v":"WinterAll"},{"$f":"VLOOKUP(TOU_CTabulation[[#This Row],[Daypart]],TOUC,2)","v":0.25901999999999997},{"$f":"VLOOKUP(TOU_CTabulation[[#This Row],[Daypart]],TOUC,3)","v":0.32596000000000003},{"$f":"TOU_CTabulation[[#This Row],[Month Base Allow]]*TOU_CTabulation[[#This Row],[Base Rate]]","v":0},{"$f":"TOU_CTabulation[[#This Row],[Month Overbase Gen]]*TOU_CTabulation[[#This Row],[Over Rate]]","v":0},{"$f":"TOU_CTabulation[[#This Row],[Base Value]]+TOU_CTabulation[[#This Row],[Over Value]]","v":0}]
[4,7,12,979,113,22,1,1093.528,56.478999999999999,3201.9989999999998,3076.3519999999999,{"$f":"TOU_CTabulation[[#This Row],[AC System Output (W)]]/1000","v":3.076352},{"$f":"IF(A2344=TOU_CTabulation[[#This Row],[Month]],M2344+TOU_CTabulation[[#This Row],[AC System Output (kW)]],TOU_CTabulation[[#This Row],[AC System Output (kW)]])","v":142.36100700000003},{"$f":"VLOOKUP(TOU_CTabulation[[#This Row],[Month]],Season,2)","v":"Winter"},{"$f":"VLOOKUP(TOU_CTabulation[[#This Row],[Season]],CRate,2)","v":10.5},{"$f":"IF(A2346>TOU_CTabulation[[#This Row],[Month]],TOU_CTabulation[[#This Row],[Day]]*TOU_CTabulation[[#This Row],[Base Allow]],0)","v":0},{"$f":"IF(A2346>TOU_CTabulation[[#This Row],[Month]],TOU_CTabulation[[#This Row],[Month Cumm]],0)","v":0},{"$f":"IF(TOU_CTabulation[[#This Row],[Month Base Gen]]=0,0,TOU_CTabulation[[#This Row],[Month Base Gen]]-TOU_CTabulation[[#This Row],[Day]]*TOU_CTabulation[[#This Row],[Base Allow]])","v":0},{"$f":"VLOOKUP(TOU_CTabulation[[#This Row],[Hour]],daypart,2)","v":"All"},{"$f":"TOU_CTabulation[[#This Row],[Season]]&TOU_CTabulation[[#This Row],[Day-Part]]","v":"WinterAll"},{"$f":"VLOOKUP(TOU_CTabulation[[#This Row],[Daypart]],TOUC,2)","v":0.25901999999999997},{"$f":"VLOOKUP(TOU_CTabulation[[#This Row],[Daypart]],TOUC,3)","v":0.32596000000000003},{"$f":"TOU_CTabulation[[#This Row],[Month Base Allow]]*TOU_CTabulation[[#This Row],[Base Rate]]","v":0},{"$f":"TOU_CTabulation[[#This Row],[Month Overbase Gen]]*TOU_CTabulation[[#This Row],[Over Rate]]","v":0},{"$f":"TOU_CTabulation[[#This Row],[Base Value]]+TOU_CTabulation[[#This Row],[Over Value]]","v":0}]
[4,7,21,0,0,9,1,0,9,0,0,{"$f":"TOU_CTabulation[[#This Row],[AC System Output (W)]]/1000","v":0},{"$f":"IF(A2353=TOU_CTabulation[[#This Row],[Month]],M2353+TOU_CTabulation[[#This Row],[AC System Output (kW)]],TOU_CTabulation[[#This Row],[AC System Output (kW)]])","v":151.42413200000001},{"$f":"VLOOKUP(TOU_CTabulation[[#This Row],[Month]],Season,2)","v":"Winter"},{"$f":"VLOOKUP(TOU_CTabulation[[#This Row],[Season]],CRate,2)","v":10.5},{"$f":"IF(A2355>TOU_CTabulation[[#This Row],[Month]],TOU_CTabulation[[#This Row],[Day]]*TOU_CTabulation[[#This Row],[Base Allow]],0)","v":0},{"$f":"IF(A2355>TOU_CTabulation[[#This Row],[Month]],TOU_CTabulation[[#This Row],[Month Cumm]],0)","v":0},{"$f":"IF(TOU_CTabulation[[#This Row],[Month Base Gen]]=0,0,TOU_CTabulation[[#This Row],[Month Base Gen]]-TOU_CTabulation[[#This Row],[Day]]*TOU_CTabulation[[#This Row],[Base Allow]])","v":0},{"$f":"VLOOKUP(TOU_CTabulation[[#This Row],[Hour]],daypart,2)","v":"All"},{"$f":"TOU_CTabulation[[#This Row],[Season]]&TOU_CTabulation[[#This Row],[Day-Part]]","v":"WinterAll"},{"$f":"VLOOKUP(TOU_CTabulation[[#This Row],[Daypart]],TOUC,2)","v":0.25901999999999997},{"$f":"VLOOKUP(TOU_CTabulation[[#This Row],[Daypart]],TOUC,3)","v":0.32596000000000003},{"$f":"TOU_CTabulation[[#This Row],[Month Base Allow]]*TOU_CTabulation[[#This Row],[Base Rate]]","v":0},{"$f":"TOU_CTabulation[[#This Row],[Month Overbase Gen]]*TOU_CTabulation[[#This Row],[Over Rate]]","v":0},{"$f":"TOU_CTabulation[[#This Row],[Base Value]]+TOU_CTabulation[[#This Row],[Over Value]]","v":0}]
[4,8,6,0,32,10,1,30.344000000000001,8.3870000000000005,112.43,89.941000000000003,{"$f":"TOU_CTabulation[[#This Row],[AC System Output (W)]]/1000","v":8.9941000000000007E-2},{"$f":"IF(A2362=TOU_CTabulation[[#This Row],[Month]],M2362+TOU_CTabulation[[#This Row],[AC System Output (kW)]],TOU_CTabulation[[#This Row],[AC System Output (kW)]])","v":151.51407300000002},{"$f":"VLOOKUP(TOU_CTabulation[[#This Row],[Month]],Season,2)","v":"Winter"},{"$f":"VLOOKUP(TOU_CTabulation[[#This Row],[Season]],CRate,2)","v":10.5},{"$f":"IF(A2364>TOU_CTabulation[[#This Row],[Month]],TOU_CTabulation[[#This Row],[Day]]*TOU_CTabulation[[#This Row],[Base Allow]],0)","v":0},{"$f":"IF(A2364>TOU_CTabulation[[#This Row],[Month]],TOU_CTabulation[[#This Row],[Month Cumm]],0)","v":0},{"$f":"IF(TOU_CTabulation[[#This Row],[Month Base Gen]]=0,0,TOU_CTabulation[[#This Row],[Month Base Gen]]-TOU_CTabulation[[#This Row],[Day]]*TOU_CTabulation[[#This Row],[Base Allow]])","v":0},{"$f":"VLOOKUP(TOU_CTabulation[[#This Row],[Hour]],daypart,2)","v":"All"},{"$f":"TOU_CTabulation[[#This Row],[Season]]&TOU_CTabulation[[#This Row],[Day-Part]]","v":"WinterAll"},{"$f":"VLOOKUP(TOU_CTabulation[[#This Row],[Daypart]],TOUC,2)","v":0.25901999999999997},{"$f":"VLOOKUP(TOU_CTabulation[[#This Row],[Daypart]],TOUC,3)","v":0.32596000000000003},{"$f":"TOU_CTabulation[[#This Row],[Month Base Allow]]*TOU_CTabulation[[#This Row],[Base Rate]]","v":0},{"$f":"TOU_CTabulation[[#This Row],[Month Overbase Gen]]*TOU_CTabulation[[#This Row],[Over Rate]]","v":0},{"$f":"TOU_CTabulation[[#This Row],[Base Value]]+TOU_CTabulation[[#This Row],[Over Value]]","v":0}]
[4,8,14,919,109,18,4,863.28499999999997,37.207999999999998,2785.4879999999998,2678.9229999999998,{"$f":"TOU_CTabulation[[#This Row],[AC System Output (W)]]/1000","v":2.6789229999999997},{"$f":"IF(A2370=TOU_CTabulation[[#This Row],[Month]],M2370+TOU_CTabulation[[#This Row],[AC System Output (kW)]],TOU_CTabulation[[#This Row],[AC System Output (kW)]])","v":170.78641400000001},{"$f":"VLOOKUP(TOU_CTabulation[[#This Row],[Month]],Season,2)","v":"Winter"},{"$f":"VLOOKUP(TOU_CTabulation[[#This Row],[Season]],CRate,2)","v":10.5},{"$f":"IF(A2372>TOU_CTabulation[[#This Row],[Month]],TOU_CTabulation[[#This Row],[Day]]*TOU_CTabulation[[#This Row],[Base Allow]],0)","v":0},{"$f":"IF(A2372>TOU_CTabulation[[#This Row],[Month]],TOU_CTabulation[[#This Row],[Month Cumm]],0)","v":0},{"$f":"IF(TOU_CTabulation[[#This Row],[Month Base Gen]]=0,0,TOU_CTabulation[[#This Row],[Month Base Gen]]-TOU_CTabulation[[#This Row],[Day]]*TOU_CTabulation[[#This Row],[Base Allow]])","v":0},{"$f":"VLOOKUP(TOU_CTabulation[[#This Row],[Hour]],daypart,2)","v":"All"},{"$f":"TOU_CTabulation[[#This Row],[Season]]&TOU_CTabulation[[#This Row],[Day-Part]]","v":"WinterAll"},{"$f":"VLOOKUP(TOU_CTabulation[[#This Row],[Daypart]],TOUC,2)","v":0.25901999999999997},{"$f":"VLOOKUP(TOU_CTabulation[[#This Row],[Daypart]],TOUC,3)","v":0.32596000000000003},{"$f":"TOU_CTabulation[[#This Row],[Month Base Allow]]*TOU_CTabulation[[#This Row],[Base Rate]]","v":0},{"$f":"TOU_CTabulation[[#This Row],[Month Overbase Gen]]*TOU_CTabulation[[#This Row],[Over Rate]]","v":0},{"$f":"TOU_CTabulation[[#This Row],[Base Value]]+TOU_CTabulation[[#This Row],[Over Value]]","v":0}]
[4,8,20,0,0,8,2,0,8,0,0,{"$f":"TOU_CTabulation[[#This Row],[AC System Output (W)]]/1000","v":0},{"$f":"IF(A2376=TOU_CTabulation[[#This Row],[Month]],M2376+TOU_CTabulation[[#This Row],[AC System Output (kW)]],TOU_CTabulation[[#This Row],[AC System Output (kW)]])","v":174.47665100000003},{"$f":"VLOOKUP(TOU_CTabulation[[#This Row],[Month]],Season,2)","v":"Winter"},{"$f":"VLOOKUP(TOU_CTabulation[[#This Row],[Season]],CRate,2)","v":10.5},{"$f":"IF(A2378>TOU_CTabulation[[#This Row],[Month]],TOU_CTabulation[[#This Row],[Day]]*TOU_CTabulation[[#This Row],[Base Allow]],0)","v":0},{"$f":"IF(A2378>TOU_CTabulation[[#This Row],[Month]],TOU_CTabulation[[#This Row],[Month Cumm]],0)","v":0},{"$f":"IF(TOU_CTabulation[[#This Row],[Month Base Gen]]=0,0,TOU_CTabulation[[#This Row],[Month Base Gen]]-TOU_CTabulation[[#This Row],[Day]]*TOU_CTabulation[[#This Row],[Base Allow]])","v":0},{"$f":"VLOOKUP(TOU_CTabulation[[#This Row],[Hour]],daypart,2)","v":"All"},{"$f":"TOU_CTabulation[[#This Row],[Season]]&TOU_CTabulation[[#This Row],[Day-Part]]","v":"WinterAll"},{"$f":"VLOOKUP(TOU_CTabulation[[#This Row],[Daypart]],TOUC,2)","v":0.25901999999999997},{"$f":"VLOOKUP(TOU_CTabulation[[#This Row],[Daypart]],TOUC,3)","v":0.32596000000000003},{"$f":"TOU_CTabulation[[#This Row],[Month Base Allow]]*TOU_CTabulation[[#This Row],[Base Rate]]","v":0},{"$f":"TOU_CTabulation[[#This Row],[Month Overbase Gen]]*TOU_CTabulation[[#This Row],[Over Rate]]","v":0},{"$f":"TOU_CTabulation[[#This Row],[Base Value]]+TOU_CTabulation[[#This Row],[Over Value]]","v":0}]
[4,8,23,0,0,7,2,0,7,0,0,{"$f":"TOU_CTabulation[[#This Row],[AC System Output (W)]]/1000","v":0},{"$f":"IF(A2379=TOU_CTabulation[[#This Row],[Month]],M2379+TOU_CTabulation[[#This Row],[AC System Output (kW)]],TOU_CTabulation[[#This Row],[AC System Output (kW)]])","v":174.47665100000003},{"$f":"VLOOKUP(TOU_CTabulation[[#This Row],[Month]],Season,2)","v":"Winter"},{"$f":"VLOOKUP(TOU_CTabulation[[#This Row],[Season]],CRate,2)","v":10.5},{"$f":"IF(A2381>TOU_CTabulation[[#This Row],[Month]],TOU_CTabulation[[#This Row],[Day]]*TOU_CTabulation[[#This Row],[Base Allow]],0)","v":0},{"$f":"IF(A2381>TOU_CTabulation[[#This Row],[Month]],TOU_CTabulation[[#This Row],[Month Cumm]],0)","v":0},{"$f":"IF(TOU_CTabulation[[#This Row],[Month Base Gen]]=0,0,TOU_CTabulation[[#This Row],[Month Base Gen]]-TOU_CTabulation[[#This Row],[Day]]*TOU_CTabulation[[#This Row],[Base Allow]])","v":0},{"$f":"VLOOKUP(TOU_CTabulation[[#This Row],[Hour]],daypart,2)","v":"All"},{"$f":"TOU_CTabulation[[#This Row],[Season]]&TOU_CTabulation[[#This Row],[Day-Part]]","v":"WinterAll"},{"$f":"VLOOKUP(TOU_CTabulation[[#This Row],[Daypart]],TOUC,2)","v":0.25901999999999997},{"$f":"VLOOKUP(TOU_CTabulation[[#This Row],[Daypart]],TOUC,3)","v":0.32596000000000003},{"$f":"TOU_CTabulation[[#This Row],[Month Base Allow]]*TOU_CTabulation[[#This Row],[Base Rate]]","v":0},{"$f":"TOU_CTabulation[[#This Row],[Month Overbase Gen]]*TOU_CTabulation[[#This Row],[Over Rate]]","v":0},{"$f":"TOU_CTabulation[[#This Row],[Base Value]]+TOU_CTabulation[[#This Row],[Over Value]]","v":0}]
[4,9,10,884,141,16,3,971.19600000000003,38.484999999999999,3123.799,3001.8580000000002,{"$f":"TOU_CTabulation[[#This Row],[AC System Output (W)]]/1000","v":3.0018580000000004},{"$f":"IF(A2390=TOU_CTabulation[[#This Row],[Month]],M2390+TOU_CTabulation[[#This Row],[AC System Output (kW)]],TOU_CTabulation[[#This Row],[AC System Output (kW)]])","v":180.07515000000001},{"$f":"VLOOKUP(TOU_CTabulation[[#This Row],[Month]],Season,2)","v":"Winter"},{"$f":"VLOOKUP(TOU_CTabulation[[#This Row],[Season]],CRate,2)","v":10.5},{"$f":"IF(A2392>TOU_CTabulation[[#This Row],[Month]],TOU_CTabulation[[#This Row],[Day]]*TOU_CTabulation[[#This Row],[Base Allow]],0)","v":0},{"$f":"IF(A2392>TOU_CTabulation[[#This Row],[Month]],TOU_CTabulation[[#This Row],[Month Cumm]],0)","v":0},{"$f":"IF(TOU_CTabulation[[#This Row],[Month Base Gen]]=0,0,TOU_CTabulation[[#This Row],[Month Base Gen]]-TOU_CTabulation[[#This Row],[Day]]*TOU_CTabulation[[#This Row],[Base Allow]])","v":0},{"$f":"VLOOKUP(TOU_CTabulation[[#This Row],[Hour]],daypart,2)","v":"All"},{"$f":"TOU_CTabulation[[#This Row],[Season]]&TOU_CTabulation[[#This Row],[Day-Part]]","v":"WinterAll"},{"$f":"VLOOKUP(TOU_CTabulation[[#This Row],[Daypart]],TOUC,2)","v":0.25901999999999997},{"$f":"VLOOKUP(TOU_CTabulation[[#This Row],[Daypart]],TOUC,3)","v":0.32596000000000003},{"$f":"TOU_CTabulation[[#This Row],[Month Base Allow]]*TOU_CTabulation[[#This Row],[Base Rate]]","v":0},{"$f":"TOU_CTabulation[[#This Row],[Month Overbase Gen]]*TOU_CTabulation[[#This Row],[Over Rate]]","v":0},{"$f":"TOU_CTabulation[[#This Row],[Base Value]]+TOU_CTabulation[[#This Row],[Over Value]]","v":0}]
[4,9,16,729,82,18,3,395.65100000000001,27.501999999999999,1251.048,1200.867,{"$f":"TOU_CTabulation[[#This Row],[AC System Output (W)]]/1000","v":1.2008669999999999},{"$f":"IF(A2396=TOU_CTabulation[[#This Row],[Month]],M2396+TOU_CTabulation[[#This Row],[AC System Output (kW)]],TOU_CTabulation[[#This Row],[AC System Output (kW)]])","v":195.18457699999999},{"$f":"VLOOKUP(TOU_CTabulation[[#This Row],[Month]],Season,2)","v":"Winter"},{"$f":"VLOOKUP(TOU_CTabulation[[#This Row],[Season]],CRate,2)","v":10.5},{"$f":"IF(A2398>TOU_CTabulation[[#This Row],[Month]],TOU_CTabulation[[#This Row],[Day]]*TOU_CTabulation[[#This Row],[Base Allow]],0)","v":0},{"$f":"IF(A2398>TOU_CTabulation[[#This Row],[Month]],TOU_CTabulation[[#This Row],[Month Cumm]],0)","v":0},{"$f":"IF(TOU_CTabulation[[#This Row],[Month Base Gen]]=0,0,TOU_CTabulation[[#This Row],[Month Base Gen]]-TOU_CTabulation[[#This Row],[Day]]*TOU_CTabulation[[#This Row],[Base Allow]])","v":0},{"$f":"VLOOKUP(TOU_CTabulation[[#This Row],[Hour]],daypart,2)","v":"All"},{"$f":"TOU_CTabulation[[#This Row],[Season]]&TOU_CTabulation[[#This Row],[Day-Part]]","v":"WinterAll"},{"$f":"VLOOKUP(TOU_CTabulation[[#This Row],[Daypart]],TOUC,2)","v":0.25901999999999997},{"$f":"VLOOKUP(TOU_CTabulation[[#This Row],[Daypart]],TOUC,3)","v":0.32596000000000003},{"$f":"TOU_CTabulation[[#This Row],[Month Base Allow]]*TOU_CTabulation[[#This Row],[Base Rate]]","v":0},{"$f":"TOU_CTabulation[[#This Row],[Month Overbase Gen]]*TOU_CTabulation[[#This Row],[Over Rate]]","v":0},{"$f":"TOU_CTabulation[[#This Row],[Base Value]]+TOU_CTabulation[[#This Row],[Over Value]]","v":0}]
[4,10,0,0,0,7,2,0,7,0,0,{"$f":"TOU_CTabulation[[#This Row],[AC System Output (W)]]/1000","v":0},{"$f":"IF(A2404=TOU_CTabulation[[#This Row],[Month]],M2404+TOU_CTabulation[[#This Row],[AC System Output (kW)]],TOU_CTabulation[[#This Row],[AC System Output (kW)]])","v":195.56167499999998},{"$f":"VLOOKUP(TOU_CTabulation[[#This Row],[Month]],Season,2)","v":"Winter"},{"$f":"VLOOKUP(TOU_CTabulation[[#This Row],[Season]],CRate,2)","v":10.5},{"$f":"IF(A2406>TOU_CTabulation[[#This Row],[Month]],TOU_CTabulation[[#This Row],[Day]]*TOU_CTabulation[[#This Row],[Base Allow]],0)","v":0},{"$f":"IF(A2406>TOU_CTabulation[[#This Row],[Month]],TOU_CTabulation[[#This Row],[Month Cumm]],0)","v":0},{"$f":"IF(TOU_CTabulation[[#This Row],[Month Base Gen]]=0,0,TOU_CTabulation[[#This Row],[Month Base Gen]]-TOU_CTabulation[[#This Row],[Day]]*TOU_CTabulation[[#This Row],[Base Allow]])","v":0},{"$f":"VLOOKUP(TOU_CTabulation[[#This Row],[Hour]],daypart,2)","v":"All"},{"$f":"TOU_CTabulation[[#This Row],[Season]]&TOU_CTabulation[[#This Row],[Day-Part]]","v":"WinterAll"},{"$f":"VLOOKUP(TOU_CTabulation[[#This Row],[Daypart]],TOUC,2)","v":0.25901999999999997},{"$f":"VLOOKUP(TOU_CTabulation[[#This Row],[Daypart]],TOUC,3)","v":0.32596000000000003},{"$f":"TOU_CTabulation[[#This Row],[Month Base Allow]]*TOU_CTabulation[[#This Row],[Base Rate]]","v":0},{"$f":"TOU_CTabulation[[#This Row],[Month Overbase Gen]]*TOU_CTabulation[[#This Row],[Over Rate]]","v":0},{"$f":"TOU_CTabulation[[#This Row],[Base Value]]+TOU_CTabulation[[#This Row],[Over Value]]","v":0}]
[4,10,9,884,116,18,3,829.78800000000001,37.462000000000003,2671.953,2570.3090000000002,{"$f":"TOU_CTabulation[[#This Row],[AC System Output (W)]]/1000","v":2.5703090000000004},{"$f":"IF(A2413=TOU_CTabulation[[#This Row],[Month]],M2413+TOU_CTabulation[[#This Row],[AC System Output (kW)]],TOU_CTabulation[[#This Row],[AC System Output (kW)]])","v":201.45723100000001},{"$f":"VLOOKUP(TOU_CTabulation[[#This Row],[Month]],Season,2)","v":"Winter"},{"$f":"VLOOKUP(TOU_CTabulation[[#This Row],[Season]],CRate,2)","v":10.5},{"$f":"IF(A2415>TOU_CTabulation[[#This Row],[Month]],TOU_CTabulation[[#This Row],[Day]]*TOU_CTabulation[[#This Row],[Base Allow]],0)","v":0},{"$f":"IF(A2415>TOU_CTabulation[[#This Row],[Month]],TOU_CTabulation[[#This Row],[Month Cumm]],0)","v":0},{"$f":"IF(TOU_CTabulation[[#This Row],[Month Base Gen]]=0,0,TOU_CTabulation[[#This Row],[Month Base Gen]]-TOU_CTabulation[[#This Row],[Day]]*TOU_CTabulation[[#This Row],[Base Allow]])","v":0},{"$f":"VLOOKUP(TOU_CTabulation[[#This Row],[Hour]],daypart,2)","v":"All"},{"$f":"TOU_CTabulation[[#This Row],[Season]]&TOU_CTabulation[[#This Row],[Day-Part]]","v":"WinterAll"},{"$f":"VLOOKUP(TOU_CTabulation[[#This Row],[Daypart]],TOUC,2)","v":0.25901999999999997},{"$f":"VLOOKUP(TOU_CTabulation[[#This Row],[Daypart]],TOUC,3)","v":0.32596000000000003},{"$f":"TOU_CTabulation[[#This Row],[Month Base Allow]]*TOU_CTabulation[[#This Row],[Base Rate]]","v":0},{"$f":"TOU_CTabulation[[#This Row],[Month Overbase Gen]]*TOU_CTabulation[[#This Row],[Over Rate]]","v":0},{"$f":"TOU_CTabulation[[#This Row],[Base Value]]+TOU_CTabulation[[#This Row],[Over Value]]","v":0}]
[4,10,17,494,58,16,1,148.249,20.58,409.976,381.41399999999999,{"$f":"TOU_CTabulation[[#This Row],[AC System Output (W)]]/1000","v":0.38141399999999998},{"$f":"IF(A2421=TOU_CTabulation[[#This Row],[Month]],M2421+TOU_CTabulation[[#This Row],[AC System Output (kW)]],TOU_CTabulation[[#This Row],[AC System Output (kW)]])","v":219.816237},{"$f":"VLOOKUP(TOU_CTabulation[[#This Row],[Month]],Season,2)","v":"Winter"},{"$f":"VLOOKUP(TOU_CTabulation[[#This Row],[Season]],CRate,2)","v":10.5},{"$f":"IF(A2423>TOU_CTabulation[[#This Row],[Month]],TOU_CTabulation[[#This Row],[Day]]*TOU_CTabulation[[#This Row],[Base Allow]],0)","v":0},{"$f":"IF(A2423>TOU_CTabulation[[#This Row],[Month]],TOU_CTabulation[[#This Row],[Month Cumm]],0)","v":0},{"$f":"IF(TOU_CTabulation[[#This Row],[Month Base Gen]]=0,0,TOU_CTabulation[[#This Row],[Month Base Gen]]-TOU_CTabulation[[#This Row],[Day]]*TOU_CTabulation[[#This Row],[Base Allow]])","v":0},{"$f":"VLOOKUP(TOU_CTabulation[[#This Row],[Hour]],daypart,2)","v":"All"},{"$f":"TOU_CTabulation[[#This Row],[Season]]&TOU_CTabulation[[#This Row],[Day-Part]]","v":"WinterAll"},{"$f":"VLOOKUP(TOU_CTabulation[[#This Row],[Daypart]],TOUC,2)","v":0.25901999999999997},{"$f":"VLOOKUP(TOU_CTabulation[[#This Row],[Daypart]],TOUC,3)","v":0.32596000000000003},{"$f":"TOU_CTabulation[[#This Row],[Month Base Allow]]*TOU_CTabulation[[#This Row],[Base Rate]]","v":0},{"$f":"TOU_CTabulation[[#This Row],[Month Overbase Gen]]*TOU_CTabulation[[#This Row],[Over Rate]]","v":0},{"$f":"TOU_CTabulation[[#This Row],[Base Value]]+TOU_CTabulation[[#This Row],[Over Value]]","v":0}]
[4,11,2,0,0,9,1,0,9,0,0,{"$f":"TOU_CTabulation[[#This Row],[AC System Output (W)]]/1000","v":0},{"$f":"IF(A2430=TOU_CTabulation[[#This Row],[Month]],M2430+TOU_CTabulation[[#This Row],[AC System Output (kW)]],TOU_CTabulation[[#This Row],[AC System Output (kW)]])","v":219.816237},{"$f":"VLOOKUP(TOU_CTabulation[[#This Row],[Month]],Season,2)","v":"Winter"},{"$f":"VLOOKUP(TOU_CTabulation[[#This Row],[Season]],CRate,2)","v":10.5},{"$f":"IF(A2432>TOU_CTabulation[[#This Row],[Month]],TOU_CTabulation[[#This Row],[Day]]*TOU_CTabulation[[#This Row],[Base Allow]],0)","v":0},{"$f":"IF(A2432>TOU_CTabulation[[#This Row],[Month]],TOU_CTabulation[[#This Row],[Month Cumm]],0)","v":0},{"$f":"IF(TOU_CTabulation[[#This Row],[Month Base Gen]]=0,0,TOU_CTabulation[[#This Row],[Month Base Gen]]-TOU_CTabulation[[#This Row],[Day]]*TOU_CTabulation[[#This Row],[Base Allow]])","v":0},{"$f":"VLOOKUP(TOU_CTabulation[[#This Row],[Hour]],daypart,2)","v":"All"},{"$f":"TOU_CTabulation[[#This Row],[Season]]&TOU_CTabulation[[#This Row],[Day-Part]]","v":"WinterAll"},{"$f":"VLOOKUP(TOU_CTabulation[[#This Row],[Daypart]],TOUC,2)","v":0.25901999999999997},{"$f":"VLOOKUP(TOU_CTabulation[[#This Row],[Daypart]],TOUC,3)","v":0.32596000000000003},{"$f":"TOU_CTabulation[[#This Row],[Month Base Allow]]*TOU_CTabulation[[#This Row],[Base Rate]]","v":0},{"$f":"TOU_CTabulation[[#This Row],[Month Overbase Gen]]*TOU_CTabulation[[#This Row],[Over Rate]]","v":0},{"$f":"TOU_CTabulation[[#This Row],[Base Value]]+TOU_CTabulation[[#This Row],[Over Value]]","v":0}]
[4,11,7,706,82,15,2,366.64400000000001,23.350999999999999,1169.5509999999999,1121.752,{"$f":"TOU_CTabulation[[#This Row],[AC System Output (W)]]/1000","v":1.1217519999999999},{"$f":"IF(A2435=TOU_CTabulation[[#This Row],[Month]],M2435+TOU_CTabulation[[#This Row],[AC System Output (kW)]],TOU_CTabulation[[#This Row],[AC System Output (kW)]])","v":221.18707899999998},{"$f":"VLOOKUP(TOU_CTabulation[[#This Row],[Month]],Season,2)","v":"Winter"},{"$f":"VLOOKUP(TOU_CTabulation[[#This Row],[Season]],CRate,2)","v":10.5},{"$f":"IF(A2437>TOU_CTabulation[[#This Row],[Month]],TOU_CTabulation[[#This Row],[Day]]*TOU_CTabulation[[#This Row],[Base Allow]],0)","v":0},{"$f":"IF(A2437>TOU_CTabulation[[#This Row],[Month]],TOU_CTabulation[[#This Row],[Month Cumm]],0)","v":0},{"$f":"IF(TOU_CTabulation[[#This Row],[Month Base Gen]]=0,0,TOU_CTabulation[[#This Row],[Month Base Gen]]-TOU_CTabulation[[#This Row],[Day]]*TOU_CTabulation[[#This Row],[Base Allow]])","v":0},{"$f":"VLOOKUP(TOU_CTabulation[[#This Row],[Hour]],daypart,2)","v":"All"},{"$f":"TOU_CTabulation[[#This Row],[Season]]&TOU_CTabulation[[#This Row],[Day-Part]]","v":"WinterAll"},{"$f":"VLOOKUP(TOU_CTabulation[[#This Row],[Daypart]],TOUC,2)","v":0.25901999999999997},{"$f":"VLOOKUP(TOU_CTabulation[[#This Row],[Daypart]],TOUC,3)","v":0.32596000000000003},{"$f":"TOU_CTabulation[[#This Row],[Month Base Allow]]*TOU_CTabulation[[#This Row],[Base Rate]]","v":0},{"$f":"TOU_CTabulation[[#This Row],[Month Overbase Gen]]*TOU_CTabulation[[#This Row],[Over Rate]]","v":0},{"$f":"TOU_CTabulation[[#This Row],[Base Value]]+TOU_CTabulation[[#This Row],[Over Value]]","v":0}]
[4,11,11,932,127,24,2,1060.2159999999999,52.295999999999999,3176.0810000000001,3051.6680000000001,{"$f":"TOU_CTabulation[[#This Row],[AC System Output (W)]]/1000","v":3.0516680000000003},{"$f":"IF(A2439=TOU_CTabulation[[#This Row],[Month]],M2439+TOU_CTabulation[[#This Row],[AC System Output (kW)]],TOU_CTabulation[[#This Row],[AC System Output (kW)]])","v":231.392403},{"$f":"VLOOKUP(TOU_CTabulation[[#This Row],[Month]],Season,2)","v":"Winter"},{"$f":"VLOOKUP(TOU_CTabulation[[#This Row],[Season]],CRate,2)","v":10.5},{"$f":"IF(A2441>TOU_CTabulation[[#This Row],[Month]],TOU_CTabulation[[#This Row],[Day]]*TOU_CTabulation[[#This Row],[Base Allow]],0)","v":0},{"$f":"IF(A2441>TOU_CTabulation[[#This Row],[Month]],TOU_CTabulation[[#This Row],[Month Cumm]],0)","v":0},{"$f":"IF(TOU_CTabulation[[#This Row],[Month Base Gen]]=0,0,TOU_CTabulation[[#This Row],[Month Base Gen]]-TOU_CTabulation[[#This Row],[Day]]*TOU_CTabulation[[#This Row],[Base Allow]])","v":0},{"$f":"VLOOKUP(TOU_CTabulation[[#This Row],[Hour]],daypart,2)","v":"All"},{"$f":"TOU_CTabulation[[#This Row],[Season]]&TOU_CTabulation[[#This Row],[Day-Part]]","v":"WinterAll"},{"$f":"VLOOKUP(TOU_CTabulation[[#This Row],[Daypart]],TOUC,2)","v":0.25901999999999997},{"$f":"VLOOKUP(TOU_CTabulation[[#This Row],[Daypart]],TOUC,3)","v":0.32596000000000003},{"$f":"TOU_CTabulation[[#This Row],[Month Base Allow]]*TOU_CTabulation[[#This Row],[Base Rate]]","v":0},{"$f":"TOU_CTabulation[[#This Row],[Month Overbase Gen]]*TOU_CTabulation[[#This Row],[Over Rate]]","v":0},{"$f":"TOU_CTabulation[[#This Row],[Base Value]]+TOU_CTabulation[[#This Row],[Over Value]]","v":0}]
[4,11,20,0,0,14,0,0,14,0,0,{"$f":"TOU_CTabulation[[#This Row],[AC System Output (W)]]/1000","v":0},{"$f":"IF(A2448=TOU_CTabulation[[#This Row],[Month]],M2448+TOU_CTabulation[[#This Row],[AC System Output (kW)]],TOU_CTabulation[[#This Row],[AC System Output (kW)]])","v":242.30172300000004},{"$f":"VLOOKUP(TOU_CTabulation[[#This Row],[Month]],Season,2)","v":"Winter"},{"$f":"VLOOKUP(TOU_CTabulation[[#This Row],[Season]],CRate,2)","v":10.5},{"$f":"IF(A2450>TOU_CTabulation[[#This Row],[Month]],TOU_CTabulation[[#This Row],[Day]]*TOU_CTabulation[[#This Row],[Base Allow]],0)","v":0},{"$f":"IF(A2450>TOU_CTabulation[[#This Row],[Month]],TOU_CTabulation[[#This Row],[Month Cumm]],0)","v":0},{"$f":"IF(TOU_CTabulation[[#This Row],[Month Base Gen]]=0,0,TOU_CTabulation[[#This Row],[Month Base Gen]]-TOU_CTabulation[[#This Row],[Day]]*TOU_CTabulation[[#This Row],[Base Allow]])","v":0},{"$f":"VLOOKUP(TOU_CTabulation[[#This Row],[Hour]],daypart,2)","v":"All"},{"$f":"TOU_CTabulation[[#This Row],[Season]]&TOU_CTabulation[[#This Row],[Day-Part]]","v":"WinterAll"},{"$f":"VLOOKUP(TOU_CTabulation[[#This Row],[Daypart]],TOUC,2)","v":0.25901999999999997},{"$f":"VLOOKUP(TOU_CTabulation[[#This Row],[Daypart]],TOUC,3)","v":0.32596000000000003},{"$f":"TOU_CTabulation[[#This Row],[Month Base Allow]]*TOU_CTabulation[[#This Row],[Base Rate]]","v":0},{"$f":"TOU_CTabulation[[#This Row],[Month Overbase Gen]]*TOU_CTabulation[[#This Row],[Over Rate]]","v":0},{"$f":"TOU_CTabulation[[#This Row],[Base Value]]+TOU_CTabulation[[#This Row],[Over Value]]","v":0}]
[4,12,6,163,65,12,0,88,11.877000000000001,283.62700000000001,257.745,{"$f":"TOU_CTabulation[[#This Row],[AC System Output (W)]]/1000","v":0.257745},{"$f":"IF(A2458=TOU_CTabulation[[#This Row],[Month]],M2458+TOU_CTabulation[[#This Row],[AC System Output (kW)]],TOU_CTabulation[[#This Row],[AC System Output (kW)]])","v":242.55946800000004},{"$f":"VLOOKUP(TOU_CTabulation[[#This Row],[Month]],Season,2)","v":"Winter"},{"$f":"VLOOKUP(TOU_CTabulation[[#This Row],[Season]],CRate,2)","v":10.5},{"$f":"IF(A2460>TOU_CTabulation[[#This Row],[Month]],TOU_CTabulation[[#This Row],[Day]]*TOU_CTabulation[[#This Row],[Base Allow]],0)","v":0},{"$f":"IF(A2460>TOU_CTabulation[[#This Row],[Month]],TOU_CTabulation[[#This Row],[Month Cumm]],0)","v":0},{"$f":"IF(TOU_CTabulation[[#This Row],[Month Base Gen]]=0,0,TOU_CTabulation[[#This Row],[Month Base Gen]]-TOU_CTabulation[[#This Row],[Day]]*TOU_CTabulation[[#This Row],[Base Allow]])","v":0},{"$f":"VLOOKUP(TOU_CTabulation[[#This Row],[Hour]],daypart,2)","v":"All"},{"$f":"TOU_CTabulation[[#This Row],[Season]]&TOU_CTabulation[[#This Row],[Day-Part]]","v":"WinterAll"},{"$f":"VLOOKUP(TOU_CTabulation[[#This Row],[Daypart]],TOUC,2)","v":0.25901999999999997},{"$f":"VLOOKUP(TOU_CTabulation[[#This Row],[Daypart]],TOUC,3)","v":0.32596000000000003},{"$f":"TOU_CTabulation[[#This Row],[Month Base Allow]]*TOU_CTabulation[[#This Row],[Base Rate]]","v":0},{"$f":"TOU_CTabulation[[#This Row],[Month Overbase Gen]]*TOU_CTabulation[[#This Row],[Over Rate]]","v":0},{"$f":"TOU_CTabulation[[#This Row],[Base Value]]+TOU_CTabulation[[#This Row],[Over Value]]","v":0}]
[4,12,13,860,144,20,3,963.947,43.384,3024.9059999999999,2907.57,{"$f":"TOU_CTabulation[[#This Row],[AC System Output (W)]]/1000","v":2.9075700000000002},{"$f":"IF(A2465=TOU_CTabulation[[#This Row],[Month]],M2465+TOU_CTabulation[[#This Row],[AC System Output (kW)]],TOU_CTabulation[[#This Row],[AC System Output (kW)]])","v":259.82140000000004},{"$f":"VLOOKUP(TOU_CTabulation[[#This Row],[Month]],Season,2)","v":"Winter"},{"$f":"VLOOKUP(TOU_CTabulation[[#This Row],[Season]],CRate,2)","v":10.5},{"$f":"IF(A2467>TOU_CTabulation[[#This Row],[Month]],TOU_CTabulation[[#This Row],[Day]]*TOU_CTabulation[[#This Row],[Base Allow]],0)","v":0},{"$f":"IF(A2467>TOU_CTabulation[[#This Row],[Month]],TOU_CTabulation[[#This Row],[Month Cumm]],0)","v":0},{"$f":"IF(TOU_CTabulation[[#This Row],[Month Base Gen]]=0,0,TOU_CTabulation[[#This Row],[Month Base Gen]]-TOU_CTabulation[[#This Row],[Day]]*TOU_CTabulation[[#This Row],[Base Allow]])","v":0},{"$f":"VLOOKUP(TOU_CTabulation[[#This Row],[Hour]],daypart,2)","v":"All"},{"$f":"TOU_CTabulation[[#This Row],[Season]]&TOU_CTabulation[[#This Row],[Day-Part]]","v":"WinterAll"},{"$f":"VLOOKUP(TOU_CTabulation[[#This Row],[Daypart]],TOUC,2)","v":0.25901999999999997},{"$f":"VLOOKUP(TOU_CTabulation[[#This Row],[Daypart]],TOUC,3)","v":0.32596000000000003},{"$f":"TOU_CTabulation[[#This Row],[Month Base Allow]]*TOU_CTabulation[[#This Row],[Base Rate]]","v":0},{"$f":"TOU_CTabulation[[#This Row],[Month Overbase Gen]]*TOU_CTabulation[[#This Row],[Over Rate]]","v":0},{"$f":"TOU_CTabulation[[#This Row],[Base Value]]+TOU_CTabulation[[#This Row],[Over Value]]","v":0}]
[4,12,20,0,0,12,1,0,12,0,0,{"$f":"TOU_CTabulation[[#This Row],[AC System Output (W)]]/1000","v":0},{"$f":"IF(A2472=TOU_CTabulation[[#This Row],[Month]],M2472+TOU_CTabulation[[#This Row],[AC System Output (kW)]],TOU_CTabulation[[#This Row],[AC System Output (kW)]])","v":264.91948500000001},{"$f":"VLOOKUP(TOU_CTabulation[[#This Row],[Month]],Season,2)","v":"Winter"},{"$f":"VLOOKUP(TOU_CTabulation[[#This Row],[Season]],CRate,2)","v":10.5},{"$f":"IF(A2474>TOU_CTabulation[[#This Row],[Month]],TOU_CTabulation[[#This Row],[Day]]*TOU_CTabulation[[#This Row],[Base Allow]],0)","v":0},{"$f":"IF(A2474>TOU_CTabulation[[#This Row],[Month]],TOU_CTabulation[[#This Row],[Month Cumm]],0)","v":0},{"$f":"IF(TOU_CTabulation[[#This Row],[Month Base Gen]]=0,0,TOU_CTabulation[[#This Row],[Month Base Gen]]-TOU_CTabulation[[#This Row],[Day]]*TOU_CTabulation[[#This Row],[Base Allow]])","v":0},{"$f":"VLOOKUP(TOU_CTabulation[[#This Row],[Hour]],daypart,2)","v":"All"},{"$f":"TOU_CTabulation[[#This Row],[Season]]&TOU_CTabulation[[#This Row],[Day-Part]]","v":"WinterAll"},{"$f":"VLOOKUP(TOU_CTabulation[[#This Row],[Daypart]],TOUC,2)","v":0.25901999999999997},{"$f":"VLOOKUP(TOU_CTabulation[[#This Row],[Daypart]],TOUC,3)","v":0.32596000000000003},{"$f":"TOU_CTabulation[[#This Row],[Month Base Allow]]*TOU_CTabulation[[#This Row],[Base Rate]]","v":0},{"$f":"TOU_CTabulation[[#This Row],[Month Overbase Gen]]*TOU_CTabulation[[#This Row],[Over Rate]]","v":0},{"$f":"TOU_CTabulation[[#This Row],[Base Value]]+TOU_CTabulation[[#This Row],[Over Value]]","v":0}]
[4,13,6,0,26,12,0,24.635000000000002,8.9610000000000003,91.048000000000002,68.965000000000003,{"$f":"TOU_CTabulation[[#This Row],[AC System Output (W)]]/1000","v":6.8964999999999999E-2},{"$f":"IF(A2482=TOU_CTabulation[[#This Row],[Month]],M2482+TOU_CTabulation[[#This Row],[AC System Output (kW)]],TOU_CTabulation[[#This Row],[AC System Output (kW)]])","v":264.98845},{"$f":"VLOOKUP(TOU_CTabulation[[#This Row],[Month]],Season,2)","v":"Winter"},{"$f":"VLOOKUP(TOU_CTabulation[[#This Row],[Season]],CRate,2)","v":10.5},{"$f":"IF(A2484>TOU_CTabulation[[#This Row],[Month]],TOU_CTabulation[[#This Row],[Day]]*TOU_CTabulation[[#This Row],[Base Allow]],0)","v":0},{"$f":"IF(A2484>TOU_CTabulation[[#This Row],[Month]],TOU_CTabulation[[#This Row],[Month Cumm]],0)","v":0},{"$f":"IF(TOU_CTabulation[[#This Row],[Month Base Gen]]=0,0,TOU_CTabulation[[#This Row],[Month Base Gen]]-TOU_CTabulation[[#This Row],[Day]]*TOU_CTabulation[[#This Row],[Base Allow]])","v":0},{"$f":"VLOOKUP(TOU_CTabulation[[#This Row],[Hour]],daypart,2)","v":"All"},{"$f":"TOU_CTabulation[[#This Row],[Season]]&TOU_CTabulation[[#This Row],[Day-Part]]","v":"WinterAll"},{"$f":"VLOOKUP(TOU_CTabulation[[#This Row],[Daypart]],TOUC,2)","v":0.25901999999999997},{"$f":"VLOOKUP(TOU_CTabulation[[#This Row],[Daypart]],TOUC,3)","v":0.32596000000000003},{"$f":"TOU_CTabulation[[#This Row],[Month Base Allow]]*TOU_CTabulation[[#This Row],[Base Rate]]","v":0},{"$f":"TOU_CTabulation[[#This Row],[Month Overbase Gen]]*TOU_CTabulation[[#This Row],[Over Rate]]","v":0},{"$f":"TOU_CTabulation[[#This Row],[Base Value]]+TOU_CTabulation[[#This Row],[Over Value]]","v":0}]
[4,13,10,289,399,17,3,686.54899999999998,32.752000000000002,2272.8209999999999,2187.529,{"$f":"TOU_CTabulation[[#This Row],[AC System Output (W)]]/1000","v":2.1875290000000001},{"$f":"IF(A2486=TOU_CTabulation[[#This Row],[Month]],M2486+TOU_CTabulation[[#This Row],[AC System Output (kW)]],TOU_CTabulation[[#This Row],[AC System Output (kW)]])","v":270.30615799999998},{"$f":"VLOOKUP(TOU_CTabulation[[#This Row],[Month]],Season,2)","v":"Winter"},{"$f":"VLOOKUP(TOU_CTabulation[[#This Row],[Season]],CRate,2)","v":10.5},{"$f":"IF(A2488>TOU_CTabulation[[#This Row],[Month]],TOU_CTabulation[[#This Row],[Day]]*TOU_CTabulation[[#This Row],[Base Allow]],0)","v":0},{"$f":"IF(A2488>TOU_CTabulation[[#This Row],[Month]],TOU_CTabulation[[#This Row],[Month Cumm]],0)","v":0},{"$f":"IF(TOU_CTabulation[[#This Row],[Month Base Gen]]=0,0,TOU_CTabulation[[#This Row],[Month Base Gen]]-TOU_CTabulation[[#This Row],[Day]]*TOU_CTabulation[[#This Row],[Base Allow]])","v":0},{"$f":"VLOOKUP(TOU_CTabulation[[#This Row],[Hour]],daypart,2)","v":"All"},{"$f":"TOU_CTabulation[[#This Row],[Season]]&TOU_CTabulation[[#This Row],[Day-Part]]","v":"WinterAll"},{"$f":"VLOOKUP(TOU_CTabulation[[#This Row],[Daypart]],TOUC,2)","v":0.25901999999999997},{"$f":"VLOOKUP(TOU_CTabulation[[#This Row],[Daypart]],TOUC,3)","v":0.32596000000000003},{"$f":"TOU_CTabulation[[#This Row],[Month Base Allow]]*TOU_CTabulation[[#This Row],[Base Rate]]","v":0},{"$f":"TOU_CTabulation[[#This Row],[Month Overbase Gen]]*TOU_CTabulation[[#This Row],[Over Rate]]","v":0},{"$f":"TOU_CTabulation[[#This Row],[Base Value]]+TOU_CTabulation[[#This Row],[Over Value]]","v":0}]
[4,13,23,0,0,10,2,0,10,0,0,{"$f":"TOU_CTabulation[[#This Row],[AC System Output (W)]]/1000","v":0},{"$f":"IF(A2499=TOU_CTabulation[[#This Row],[Month]],M2499+TOU_CTabulation[[#This Row],[AC System Output (kW)]],TOU_CTabulation[[#This Row],[AC System Output (kW)]])","v":283.71576899999997},{"$f":"VLOOKUP(TOU_CTabulation[[#This Row],[Month]],Season,2)","v":"Winter"},{"$f":"VLOOKUP(TOU_CTabulation[[#This Row],[Season]],CRate,2)","v":10.5},{"$f":"IF(A2501>TOU_CTabulation[[#This Row],[Month]],TOU_CTabulation[[#This Row],[Day]]*TOU_CTabulation[[#This Row],[Base Allow]],0)","v":0},{"$f":"IF(A2501>TOU_CTabulation[[#This Row],[Month]],TOU_CTabulation[[#This Row],[Month Cumm]],0)","v":0},{"$f":"IF(TOU_CTabulation[[#This Row],[Month Base Gen]]=0,0,TOU_CTabulation[[#This Row],[Month Base Gen]]-TOU_CTabulation[[#This Row],[Day]]*TOU_CTabulation[[#This Row],[Base Allow]])","v":0},{"$f":"VLOOKUP(TOU_CTabulation[[#This Row],[Hour]],daypart,2)","v":"All"},{"$f":"TOU_CTabulation[[#This Row],[Season]]&TOU_CTabulation[[#This Row],[Day-Part]]","v":"WinterAll"},{"$f":"VLOOKUP(TOU_CTabulation[[#This Row],[Daypart]],TOUC,2)","v":0.25901999999999997},{"$f":"VLOOKUP(TOU_CTabulation[[#This Row],[Daypart]],TOUC,3)","v":0.32596000000000003},{"$f":"TOU_CTabulation[[#This Row],[Month Base Allow]]*TOU_CTabulation[[#This Row],[Base Rate]]","v":0},{"$f":"TOU_CTabulation[[#This Row],[Month Overbase Gen]]*TOU_CTabulation[[#This Row],[Over Rate]]","v":0},{"$f":"TOU_CTabulation[[#This Row],[Base Value]]+TOU_CTabulation[[#This Row],[Over Value]]","v":0}]
[4,14,0,0,0,9,2,0,9,0,0,{"$f":"TOU_CTabulation[[#This Row],[AC System Output (W)]]/1000","v":0},{"$f":"IF(A2500=TOU_CTabulation[[#This Row],[Month]],M2500+TOU_CTabulation[[#This Row],[AC System Output (kW)]],TOU_CTabulation[[#This Row],[AC System Output (kW)]])","v":283.71576899999997},{"$f":"VLOOKUP(TOU_CTabulation[[#This Row],[Month]],Season,2)","v":"Winter"},{"$f":"VLOOKUP(TOU_CTabulation[[#This Row],[Season]],CRate,2)","v":10.5},{"$f":"IF(A2502>TOU_CTabulation[[#This Row],[Month]],TOU_CTabulation[[#This Row],[Day]]*TOU_CTabulation[[#This Row],[Base Allow]],0)","v":0},{"$f":"IF(A2502>TOU_CTabulation[[#This Row],[Month]],TOU_CTabulation[[#This Row],[Month Cumm]],0)","v":0},{"$f":"IF(TOU_CTabulation[[#This Row],[Month Base Gen]]=0,0,TOU_CTabulation[[#This Row],[Month Base Gen]]-TOU_CTabulation[[#This Row],[Day]]*TOU_CTabulation[[#This Row],[Base Allow]])","v":0},{"$f":"VLOOKUP(TOU_CTabulation[[#This Row],[Hour]],daypart,2)","v":"All"},{"$f":"TOU_CTabulation[[#This Row],[Season]]&TOU_CTabulation[[#This Row],[Day-Part]]","v":"WinterAll"},{"$f":"VLOOKUP(TOU_CTabulation[[#This Row],[Daypart]],TOUC,2)","v":0.25901999999999997},{"$f":"VLOOKUP(TOU_CTabulation[[#This Row],[Daypart]],TOUC,3)","v":0.32596000000000003},{"$f":"TOU_CTabulation[[#This Row],[Month Base Allow]]*TOU_CTabulation[[#This Row],[Base Rate]]","v":0},{"$f":"TOU_CTabulation[[#This Row],[Month Overbase Gen]]*TOU_CTabulation[[#This Row],[Over Rate]]","v":0},{"$f":"TOU_CTabulation[[#This Row],[Base Value]]+TOU_CTabulation[[#This Row],[Over Value]]","v":0}]
[4,14,8,16,205,11,2,207.16900000000001,15.45,743.08199999999999,706.74400000000003,{"$f":"TOU_CTabulation[[#This Row],[AC System Output (W)]]/1000","v":0.70674400000000004},{"$f":"IF(A2508=TOU_CTabulation[[#This Row],[Month]],M2508+TOU_CTabulation[[#This Row],[AC System Output (kW)]],TOU_CTabulation[[#This Row],[AC System Output (kW)]])","v":285.13491799999997},{"$f":"VLOOKUP(TOU_CTabulation[[#This Row],[Month]],Season,2)","v":"Winter"},{"$f":"VLOOKUP(TOU_CTabulation[[#This Row],[Season]],CRate,2)","v":10.5},{"$f":"IF(A2510>TOU_CTabulation[[#This Row],[Month]],TOU_CTabulation[[#This Row],[Day]]*TOU_CTabulation[[#This Row],[Base Allow]],0)","v":0},{"$f":"IF(A2510>TOU_CTabulation[[#This Row],[Month]],TOU_CTabulation[[#This Row],[Month Cumm]],0)","v":0},{"$f":"IF(TOU_CTabulation[[#This Row],[Month Base Gen]]=0,0,TOU_CTabulation[[#This Row],[Month Base Gen]]-TOU_CTabulation[[#This Row],[Day]]*TOU_CTabulation[[#This Row],[Base Allow]])","v":0},{"$f":"VLOOKUP(TOU_CTabulation[[#This Row],[Hour]],daypart,2)","v":"All"},{"$f":"TOU_CTabulation[[#This Row],[Season]]&TOU_CTabulation[[#This Row],[Day-Part]]","v":"WinterAll"},{"$f":"VLOOKUP(TOU_CTabulation[[#This Row],[Daypart]],TOUC,2)","v":0.25901999999999997},{"$f":"VLOOKUP(TOU_CTabulation[[#This Row],[Daypart]],TOUC,3)","v":0.32596000000000003},{"$f":"TOU_CTabulation[[#This Row],[Month Base Allow]]*TOU_CTabulation[[#This Row],[Base Rate]]","v":0},{"$f":"TOU_CTabulation[[#This Row],[Month Overbase Gen]]*TOU_CTabulation[[#This Row],[Over Rate]]","v":0},{"$f":"TOU_CTabulation[[#This Row],[Base Value]]+TOU_CTabulation[[#This Row],[Over Value]]","v":0}]
[4,14,17,155,78,12,2,103.70699999999999,13.741,339.65199999999999,312.59899999999999,{"$f":"TOU_CTabulation[[#This Row],[AC System Output (W)]]/1000","v":0.31259900000000002},{"$f":"IF(A2517=TOU_CTabulation[[#This Row],[Month]],M2517+TOU_CTabulation[[#This Row],[AC System Output (kW)]],TOU_CTabulation[[#This Row],[AC System Output (kW)]])","v":297.01664099999999},{"$f":"VLOOKUP(TOU_CTabulation[[#This Row],[Month]],Season,2)","v":"Winter"},{"$f":"VLOOKUP(TOU_CTabulation[[#This Row],[Season]],CRate,2)","v":10.5},{"$f":"IF(A2519>TOU_CTabulation[[#This Row],[Month]],TOU_CTabulation[[#This Row],[Day]]*TOU_CTabulation[[#This Row],[Base Allow]],0)","v":0},{"$f":"IF(A2519>TOU_CTabulation[[#This Row],[Month]],TOU_CTabulation[[#This Row],[Month Cumm]],0)","v":0},{"$f":"IF(TOU_CTabulation[[#This Row],[Month Base Gen]]=0,0,TOU_CTabulation[[#This Row],[Month Base Gen]]-TOU_CTabulation[[#This Row],[Day]]*TOU_CTabulation[[#This Row],[Base Allow]])","v":0},{"$f":"VLOOKUP(TOU_CTabulation[[#This Row],[Hour]],daypart,2)","v":"All"},{"$f":"TOU_CTabulation[[#This Row],[Season]]&TOU_CTabulation[[#This Row],[Day-Part]]","v":"WinterAll"},{"$f":"VLOOKUP(TOU_CTabulation[[#This Row],[Daypart]],TOUC,2)","v":0.25901999999999997},{"$f":"VLOOKUP(TOU_CTabulation[[#This Row],[Daypart]],TOUC,3)","v":0.32596000000000003},{"$f":"TOU_CTabulation[[#This Row],[Month Base Allow]]*TOU_CTabulation[[#This Row],[Base Rate]]","v":0},{"$f":"TOU_CTabulation[[#This Row],[Month Overbase Gen]]*TOU_CTabulation[[#This Row],[Over Rate]]","v":0},{"$f":"TOU_CTabulation[[#This Row],[Base Value]]+TOU_CTabulation[[#This Row],[Over Value]]","v":0}]
[4,15,1,0,0,8,1,0,8,0,0,{"$f":"TOU_CTabulation[[#This Row],[AC System Output (W)]]/1000","v":0},{"$f":"IF(A2525=TOU_CTabulation[[#This Row],[Month]],M2525+TOU_CTabulation[[#This Row],[AC System Output (kW)]],TOU_CTabulation[[#This Row],[AC System Output (kW)]])","v":297.01664099999999},{"$f":"VLOOKUP(TOU_CTabulation[[#This Row],[Month]],Season,2)","v":"Winter"},{"$f":"VLOOKUP(TOU_CTabulation[[#This Row],[Season]],CRate,2)","v":10.5},{"$f":"IF(A2527>TOU_CTabulation[[#This Row],[Month]],TOU_CTabulation[[#This Row],[Day]]*TOU_CTabulation[[#This Row],[Base Allow]],0)","v":0},{"$f":"IF(A2527>TOU_CTabulation[[#This Row],[Month]],TOU_CTabulation[[#This Row],[Month Cumm]],0)","v":0},{"$f":"IF(TOU_CTabulation[[#This Row],[Month Base Gen]]=0,0,TOU_CTabulation[[#This Row],[Month Base Gen]]-TOU_CTabulation[[#This Row],[Day]]*TOU_CTabulation[[#This Row],[Base Allow]])","v":0},{"$f":"VLOOKUP(TOU_CTabulation[[#This Row],[Hour]],daypart,2)","v":"All"},{"$f":"TOU_CTabulation[[#This Row],[Season]]&TOU_CTabulation[[#This Row],[Day-Part]]","v":"WinterAll"},{"$f":"VLOOKUP(TOU_CTabulation[[#This Row],[Daypart]],TOUC,2)","v":0.25901999999999997},{"$f":"VLOOKUP(TOU_CTabulation[[#This Row],[Daypart]],TOUC,3)","v":0.32596000000000003},{"$f":"TOU_CTabulation[[#This Row],[Month Base Allow]]*TOU_CTabulation[[#This Row],[Base Rate]]","v":0},{"$f":"TOU_CTabulation[[#This Row],[Month Overbase Gen]]*TOU_CTabulation[[#This Row],[Over Rate]]","v":0},{"$f":"TOU_CTabulation[[#This Row],[Base Value]]+TOU_CTabulation[[#This Row],[Over Value]]","v":0}]
[4,15,7,0,81,10,1,76.995999999999995,10.083,283.17399999999998,257.30099999999999,{"$f":"TOU_CTabulation[[#This Row],[AC System Output (W)]]/1000","v":0.257301},{"$f":"IF(A2531=TOU_CTabulation[[#This Row],[Month]],M2531+TOU_CTabulation[[#This Row],[AC System Output (kW)]],TOU_CTabulation[[#This Row],[AC System Output (kW)]])","v":297.31926099999998},{"$f":"VLOOKUP(TOU_CTabulation[[#This Row],[Month]],Season,2)","v":"Winter"},{"$f":"VLOOKUP(TOU_CTabulation[[#This Row],[Season]],CRate,2)","v":10.5},{"$f":"IF(A2533>TOU_CTabulation[[#This Row],[Month]],TOU_CTabulation[[#This Row],[Day]]*TOU_CTabulation[[#This Row],[Base Allow]],0)","v":0},{"$f":"IF(A2533>TOU_CTabulation[[#This Row],[Month]],TOU_CTabulation[[#This Row],[Month Cumm]],0)","v":0},{"$f":"IF(TOU_CTabulation[[#This Row],[Month Base Gen]]=0,0,TOU_CTabulation[[#This Row],[Month Base Gen]]-TOU_CTabulation[[#This Row],[Day]]*TOU_CTabulation[[#This Row],[Base Allow]])","v":0},{"$f":"VLOOKUP(TOU_CTabulation[[#This Row],[Hour]],daypart,2)","v":"All"},{"$f":"TOU_CTabulation[[#This Row],[Season]]&TOU_CTabulation[[#This Row],[Day-Part]]","v":"WinterAll"},{"$f":"VLOOKUP(TOU_CTabulation[[#This Row],[Daypart]],TOUC,2)","v":0.25901999999999997},{"$f":"VLOOKUP(TOU_CTabulation[[#This Row],[Daypart]],TOUC,3)","v":0.32596000000000003},{"$f":"TOU_CTabulation[[#This Row],[Month Base Allow]]*TOU_CTabulation[[#This Row],[Base Rate]]","v":0},{"$f":"TOU_CTabulation[[#This Row],[Month Overbase Gen]]*TOU_CTabulation[[#This Row],[Over Rate]]","v":0},{"$f":"TOU_CTabulation[[#This Row],[Base Value]]+TOU_CTabulation[[#This Row],[Over Value]]","v":0}]
[4,15,18,0,0,9,1,0,9,0,0,{"$f":"TOU_CTabulation[[#This Row],[AC System Output (W)]]/1000","v":0},{"$f":"IF(A2542=TOU_CTabulation[[#This Row],[Month]],M2542+TOU_CTabulation[[#This Row],[AC System Output (kW)]],TOU_CTabulation[[#This Row],[AC System Output (kW)]])","v":309.160098},{"$f":"VLOOKUP(TOU_CTabulation[[#This Row],[Month]],Season,2)","v":"Winter"},{"$f":"VLOOKUP(TOU_CTabulation[[#This Row],[Season]],CRate,2)","v":10.5},{"$f":"IF(A2544>TOU_CTabulation[[#This Row],[Month]],TOU_CTabulation[[#This Row],[Day]]*TOU_CTabulation[[#This Row],[Base Allow]],0)","v":0},{"$f":"IF(A2544>TOU_CTabulation[[#This Row],[Month]],TOU_CTabulation[[#This Row],[Month Cumm]],0)","v":0},{"$f":"IF(TOU_CTabulation[[#This Row],[Month Base Gen]]=0,0,TOU_CTabulation[[#This Row],[Month Base Gen]]-TOU_CTabulation[[#This Row],[Day]]*TOU_CTabulation[[#This Row],[Base Allow]])","v":0},{"$f":"VLOOKUP(TOU_CTabulation[[#This Row],[Hour]],daypart,2)","v":"All"},{"$f":"TOU_CTabulation[[#This Row],[Season]]&TOU_CTabulation[[#This Row],[Day-Part]]","v":"WinterAll"},{"$f":"VLOOKUP(TOU_CTabulation[[#This Row],[Daypart]],TOUC,2)","v":0.25901999999999997},{"$f":"VLOOKUP(TOU_CTabulation[[#This Row],[Daypart]],TOUC,3)","v":0.32596000000000003},{"$f":"TOU_CTabulation[[#This Row],[Month Base Allow]]*TOU_CTabulation[[#This Row],[Base Rate]]","v":0},{"$f":"TOU_CTabulation[[#This Row],[Month Overbase Gen]]*TOU_CTabulation[[#This Row],[Over Rate]]","v":0},{"$f":"TOU_CTabulation[[#This Row],[Base Value]]+TOU_CTabulation[[#This Row],[Over Value]]","v":0}]
[4,16,3,0,0,9,1,0,9,0,0,{"$f":"TOU_CTabulation[[#This Row],[AC System Output (W)]]/1000","v":0},{"$f":"IF(A2551=TOU_CTabulation[[#This Row],[Month]],M2551+TOU_CTabulation[[#This Row],[AC System Output (kW)]],TOU_CTabulation[[#This Row],[AC System Output (kW)]])","v":309.160098},{"$f":"VLOOKUP(TOU_CTabulation[[#This Row],[Month]],Season,2)","v":"Winter"},{"$f":"VLOOKUP(TOU_CTabulation[[#This Row],[Season]],CRate,2)","v":10.5},{"$f":"IF(A2553>TOU_CTabulation[[#This Row],[Month]],TOU_CTabulation[[#This Row],[Day]]*TOU_CTabulation[[#This Row],[Base Allow]],0)","v":0},{"$f":"IF(A2553>TOU_CTabulation[[#This Row],[Month]],TOU_CTabulation[[#This Row],[Month Cumm]],0)","v":0},{"$f":"IF(TOU_CTabulation[[#This Row],[Month Base Gen]]=0,0,TOU_CTabulation[[#This Row],[Month Base Gen]]-TOU_CTabulation[[#This Row],[Day]]*TOU_CTabulation[[#This Row],[Base Allow]])","v":0},{"$f":"VLOOKUP(TOU_CTabulation[[#This Row],[Hour]],daypart,2)","v":"All"},{"$f":"TOU_CTabulation[[#This Row],[Season]]&TOU_CTabulation[[#This Row],[Day-Part]]","v":"WinterAll"},{"$f":"VLOOKUP(TOU_CTabulation[[#This Row],[Daypart]],TOUC,2)","v":0.25901999999999997},{"$f":"VLOOKUP(TOU_CTabulation[[#This Row],[Daypart]],TOUC,3)","v":0.32596000000000003},{"$f":"TOU_CTabulation[[#This Row],[Month Base Allow]]*TOU_CTabulation[[#This Row],[Base Rate]]","v":0},{"$f":"TOU_CTabulation[[#This Row],[Month Overbase Gen]]*TOU_CTabulation[[#This Row],[Over Rate]]","v":0},{"$f":"TOU_CTabulation[[#This Row],[Base Value]]+TOU_CTabulation[[#This Row],[Over Value]]","v":0}]
[4,16,6,0,68,9,3,64.152000000000001,8.7469999999999999,237.32,212.38300000000001,{"$f":"TOU_CTabulation[[#This Row],[AC System Output (W)]]/1000","v":0.21238300000000002},{"$f":"IF(A2554=TOU_CTabulation[[#This Row],[Month]],M2554+TOU_CTabulation[[#This Row],[AC System Output (kW)]],TOU_CTabulation[[#This Row],[AC System Output (kW)]])","v":309.37248099999999},{"$f":"VLOOKUP(TOU_CTabulation[[#This Row],[Month]],Season,2)","v":"Winter"},{"$f":"VLOOKUP(TOU_CTabulation[[#This Row],[Season]],CRate,2)","v":10.5},{"$f":"IF(A2556>TOU_CTabulation[[#This Row],[Month]],TOU_CTabulation[[#This Row],[Day]]*TOU_CTabulation[[#This Row],[Base Allow]],0)","v":0},{"$f":"IF(A2556>TOU_CTabulation[[#This Row],[Month]],TOU_CTabulation[[#This Row],[Month Cumm]],0)","v":0},{"$f":"IF(TOU_CTabulation[[#This Row],[Month Base Gen]]=0,0,TOU_CTabulation[[#This Row],[Month Base Gen]]-TOU_CTabulation[[#This Row],[Day]]*TOU_CTabulation[[#This Row],[Base Allow]])","v":0},{"$f":"VLOOKUP(TOU_CTabulation[[#This Row],[Hour]],daypart,2)","v":"All"},{"$f":"TOU_CTabulation[[#This Row],[Season]]&TOU_CTabulation[[#This Row],[Day-Part]]","v":"WinterAll"},{"$f":"VLOOKUP(TOU_CTabulation[[#This Row],[Daypart]],TOUC,2)","v":0.25901999999999997},{"$f":"VLOOKUP(TOU_CTabulation[[#This Row],[Daypart]],TOUC,3)","v":0.32596000000000003},{"$f":"TOU_CTabulation[[#This Row],[Month Base Allow]]*TOU_CTabulation[[#This Row],[Base Rate]]","v":0},{"$f":"TOU_CTabulation[[#This Row],[Month Overbase Gen]]*TOU_CTabulation[[#This Row],[Over Rate]]","v":0},{"$f":"TOU_CTabulation[[#This Row],[Base Value]]+TOU_CTabulation[[#This Row],[Over Value]]","v":0}]
[4,16,12,13,258,13,5,262.78399999999999,17.702999999999999,934.10699999999997,892.84400000000005,{"$f":"TOU_CTabulation[[#This Row],[AC System Output (W)]]/1000","v":0.89284400000000008},{"$f":"IF(A2560=TOU_CTabulation[[#This Row],[Month]],M2560+TOU_CTabulation[[#This Row],[AC System Output (kW)]],TOU_CTabulation[[#This Row],[AC System Output (kW)]])","v":316.59297399999997},{"$f":"VLOOKUP(TOU_CTabulation[[#This Row],[Month]],Season,2)","v":"Winter"},{"$f":"VLOOKUP(TOU_CTabulation[[#This Row],[Season]],CRate,2)","v":10.5},{"$f":"IF(A2562>TOU_CTabulation[[#This Row],[Month]],TOU_CTabulation[[#This Row],[Day]]*TOU_CTabulation[[#This Row],[Base Allow]],0)","v":0},{"$f":"IF(A2562>TOU_CTabulation[[#This Row],[Month]],TOU_CTabulation[[#This Row],[Month Cumm]],0)","v":0},{"$f":"IF(TOU_CTabulation[[#This Row],[Month Base Gen]]=0,0,TOU_CTabulation[[#This Row],[Month Base Gen]]-TOU_CTabulation[[#This Row],[Day]]*TOU_CTabulation[[#This Row],[Base Allow]])","v":0},{"$f":"VLOOKUP(TOU_CTabulation[[#This Row],[Hour]],daypart,2)","v":"All"},{"$f":"TOU_CTabulation[[#This Row],[Season]]&TOU_CTabulation[[#This Row],[Day-Part]]","v":"WinterAll"},{"$f":"VLOOKUP(TOU_CTabulation[[#This Row],[Daypart]],TOUC,2)","v":0.25901999999999997},{"$f":"VLOOKUP(TOU_CTabulation[[#This Row],[Daypart]],TOUC,3)","v":0.32596000000000003},{"$f":"TOU_CTabulation[[#This Row],[Month Base Allow]]*TOU_CTabulation[[#This Row],[Base Rate]]","v":0},{"$f":"TOU_CTabulation[[#This Row],[Month Overbase Gen]]*TOU_CTabulation[[#This Row],[Over Rate]]","v":0},{"$f":"TOU_CTabulation[[#This Row],[Base Value]]+TOU_CTabulation[[#This Row],[Over Value]]","v":0}]
[4,16,20,0,0,11,6,0,11,0,0,{"$f":"TOU_CTabulation[[#This Row],[AC System Output (W)]]/1000","v":0},{"$f":"IF(A2568=TOU_CTabulation[[#This Row],[Month]],M2568+TOU_CTabulation[[#This Row],[AC System Output (kW)]],TOU_CTabulation[[#This Row],[AC System Output (kW)]])","v":318.46030200000001},{"$f":"VLOOKUP(TOU_CTabulation[[#This Row],[Month]],Season,2)","v":"Winter"},{"$f":"VLOOKUP(TOU_CTabulation[[#This Row],[Season]],CRate,2)","v":10.5},{"$f":"IF(A2570>TOU_CTabulation[[#This Row],[Month]],TOU_CTabulation[[#This Row],[Day]]*TOU_CTabulation[[#This Row],[Base Allow]],0)","v":0},{"$f":"IF(A2570>TOU_CTabulation[[#This Row],[Month]],TOU_CTabulation[[#This Row],[Month Cumm]],0)","v":0},{"$f":"IF(TOU_CTabulation[[#This Row],[Month Base Gen]]=0,0,TOU_CTabulation[[#This Row],[Month Base Gen]]-TOU_CTabulation[[#This Row],[Day]]*TOU_CTabulation[[#This Row],[Base Allow]])","v":0},{"$f":"VLOOKUP(TOU_CTabulation[[#This Row],[Hour]],daypart,2)","v":"All"},{"$f":"TOU_CTabulation[[#This Row],[Season]]&TOU_CTabulation[[#This Row],[Day-Part]]","v":"WinterAll"},{"$f":"VLOOKUP(TOU_CTabulation[[#This Row],[Daypart]],TOUC,2)","v":0.25901999999999997},{"$f":"VLOOKUP(TOU_CTabulation[[#This Row],[Daypart]],TOUC,3)","v":0.32596000000000003},{"$f":"TOU_CTabulation[[#This Row],[Month Base Allow]]*TOU_CTabulation[[#This Row],[Base Rate]]","v":0},{"$f":"TOU_CTabulation[[#This Row],[Month Overbase Gen]]*TOU_CTabulation[[#This Row],[Over Rate]]","v":0},{"$f":"TOU_CTabulation[[#This Row],[Base Value]]+TOU_CTabulation[[#This Row],[Over Value]]","v":0}]
[4,17,5,0,0,10,3,0,10,0,0,{"$f":"TOU_CTabulation[[#This Row],[AC System Output (W)]]/1000","v":0},{"$f":"IF(A2577=TOU_CTabulation[[#This Row],[Month]],M2577+TOU_CTabulation[[#This Row],[AC System Output (kW)]],TOU_CTabulation[[#This Row],[AC System Output (kW)]])","v":318.46030200000001},{"$f":"VLOOKUP(TOU_CTabulation[[#This Row],[Month]],Season,2)","v":"Winter"},{"$f":"VLOOKUP(TOU_CTabulation[[#This Row],[Season]],CRate,2)","v":10.5},{"$f":"IF(A2579>TOU_CTabulation[[#This Row],[Month]],TOU_CTabulation[[#This Row],[Day]]*TOU_CTabulation[[#This Row],[Base Allow]],0)","v":0},{"$f":"IF(A2579>TOU_CTabulation[[#This Row],[Month]],TOU_CTabulation[[#This Row],[Month Cumm]],0)","v":0},{"$f":"IF(TOU_CTabulation[[#This Row],[Month Base Gen]]=0,0,TOU_CTabulation[[#This Row],[Month Base Gen]]-TOU_CTabulation[[#This Row],[Day]]*TOU_CTabulation[[#This Row],[Base Allow]])","v":0},{"$f":"VLOOKUP(TOU_CTabulation[[#This Row],[Hour]],daypart,2)","v":"All"},{"$f":"TOU_CTabulation[[#This Row],[Season]]&TOU_CTabulation[[#This Row],[Day-Part]]","v":"WinterAll"},{"$f":"VLOOKUP(TOU_CTabulation[[#This Row],[Daypart]],TOUC,2)","v":0.25901999999999997},{"$f":"VLOOKUP(TOU_CTabulation[[#This Row],[Daypart]],TOUC,3)","v":0.32596000000000003},{"$f":"TOU_CTabulation[[#This Row],[Month Base Allow]]*TOU_CTabulation[[#This Row],[Base Rate]]","v":0},{"$f":"TOU_CTabulation[[#This Row],[Month Overbase Gen]]*TOU_CTabulation[[#This Row],[Over Rate]]","v":0},{"$f":"TOU_CTabulation[[#This Row],[Base Value]]+TOU_CTabulation[[#This Row],[Over Value]]","v":0}]
[4,17,17,0,8,10,2,7.5679999999999996,9.1720000000000006,27.943999999999999,7.0309999999999997,{"$f":"TOU_CTabulation[[#This Row],[AC System Output (W)]]/1000","v":7.0309999999999999E-3},{"$f":"IF(A2589=TOU_CTabulation[[#This Row],[Month]],M2589+TOU_CTabulation[[#This Row],[AC System Output (kW)]],TOU_CTabulation[[#This Row],[AC System Output (kW)]])","v":330.36911300000003},{"$f":"VLOOKUP(TOU_CTabulation[[#This Row],[Month]],Season,2)","v":"Winter"},{"$f":"VLOOKUP(TOU_CTabulation[[#This Row],[Season]],CRate,2)","v":10.5},{"$f":"IF(A2591>TOU_CTabulation[[#This Row],[Month]],TOU_CTabulation[[#This Row],[Day]]*TOU_CTabulation[[#This Row],[Base Allow]],0)","v":0},{"$f":"IF(A2591>TOU_CTabulation[[#This Row],[Month]],TOU_CTabulation[[#This Row],[Month Cumm]],0)","v":0},{"$f":"IF(TOU_CTabulation[[#This Row],[Month Base Gen]]=0,0,TOU_CTabulation[[#This Row],[Month Base Gen]]-TOU_CTabulation[[#This Row],[Day]]*TOU_CTabulation[[#This Row],[Base Allow]])","v":0},{"$f":"VLOOKUP(TOU_CTabulation[[#This Row],[Hour]],daypart,2)","v":"All"},{"$f":"TOU_CTabulation[[#This Row],[Season]]&TOU_CTabulation[[#This Row],[Day-Part]]","v":"WinterAll"},{"$f":"VLOOKUP(TOU_CTabulation[[#This Row],[Daypart]],TOUC,2)","v":0.25901999999999997},{"$f":"VLOOKUP(TOU_CTabulation[[#This Row],[Daypart]],TOUC,3)","v":0.32596000000000003},{"$f":"TOU_CTabulation[[#This Row],[Month Base Allow]]*TOU_CTabulation[[#This Row],[Base Rate]]","v":0},{"$f":"TOU_CTabulation[[#This Row],[Month Overbase Gen]]*TOU_CTabulation[[#This Row],[Over Rate]]","v":0},{"$f":"TOU_CTabulation[[#This Row],[Base Value]]+TOU_CTabulation[[#This Row],[Over Value]]","v":0}]
[4,17,22,0,0,8,3,0,8,0,0,{"$f":"TOU_CTabulation[[#This Row],[AC System Output (W)]]/1000","v":0},{"$f":"IF(A2594=TOU_CTabulation[[#This Row],[Month]],M2594+TOU_CTabulation[[#This Row],[AC System Output (kW)]],TOU_CTabulation[[#This Row],[AC System Output (kW)]])","v":330.36911300000003},{"$f":"VLOOKUP(TOU_CTabulation[[#This Row],[Month]],Season,2)","v":"Winter"},{"$f":"VLOOKUP(TOU_CTabulation[[#This Row],[Season]],CRate,2)","v":10.5},{"$f":"IF(A2596>TOU_CTabulation[[#This Row],[Month]],TOU_CTabulation[[#This Row],[Day]]*TOU_CTabulation[[#This Row],[Base Allow]],0)","v":0},{"$f":"IF(A2596>TOU_CTabulation[[#This Row],[Month]],TOU_CTabulation[[#This Row],[Month Cumm]],0)","v":0},{"$f":"IF(TOU_CTabulation[[#This Row],[Month Base Gen]]=0,0,TOU_CTabulation[[#This Row],[Month Base Gen]]-TOU_CTabulation[[#This Row],[Day]]*TOU_CTabulation[[#This Row],[Base Allow]])","v":0},{"$f":"VLOOKUP(TOU_CTabulation[[#This Row],[Hour]],daypart,2)","v":"All"},{"$f":"TOU_CTabulation[[#This Row],[Season]]&TOU_CTabulation[[#This Row],[Day-Part]]","v":"WinterAll"},{"$f":"VLOOKUP(TOU_CTabulation[[#This Row],[Daypart]],TOUC,2)","v":0.25901999999999997},{"$f":"VLOOKUP(TOU_CTabulation[[#This Row],[Daypart]],TOUC,3)","v":0.32596000000000003},{"$f":"TOU_CTabulation[[#This Row],[Month Base Allow]]*TOU_CTabulation[[#This Row],[Base Rate]]","v":0},{"$f":"TOU_CTabulation[[#This Row],[Month Overbase Gen]]*TOU_CTabulation[[#This Row],[Over Rate]]","v":0},{"$f":"TOU_CTabulation[[#This Row],[Base Value]]+TOU_CTabulation[[#This Row],[Over Value]]","v":0}]
[4,18,3,0,0,7,1,0,7,0,0,{"$f":"TOU_CTabulation[[#This Row],[AC System Output (W)]]/1000","v":0},{"$f":"IF(A2599=TOU_CTabulation[[#This Row],[Month]],M2599+TOU_CTabulation[[#This Row],[AC System Output (kW)]],TOU_CTabulation[[#This Row],[AC System Output (kW)]])","v":330.36911300000003},{"$f":"VLOOKUP(TOU_CTabulation[[#This Row],[Month]],Season,2)","v":"Winter"},{"$f":"VLOOKUP(TOU_CTabulation[[#This Row],[Season]],CRate,2)","v":10.5},{"$f":"IF(A2601>TOU_CTabulation[[#This Row],[Month]],TOU_CTabulation[[#This Row],[Day]]*TOU_CTabulation[[#This Row],[Base Allow]],0)","v":0},{"$f":"IF(A2601>TOU_CTabulation[[#This Row],[Month]],TOU_CTabulation[[#This Row],[Month Cumm]],0)","v":0},{"$f":"IF(TOU_CTabulation[[#This Row],[Month Base Gen]]=0,0,TOU_CTabulation[[#This Row],[Month Base Gen]]-TOU_CTabulation[[#This Row],[Day]]*TOU_CTabulation[[#This Row],[Base Allow]])","v":0},{"$f":"VLOOKUP(TOU_CTabulation[[#This Row],[Hour]],daypart,2)","v":"All"},{"$f":"TOU_CTabulation[[#This Row],[Season]]&TOU_CTabulation[[#This Row],[Day-Part]]","v":"WinterAll"},{"$f":"VLOOKUP(TOU_CTabulation[[#This Row],[Daypart]],TOUC,2)","v":0.25901999999999997},{"$f":"VLOOKUP(TOU_CTabulation[[#This Row],[Daypart]],TOUC,3)","v":0.32596000000000003},{"$f":"TOU_CTabulation[[#This Row],[Month Base Allow]]*TOU_CTabulation[[#This Row],[Base Rate]]","v":0},{"$f":"TOU_CTabulation[[#This Row],[Month Overbase Gen]]*TOU_CTabulation[[#This Row],[Over Rate]]","v":0},{"$f":"TOU_CTabulation[[#This Row],[Base Value]]+TOU_CTabulation[[#This Row],[Over Value]]","v":0}]
[4,18,15,828,102,14,2,639.73599999999999,30.545000000000002,2103.3429999999998,2024.546,{"$f":"TOU_CTabulation[[#This Row],[AC System Output (W)]]/1000","v":2.024546},{"$f":"IF(A2611=TOU_CTabulation[[#This Row],[Month]],M2611+TOU_CTabulation[[#This Row],[AC System Output (kW)]],TOU_CTabulation[[#This Row],[AC System Output (kW)]])","v":343.41715700000003},{"$f":"VLOOKUP(TOU_CTabulation[[#This Row],[Month]],Season,2)","v":"Winter"},{"$f":"VLOOKUP(TOU_CTabulation[[#This Row],[Season]],CRate,2)","v":10.5},{"$f":"IF(A2613>TOU_CTabulation[[#This Row],[Month]],TOU_CTabulation[[#This Row],[Day]]*TOU_CTabulation[[#This Row],[Base Allow]],0)","v":0},{"$f":"IF(A2613>TOU_CTabulation[[#This Row],[Month]],TOU_CTabulation[[#This Row],[Month Cumm]],0)","v":0},{"$f":"IF(TOU_CTabulation[[#This Row],[Month Base Gen]]=0,0,TOU_CTabulation[[#This Row],[Month Base Gen]]-TOU_CTabulation[[#This Row],[Day]]*TOU_CTabulation[[#This Row],[Base Allow]])","v":0},{"$f":"VLOOKUP(TOU_CTabulation[[#This Row],[Hour]],daypart,2)","v":"All"},{"$f":"TOU_CTabulation[[#This Row],[Season]]&TOU_CTabulation[[#This Row],[Day-Part]]","v":"WinterAll"},{"$f":"VLOOKUP(TOU_CTabulation[[#This Row],[Daypart]],TOUC,2)","v":0.25901999999999997},{"$f":"VLOOKUP(TOU_CTabulation[[#This Row],[Daypart]],TOUC,3)","v":0.32596000000000003},{"$f":"TOU_CTabulation[[#This Row],[Month Base Allow]]*TOU_CTabulation[[#This Row],[Base Rate]]","v":0},{"$f":"TOU_CTabulation[[#This Row],[Month Overbase Gen]]*TOU_CTabulation[[#This Row],[Over Rate]]","v":0},{"$f":"TOU_CTabulation[[#This Row],[Base Value]]+TOU_CTabulation[[#This Row],[Over Value]]","v":0}]
[4,18,17,454,68,12,1,151.34700000000001,16.654,437.58699999999999,408.42,{"$f":"TOU_CTabulation[[#This Row],[AC System Output (W)]]/1000","v":0.40842000000000001},{"$f":"IF(A2613=TOU_CTabulation[[#This Row],[Month]],M2613+TOU_CTabulation[[#This Row],[AC System Output (kW)]],TOU_CTabulation[[#This Row],[AC System Output (kW)]])","v":345.04222099999998},{"$f":"VLOOKUP(TOU_CTabulation[[#This Row],[Month]],Season,2)","v":"Winter"},{"$f":"VLOOKUP(TOU_CTabulation[[#This Row],[Season]],CRate,2)","v":10.5},{"$f":"IF(A2615>TOU_CTabulation[[#This Row],[Month]],TOU_CTabulation[[#This Row],[Day]]*TOU_CTabulation[[#This Row],[Base Allow]],0)","v":0},{"$f":"IF(A2615>TOU_CTabulation[[#This Row],[Month]],TOU_CTabulation[[#This Row],[Month Cumm]],0)","v":0},{"$f":"IF(TOU_CTabulation[[#This Row],[Month Base Gen]]=0,0,TOU_CTabulation[[#This Row],[Month Base Gen]]-TOU_CTabulation[[#This Row],[Day]]*TOU_CTabulation[[#This Row],[Base Allow]])","v":0},{"$f":"VLOOKUP(TOU_CTabulation[[#This Row],[Hour]],daypart,2)","v":"All"},{"$f":"TOU_CTabulation[[#This Row],[Season]]&TOU_CTabulation[[#This Row],[Day-Part]]","v":"WinterAll"},{"$f":"VLOOKUP(TOU_CTabulation[[#This Row],[Daypart]],TOUC,2)","v":0.25901999999999997},{"$f":"VLOOKUP(TOU_CTabulation[[#This Row],[Daypart]],TOUC,3)","v":0.32596000000000003},{"$f":"TOU_CTabulation[[#This Row],[Month Base Allow]]*TOU_CTabulation[[#This Row],[Base Rate]]","v":0},{"$f":"TOU_CTabulation[[#This Row],[Month Overbase Gen]]*TOU_CTabulation[[#This Row],[Over Rate]]","v":0},{"$f":"TOU_CTabulation[[#This Row],[Base Value]]+TOU_CTabulation[[#This Row],[Over Value]]","v":0}]
[4,19,0,0,0,7,1,0,7,0,0,{"$f":"TOU_CTabulation[[#This Row],[AC System Output (W)]]/1000","v":0},{"$f":"IF(A2620=TOU_CTabulation[[#This Row],[Month]],M2620+TOU_CTabulation[[#This Row],[AC System Output (kW)]],TOU_CTabulation[[#This Row],[AC System Output (kW)]])","v":345.04222099999998},{"$f":"VLOOKUP(TOU_CTabulation[[#This Row],[Month]],Season,2)","v":"Winter"},{"$f":"VLOOKUP(TOU_CTabulation[[#This Row],[Season]],CRate,2)","v":10.5},{"$f":"IF(A2622>TOU_CTabulation[[#This Row],[Month]],TOU_CTabulation[[#This Row],[Day]]*TOU_CTabulation[[#This Row],[Base Allow]],0)","v":0},{"$f":"IF(A2622>TOU_CTabulation[[#This Row],[Month]],TOU_CTabulation[[#This Row],[Month Cumm]],0)","v":0},{"$f":"IF(TOU_CTabulation[[#This Row],[Month Base Gen]]=0,0,TOU_CTabulation[[#This Row],[Month Base Gen]]-TOU_CTabulation[[#This Row],[Day]]*TOU_CTabulation[[#This Row],[Base Allow]])","v":0},{"$f":"VLOOKUP(TOU_CTabulation[[#This Row],[Hour]],daypart,2)","v":"All"},{"$f":"TOU_CTabulation[[#This Row],[Season]]&TOU_CTabulation[[#This Row],[Day-Part]]","v":"WinterAll"},{"$f":"VLOOKUP(TOU_CTabulation[[#This Row],[Daypart]],TOUC,2)","v":0.25901999999999997},{"$f":"VLOOKUP(TOU_CTabulation[[#This Row],[Daypart]],TOUC,3)","v":0.32596000000000003},{"$f":"TOU_CTabulation[[#This Row],[Month Base Allow]]*TOU_CTabulation[[#This Row],[Base Rate]]","v":0},{"$f":"TOU_CTabulation[[#This Row],[Month Overbase Gen]]*TOU_CTabulation[[#This Row],[Over Rate]]","v":0},{"$f":"TOU_CTabulation[[#This Row],[Base Value]]+TOU_CTabulation[[#This Row],[Over Value]]","v":0}]
[4,19,14,849,139,17,2,842.255,40.398000000000003,2675.232,2573.4479999999999,{"$f":"TOU_CTabulation[[#This Row],[AC System Output (W)]]/1000","v":2.573448},{"$f":"IF(A2634=TOU_CTabulation[[#This Row],[Month]],M2634+TOU_CTabulation[[#This Row],[AC System Output (kW)]],TOU_CTabulation[[#This Row],[AC System Output (kW)]])","v":365.66168599999992},{"$f":"VLOOKUP(TOU_CTabulation[[#This Row],[Month]],Season,2)","v":"Winter"},{"$f":"VLOOKUP(TOU_CTabulation[[#This Row],[Season]],CRate,2)","v":10.5},{"$f":"IF(A2636>TOU_CTabulation[[#This Row],[Month]],TOU_CTabulation[[#This Row],[Day]]*TOU_CTabulation[[#This Row],[Base Allow]],0)","v":0},{"$f":"IF(A2636>TOU_CTabulation[[#This Row],[Month]],TOU_CTabulation[[#This Row],[Month Cumm]],0)","v":0},{"$f":"IF(TOU_CTabulation[[#This Row],[Month Base Gen]]=0,0,TOU_CTabulation[[#This Row],[Month Base Gen]]-TOU_CTabulation[[#This Row],[Day]]*TOU_CTabulation[[#This Row],[Base Allow]])","v":0},{"$f":"VLOOKUP(TOU_CTabulation[[#This Row],[Hour]],daypart,2)","v":"All"},{"$f":"TOU_CTabulation[[#This Row],[Season]]&TOU_CTabulation[[#This Row],[Day-Part]]","v":"WinterAll"},{"$f":"VLOOKUP(TOU_CTabulation[[#This Row],[Daypart]],TOUC,2)","v":0.25901999999999997},{"$f":"VLOOKUP(TOU_CTabulation[[#This Row],[Daypart]],TOUC,3)","v":0.32596000000000003},{"$f":"TOU_CTabulation[[#This Row],[Month Base Allow]]*TOU_CTabulation[[#This Row],[Base Rate]]","v":0},{"$f":"TOU_CTabulation[[#This Row],[Month Overbase Gen]]*TOU_CTabulation[[#This Row],[Over Rate]]","v":0},{"$f":"TOU_CTabulation[[#This Row],[Base Value]]+TOU_CTabulation[[#This Row],[Over Value]]","v":0}]
[4,19,17,326,71,13,1,129.32599999999999,16.420000000000002,388.38900000000001,360.29500000000002,{"$f":"TOU_CTabulation[[#This Row],[AC System Output (W)]]/1000","v":0.36029500000000003},{"$f":"IF(A2637=TOU_CTabulation[[#This Row],[Month]],M2637+TOU_CTabulation[[#This Row],[AC System Output (kW)]],TOU_CTabulation[[#This Row],[AC System Output (kW)]])","v":368.93773699999997},{"$f":"VLOOKUP(TOU_CTabulation[[#This Row],[Month]],Season,2)","v":"Winter"},{"$f":"VLOOKUP(TOU_CTabulation[[#This Row],[Season]],CRate,2)","v":10.5},{"$f":"IF(A2639>TOU_CTabulation[[#This Row],[Month]],TOU_CTabulation[[#This Row],[Day]]*TOU_CTabulation[[#This Row],[Base Allow]],0)","v":0},{"$f":"IF(A2639>TOU_CTabulation[[#This Row],[Month]],TOU_CTabulation[[#This Row],[Month Cumm]],0)","v":0},{"$f":"IF(TOU_CTabulation[[#This Row],[Month Base Gen]]=0,0,TOU_CTabulation[[#This Row],[Month Base Gen]]-TOU_CTabulation[[#This Row],[Day]]*TOU_CTabulation[[#This Row],[Base Allow]])","v":0},{"$f":"VLOOKUP(TOU_CTabulation[[#This Row],[Hour]],daypart,2)","v":"All"},{"$f":"TOU_CTabulation[[#This Row],[Season]]&TOU_CTabulation[[#This Row],[Day-Part]]","v":"WinterAll"},{"$f":"VLOOKUP(TOU_CTabulation[[#This Row],[Daypart]],TOUC,2)","v":0.25901999999999997},{"$f":"VLOOKUP(TOU_CTabulation[[#This Row],[Daypart]],TOUC,3)","v":0.32596000000000003},{"$f":"TOU_CTabulation[[#This Row],[Month Base Allow]]*TOU_CTabulation[[#This Row],[Base Rate]]","v":0},{"$f":"TOU_CTabulation[[#This Row],[Month Overbase Gen]]*TOU_CTabulation[[#This Row],[Over Rate]]","v":0},{"$f":"TOU_CTabulation[[#This Row],[Base Value]]+TOU_CTabulation[[#This Row],[Over Value]]","v":0}]
[4,20,2,0,0,8,1,0,8,0,0,{"$f":"TOU_CTabulation[[#This Row],[AC System Output (W)]]/1000","v":0},{"$f":"IF(A2646=TOU_CTabulation[[#This Row],[Month]],M2646+TOU_CTabulation[[#This Row],[AC System Output (kW)]],TOU_CTabulation[[#This Row],[AC System Output (kW)]])","v":368.94131499999997},{"$f":"VLOOKUP(TOU_CTabulation[[#This Row],[Month]],Season,2)","v":"Winter"},{"$f":"VLOOKUP(TOU_CTabulation[[#This Row],[Season]],CRate,2)","v":10.5},{"$f":"IF(A2648>TOU_CTabulation[[#This Row],[Month]],TOU_CTabulation[[#This Row],[Day]]*TOU_CTabulation[[#This Row],[Base Allow]],0)","v":0},{"$f":"IF(A2648>TOU_CTabulation[[#This Row],[Month]],TOU_CTabulation[[#This Row],[Month Cumm]],0)","v":0},{"$f":"IF(TOU_CTabulation[[#This Row],[Month Base Gen]]=0,0,TOU_CTabulation[[#This Row],[Month Base Gen]]-TOU_CTabulation[[#This Row],[Day]]*TOU_CTabulation[[#This Row],[Base Allow]])","v":0},{"$f":"VLOOKUP(TOU_CTabulation[[#This Row],[Hour]],daypart,2)","v":"All"},{"$f":"TOU_CTabulation[[#This Row],[Season]]&TOU_CTabulation[[#This Row],[Day-Part]]","v":"WinterAll"},{"$f":"VLOOKUP(TOU_CTabulation[[#This Row],[Daypart]],TOUC,2)","v":0.25901999999999997},{"$f":"VLOOKUP(TOU_CTabulation[[#This Row],[Daypart]],TOUC,3)","v":0.32596000000000003},{"$f":"TOU_CTabulation[[#This Row],[Month Base Allow]]*TOU_CTabulation[[#This Row],[Base Rate]]","v":0},{"$f":"TOU_CTabulation[[#This Row],[Month Overbase Gen]]*TOU_CTabulation[[#This Row],[Over Rate]]","v":0},{"$f":"TOU_CTabulation[[#This Row],[Base Value]]+TOU_CTabulation[[#This Row],[Over Value]]","v":0}]
[4,20,13,896,130,20,2,976.88,46.715000000000003,3012.9920000000002,2896.2040000000002,{"$f":"TOU_CTabulation[[#This Row],[AC System Output (W)]]/1000","v":2.896204},{"$f":"IF(A2657=TOU_CTabulation[[#This Row],[Month]],M2657+TOU_CTabulation[[#This Row],[AC System Output (kW)]],TOU_CTabulation[[#This Row],[AC System Output (kW)]])","v":385.74418699999995},{"$f":"VLOOKUP(TOU_CTabulation[[#This Row],[Month]],Season,2)","v":"Winter"},{"$f":"VLOOKUP(TOU_CTabulation[[#This Row],[Season]],CRate,2)","v":10.5},{"$f":"IF(A2659>TOU_CTabulation[[#This Row],[Month]],TOU_CTabulation[[#This Row],[Day]]*TOU_CTabulation[[#This Row],[Base Allow]],0)","v":0},{"$f":"IF(A2659>TOU_CTabulation[[#This Row],[Month]],TOU_CTabulation[[#This Row],[Month Cumm]],0)","v":0},{"$f":"IF(TOU_CTabulation[[#This Row],[Month Base Gen]]=0,0,TOU_CTabulation[[#This Row],[Month Base Gen]]-TOU_CTabulation[[#This Row],[Day]]*TOU_CTabulation[[#This Row],[Base Allow]])","v":0},{"$f":"VLOOKUP(TOU_CTabulation[[#This Row],[Hour]],daypart,2)","v":"All"},{"$f":"TOU_CTabulation[[#This Row],[Season]]&TOU_CTabulation[[#This Row],[Day-Part]]","v":"WinterAll"},{"$f":"VLOOKUP(TOU_CTabulation[[#This Row],[Daypart]],TOUC,2)","v":0.25901999999999997},{"$f":"VLOOKUP(TOU_CTabulation[[#This Row],[Daypart]],TOUC,3)","v":0.32596000000000003},{"$f":"TOU_CTabulation[[#This Row],[Month Base Allow]]*TOU_CTabulation[[#This Row],[Base Rate]]","v":0},{"$f":"TOU_CTabulation[[#This Row],[Month Overbase Gen]]*TOU_CTabulation[[#This Row],[Over Rate]]","v":0},{"$f":"TOU_CTabulation[[#This Row],[Base Value]]+TOU_CTabulation[[#This Row],[Over Value]]","v":0}]
[4,20,19,0,0,13,2,0,13,0,0,{"$f":"TOU_CTabulation[[#This Row],[AC System Output (W)]]/1000","v":0},{"$f":"IF(A2663=TOU_CTabulation[[#This Row],[Month]],M2663+TOU_CTabulation[[#This Row],[AC System Output (kW)]],TOU_CTabulation[[#This Row],[AC System Output (kW)]])","v":391.57464600000003},{"$f":"VLOOKUP(TOU_CTabulation[[#This Row],[Month]],Season,2)","v":"Winter"},{"$f":"VLOOKUP(TOU_CTabulation[[#This Row],[Season]],CRate,2)","v":10.5},{"$f":"IF(A2665>TOU_CTabulation[[#This Row],[Month]],TOU_CTabulation[[#This Row],[Day]]*TOU_CTabulation[[#This Row],[Base Allow]],0)","v":0},{"$f":"IF(A2665>TOU_CTabulation[[#This Row],[Month]],TOU_CTabulation[[#This Row],[Month Cumm]],0)","v":0},{"$f":"IF(TOU_CTabulation[[#This Row],[Month Base Gen]]=0,0,TOU_CTabulation[[#This Row],[Month Base Gen]]-TOU_CTabulation[[#This Row],[Day]]*TOU_CTabulation[[#This Row],[Base Allow]])","v":0},{"$f":"VLOOKUP(TOU_CTabulation[[#This Row],[Hour]],daypart,2)","v":"All"},{"$f":"TOU_CTabulation[[#This Row],[Season]]&TOU_CTabulation[[#This Row],[Day-Part]]","v":"WinterAll"},{"$f":"VLOOKUP(TOU_CTabulation[[#This Row],[Daypart]],TOUC,2)","v":0.25901999999999997},{"$f":"VLOOKUP(TOU_CTabulation[[#This Row],[Daypart]],TOUC,3)","v":0.32596000000000003},{"$f":"TOU_CTabulation[[#This Row],[Month Base Allow]]*TOU_CTabulation[[#This Row],[Base Rate]]","v":0},{"$f":"TOU_CTabulation[[#This Row],[Month Overbase Gen]]*TOU_CTabulation[[#This Row],[Over Rate]]","v":0},{"$f":"TOU_CTabulation[[#This Row],[Base Value]]+TOU_CTabulation[[#This Row],[Over Value]]","v":0}]
[4,21,3,0,0,9,1,0,9,0,0,{"$f":"TOU_CTabulation[[#This Row],[AC System Output (W)]]/1000","v":0},{"$f":"IF(A2671=TOU_CTabulation[[#This Row],[Month]],M2671+TOU_CTabulation[[#This Row],[AC System Output (kW)]],TOU_CTabulation[[#This Row],[AC System Output (kW)]])","v":391.57464600000003},{"$f":"VLOOKUP(TOU_CTabulation[[#This Row],[Month]],Season,2)","v":"Winter"},{"$f":"VLOOKUP(TOU_CTabulation[[#This Row],[Season]],CRate,2)","v":10.5},{"$f":"IF(A2673>TOU_CTabulation[[#This Row],[Month]],TOU_CTabulation[[#This Row],[Day]]*TOU_CTabulation[[#This Row],[Base Allow]],0)","v":0},{"$f":"IF(A2673>TOU_CTabulation[[#This Row],[Month]],TOU_CTabulation[[#This Row],[Month Cumm]],0)","v":0},{"$f":"IF(TOU_CTabulation[[#This Row],[Month Base Gen]]=0,0,TOU_CTabulation[[#This Row],[Month Base Gen]]-TOU_CTabulation[[#This Row],[Day]]*TOU_CTabulation[[#This Row],[Base Allow]])","v":0},{"$f":"VLOOKUP(TOU_CTabulation[[#This Row],[Hour]],daypart,2)","v":"All"},{"$f":"TOU_CTabulation[[#This Row],[Season]]&TOU_CTabulation[[#This Row],[Day-Part]]","v":"WinterAll"},{"$f":"VLOOKUP(TOU_CTabulation[[#This Row],[Daypart]],TOUC,2)","v":0.25901999999999997},{"$f":"VLOOKUP(TOU_CTabulation[[#This Row],[Daypart]],TOUC,3)","v":0.32596000000000003},{"$f":"TOU_CTabulation[[#This Row],[Month Base Allow]]*TOU_CTabulation[[#This Row],[Base Rate]]","v":0},{"$f":"TOU_CTabulation[[#This Row],[Month Overbase Gen]]*TOU_CTabulation[[#This Row],[Over Rate]]","v":0},{"$f":"TOU_CTabulation[[#This Row],[Base Value]]+TOU_CTabulation[[#This Row],[Over Value]]","v":0}]
[4,21,12,202,465,19,4,680.87199999999996,33.198999999999998,2249.826,2165.431,{"$f":"TOU_CTabulation[[#This Row],[AC System Output (W)]]/1000","v":2.1654309999999999},{"$f":"IF(A2680=TOU_CTabulation[[#This Row],[Month]],M2680+TOU_CTabulation[[#This Row],[AC System Output (kW)]],TOU_CTabulation[[#This Row],[AC System Output (kW)]])","v":402.28680900000006},{"$f":"VLOOKUP(TOU_CTabulation[[#This Row],[Month]],Season,2)","v":"Winter"},{"$f":"VLOOKUP(TOU_CTabulation[[#This Row],[Season]],CRate,2)","v":10.5},{"$f":"IF(A2682>TOU_CTabulation[[#This Row],[Month]],TOU_CTabulation[[#This Row],[Day]]*TOU_CTabulation[[#This Row],[Base Allow]],0)","v":0},{"$f":"IF(A2682>TOU_CTabulation[[#This Row],[Month]],TOU_CTabulation[[#This Row],[Month Cumm]],0)","v":0},{"$f":"IF(TOU_CTabulation[[#This Row],[Month Base Gen]]=0,0,TOU_CTabulation[[#This Row],[Month Base Gen]]-TOU_CTabulation[[#This Row],[Day]]*TOU_CTabulation[[#This Row],[Base Allow]])","v":0},{"$f":"VLOOKUP(TOU_CTabulation[[#This Row],[Hour]],daypart,2)","v":"All"},{"$f":"TOU_CTabulation[[#This Row],[Season]]&TOU_CTabulation[[#This Row],[Day-Part]]","v":"WinterAll"},{"$f":"VLOOKUP(TOU_CTabulation[[#This Row],[Daypart]],TOUC,2)","v":0.25901999999999997},{"$f":"VLOOKUP(TOU_CTabulation[[#This Row],[Daypart]],TOUC,3)","v":0.32596000000000003},{"$f":"TOU_CTabulation[[#This Row],[Month Base Allow]]*TOU_CTabulation[[#This Row],[Base Rate]]","v":0},{"$f":"TOU_CTabulation[[#This Row],[Month Overbase Gen]]*TOU_CTabulation[[#This Row],[Over Rate]]","v":0},{"$f":"TOU_CTabulation[[#This Row],[Base Value]]+TOU_CTabulation[[#This Row],[Over Value]]","v":0}]
[4,21,17,427,74,14,4,151.09700000000001,16.632000000000001,442.90199999999999,413.61799999999999,{"$f":"TOU_CTabulation[[#This Row],[AC System Output (W)]]/1000","v":0.41361799999999999},{"$f":"IF(A2685=TOU_CTabulation[[#This Row],[Month]],M2685+TOU_CTabulation[[#This Row],[AC System Output (kW)]],TOU_CTabulation[[#This Row],[AC System Output (kW)]])","v":408.08335900000009},{"$f":"VLOOKUP(TOU_CTabulation[[#This Row],[Month]],Season,2)","v":"Winter"},{"$f":"VLOOKUP(TOU_CTabulation[[#This Row],[Season]],CRate,2)","v":10.5},{"$f":"IF(A2687>TOU_CTabulation[[#This Row],[Month]],TOU_CTabulation[[#This Row],[Day]]*TOU_CTabulation[[#This Row],[Base Allow]],0)","v":0},{"$f":"IF(A2687>TOU_CTabulation[[#This Row],[Month]],TOU_CTabulation[[#This Row],[Month Cumm]],0)","v":0},{"$f":"IF(TOU_CTabulation[[#This Row],[Month Base Gen]]=0,0,TOU_CTabulation[[#This Row],[Month Base Gen]]-TOU_CTabulation[[#This Row],[Day]]*TOU_CTabulation[[#This Row],[Base Allow]])","v":0},{"$f":"VLOOKUP(TOU_CTabulation[[#This Row],[Hour]],daypart,2)","v":"All"},{"$f":"TOU_CTabulation[[#This Row],[Season]]&TOU_CTabulation[[#This Row],[Day-Part]]","v":"WinterAll"},{"$f":"VLOOKUP(TOU_CTabulation[[#This Row],[Daypart]],TOUC,2)","v":0.25901999999999997},{"$f":"VLOOKUP(TOU_CTabulation[[#This Row],[Daypart]],TOUC,3)","v":0.32596000000000003},{"$f":"TOU_CTabulation[[#This Row],[Month Base Allow]]*TOU_CTabulation[[#This Row],[Base Rate]]","v":0},{"$f":"TOU_CTabulation[[#This Row],[Month Overbase Gen]]*TOU_CTabulation[[#This Row],[Over Rate]]","v":0},{"$f":"TOU_CTabulation[[#This Row],[Base Value]]+TOU_CTabulation[[#This Row],[Over Value]]","v":0}]
[4,21,21,0,0,9,3,0,9,0,0,{"$f":"TOU_CTabulation[[#This Row],[AC System Output (W)]]/1000","v":0},{"$f":"IF(A2689=TOU_CTabulation[[#This Row],[Month]],M2689+TOU_CTabulation[[#This Row],[AC System Output (kW)]],TOU_CTabulation[[#This Row],[AC System Output (kW)]])","v":408.0967500000001},{"$f":"VLOOKUP(TOU_CTabulation[[#This Row],[Month]],Season,2)","v":"Winter"},{"$f":"VLOOKUP(TOU_CTabulation[[#This Row],[Season]],CRate,2)","v":10.5},{"$f":"IF(A2691>TOU_CTabulation[[#This Row],[Month]],TOU_CTabulation[[#This Row],[Day]]*TOU_CTabulation[[#This Row],[Base Allow]],0)","v":0},{"$f":"IF(A2691>TOU_CTabulation[[#This Row],[Month]],TOU_CTabulation[[#This Row],[Month Cumm]],0)","v":0},{"$f":"IF(TOU_CTabulation[[#This Row],[Month Base Gen]]=0,0,TOU_CTabulation[[#This Row],[Month Base Gen]]-TOU_CTabulation[[#This Row],[Day]]*TOU_CTabulation[[#This Row],[Base Allow]])","v":0},{"$f":"VLOOKUP(TOU_CTabulation[[#This Row],[Hour]],daypart,2)","v":"All"},{"$f":"TOU_CTabulation[[#This Row],[Season]]&TOU_CTabulation[[#This Row],[Day-Part]]","v":"WinterAll"},{"$f":"VLOOKUP(TOU_CTabulation[[#This Row],[Daypart]],TOUC,2)","v":0.25901999999999997},{"$f":"VLOOKUP(TOU_CTabulation[[#This Row],[Daypart]],TOUC,3)","v":0.32596000000000003},{"$f":"TOU_CTabulation[[#This Row],[Month Base Allow]]*TOU_CTabulation[[#This Row],[Base Rate]]","v":0},{"$f":"TOU_CTabulation[[#This Row],[Month Overbase Gen]]*TOU_CTabulation[[#This Row],[Over Rate]]","v":0},{"$f":"TOU_CTabulation[[#This Row],[Base Value]]+TOU_CTabulation[[#This Row],[Over Value]]","v":0}]
[4,22,10,877,137,16,2,963.66099999999994,41.963999999999999,3046.0349999999999,2927.7220000000002,{"$f":"TOU_CTabulation[[#This Row],[AC System Output (W)]]/1000","v":2.9277220000000002},{"$f":"IF(A2702=TOU_CTabulation[[#This Row],[Month]],M2702+TOU_CTabulation[[#This Row],[AC System Output (kW)]],TOU_CTabulation[[#This Row],[AC System Output (kW)]])","v":417.17150800000013},{"$f":"VLOOKUP(TOU_CTabulation[[#This Row],[Month]],Season,2)","v":"Winter"},{"$f":"VLOOKUP(TOU_CTabulation[[#This Row],[Season]],CRate,2)","v":10.5},{"$f":"IF(A2704>TOU_CTabulation[[#This Row],[Month]],TOU_CTabulation[[#This Row],[Day]]*TOU_CTabulation[[#This Row],[Base Allow]],0)","v":0},{"$f":"IF(A2704>TOU_CTabulation[[#This Row],[Month]],TOU_CTabulation[[#This Row],[Month Cumm]],0)","v":0},{"$f":"IF(TOU_CTabulation[[#This Row],[Month Base Gen]]=0,0,TOU_CTabulation[[#This Row],[Month Base Gen]]-TOU_CTabulation[[#This Row],[Day]]*TOU_CTabulation[[#This Row],[Base Allow]])","v":0},{"$f":"VLOOKUP(TOU_CTabulation[[#This Row],[Hour]],daypart,2)","v":"All"},{"$f":"TOU_CTabulation[[#This Row],[Season]]&TOU_CTabulation[[#This Row],[Day-Part]]","v":"WinterAll"},{"$f":"VLOOKUP(TOU_CTabulation[[#This Row],[Daypart]],TOUC,2)","v":0.25901999999999997},{"$f":"VLOOKUP(TOU_CTabulation[[#This Row],[Daypart]],TOUC,3)","v":0.32596000000000003},{"$f":"TOU_CTabulation[[#This Row],[Month Base Allow]]*TOU_CTabulation[[#This Row],[Base Rate]]","v":0},{"$f":"TOU_CTabulation[[#This Row],[Month Overbase Gen]]*TOU_CTabulation[[#This Row],[Over Rate]]","v":0},{"$f":"TOU_CTabulation[[#This Row],[Base Value]]+TOU_CTabulation[[#This Row],[Over Value]]","v":0}]
[4,22,14,873,116,17,4,833.59500000000003,35.542999999999999,2712.49,2609.1039999999998,{"$f":"TOU_CTabulation[[#This Row],[AC System Output (W)]]/1000","v":2.6091039999999999},{"$f":"IF(A2706=TOU_CTabulation[[#This Row],[Month]],M2706+TOU_CTabulation[[#This Row],[AC System Output (kW)]],TOU_CTabulation[[#This Row],[AC System Output (kW)]])","v":429.0025050000001},{"$f":"VLOOKUP(TOU_CTabulation[[#This Row],[Month]],Season,2)","v":"Winter"},{"$f":"VLOOKUP(TOU_CTabulation[[#This Row],[Season]],CRate,2)","v":10.5},{"$f":"IF(A2708>TOU_CTabulation[[#This Row],[Month]],TOU_CTabulation[[#This Row],[Day]]*TOU_CTabulation[[#This Row],[Base Allow]],0)","v":0},{"$f":"IF(A2708>TOU_CTabulation[[#This Row],[Month]],TOU_CTabulation[[#This Row],[Month Cumm]],0)","v":0},{"$f":"IF(TOU_CTabulation[[#This Row],[Month Base Gen]]=0,0,TOU_CTabulation[[#This Row],[Month Base Gen]]-TOU_CTabulation[[#This Row],[Day]]*TOU_CTabulation[[#This Row],[Base Allow]])","v":0},{"$f":"VLOOKUP(TOU_CTabulation[[#This Row],[Hour]],daypart,2)","v":"All"},{"$f":"TOU_CTabulation[[#This Row],[Season]]&TOU_CTabulation[[#This Row],[Day-Part]]","v":"WinterAll"},{"$f":"VLOOKUP(TOU_CTabulation[[#This Row],[Daypart]],TOUC,2)","v":0.25901999999999997},{"$f":"VLOOKUP(TOU_CTabulation[[#This Row],[Daypart]],TOUC,3)","v":0.32596000000000003},{"$f":"TOU_CTabulation[[#This Row],[Month Base Allow]]*TOU_CTabulation[[#This Row],[Base Rate]]","v":0},{"$f":"TOU_CTabulation[[#This Row],[Month Overbase Gen]]*TOU_CTabulation[[#This Row],[Over Rate]]","v":0},{"$f":"TOU_CTabulation[[#This Row],[Base Value]]+TOU_CTabulation[[#This Row],[Over Value]]","v":0}]
[4,23,0,0,0,6,2,0,6,0,0,{"$f":"TOU_CTabulation[[#This Row],[AC System Output (W)]]/1000","v":0},{"$f":"IF(A2716=TOU_CTabulation[[#This Row],[Month]],M2716+TOU_CTabulation[[#This Row],[AC System Output (kW)]],TOU_CTabulation[[#This Row],[AC System Output (kW)]])","v":432.6751000000001},{"$f":"VLOOKUP(TOU_CTabulation[[#This Row],[Month]],Season,2)","v":"Winter"},{"$f":"VLOOKUP(TOU_CTabulation[[#This Row],[Season]],CRate,2)","v":10.5},{"$f":"IF(A2718>TOU_CTabulation[[#This Row],[Month]],TOU_CTabulation[[#This Row],[Day]]*TOU_CTabulation[[#This Row],[Base Allow]],0)","v":0},{"$f":"IF(A2718>TOU_CTabulation[[#This Row],[Month]],TOU_CTabulation[[#This Row],[Month Cumm]],0)","v":0},{"$f":"IF(TOU_CTabulation[[#This Row],[Month Base Gen]]=0,0,TOU_CTabulation[[#This Row],[Month Base Gen]]-TOU_CTabulation[[#This Row],[Day]]*TOU_CTabulation[[#This Row],[Base Allow]])","v":0},{"$f":"VLOOKUP(TOU_CTabulation[[#This Row],[Hour]],daypart,2)","v":"All"},{"$f":"TOU_CTabulation[[#This Row],[Season]]&TOU_CTabulation[[#This Row],[Day-Part]]","v":"WinterAll"},{"$f":"VLOOKUP(TOU_CTabulation[[#This Row],[Daypart]],TOUC,2)","v":0.25901999999999997},{"$f":"VLOOKUP(TOU_CTabulation[[#This Row],[Daypart]],TOUC,3)","v":0.32596000000000003},{"$f":"TOU_CTabulation[[#This Row],[Month Base Allow]]*TOU_CTabulation[[#This Row],[Base Rate]]","v":0},{"$f":"TOU_CTabulation[[#This Row],[Month Overbase Gen]]*TOU_CTabulation[[#This Row],[Over Rate]]","v":0},{"$f":"TOU_CTabulation[[#This Row],[Base Value]]+TOU_CTabulation[[#This Row],[Over Value]]","v":0}]
[4,23,7,705,98,10,4,398.27,17.577999999999999,1322.13,1269.819,{"$f":"TOU_CTabulation[[#This Row],[AC System Output (W)]]/1000","v":1.269819},{"$f":"IF(A2723=TOU_CTabulation[[#This Row],[Month]],M2723+TOU_CTabulation[[#This Row],[AC System Output (kW)]],TOU_CTabulation[[#This Row],[AC System Output (kW)]])","v":434.38598800000011},{"$f":"VLOOKUP(TOU_CTabulation[[#This Row],[Month]],Season,2)","v":"Winter"},{"$f":"VLOOKUP(TOU_CTabulation[[#This Row],[Season]],CRate,2)","v":10.5},{"$f":"IF(A2725>TOU_CTabulation[[#This Row],[Month]],TOU_CTabulation[[#This Row],[Day]]*TOU_CTabulation[[#This Row],[Base Allow]],0)","v":0},{"$f":"IF(A2725>TOU_CTabulation[[#This Row],[Month]],TOU_CTabulation[[#This Row],[Month Cumm]],0)","v":0},{"$f":"IF(TOU_CTabulation[[#This Row],[Month Base Gen]]=0,0,TOU_CTabulation[[#This Row],[Month Base Gen]]-TOU_CTabulation[[#This Row],[Day]]*TOU_CTabulation[[#This Row],[Base Allow]])","v":0},{"$f":"VLOOKUP(TOU_CTabulation[[#This Row],[Hour]],daypart,2)","v":"All"},{"$f":"TOU_CTabulation[[#This Row],[Season]]&TOU_CTabulation[[#This Row],[Day-Part]]","v":"WinterAll"},{"$f":"VLOOKUP(TOU_CTabulation[[#This Row],[Daypart]],TOUC,2)","v":0.25901999999999997},{"$f":"VLOOKUP(TOU_CTabulation[[#This Row],[Daypart]],TOUC,3)","v":0.32596000000000003},{"$f":"TOU_CTabulation[[#This Row],[Month Base Allow]]*TOU_CTabulation[[#This Row],[Base Rate]]","v":0},{"$f":"TOU_CTabulation[[#This Row],[Month Overbase Gen]]*TOU_CTabulation[[#This Row],[Over Rate]]","v":0},{"$f":"TOU_CTabulation[[#This Row],[Base Value]]+TOU_CTabulation[[#This Row],[Over Value]]","v":0}]
[4,23,14,877,126,18,5,850.97900000000004,34.884,2778.248,2672,{"$f":"TOU_CTabulation[[#This Row],[AC System Output (W)]]/1000","v":2.6720000000000002},{"$f":"IF(A2730=TOU_CTabulation[[#This Row],[Month]],M2730+TOU_CTabulation[[#This Row],[AC System Output (kW)]],TOU_CTabulation[[#This Row],[AC System Output (kW)]])","v":454.41822400000012},{"$f":"VLOOKUP(TOU_CTabulation[[#This Row],[Month]],Season,2)","v":"Winter"},{"$f":"VLOOKUP(TOU_CTabulation[[#This Row],[Season]],CRate,2)","v":10.5},{"$f":"IF(A2732>TOU_CTabulation[[#This Row],[Month]],TOU_CTabulation[[#This Row],[Day]]*TOU_CTabulation[[#This Row],[Base Allow]],0)","v":0},{"$f":"IF(A2732>TOU_CTabulation[[#This Row],[Month]],TOU_CTabulation[[#This Row],[Month Cumm]],0)","v":0},{"$f":"IF(TOU_CTabulation[[#This Row],[Month Base Gen]]=0,0,TOU_CTabulation[[#This Row],[Month Base Gen]]-TOU_CTabulation[[#This Row],[Day]]*TOU_CTabulation[[#This Row],[Base Allow]])","v":0},{"$f":"VLOOKUP(TOU_CTabulation[[#This Row],[Hour]],daypart,2)","v":"All"},{"$f":"TOU_CTabulation[[#This Row],[Season]]&TOU_CTabulation[[#This Row],[Day-Part]]","v":"WinterAll"},{"$f":"VLOOKUP(TOU_CTabulation[[#This Row],[Daypart]],TOUC,2)","v":0.25901999999999997},{"$f":"VLOOKUP(TOU_CTabulation[[#This Row],[Daypart]],TOUC,3)","v":0.32596000000000003},{"$f":"TOU_CTabulation[[#This Row],[Month Base Allow]]*TOU_CTabulation[[#This Row],[Base Rate]]","v":0},{"$f":"TOU_CTabulation[[#This Row],[Month Overbase Gen]]*TOU_CTabulation[[#This Row],[Over Rate]]","v":0},{"$f":"TOU_CTabulation[[#This Row],[Base Value]]+TOU_CTabulation[[#This Row],[Over Value]]","v":0}]
[4,24,0,0,0,7,2,0,7,0,0,{"$f":"TOU_CTabulation[[#This Row],[AC System Output (W)]]/1000","v":0},{"$f":"IF(A2740=TOU_CTabulation[[#This Row],[Month]],M2740+TOU_CTabulation[[#This Row],[AC System Output (kW)]],TOU_CTabulation[[#This Row],[AC System Output (kW)]])","v":458.14437600000008},{"$f":"VLOOKUP(TOU_CTabulation[[#This Row],[Month]],Season,2)","v":"Winter"},{"$f":"VLOOKUP(TOU_CTabulation[[#This Row],[Season]],CRate,2)","v":10.5},{"$f":"IF(A2742>TOU_CTabulation[[#This Row],[Month]],TOU_CTabulation[[#This Row],[Day]]*TOU_CTabulation[[#This Row],[Base Allow]],0)","v":0},{"$f":"IF(A2742>TOU_CTabulation[[#This Row],[Month]],TOU_CTabulation[[#This Row],[Month Cumm]],0)","v":0},{"$f":"IF(TOU_CTabulation[[#This Row],[Month Base Gen]]=0,0,TOU_CTabulation[[#This Row],[Month Base Gen]]-TOU_CTabulation[[#This Row],[Day]]*TOU_CTabulation[[#This Row],[Base Allow]])","v":0},{"$f":"VLOOKUP(TOU_CTabulation[[#This Row],[Hour]],daypart,2)","v":"All"},{"$f":"TOU_CTabulation[[#This Row],[Season]]&TOU_CTabulation[[#This Row],[Day-Part]]","v":"WinterAll"},{"$f":"VLOOKUP(TOU_CTabulation[[#This Row],[Daypart]],TOUC,2)","v":0.25901999999999997},{"$f":"VLOOKUP(TOU_CTabulation[[#This Row],[Daypart]],TOUC,3)","v":0.32596000000000003},{"$f":"TOU_CTabulation[[#This Row],[Month Base Allow]]*TOU_CTabulation[[#This Row],[Base Rate]]","v":0},{"$f":"TOU_CTabulation[[#This Row],[Month Overbase Gen]]*TOU_CTabulation[[#This Row],[Over Rate]]","v":0},{"$f":"TOU_CTabulation[[#This Row],[Base Value]]+TOU_CTabulation[[#This Row],[Over Value]]","v":0}]
[4,24,1,0,0,6,2,0,6,0,0,{"$f":"TOU_CTabulation[[#This Row],[AC System Output (W)]]/1000","v":0},{"$f":"IF(A2741=TOU_CTabulation[[#This Row],[Month]],M2741+TOU_CTabulation[[#This Row],[AC System Output (kW)]],TOU_CTabulation[[#This Row],[AC System Output (kW)]])","v":458.14437600000008},{"$f":"VLOOKUP(TOU_CTabulation[[#This Row],[Month]],Season,2)","v":"Winter"},{"$f":"VLOOKUP(TOU_CTabulation[[#This Row],[Season]],CRate,2)","v":10.5},{"$f":"IF(A2743>TOU_CTabulation[[#This Row],[Month]],TOU_CTabulation[[#This Row],[Day]]*TOU_CTabulation[[#This Row],[Base Allow]],0)","v":0},{"$f":"IF(A2743>TOU_CTabulation[[#This Row],[Month]],TOU_CTabulation[[#This Row],[Month Cumm]],0)","v":0},{"$f":"IF(TOU_CTabulation[[#This Row],[Month Base Gen]]=0,0,TOU_CTabulation[[#This Row],[Month Base Gen]]-TOU_CTabulation[[#This Row],[Day]]*TOU_CTabulation[[#This Row],[Base Allow]])","v":0},{"$f":"VLOOKUP(TOU_CTabulation[[#This Row],[Hour]],daypart,2)","v":"All"},{"$f":"TOU_CTabulation[[#This Row],[Season]]&TOU_CTabulation[[#This Row],[Day-Part]]","v":"WinterAll"},{"$f":"VLOOKUP(TOU_CTabulation[[#This Row],[Daypart]],TOUC,2)","v":0.25901999999999997},{"$f":"VLOOKUP(TOU_CTabulation[[#This Row],[Daypart]],TOUC,3)","v":0.32596000000000003},{"$f":"TOU_CTabulation[[#This Row],[Month Base Allow]]*TOU_CTabulation[[#This Row],[Base Rate]]","v":0},{"$f":"TOU_CTabulation[[#This Row],[Month Overbase Gen]]*TOU_CTabulation[[#This Row],[Over Rate]]","v":0},{"$f":"TOU_CTabulation[[#This Row],[Base Value]]+TOU_CTabulation[[#This Row],[Over Value]]","v":0}]
[4,24,13,932,123,23,3,1002.982,47.23,3085.14,2965.01,{"$f":"TOU_CTabulation[[#This Row],[AC System Output (W)]]/1000","v":2.9650100000000004},{"$f":"IF(A2753=TOU_CTabulation[[#This Row],[Month]],M2753+TOU_CTabulation[[#This Row],[AC System Output (kW)]],TOU_CTabulation[[#This Row],[AC System Output (kW)]])","v":476.91934400000008},{"$f":"VLOOKUP(TOU_CTabulation[[#This Row],[Month]],Season,2)","v":"Winter"},{"$f":"VLOOKUP(TOU_CTabulation[[#This Row],[Season]],CRate,2)","v":10.5},{"$f":"IF(A2755>TOU_CTabulation[[#This Row],[Month]],TOU_CTabulation[[#This Row],[Day]]*TOU_CTabulation[[#This Row],[Base Allow]],0)","v":0},{"$f":"IF(A2755>TOU_CTabulation[[#This Row],[Month]],TOU_CTabulation[[#This Row],[Month Cumm]],0)","v":0},{"$f":"IF(TOU_CTabulation[[#This Row],[Month Base Gen]]=0,0,TOU_CTabulation[[#This Row],[Month Base Gen]]-TOU_CTabulation[[#This Row],[Day]]*TOU_CTabulation[[#This Row],[Base Allow]])","v":0},{"$f":"VLOOKUP(TOU_CTabulation[[#This Row],[Hour]],daypart,2)","v":"All"},{"$f":"TOU_CTabulation[[#This Row],[Season]]&TOU_CTabulation[[#This Row],[Day-Part]]","v":"WinterAll"},{"$f":"VLOOKUP(TOU_CTabulation[[#This Row],[Daypart]],TOUC,2)","v":0.25901999999999997},{"$f":"VLOOKUP(TOU_CTabulation[[#This Row],[Daypart]],TOUC,3)","v":0.32596000000000003},{"$f":"TOU_CTabulation[[#This Row],[Month Base Allow]]*TOU_CTabulation[[#This Row],[Base Rate]]","v":0},{"$f":"TOU_CTabulation[[#This Row],[Month Overbase Gen]]*TOU_CTabulation[[#This Row],[Over Rate]]","v":0},{"$f":"TOU_CTabulation[[#This Row],[Base Value]]+TOU_CTabulation[[#This Row],[Over Value]]","v":0}]
[4,24,18,0,15,14,2,14.212,12.933,51.615000000000002,30.266999999999999,{"$f":"TOU_CTabulation[[#This Row],[AC System Output (W)]]/1000","v":3.0266999999999999E-2},{"$f":"IF(A2758=TOU_CTabulation[[#This Row],[Month]],M2758+TOU_CTabulation[[#This Row],[AC System Output (kW)]],TOU_CTabulation[[#This Row],[AC System Output (kW)]])","v":483.00675700000005},{"$f":"VLOOKUP(TOU_CTabulation[[#This Row],[Month]],Season,2)","v":"Winter"},{"$f":"VLOOKUP(TOU_CTabulation[[#This Row],[Season]],CRate,2)","v":10.5},{"$f":"IF(A2760>TOU_CTabulation[[#This Row],[Month]],TOU_CTabulation[[#This Row],[Day]]*TOU_CTabulation[[#This Row],[Base Allow]],0)","v":0},{"$f":"IF(A2760>TOU_CTabulation[[#This Row],[Month]],TOU_CTabulation[[#This Row],[Month Cumm]],0)","v":0},{"$f":"IF(TOU_CTabulation[[#This Row],[Month Base Gen]]=0,0,TOU_CTabulation[[#This Row],[Month Base Gen]]-TOU_CTabulation[[#This Row],[Day]]*TOU_CTabulation[[#This Row],[Base Allow]])","v":0},{"$f":"VLOOKUP(TOU_CTabulation[[#This Row],[Hour]],daypart,2)","v":"All"},{"$f":"TOU_CTabulation[[#This Row],[Season]]&TOU_CTabulation[[#This Row],[Day-Part]]","v":"WinterAll"},{"$f":"VLOOKUP(TOU_CTabulation[[#This Row],[Daypart]],TOUC,2)","v":0.25901999999999997},{"$f":"VLOOKUP(TOU_CTabulation[[#This Row],[Daypart]],TOUC,3)","v":0.32596000000000003},{"$f":"TOU_CTabulation[[#This Row],[Month Base Allow]]*TOU_CTabulation[[#This Row],[Base Rate]]","v":0},{"$f":"TOU_CTabulation[[#This Row],[Month Overbase Gen]]*TOU_CTabulation[[#This Row],[Over Rate]]","v":0},{"$f":"TOU_CTabulation[[#This Row],[Base Value]]+TOU_CTabulation[[#This Row],[Over Value]]","v":0}]
[4,25,3,0,0,7,2,0,7,0,0,{"$f":"TOU_CTabulation[[#This Row],[AC System Output (W)]]/1000","v":0},{"$f":"IF(A2767=TOU_CTabulation[[#This Row],[Month]],M2767+TOU_CTabulation[[#This Row],[AC System Output (kW)]],TOU_CTabulation[[#This Row],[AC System Output (kW)]])","v":483.00675700000005},{"$f":"VLOOKUP(TOU_CTabulation[[#This Row],[Month]],Season,2)","v":"Winter"},{"$f":"VLOOKUP(TOU_CTabulation[[#This Row],[Season]],CRate,2)","v":10.5},{"$f":"IF(A2769>TOU_CTabulation[[#This Row],[Month]],TOU_CTabulation[[#This Row],[Day]]*TOU_CTabulation[[#This Row],[Base Allow]],0)","v":0},{"$f":"IF(A2769>TOU_CTabulation[[#This Row],[Month]],TOU_CTabulation[[#This Row],[Month Cumm]],0)","v":0},{"$f":"IF(TOU_CTabulation[[#This Row],[Month Base Gen]]=0,0,TOU_CTabulation[[#This Row],[Month Base Gen]]-TOU_CTabulation[[#This Row],[Day]]*TOU_CTabulation[[#This Row],[Base Allow]])","v":0},{"$f":"VLOOKUP(TOU_CTabulation[[#This Row],[Hour]],daypart,2)","v":"All"},{"$f":"TOU_CTabulation[[#This Row],[Season]]&TOU_CTabulation[[#This Row],[Day-Part]]","v":"WinterAll"},{"$f":"VLOOKUP(TOU_CTabulation[[#This Row],[Daypart]],TOUC,2)","v":0.25901999999999997},{"$f":"VLOOKUP(TOU_CTabulation[[#This Row],[Daypart]],TOUC,3)","v":0.32596000000000003},{"$f":"TOU_CTabulation[[#This Row],[Month Base Allow]]*TOU_CTabulation[[#This Row],[Base Rate]]","v":0},{"$f":"TOU_CTabulation[[#This Row],[Month Overbase Gen]]*TOU_CTabulation[[#This Row],[Over Rate]]","v":0},{"$f":"TOU_CTabulation[[#This Row],[Base Value]]+TOU_CTabulation[[#This Row],[Over Value]]","v":0}]
[4,25,11,920,134,23,3,1060.626,48.28,3246.2289999999998,3118.4609999999998,{"$f":"TOU_CTabulation[[#This Row],[AC System Output (W)]]/1000","v":3.1184609999999999},{"$f":"IF(A2775=TOU_CTabulation[[#This Row],[Month]],M2775+TOU_CTabulation[[#This Row],[AC System Output (kW)]],TOU_CTabulation[[#This Row],[AC System Output (kW)]])","v":495.30204900000007},{"$f":"VLOOKUP(TOU_CTabulation[[#This Row],[Month]],Season,2)","v":"Winter"},{"$f":"VLOOKUP(TOU_CTabulation[[#This Row],[Season]],CRate,2)","v":10.5},{"$f":"IF(A2777>TOU_CTabulation[[#This Row],[Month]],TOU_CTabulation[[#This Row],[Day]]*TOU_CTabulation[[#This Row],[Base Allow]],0)","v":0},{"$f":"IF(A2777>TOU_CTabulation[[#This Row],[Month]],TOU_CTabulation[[#This Row],[Month Cumm]],0)","v":0},{"$f":"IF(TOU_CTabulation[[#This Row],[Month Base Gen]]=0,0,TOU_CTabulation[[#This Row],[Month Base Gen]]-TOU_CTabulation[[#This Row],[Day]]*TOU_CTabulation[[#This Row],[Base Allow]])","v":0},{"$f":"VLOOKUP(TOU_CTabulation[[#This Row],[Hour]],daypart,2)","v":"All"},{"$f":"TOU_CTabulation[[#This Row],[Season]]&TOU_CTabulation[[#This Row],[Day-Part]]","v":"WinterAll"},{"$f":"VLOOKUP(TOU_CTabulation[[#This Row],[Daypart]],TOUC,2)","v":0.25901999999999997},{"$f":"VLOOKUP(TOU_CTabulation[[#This Row],[Daypart]],TOUC,3)","v":0.32596000000000003},{"$f":"TOU_CTabulation[[#This Row],[Month Base Allow]]*TOU_CTabulation[[#This Row],[Base Rate]]","v":0},{"$f":"TOU_CTabulation[[#This Row],[Month Overbase Gen]]*TOU_CTabulation[[#This Row],[Over Rate]]","v":0},{"$f":"TOU_CTabulation[[#This Row],[Base Value]]+TOU_CTabulation[[#This Row],[Over Value]]","v":0}]
[4,25,17,487,71,19,2,161.32300000000001,22.911000000000001,452.66800000000001,423.16699999999997,{"$f":"TOU_CTabulation[[#This Row],[AC System Output (W)]]/1000","v":0.42316699999999996},{"$f":"IF(A2781=TOU_CTabulation[[#This Row],[Month]],M2781+TOU_CTabulation[[#This Row],[AC System Output (kW)]],TOU_CTabulation[[#This Row],[AC System Output (kW)]])","v":507.39418400000005},{"$f":"VLOOKUP(TOU_CTabulation[[#This Row],[Month]],Season,2)","v":"Winter"},{"$f":"VLOOKUP(TOU_CTabulation[[#This Row],[Season]],CRate,2)","v":10.5},{"$f":"IF(A2783>TOU_CTabulation[[#This Row],[Month]],TOU_CTabulation[[#This Row],[Day]]*TOU_CTabulation[[#This Row],[Base Allow]],0)","v":0},{"$f":"IF(A2783>TOU_CTabulation[[#This Row],[Month]],TOU_CTabulation[[#This Row],[Month Cumm]],0)","v":0},{"$f":"IF(TOU_CTabulation[[#This Row],[Month Base Gen]]=0,0,TOU_CTabulation[[#This Row],[Month Base Gen]]-TOU_CTabulation[[#This Row],[Day]]*TOU_CTabulation[[#This Row],[Base Allow]])","v":0},{"$f":"VLOOKUP(TOU_CTabulation[[#This Row],[Hour]],daypart,2)","v":"All"},{"$f":"TOU_CTabulation[[#This Row],[Season]]&TOU_CTabulation[[#This Row],[Day-Part]]","v":"WinterAll"},{"$f":"VLOOKUP(TOU_CTabulation[[#This Row],[Daypart]],TOUC,2)","v":0.25901999999999997},{"$f":"VLOOKUP(TOU_CTabulation[[#This Row],[Daypart]],TOUC,3)","v":0.32596000000000003},{"$f":"TOU_CTabulation[[#This Row],[Month Base Allow]]*TOU_CTabulation[[#This Row],[Base Rate]]","v":0},{"$f":"TOU_CTabulation[[#This Row],[Month Overbase Gen]]*TOU_CTabulation[[#This Row],[Over Rate]]","v":0},{"$f":"TOU_CTabulation[[#This Row],[Base Value]]+TOU_CTabulation[[#This Row],[Over Value]]","v":0}]
[4,26,4,0,0,8,2,0,8,0,0,{"$f":"TOU_CTabulation[[#This Row],[AC System Output (W)]]/1000","v":0},{"$f":"IF(A2792=TOU_CTabulation[[#This Row],[Month]],M2792+TOU_CTabulation[[#This Row],[AC System Output (kW)]],TOU_CTabulation[[#This Row],[AC System Output (kW)]])","v":507.41614100000004},{"$f":"VLOOKUP(TOU_CTabulation[[#This Row],[Month]],Season,2)","v":"Winter"},{"$f":"VLOOKUP(TOU_CTabulation[[#This Row],[Season]],CRate,2)","v":10.5},{"$f":"IF(A2794>TOU_CTabulation[[#This Row],[Month]],TOU_CTabulation[[#This Row],[Day]]*TOU_CTabulation[[#This Row],[Base Allow]],0)","v":0},{"$f":"IF(A2794>TOU_CTabulation[[#This Row],[Month]],TOU_CTabulation[[#This Row],[Month Cumm]],0)","v":0},{"$f":"IF(TOU_CTabulation[[#This Row],[Month Base Gen]]=0,0,TOU_CTabulation[[#This Row],[Month Base Gen]]-TOU_CTabulation[[#This Row],[Day]]*TOU_CTabulation[[#This Row],[Base Allow]])","v":0},{"$f":"VLOOKUP(TOU_CTabulation[[#This Row],[Hour]],daypart,2)","v":"All"},{"$f":"TOU_CTabulation[[#This Row],[Season]]&TOU_CTabulation[[#This Row],[Day-Part]]","v":"WinterAll"},{"$f":"VLOOKUP(TOU_CTabulation[[#This Row],[Daypart]],TOUC,2)","v":0.25901999999999997},{"$f":"VLOOKUP(TOU_CTabulation[[#This Row],[Daypart]],TOUC,3)","v":0.32596000000000003},{"$f":"TOU_CTabulation[[#This Row],[Month Base Allow]]*TOU_CTabulation[[#This Row],[Base Rate]]","v":0},{"$f":"TOU_CTabulation[[#This Row],[Month Overbase Gen]]*TOU_CTabulation[[#This Row],[Over Rate]]","v":0},{"$f":"TOU_CTabulation[[#This Row],[Base Value]]+TOU_CTabulation[[#This Row],[Over Value]]","v":0}]
[4,26,10,921,131,24,2,1000.068,50.521999999999998,3023.027,2905.777,{"$f":"TOU_CTabulation[[#This Row],[AC System Output (W)]]/1000","v":2.9057770000000001},{"$f":"IF(A2798=TOU_CTabulation[[#This Row],[Month]],M2798+TOU_CTabulation[[#This Row],[AC System Output (kW)]],TOU_CTabulation[[#This Row],[AC System Output (kW)]])","v":516.62173900000005},{"$f":"VLOOKUP(TOU_CTabulation[[#This Row],[Month]],Season,2)","v":"Winter"},{"$f":"VLOOKUP(TOU_CTabulation[[#This Row],[Season]],CRate,2)","v":10.5},{"$f":"IF(A2800>TOU_CTabulation[[#This Row],[Month]],TOU_CTabulation[[#This Row],[Day]]*TOU_CTabulation[[#This Row],[Base Allow]],0)","v":0},{"$f":"IF(A2800>TOU_CTabulation[[#This Row],[Month]],TOU_CTabulation[[#This Row],[Month Cumm]],0)","v":0},{"$f":"IF(TOU_CTabulation[[#This Row],[Month Base Gen]]=0,0,TOU_CTabulation[[#This Row],[Month Base Gen]]-TOU_CTabulation[[#This Row],[Day]]*TOU_CTabulation[[#This Row],[Base Allow]])","v":0},{"$f":"VLOOKUP(TOU_CTabulation[[#This Row],[Hour]],daypart,2)","v":"All"},{"$f":"TOU_CTabulation[[#This Row],[Season]]&TOU_CTabulation[[#This Row],[Day-Part]]","v":"WinterAll"},{"$f":"VLOOKUP(TOU_CTabulation[[#This Row],[Daypart]],TOUC,2)","v":0.25901999999999997},{"$f":"VLOOKUP(TOU_CTabulation[[#This Row],[Daypart]],TOUC,3)","v":0.32596000000000003},{"$f":"TOU_CTabulation[[#This Row],[Month Base Allow]]*TOU_CTabulation[[#This Row],[Base Rate]]","v":0},{"$f":"TOU_CTabulation[[#This Row],[Month Overbase Gen]]*TOU_CTabulation[[#This Row],[Over Rate]]","v":0},{"$f":"TOU_CTabulation[[#This Row],[Base Value]]+TOU_CTabulation[[#This Row],[Over Value]]","v":0}]
[4,26,13,921,129,27,1,998.56299999999999,58.539000000000001,2889.25,2778.0819999999999,{"$f":"TOU_CTabulation[[#This Row],[AC System Output (W)]]/1000","v":2.7780819999999999},{"$f":"IF(A2801=TOU_CTabulation[[#This Row],[Month]],M2801+TOU_CTabulation[[#This Row],[AC System Output (kW)]],TOU_CTabulation[[#This Row],[AC System Output (kW)]])","v":525.37546100000009},{"$f":"VLOOKUP(TOU_CTabulation[[#This Row],[Month]],Season,2)","v":"Winter"},{"$f":"VLOOKUP(TOU_CTabulation[[#This Row],[Season]],CRate,2)","v":10.5},{"$f":"IF(A2803>TOU_CTabulation[[#This Row],[Month]],TOU_CTabulation[[#This Row],[Day]]*TOU_CTabulation[[#This Row],[Base Allow]],0)","v":0},{"$f":"IF(A2803>TOU_CTabulation[[#This Row],[Month]],TOU_CTabulation[[#This Row],[Month Cumm]],0)","v":0},{"$f":"IF(TOU_CTabulation[[#This Row],[Month Base Gen]]=0,0,TOU_CTabulation[[#This Row],[Month Base Gen]]-TOU_CTabulation[[#This Row],[Day]]*TOU_CTabulation[[#This Row],[Base Allow]])","v":0},{"$f":"VLOOKUP(TOU_CTabulation[[#This Row],[Hour]],daypart,2)","v":"All"},{"$f":"TOU_CTabulation[[#This Row],[Season]]&TOU_CTabulation[[#This Row],[Day-Part]]","v":"WinterAll"},{"$f":"VLOOKUP(TOU_CTabulation[[#This Row],[Daypart]],TOUC,2)","v":0.25901999999999997},{"$f":"VLOOKUP(TOU_CTabulation[[#This Row],[Daypart]],TOUC,3)","v":0.32596000000000003},{"$f":"TOU_CTabulation[[#This Row],[Month Base Allow]]*TOU_CTabulation[[#This Row],[Base Rate]]","v":0},{"$f":"TOU_CTabulation[[#This Row],[Month Overbase Gen]]*TOU_CTabulation[[#This Row],[Over Rate]]","v":0},{"$f":"TOU_CTabulation[[#This Row],[Base Value]]+TOU_CTabulation[[#This Row],[Over Value]]","v":0}]
[4,27,0,0,0,11,1,0,11,0,0,{"$f":"TOU_CTabulation[[#This Row],[AC System Output (W)]]/1000","v":0},{"$f":"IF(A2812=TOU_CTabulation[[#This Row],[Month]],M2812+TOU_CTabulation[[#This Row],[AC System Output (kW)]],TOU_CTabulation[[#This Row],[AC System Output (kW)]])","v":531.3772120000001},{"$f":"VLOOKUP(TOU_CTabulation[[#This Row],[Month]],Season,2)","v":"Winter"},{"$f":"VLOOKUP(TOU_CTabulation[[#This Row],[Season]],CRate,2)","v":10.5},{"$f":"IF(A2814>TOU_CTabulation[[#This Row],[Month]],TOU_CTabulation[[#This Row],[Day]]*TOU_CTabulation[[#This Row],[Base Allow]],0)","v":0},{"$f":"IF(A2814>TOU_CTabulation[[#This Row],[Month]],TOU_CTabulation[[#This Row],[Month Cumm]],0)","v":0},{"$f":"IF(TOU_CTabulation[[#This Row],[Month Base Gen]]=0,0,TOU_CTabulation[[#This Row],[Month Base Gen]]-TOU_CTabulation[[#This Row],[Day]]*TOU_CTabulation[[#This Row],[Base Allow]])","v":0},{"$f":"VLOOKUP(TOU_CTabulation[[#This Row],[Hour]],daypart,2)","v":"All"},{"$f":"TOU_CTabulation[[#This Row],[Season]]&TOU_CTabulation[[#This Row],[Day-Part]]","v":"WinterAll"},{"$f":"VLOOKUP(TOU_CTabulation[[#This Row],[Daypart]],TOUC,2)","v":0.25901999999999997},{"$f":"VLOOKUP(TOU_CTabulation[[#This Row],[Daypart]],TOUC,3)","v":0.32596000000000003},{"$f":"TOU_CTabulation[[#This Row],[Month Base Allow]]*TOU_CTabulation[[#This Row],[Base Rate]]","v":0},{"$f":"TOU_CTabulation[[#This Row],[Month Overbase Gen]]*TOU_CTabulation[[#This Row],[Over Rate]]","v":0},{"$f":"TOU_CTabulation[[#This Row],[Base Value]]+TOU_CTabulation[[#This Row],[Over Value]]","v":0}]
[4,27,6,267,83,13,1,129.286,14.879,404.49799999999999,376.05500000000001,{"$f":"TOU_CTabulation[[#This Row],[AC System Output (W)]]/1000","v":0.37605500000000003},{"$f":"IF(A2818=TOU_CTabulation[[#This Row],[Month]],M2818+TOU_CTabulation[[#This Row],[AC System Output (kW)]],TOU_CTabulation[[#This Row],[AC System Output (kW)]])","v":531.77961300000004},{"$f":"VLOOKUP(TOU_CTabulation[[#This Row],[Month]],Season,2)","v":"Winter"},{"$f":"VLOOKUP(TOU_CTabulation[[#This Row],[Season]],CRate,2)","v":10.5},{"$f":"IF(A2820>TOU_CTabulation[[#This Row],[Month]],TOU_CTabulation[[#This Row],[Day]]*TOU_CTabulation[[#This Row],[Base Allow]],0)","v":0},{"$f":"IF(A2820>TOU_CTabulation[[#This Row],[Month]],TOU_CTabulation[[#This Row],[Month Cumm]],0)","v":0},{"$f":"IF(TOU_CTabulation[[#This Row],[Month Base Gen]]=0,0,TOU_CTabulation[[#This Row],[Month Base Gen]]-TOU_CTabulation[[#This Row],[Day]]*TOU_CTabulation[[#This Row],[Base Allow]])","v":0},{"$f":"VLOOKUP(TOU_CTabulation[[#This Row],[Hour]],daypart,2)","v":"All"},{"$f":"TOU_CTabulation[[#This Row],[Season]]&TOU_CTabulation[[#This Row],[Day-Part]]","v":"WinterAll"},{"$f":"VLOOKUP(TOU_CTabulation[[#This Row],[Daypart]],TOUC,2)","v":0.25901999999999997},{"$f":"VLOOKUP(TOU_CTabulation[[#This Row],[Daypart]],TOUC,3)","v":0.32596000000000003},{"$f":"TOU_CTabulation[[#This Row],[Month Base Allow]]*TOU_CTabulation[[#This Row],[Base Rate]]","v":0},{"$f":"TOU_CTabulation[[#This Row],[Month Overbase Gen]]*TOU_CTabulation[[#This Row],[Over Rate]]","v":0},{"$f":"TOU_CTabulation[[#This Row],[Base Value]]+TOU_CTabulation[[#This Row],[Over Value]]","v":0}]
[4,27,14,767,185,20,5,823.74199999999996,36.33,2671.1529999999998,2569.5439999999999,{"$f":"TOU_CTabulation[[#This Row],[AC System Output (W)]]/1000","v":2.5695440000000001},{"$f":"IF(A2826=TOU_CTabulation[[#This Row],[Month]],M2826+TOU_CTabulation[[#This Row],[AC System Output (kW)]],TOU_CTabulation[[#This Row],[AC System Output (kW)]])","v":552.1638670000001},{"$f":"VLOOKUP(TOU_CTabulation[[#This Row],[Month]],Season,2)","v":"Winter"},{"$f":"VLOOKUP(TOU_CTabulation[[#This Row],[Season]],CRate,2)","v":10.5},{"$f":"IF(A2828>TOU_CTabulation[[#This Row],[Month]],TOU_CTabulation[[#This Row],[Day]]*TOU_CTabulation[[#This Row],[Base Allow]],0)","v":0},{"$f":"IF(A2828>TOU_CTabulation[[#This Row],[Month]],TOU_CTabulation[[#This Row],[Month Cumm]],0)","v":0},{"$f":"IF(TOU_CTabulation[[#This Row],[Month Base Gen]]=0,0,TOU_CTabulation[[#This Row],[Month Base Gen]]-TOU_CTabulation[[#This Row],[Day]]*TOU_CTabulation[[#This Row],[Base Allow]])","v":0},{"$f":"VLOOKUP(TOU_CTabulation[[#This Row],[Hour]],daypart,2)","v":"All"},{"$f":"TOU_CTabulation[[#This Row],[Season]]&TOU_CTabulation[[#This Row],[Day-Part]]","v":"WinterAll"},{"$f":"VLOOKUP(TOU_CTabulation[[#This Row],[Daypart]],TOUC,2)","v":0.25901999999999997},{"$f":"VLOOKUP(TOU_CTabulation[[#This Row],[Daypart]],TOUC,3)","v":0.32596000000000003},{"$f":"TOU_CTabulation[[#This Row],[Month Base Allow]]*TOU_CTabulation[[#This Row],[Base Rate]]","v":0},{"$f":"TOU_CTabulation[[#This Row],[Month Overbase Gen]]*TOU_CTabulation[[#This Row],[Over Rate]]","v":0},{"$f":"TOU_CTabulation[[#This Row],[Base Value]]+TOU_CTabulation[[#This Row],[Over Value]]","v":0}]
[4,27,23,0,0,8,3,0,8,0,0,{"$f":"TOU_CTabulation[[#This Row],[AC System Output (W)]]/1000","v":0},{"$f":"IF(A2835=TOU_CTabulation[[#This Row],[Month]],M2835+TOU_CTabulation[[#This Row],[AC System Output (kW)]],TOU_CTabulation[[#This Row],[AC System Output (kW)]])","v":555.78362000000016},{"$f":"VLOOKUP(TOU_CTabulation[[#This Row],[Month]],Season,2)","v":"Winter"},{"$f":"VLOOKUP(TOU_CTabulation[[#This Row],[Season]],CRate,2)","v":10.5},{"$f":"IF(A2837>TOU_CTabulation[[#This Row],[Month]],TOU_CTabulation[[#This Row],[Day]]*TOU_CTabulation[[#This Row],[Base Allow]],0)","v":0},{"$f":"IF(A2837>TOU_CTabulation[[#This Row],[Month]],TOU_CTabulation[[#This Row],[Month Cumm]],0)","v":0},{"$f":"IF(TOU_CTabulation[[#This Row],[Month Base Gen]]=0,0,TOU_CTabulation[[#This Row],[Month Base Gen]]-TOU_CTabulation[[#This Row],[Day]]*TOU_CTabulation[[#This Row],[Base Allow]])","v":0},{"$f":"VLOOKUP(TOU_CTabulation[[#This Row],[Hour]],daypart,2)","v":"All"},{"$f":"TOU_CTabulation[[#This Row],[Season]]&TOU_CTabulation[[#This Row],[Day-Part]]","v":"WinterAll"},{"$f":"VLOOKUP(TOU_CTabulation[[#This Row],[Daypart]],TOUC,2)","v":0.25901999999999997},{"$f":"VLOOKUP(TOU_CTabulation[[#This Row],[Daypart]],TOUC,3)","v":0.32596000000000003},{"$f":"TOU_CTabulation[[#This Row],[Month Base Allow]]*TOU_CTabulation[[#This Row],[Base Rate]]","v":0},{"$f":"TOU_CTabulation[[#This Row],[Month Overbase Gen]]*TOU_CTabulation[[#This Row],[Over Rate]]","v":0},{"$f":"TOU_CTabulation[[#This Row],[Base Value]]+TOU_CTabulation[[#This Row],[Over Value]]","v":0}]
[4,28,8,298,269,12,6,461.92599999999999,19.158000000000001,1616.883,1555.2449999999999,{"$f":"TOU_CTabulation[[#This Row],[AC System Output (W)]]/1000","v":1.555245},{"$f":"IF(A2844=TOU_CTabulation[[#This Row],[Month]],M2844+TOU_CTabulation[[#This Row],[AC System Output (kW)]],TOU_CTabulation[[#This Row],[AC System Output (kW)]])","v":558.46400600000015},{"$f":"VLOOKUP(TOU_CTabulation[[#This Row],[Month]],Season,2)","v":"Winter"},{"$f":"VLOOKUP(TOU_CTabulation[[#This Row],[Season]],CRate,2)","v":10.5},{"$f":"IF(A2846>TOU_CTabulation[[#This Row],[Month]],TOU_CTabulation[[#This Row],[Day]]*TOU_CTabulation[[#This Row],[Base Allow]],0)","v":0},{"$f":"IF(A2846>TOU_CTabulation[[#This Row],[Month]],TOU_CTabulation[[#This Row],[Month Cumm]],0)","v":0},{"$f":"IF(TOU_CTabulation[[#This Row],[Month Base Gen]]=0,0,TOU_CTabulation[[#This Row],[Month Base Gen]]-TOU_CTabulation[[#This Row],[Day]]*TOU_CTabulation[[#This Row],[Base Allow]])","v":0},{"$f":"VLOOKUP(TOU_CTabulation[[#This Row],[Hour]],daypart,2)","v":"All"},{"$f":"TOU_CTabulation[[#This Row],[Season]]&TOU_CTabulation[[#This Row],[Day-Part]]","v":"WinterAll"},{"$f":"VLOOKUP(TOU_CTabulation[[#This Row],[Daypart]],TOUC,2)","v":0.25901999999999997},{"$f":"VLOOKUP(TOU_CTabulation[[#This Row],[Daypart]],TOUC,3)","v":0.32596000000000003},{"$f":"TOU_CTabulation[[#This Row],[Month Base Allow]]*TOU_CTabulation[[#This Row],[Base Rate]]","v":0},{"$f":"TOU_CTabulation[[#This Row],[Month Overbase Gen]]*TOU_CTabulation[[#This Row],[Over Rate]]","v":0},{"$f":"TOU_CTabulation[[#This Row],[Base Value]]+TOU_CTabulation[[#This Row],[Over Value]]","v":0}]
[4,28,13,920,136,17,6,1004.378,34.881999999999998,3289.6779999999999,3159.8090000000002,{"$f":"TOU_CTabulation[[#This Row],[AC System Output (W)]]/1000","v":3.1598090000000001},{"$f":"IF(A2849=TOU_CTabulation[[#This Row],[Month]],M2849+TOU_CTabulation[[#This Row],[AC System Output (kW)]],TOU_CTabulation[[#This Row],[AC System Output (kW)]])","v":573.23903800000028},{"$f":"VLOOKUP(TOU_CTabulation[[#This Row],[Month]],Season,2)","v":"Winter"},{"$f":"VLOOKUP(TOU_CTabulation[[#This Row],[Season]],CRate,2)","v":10.5},{"$f":"IF(A2851>TOU_CTabulation[[#This Row],[Month]],TOU_CTabulation[[#This Row],[Day]]*TOU_CTabulation[[#This Row],[Base Allow]],0)","v":0},{"$f":"IF(A2851>TOU_CTabulation[[#This Row],[Month]],TOU_CTabulation[[#This Row],[Month Cumm]],0)","v":0},{"$f":"IF(TOU_CTabulation[[#This Row],[Month Base Gen]]=0,0,TOU_CTabulation[[#This Row],[Month Base Gen]]-TOU_CTabulation[[#This Row],[Day]]*TOU_CTabulation[[#This Row],[Base Allow]])","v":0},{"$f":"VLOOKUP(TOU_CTabulation[[#This Row],[Hour]],daypart,2)","v":"All"},{"$f":"TOU_CTabulation[[#This Row],[Season]]&TOU_CTabulation[[#This Row],[Day-Part]]","v":"WinterAll"},{"$f":"VLOOKUP(TOU_CTabulation[[#This Row],[Daypart]],TOUC,2)","v":0.25901999999999997},{"$f":"VLOOKUP(TOU_CTabulation[[#This Row],[Daypart]],TOUC,3)","v":0.32596000000000003},{"$f":"TOU_CTabulation[[#This Row],[Month Base Allow]]*TOU_CTabulation[[#This Row],[Base Rate]]","v":0},{"$f":"TOU_CTabulation[[#This Row],[Month Overbase Gen]]*TOU_CTabulation[[#This Row],[Over Rate]]","v":0},{"$f":"TOU_CTabulation[[#This Row],[Base Value]]+TOU_CTabulation[[#This Row],[Over Value]]","v":0}]
[4,29,1,0,0,5,2,0,5,0,0,{"$f":"TOU_CTabulation[[#This Row],[AC System Output (W)]]/1000","v":0},{"$f":"IF(A2861=TOU_CTabulation[[#This Row],[Month]],M2861+TOU_CTabulation[[#This Row],[AC System Output (kW)]],TOU_CTabulation[[#This Row],[AC System Output (kW)]])","v":579.86629700000037},{"$f":"VLOOKUP(TOU_CTabulation[[#This Row],[Month]],Season,2)","v":"Winter"},{"$f":"VLOOKUP(TOU_CTabulation[[#This Row],[Season]],CRate,2)","v":10.5},{"$f":"IF(A2863>TOU_CTabulation[[#This Row],[Month]],TOU_CTabulation[[#This Row],[Day]]*TOU_CTabulation[[#This Row],[Base Allow]],0)","v":0},{"$f":"IF(A2863>TOU_CTabulation[[#This Row],[Month]],TOU_CTabulation[[#This Row],[Month Cumm]],0)","v":0},{"$f":"IF(TOU_CTabulation[[#This Row],[Month Base Gen]]=0,0,TOU_CTabulation[[#This Row],[Month Base Gen]]-TOU_CTabulation[[#This Row],[Day]]*TOU_CTabulation[[#This Row],[Base Allow]])","v":0},{"$f":"VLOOKUP(TOU_CTabulation[[#This Row],[Hour]],daypart,2)","v":"All"},{"$f":"TOU_CTabulation[[#This Row],[Season]]&TOU_CTabulation[[#This Row],[Day-Part]]","v":"WinterAll"},{"$f":"VLOOKUP(TOU_CTabulation[[#This Row],[Daypart]],TOUC,2)","v":0.25901999999999997},{"$f":"VLOOKUP(TOU_CTabulation[[#This Row],[Daypart]],TOUC,3)","v":0.32596000000000003},{"$f":"TOU_CTabulation[[#This Row],[Month Base Allow]]*TOU_CTabulation[[#This Row],[Base Rate]]","v":0},{"$f":"TOU_CTabulation[[#This Row],[Month Overbase Gen]]*TOU_CTabulation[[#This Row],[Over Rate]]","v":0},{"$f":"TOU_CTabulation[[#This Row],[Base Value]]+TOU_CTabulation[[#This Row],[Over Value]]","v":0}]
[4,29,3,0,0,4,2,0,4,0,0,{"$f":"TOU_CTabulation[[#This Row],[AC System Output (W)]]/1000","v":0},{"$f":"IF(A2863=TOU_CTabulation[[#This Row],[Month]],M2863+TOU_CTabulation[[#This Row],[AC System Output (kW)]],TOU_CTabulation[[#This Row],[AC System Output (kW)]])","v":579.86629700000037},{"$f":"VLOOKUP(TOU_CTabulation[[#This Row],[Month]],Season,2)","v":"Winter"},{"$f":"VLOOKUP(TOU_CTabulation[[#This Row],[Season]],CRate,2)","v":10.5},{"$f":"IF(A2865>TOU_CTabulation[[#This Row],[Month]],TOU_CTabulation[[#This Row],[Day]]*TOU_CTabulation[[#This Row],[Base Allow]],0)","v":0},{"$f":"IF(A2865>TOU_CTabulation[[#This Row],[Month]],TOU_CTabulation[[#This Row],[Month Cumm]],0)","v":0},{"$f":"IF(TOU_CTabulation[[#This Row],[Month Base Gen]]=0,0,TOU_CTabulation[[#This Row],[Month Base Gen]]-TOU_CTabulation[[#This Row],[Day]]*TOU_CTabulation[[#This Row],[Base Allow]])","v":0},{"$f":"VLOOKUP(TOU_CTabulation[[#This Row],[Hour]],daypart,2)","v":"All"},{"$f":"TOU_CTabulation[[#This Row],[Season]]&TOU_CTabulation[[#This Row],[Day-Part]]","v":"WinterAll"},{"$f":"VLOOKUP(TOU_CTabulation[[#This Row],[Daypart]],TOUC,2)","v":0.25901999999999997},{"$f":"VLOOKUP(TOU_CTabulation[[#This Row],[Daypart]],TOUC,3)","v":0.32596000000000003},{"$f":"TOU_CTabulation[[#This Row],[Month Base Allow]]*TOU_CTabulation[[#This Row],[Base Rate]]","v":0},{"$f":"TOU_CTabulation[[#This Row],[Month Overbase Gen]]*TOU_CTabulation[[#This Row],[Over Rate]]","v":0},{"$f":"TOU_CTabulation[[#This Row],[Base Value]]+TOU_CTabulation[[#This Row],[Over Value]]","v":0}]
[4,29,10,933,124,19,2,1004.908,45.911000000000001,3112.4929999999999,2991.0830000000001,{"$f":"TOU_CTabulation[[#This Row],[AC System Output (W)]]/1000","v":2.9910830000000002},{"$f":"IF(A2870=TOU_CTabulation[[#This Row],[Month]],M2870+TOU_CTabulation[[#This Row],[AC System Output (kW)]],TOU_CTabulation[[#This Row],[AC System Output (kW)]])","v":589.43298000000038},{"$f":"VLOOKUP(TOU_CTabulation[[#This Row],[Month]],Season,2)","v":"Winter"},{"$f":"VLOOKUP(TOU_CTabulation[[#This Row],[Season]],CRate,2)","v":10.5},{"$f":"IF(A2872>TOU_CTabulation[[#This Row],[Month]],TOU_CTabulation[[#This Row],[Day]]*TOU_CTabulation[[#This Row],[Base Allow]],0)","v":0},{"$f":"IF(A2872>TOU_CTabulation[[#This Row],[Month]],TOU_CTabulation[[#This Row],[Month Cumm]],0)","v":0},{"$f":"IF(TOU_CTabulation[[#This Row],[Month Base Gen]]=0,0,TOU_CTabulation[[#This Row],[Month Base Gen]]-TOU_CTabulation[[#This Row],[Day]]*TOU_CTabulation[[#This Row],[Base Allow]])","v":0},{"$f":"VLOOKUP(TOU_CTabulation[[#This Row],[Hour]],daypart,2)","v":"All"},{"$f":"TOU_CTabulation[[#This Row],[Season]]&TOU_CTabulation[[#This Row],[Day-Part]]","v":"WinterAll"},{"$f":"VLOOKUP(TOU_CTabulation[[#This Row],[Daypart]],TOUC,2)","v":0.25901999999999997},{"$f":"VLOOKUP(TOU_CTabulation[[#This Row],[Daypart]],TOUC,3)","v":0.32596000000000003},{"$f":"TOU_CTabulation[[#This Row],[Month Base Allow]]*TOU_CTabulation[[#This Row],[Base Rate]]","v":0},{"$f":"TOU_CTabulation[[#This Row],[Month Overbase Gen]]*TOU_CTabulation[[#This Row],[Over Rate]]","v":0},{"$f":"TOU_CTabulation[[#This Row],[Base Value]]+TOU_CTabulation[[#This Row],[Over Value]]","v":0}]
[4,29,17,554,65,17,1,169.102,22.321000000000002,466.30200000000002,436.49799999999999,{"$f":"TOU_CTabulation[[#This Row],[AC System Output (W)]]/1000","v":0.436498},{"$f":"IF(A2877=TOU_CTabulation[[#This Row],[Month]],M2877+TOU_CTabulation[[#This Row],[AC System Output (kW)]],TOU_CTabulation[[#This Row],[AC System Output (kW)]])","v":604.8980700000003},{"$f":"VLOOKUP(TOU_CTabulation[[#This Row],[Month]],Season,2)","v":"Winter"},{"$f":"VLOOKUP(TOU_CTabulation[[#This Row],[Season]],CRate,2)","v":10.5},{"$f":"IF(A2879>TOU_CTabulation[[#This Row],[Month]],TOU_CTabulation[[#This Row],[Day]]*TOU_CTabulation[[#This Row],[Base Allow]],0)","v":0},{"$f":"IF(A2879>TOU_CTabulation[[#This Row],[Month]],TOU_CTabulation[[#This Row],[Month Cumm]],0)","v":0},{"$f":"IF(TOU_CTabulation[[#This Row],[Month Base Gen]]=0,0,TOU_CTabulation[[#This Row],[Month Base Gen]]-TOU_CTabulation[[#This Row],[Day]]*TOU_CTabulation[[#This Row],[Base Allow]])","v":0},{"$f":"VLOOKUP(TOU_CTabulation[[#This Row],[Hour]],daypart,2)","v":"All"},{"$f":"TOU_CTabulation[[#This Row],[Season]]&TOU_CTabulation[[#This Row],[Day-Part]]","v":"WinterAll"},{"$f":"VLOOKUP(TOU_CTabulation[[#This Row],[Daypart]],TOUC,2)","v":0.25901999999999997},{"$f":"VLOOKUP(TOU_CTabulation[[#This Row],[Daypart]],TOUC,3)","v":0.32596000000000003},{"$f":"TOU_CTabulation[[#This Row],[Month Base Allow]]*TOU_CTabulation[[#This Row],[Base Rate]]","v":0},{"$f":"TOU_CTabulation[[#This Row],[Month Overbase Gen]]*TOU_CTabulation[[#This Row],[Over Rate]]","v":0},{"$f":"TOU_CTabulation[[#This Row],[Base Value]]+TOU_CTabulation[[#This Row],[Over Value]]","v":0}]
[4,30,3,0,0,7,1,0,7,0,0,{"$f":"TOU_CTabulation[[#This Row],[AC System Output (W)]]/1000","v":0},{"$f":"IF(A2887=TOU_CTabulation[[#This Row],[Month]],M2887+TOU_CTabulation[[#This Row],[AC System Output (kW)]],TOU_CTabulation[[#This Row],[AC System Output (kW)]])","v":604.92687200000034},{"$f":"VLOOKUP(TOU_CTabulation[[#This Row],[Month]],Season,2)","v":"Winter"},{"$f":"VLOOKUP(TOU_CTabulation[[#This Row],[Season]],CRate,2)","v":10.5},{"$f":"IF(A2889>TOU_CTabulation[[#This Row],[Month]],TOU_CTabulation[[#This Row],[Day]]*TOU_CTabulation[[#This Row],[Base Allow]],0)","v":0},{"$f":"IF(A2889>TOU_CTabulation[[#This Row],[Month]],TOU_CTabulation[[#This Row],[Month Cumm]],0)","v":0},{"$f":"IF(TOU_CTabulation[[#This Row],[Month Base Gen]]=0,0,TOU_CTabulation[[#This Row],[Month Base Gen]]-TOU_CTabulation[[#This Row],[Day]]*TOU_CTabulation[[#This Row],[Base Allow]])","v":0},{"$f":"VLOOKUP(TOU_CTabulation[[#This Row],[Hour]],daypart,2)","v":"All"},{"$f":"TOU_CTabulation[[#This Row],[Season]]&TOU_CTabulation[[#This Row],[Day-Part]]","v":"WinterAll"},{"$f":"VLOOKUP(TOU_CTabulation[[#This Row],[Daypart]],TOUC,2)","v":0.25901999999999997},{"$f":"VLOOKUP(TOU_CTabulation[[#This Row],[Daypart]],TOUC,3)","v":0.32596000000000003},{"$f":"TOU_CTabulation[[#This Row],[Month Base Allow]]*TOU_CTabulation[[#This Row],[Base Rate]]","v":0},{"$f":"TOU_CTabulation[[#This Row],[Month Overbase Gen]]*TOU_CTabulation[[#This Row],[Over Rate]]","v":0},{"$f":"TOU_CTabulation[[#This Row],[Base Value]]+TOU_CTabulation[[#This Row],[Over Value]]","v":0}]
[4,30,10,913,128,24,0,990.45100000000002,60.944000000000003,2827.373,2718.962,{"$f":"TOU_CTabulation[[#This Row],[AC System Output (W)]]/1000","v":2.7189619999999999},{"$f":"IF(A2894=TOU_CTabulation[[#This Row],[Month]],M2894+TOU_CTabulation[[#This Row],[AC System Output (kW)]],TOU_CTabulation[[#This Row],[AC System Output (kW)]])","v":613.88147300000037},{"$f":"VLOOKUP(TOU_CTabulation[[#This Row],[Month]],Season,2)","v":"Winter"},{"$f":"VLOOKUP(TOU_CTabulation[[#This Row],[Season]],CRate,2)","v":10.5},{"$f":"IF(A2896>TOU_CTabulation[[#This Row],[Month]],TOU_CTabulation[[#This Row],[Day]]*TOU_CTabulation[[#This Row],[Base Allow]],0)","v":0},{"$f":"IF(A2896>TOU_CTabulation[[#This Row],[Month]],TOU_CTabulation[[#This Row],[Month Cumm]],0)","v":0},{"$f":"IF(TOU_CTabulation[[#This Row],[Month Base Gen]]=0,0,TOU_CTabulation[[#This Row],[Month Base Gen]]-TOU_CTabulation[[#This Row],[Day]]*TOU_CTabulation[[#This Row],[Base Allow]])","v":0},{"$f":"VLOOKUP(TOU_CTabulation[[#This Row],[Hour]],daypart,2)","v":"All"},{"$f":"TOU_CTabulation[[#This Row],[Season]]&TOU_CTabulation[[#This Row],[Day-Part]]","v":"WinterAll"},{"$f":"VLOOKUP(TOU_CTabulation[[#This Row],[Daypart]],TOUC,2)","v":0.25901999999999997},{"$f":"VLOOKUP(TOU_CTabulation[[#This Row],[Daypart]],TOUC,3)","v":0.32596000000000003},{"$f":"TOU_CTabulation[[#This Row],[Month Base Allow]]*TOU_CTabulation[[#This Row],[Base Rate]]","v":0},{"$f":"TOU_CTabulation[[#This Row],[Month Overbase Gen]]*TOU_CTabulation[[#This Row],[Over Rate]]","v":0},{"$f":"TOU_CTabulation[[#This Row],[Base Value]]+TOU_CTabulation[[#This Row],[Over Value]]","v":0}]
[4,30,20,0,0,12,1,0,12,0,0,{"$f":"TOU_CTabulation[[#This Row],[AC System Output (W)]]/1000","v":0},{"$f":"IF(A2904=TOU_CTabulation[[#This Row],[Month]],M2904+TOU_CTabulation[[#This Row],[AC System Output (kW)]],TOU_CTabulation[[#This Row],[AC System Output (kW)]])","v":628.29074600000035},{"$f":"VLOOKUP(TOU_CTabulation[[#This Row],[Month]],Season,2)","v":"Winter"},{"$f":"VLOOKUP(TOU_CTabulation[[#This Row],[Season]],CRate,2)","v":10.5},{"$f":"IF(A2906>TOU_CTabulation[[#This Row],[Month]],TOU_CTabulation[[#This Row],[Day]]*TOU_CTabulation[[#This Row],[Base Allow]],0)","v":0},{"$f":"IF(A2906>TOU_CTabulation[[#This Row],[Month]],TOU_CTabulation[[#This Row],[Month Cumm]],0)","v":0},{"$f":"IF(TOU_CTabulation[[#This Row],[Month Base Gen]]=0,0,TOU_CTabulation[[#This Row],[Month Base Gen]]-TOU_CTabulation[[#This Row],[Day]]*TOU_CTabulation[[#This Row],[Base Allow]])","v":0},{"$f":"VLOOKUP(TOU_CTabulation[[#This Row],[Hour]],daypart,2)","v":"All"},{"$f":"TOU_CTabulation[[#This Row],[Season]]&TOU_CTabulation[[#This Row],[Day-Part]]","v":"WinterAll"},{"$f":"VLOOKUP(TOU_CTabulation[[#This Row],[Daypart]],TOUC,2)","v":0.25901999999999997},{"$f":"VLOOKUP(TOU_CTabulation[[#This Row],[Daypart]],TOUC,3)","v":0.32596000000000003},{"$f":"TOU_CTabulation[[#This Row],[Month Base Allow]]*TOU_CTabulation[[#This Row],[Base Rate]]","v":0},{"$f":"TOU_CTabulation[[#This Row],[Month Overbase Gen]]*TOU_CTabulation[[#This Row],[Over Rate]]","v":0},{"$f":"TOU_CTabulation[[#This Row],[Base Value]]+TOU_CTabulation[[#This Row],[Over Value]]","v":0}]
[5,1,0,0,0,11,1,0,11,0,0,{"$f":"TOU_CTabulation[[#This Row],[AC System Output (W)]]/1000","v":0},{"$f":"IF(A2908=TOU_CTabulation[[#This Row],[Month]],M2908+TOU_CTabulation[[#This Row],[AC System Output (kW)]],TOU_CTabulation[[#This Row],[AC System Output (kW)]])","v":0},{"$f":"VLOOKUP(TOU_CTabulation[[#This Row],[Month]],Season,2)","v":"Winter"},{"$f":"VLOOKUP(TOU_CTabulation[[#This Row],[Season]],CRate,2)","v":10.5},{"$f":"IF(A2910>TOU_CTabulation[[#This Row],[Month]],TOU_CTabulation[[#This Row],[Day]]*TOU_CTabulation[[#This Row],[Base Allow]],0)","v":0},{"$f":"IF(A2910>TOU_CTabulation[[#This Row],[Month]],TOU_CTabulation[[#This Row],[Month Cumm]],0)","v":0},{"$f":"IF(TOU_CTabulation[[#This Row],[Month Base Gen]]=0,0,TOU_CTabulation[[#This Row],[Month Base Gen]]-TOU_CTabulation[[#This Row],[Day]]*TOU_CTabulation[[#This Row],[Base Allow]])","v":0},{"$f":"VLOOKUP(TOU_CTabulation[[#This Row],[Hour]],daypart,2)","v":"All"},{"$f":"TOU_CTabulation[[#This Row],[Season]]&TOU_CTabulation[[#This Row],[Day-Part]]","v":"WinterAll"},{"$f":"VLOOKUP(TOU_CTabulation[[#This Row],[Daypart]],TOUC,2)","v":0.25901999999999997},{"$f":"VLOOKUP(TOU_CTabulation[[#This Row],[Daypart]],TOUC,3)","v":0.32596000000000003},{"$f":"TOU_CTabulation[[#This Row],[Month Base Allow]]*TOU_CTabulation[[#This Row],[Base Rate]]","v":0},{"$f":"TOU_CTabulation[[#This Row],[Month Overbase Gen]]*TOU_CTabulation[[#This Row],[Over Rate]]","v":0},{"$f":"TOU_CTabulation[[#This Row],[Base Value]]+TOU_CTabulation[[#This Row],[Over Value]]","v":0}]
[5,1,13,24,333,17,3,345.17500000000001,24.347000000000001,1189.8910000000001,1141.5029999999999,{"$f":"TOU_CTabulation[[#This Row],[AC System Output (W)]]/1000","v":1.1415029999999999},{"$f":"IF(A2921=TOU_CTabulation[[#This Row],[Month]],M2921+TOU_CTabulation[[#This Row],[AC System Output (kW)]],TOU_CTabulation[[#This Row],[AC System Output (kW)]])","v":9.7586469999999998},{"$f":"VLOOKUP(TOU_CTabulation[[#This Row],[Month]],Season,2)","v":"Winter"},{"$f":"VLOOKUP(TOU_CTabulation[[#This Row],[Season]],CRate,2)","v":10.5},{"$f":"IF(A2923>TOU_CTabulation[[#This Row],[Month]],TOU_CTabulation[[#This Row],[Day]]*TOU_CTabulation[[#This Row],[Base Allow]],0)","v":0},{"$f":"IF(A2923>TOU_CTabulation[[#This Row],[Month]],TOU_CTabulation[[#This Row],[Month Cumm]],0)","v":0},{"$f":"IF(TOU_CTabulation[[#This Row],[Month Base Gen]]=0,0,TOU_CTabulation[[#This Row],[Month Base Gen]]-TOU_CTabulation[[#This Row],[Day]]*TOU_CTabulation[[#This Row],[Base Allow]])","v":0},{"$f":"VLOOKUP(TOU_CTabulation[[#This Row],[Hour]],daypart,2)","v":"All"},{"$f":"TOU_CTabulation[[#This Row],[Season]]&TOU_CTabulation[[#This Row],[Day-Part]]","v":"WinterAll"},{"$f":"VLOOKUP(TOU_CTabulation[[#This Row],[Daypart]],TOUC,2)","v":0.25901999999999997},{"$f":"VLOOKUP(TOU_CTabulation[[#This Row],[Daypart]],TOUC,3)","v":0.32596000000000003},{"$f":"TOU_CTabulation[[#This Row],[Month Base Allow]]*TOU_CTabulation[[#This Row],[Base Rate]]","v":0},{"$f":"TOU_CTabulation[[#This Row],[Month Overbase Gen]]*TOU_CTabulation[[#This Row],[Over Rate]]","v":0},{"$f":"TOU_CTabulation[[#This Row],[Base Value]]+TOU_CTabulation[[#This Row],[Over Value]]","v":0}]
[5,1,14,0,87,15,2,82.856999999999999,16.536999999999999,296.089,269.94900000000001,{"$f":"TOU_CTabulation[[#This Row],[AC System Output (W)]]/1000","v":0.26994899999999999},{"$f":"IF(A2922=TOU_CTabulation[[#This Row],[Month]],M2922+TOU_CTabulation[[#This Row],[AC System Output (kW)]],TOU_CTabulation[[#This Row],[AC System Output (kW)]])","v":10.028596},{"$f":"VLOOKUP(TOU_CTabulation[[#This Row],[Month]],Season,2)","v":"Winter"},{"$f":"VLOOKUP(TOU_CTabulation[[#This Row],[Season]],CRate,2)","v":10.5},{"$f":"IF(A2924>TOU_CTabulation[[#This Row],[Month]],TOU_CTabulation[[#This Row],[Day]]*TOU_CTabulation[[#This Row],[Base Allow]],0)","v":0},{"$f":"IF(A2924>TOU_CTabulation[[#This Row],[Month]],TOU_CTabulation[[#This Row],[Month Cumm]],0)","v":0},{"$f":"IF(TOU_CTabulation[[#This Row],[Month Base Gen]]=0,0,TOU_CTabulation[[#This Row],[Month Base Gen]]-TOU_CTabulation[[#This Row],[Day]]*TOU_CTabulation[[#This Row],[Base Allow]])","v":0},{"$f":"VLOOKUP(TOU_CTabulation[[#This Row],[Hour]],daypart,2)","v":"All"},{"$f":"TOU_CTabulation[[#This Row],[Season]]&TOU_CTabulation[[#This Row],[Day-Part]]","v":"WinterAll"},{"$f":"VLOOKUP(TOU_CTabulation[[#This Row],[Daypart]],TOUC,2)","v":0.25901999999999997},{"$f":"VLOOKUP(TOU_CTabulation[[#This Row],[Daypart]],TOUC,3)","v":0.32596000000000003},{"$f":"TOU_CTabulation[[#This Row],[Month Base Allow]]*TOU_CTabulation[[#This Row],[Base Rate]]","v":0},{"$f":"TOU_CTabulation[[#This Row],[Month Overbase Gen]]*TOU_CTabulation[[#This Row],[Over Rate]]","v":0},{"$f":"TOU_CTabulation[[#This Row],[Base Value]]+TOU_CTabulation[[#This Row],[Over Value]]","v":0}]
[5,1,22,0,0,11,2,0,11,0,0,{"$f":"TOU_CTabulation[[#This Row],[AC System Output (W)]]/1000","v":0},{"$f":"IF(A2930=TOU_CTabulation[[#This Row],[Month]],M2930+TOU_CTabulation[[#This Row],[AC System Output (kW)]],TOU_CTabulation[[#This Row],[AC System Output (kW)]])","v":11.224152},{"$f":"VLOOKUP(TOU_CTabulation[[#This Row],[Month]],Season,2)","v":"Winter"},{"$f":"VLOOKUP(TOU_CTabulation[[#This Row],[Season]],CRate,2)","v":10.5},{"$f":"IF(A2932>TOU_CTabulation[[#This Row],[Month]],TOU_CTabulation[[#This Row],[Day]]*TOU_CTabulation[[#This Row],[Base Allow]],0)","v":0},{"$f":"IF(A2932>TOU_CTabulation[[#This Row],[Month]],TOU_CTabulation[[#This Row],[Month Cumm]],0)","v":0},{"$f":"IF(TOU_CTabulation[[#This Row],[Month Base Gen]]=0,0,TOU_CTabulation[[#This Row],[Month Base Gen]]-TOU_CTabulation[[#This Row],[Day]]*TOU_CTabulation[[#This Row],[Base Allow]])","v":0},{"$f":"VLOOKUP(TOU_CTabulation[[#This Row],[Hour]],daypart,2)","v":"All"},{"$f":"TOU_CTabulation[[#This Row],[Season]]&TOU_CTabulation[[#This Row],[Day-Part]]","v":"WinterAll"},{"$f":"VLOOKUP(TOU_CTabulation[[#This Row],[Daypart]],TOUC,2)","v":0.25901999999999997},{"$f":"VLOOKUP(TOU_CTabulation[[#This Row],[Daypart]],TOUC,3)","v":0.32596000000000003},{"$f":"TOU_CTabulation[[#This Row],[Month Base Allow]]*TOU_CTabulation[[#This Row],[Base Rate]]","v":0},{"$f":"TOU_CTabulation[[#This Row],[Month Overbase Gen]]*TOU_CTabulation[[#This Row],[Over Rate]]","v":0},{"$f":"TOU_CTabulation[[#This Row],[Base Value]]+TOU_CTabulation[[#This Row],[Over Value]]","v":0}]
[5,2,7,148,193,14,1,251.328,20.145,864.81799999999998,825.38099999999997,{"$f":"TOU_CTabulation[[#This Row],[AC System Output (W)]]/1000","v":0.82538099999999992},{"$f":"IF(A2939=TOU_CTabulation[[#This Row],[Month]],M2939+TOU_CTabulation[[#This Row],[AC System Output (kW)]],TOU_CTabulation[[#This Row],[AC System Output (kW)]])","v":12.285129999999999},{"$f":"VLOOKUP(TOU_CTabulation[[#This Row],[Month]],Season,2)","v":"Winter"},{"$f":"VLOOKUP(TOU_CTabulation[[#This Row],[Season]],CRate,2)","v":10.5},{"$f":"IF(A2941>TOU_CTabulation[[#This Row],[Month]],TOU_CTabulation[[#This Row],[Day]]*TOU_CTabulation[[#This Row],[Base Allow]],0)","v":0},{"$f":"IF(A2941>TOU_CTabulation[[#This Row],[Month]],TOU_CTabulation[[#This Row],[Month Cumm]],0)","v":0},{"$f":"IF(TOU_CTabulation[[#This Row],[Month Base Gen]]=0,0,TOU_CTabulation[[#This Row],[Month Base Gen]]-TOU_CTabulation[[#This Row],[Day]]*TOU_CTabulation[[#This Row],[Base Allow]])","v":0},{"$f":"VLOOKUP(TOU_CTabulation[[#This Row],[Hour]],daypart,2)","v":"All"},{"$f":"TOU_CTabulation[[#This Row],[Season]]&TOU_CTabulation[[#This Row],[Day-Part]]","v":"WinterAll"},{"$f":"VLOOKUP(TOU_CTabulation[[#This Row],[Daypart]],TOUC,2)","v":0.25901999999999997},{"$f":"VLOOKUP(TOU_CTabulation[[#This Row],[Daypart]],TOUC,3)","v":0.32596000000000003},{"$f":"TOU_CTabulation[[#This Row],[Month Base Allow]]*TOU_CTabulation[[#This Row],[Base Rate]]","v":0},{"$f":"TOU_CTabulation[[#This Row],[Month Overbase Gen]]*TOU_CTabulation[[#This Row],[Over Rate]]","v":0},{"$f":"TOU_CTabulation[[#This Row],[Base Value]]+TOU_CTabulation[[#This Row],[Over Value]]","v":0}]
[5,2,13,401,379,21,3,766.71699999999998,39.545999999999999,2454.1120000000001,2361.576,{"$f":"TOU_CTabulation[[#This Row],[AC System Output (W)]]/1000","v":2.3615759999999999},{"$f":"IF(A2945=TOU_CTabulation[[#This Row],[Month]],M2945+TOU_CTabulation[[#This Row],[AC System Output (kW)]],TOU_CTabulation[[#This Row],[AC System Output (kW)]])","v":25.932364999999997},{"$f":"VLOOKUP(TOU_CTabulation[[#This Row],[Month]],Season,2)","v":"Winter"},{"$f":"VLOOKUP(TOU_CTabulation[[#This Row],[Season]],CRate,2)","v":10.5},{"$f":"IF(A2947>TOU_CTabulation[[#This Row],[Month]],TOU_CTabulation[[#This Row],[Day]]*TOU_CTabulation[[#This Row],[Base Allow]],0)","v":0},{"$f":"IF(A2947>TOU_CTabulation[[#This Row],[Month]],TOU_CTabulation[[#This Row],[Month Cumm]],0)","v":0},{"$f":"IF(TOU_CTabulation[[#This Row],[Month Base Gen]]=0,0,TOU_CTabulation[[#This Row],[Month Base Gen]]-TOU_CTabulation[[#This Row],[Day]]*TOU_CTabulation[[#This Row],[Base Allow]])","v":0},{"$f":"VLOOKUP(TOU_CTabulation[[#This Row],[Hour]],daypart,2)","v":"All"},{"$f":"TOU_CTabulation[[#This Row],[Season]]&TOU_CTabulation[[#This Row],[Day-Part]]","v":"WinterAll"},{"$f":"VLOOKUP(TOU_CTabulation[[#This Row],[Daypart]],TOUC,2)","v":0.25901999999999997},{"$f":"VLOOKUP(TOU_CTabulation[[#This Row],[Daypart]],TOUC,3)","v":0.32596000000000003},{"$f":"TOU_CTabulation[[#This Row],[Month Base Allow]]*TOU_CTabulation[[#This Row],[Base Rate]]","v":0},{"$f":"TOU_CTabulation[[#This Row],[Month Overbase Gen]]*TOU_CTabulation[[#This Row],[Over Rate]]","v":0},{"$f":"TOU_CTabulation[[#This Row],[Base Value]]+TOU_CTabulation[[#This Row],[Over Value]]","v":0}]
[5,3,0,0,0,10,1,0,10,0,0,{"$f":"TOU_CTabulation[[#This Row],[AC System Output (W)]]/1000","v":0},{"$f":"IF(A2956=TOU_CTabulation[[#This Row],[Month]],M2956+TOU_CTabulation[[#This Row],[AC System Output (kW)]],TOU_CTabulation[[#This Row],[AC System Output (kW)]])","v":30.804238999999995},{"$f":"VLOOKUP(TOU_CTabulation[[#This Row],[Month]],Season,2)","v":"Winter"},{"$f":"VLOOKUP(TOU_CTabulation[[#This Row],[Season]],CRate,2)","v":10.5},{"$f":"IF(A2958>TOU_CTabulation[[#This Row],[Month]],TOU_CTabulation[[#This Row],[Day]]*TOU_CTabulation[[#This Row],[Base Allow]],0)","v":0},{"$f":"IF(A2958>TOU_CTabulation[[#This Row],[Month]],TOU_CTabulation[[#This Row],[Month Cumm]],0)","v":0},{"$f":"IF(TOU_CTabulation[[#This Row],[Month Base Gen]]=0,0,TOU_CTabulation[[#This Row],[Month Base Gen]]-TOU_CTabulation[[#This Row],[Day]]*TOU_CTabulation[[#This Row],[Base Allow]])","v":0},{"$f":"VLOOKUP(TOU_CTabulation[[#This Row],[Hour]],daypart,2)","v":"All"},{"$f":"TOU_CTabulation[[#This Row],[Season]]&TOU_CTabulation[[#This Row],[Day-Part]]","v":"WinterAll"},{"$f":"VLOOKUP(TOU_CTabulation[[#This Row],[Daypart]],TOUC,2)","v":0.25901999999999997},{"$f":"VLOOKUP(TOU_CTabulation[[#This Row],[Daypart]],TOUC,3)","v":0.32596000000000003},{"$f":"TOU_CTabulation[[#This Row],[Month Base Allow]]*TOU_CTabulation[[#This Row],[Base Rate]]","v":0},{"$f":"TOU_CTabulation[[#This Row],[Month Overbase Gen]]*TOU_CTabulation[[#This Row],[Over Rate]]","v":0},{"$f":"TOU_CTabulation[[#This Row],[Base Value]]+TOU_CTabulation[[#This Row],[Over Value]]","v":0}]
[5,3,10,860,138,20,3,951.20799999999997,42.204999999999998,3003.17,2886.8330000000001,{"$f":"TOU_CTabulation[[#This Row],[AC System Output (W)]]/1000","v":2.8868330000000002},{"$f":"IF(A2966=TOU_CTabulation[[#This Row],[Month]],M2966+TOU_CTabulation[[#This Row],[AC System Output (kW)]],TOU_CTabulation[[#This Row],[AC System Output (kW)]])","v":39.319728999999995},{"$f":"VLOOKUP(TOU_CTabulation[[#This Row],[Month]],Season,2)","v":"Winter"},{"$f":"VLOOKUP(TOU_CTabulation[[#This Row],[Season]],CRate,2)","v":10.5},{"$f":"IF(A2968>TOU_CTabulation[[#This Row],[Month]],TOU_CTabulation[[#This Row],[Day]]*TOU_CTabulation[[#This Row],[Base Allow]],0)","v":0},{"$f":"IF(A2968>TOU_CTabulation[[#This Row],[Month]],TOU_CTabulation[[#This Row],[Month Cumm]],0)","v":0},{"$f":"IF(TOU_CTabulation[[#This Row],[Month Base Gen]]=0,0,TOU_CTabulation[[#This Row],[Month Base Gen]]-TOU_CTabulation[[#This Row],[Day]]*TOU_CTabulation[[#This Row],[Base Allow]])","v":0},{"$f":"VLOOKUP(TOU_CTabulation[[#This Row],[Hour]],daypart,2)","v":"All"},{"$f":"TOU_CTabulation[[#This Row],[Season]]&TOU_CTabulation[[#This Row],[Day-Part]]","v":"WinterAll"},{"$f":"VLOOKUP(TOU_CTabulation[[#This Row],[Daypart]],TOUC,2)","v":0.25901999999999997},{"$f":"VLOOKUP(TOU_CTabulation[[#This Row],[Daypart]],TOUC,3)","v":0.32596000000000003},{"$f":"TOU_CTabulation[[#This Row],[Month Base Allow]]*TOU_CTabulation[[#This Row],[Base Rate]]","v":0},{"$f":"TOU_CTabulation[[#This Row],[Month Overbase Gen]]*TOU_CTabulation[[#This Row],[Over Rate]]","v":0},{"$f":"TOU_CTabulation[[#This Row],[Base Value]]+TOU_CTabulation[[#This Row],[Over Value]]","v":0}]
[5,3,17,505,69,17,3,164.54900000000001,20.04,466.28500000000003,436.48099999999999,{"$f":"TOU_CTabulation[[#This Row],[AC System Output (W)]]/1000","v":0.43648100000000001},{"$f":"IF(A2973=TOU_CTabulation[[#This Row],[Month]],M2973+TOU_CTabulation[[#This Row],[AC System Output (kW)]],TOU_CTabulation[[#This Row],[AC System Output (kW)]])","v":52.205123},{"$f":"VLOOKUP(TOU_CTabulation[[#This Row],[Month]],Season,2)","v":"Winter"},{"$f":"VLOOKUP(TOU_CTabulation[[#This Row],[Season]],CRate,2)","v":10.5},{"$f":"IF(A2975>TOU_CTabulation[[#This Row],[Month]],TOU_CTabulation[[#This Row],[Day]]*TOU_CTabulation[[#This Row],[Base Allow]],0)","v":0},{"$f":"IF(A2975>TOU_CTabulation[[#This Row],[Month]],TOU_CTabulation[[#This Row],[Month Cumm]],0)","v":0},{"$f":"IF(TOU_CTabulation[[#This Row],[Month Base Gen]]=0,0,TOU_CTabulation[[#This Row],[Month Base Gen]]-TOU_CTabulation[[#This Row],[Day]]*TOU_CTabulation[[#This Row],[Base Allow]])","v":0},{"$f":"VLOOKUP(TOU_CTabulation[[#This Row],[Hour]],daypart,2)","v":"All"},{"$f":"TOU_CTabulation[[#This Row],[Season]]&TOU_CTabulation[[#This Row],[Day-Part]]","v":"WinterAll"},{"$f":"VLOOKUP(TOU_CTabulation[[#This Row],[Daypart]],TOUC,2)","v":0.25901999999999997},{"$f":"VLOOKUP(TOU_CTabulation[[#This Row],[Daypart]],TOUC,3)","v":0.32596000000000003},{"$f":"TOU_CTabulation[[#This Row],[Month Base Allow]]*TOU_CTabulation[[#This Row],[Base Rate]]","v":0},{"$f":"TOU_CTabulation[[#This Row],[Month Overbase Gen]]*TOU_CTabulation[[#This Row],[Over Rate]]","v":0},{"$f":"TOU_CTabulation[[#This Row],[Base Value]]+TOU_CTabulation[[#This Row],[Over Value]]","v":0}]
[5,4,0,0,0,11,1,0,11,0,0,{"$f":"TOU_CTabulation[[#This Row],[AC System Output (W)]]/1000","v":0},{"$f":"IF(A2980=TOU_CTabulation[[#This Row],[Month]],M2980+TOU_CTabulation[[#This Row],[AC System Output (kW)]],TOU_CTabulation[[#This Row],[AC System Output (kW)]])","v":52.241968},{"$f":"VLOOKUP(TOU_CTabulation[[#This Row],[Month]],Season,2)","v":"Winter"},{"$f":"VLOOKUP(TOU_CTabulation[[#This Row],[Season]],CRate,2)","v":10.5},{"$f":"IF(A2982>TOU_CTabulation[[#This Row],[Month]],TOU_CTabulation[[#This Row],[Day]]*TOU_CTabulation[[#This Row],[Base Allow]],0)","v":0},{"$f":"IF(A2982>TOU_CTabulation[[#This Row],[Month]],TOU_CTabulation[[#This Row],[Month Cumm]],0)","v":0},{"$f":"IF(TOU_CTabulation[[#This Row],[Month Base Gen]]=0,0,TOU_CTabulation[[#This Row],[Month Base Gen]]-TOU_CTabulation[[#This Row],[Day]]*TOU_CTabulation[[#This Row],[Base Allow]])","v":0},{"$f":"VLOOKUP(TOU_CTabulation[[#This Row],[Hour]],daypart,2)","v":"All"},{"$f":"TOU_CTabulation[[#This Row],[Season]]&TOU_CTabulation[[#This Row],[Day-Part]]","v":"WinterAll"},{"$f":"VLOOKUP(TOU_CTabulation[[#This Row],[Daypart]],TOUC,2)","v":0.25901999999999997},{"$f":"VLOOKUP(TOU_CTabulation[[#This Row],[Daypart]],TOUC,3)","v":0.32596000000000003},{"$f":"TOU_CTabulation[[#This Row],[Month Base Allow]]*TOU_CTabulation[[#This Row],[Base Rate]]","v":0},{"$f":"TOU_CTabulation[[#This Row],[Month Overbase Gen]]*TOU_CTabulation[[#This Row],[Over Rate]]","v":0},{"$f":"TOU_CTabulation[[#This Row],[Base Value]]+TOU_CTabulation[[#This Row],[Over Value]]","v":0}]
[5,4,2,0,0,9,1,0,9,0,0,{"$f":"TOU_CTabulation[[#This Row],[AC System Output (W)]]/1000","v":0},{"$f":"IF(A2982=TOU_CTabulation[[#This Row],[Month]],M2982+TOU_CTabulation[[#This Row],[AC System Output (kW)]],TOU_CTabulation[[#This Row],[AC System Output (kW)]])","v":52.241968},{"$f":"VLOOKUP(TOU_CTabulation[[#This Row],[Month]],Season,2)","v":"Winter"},{"$f":"VLOOKUP(TOU_CTabulation[[#This Row],[Season]],CRate,2)","v":10.5},{"$f":"IF(A2984>TOU_CTabulation[[#This Row],[Month]],TOU_CTabulation[[#This Row],[Day]]*TOU_CTabulation[[#This Row],[Base Allow]],0)","v":0},{"$f":"IF(A2984>TOU_CTabulation[[#This Row],[Month]],TOU_CTabulation[[#This Row],[Month Cumm]],0)","v":0},{"$f":"IF(TOU_CTabulation[[#This Row],[Month Base Gen]]=0,0,TOU_CTabulation[[#This Row],[Month Base Gen]]-TOU_CTabulation[[#This Row],[Day]]*TOU_CTabulation[[#This Row],[Base Allow]])","v":0},{"$f":"VLOOKUP(TOU_CTabulation[[#This Row],[Hour]],daypart,2)","v":"All"},{"$f":"TOU_CTabulation[[#This Row],[Season]]&TOU_CTabulation[[#This Row],[Day-Part]]","v":"WinterAll"},{"$f":"VLOOKUP(TOU_CTabulation[[#This Row],[Daypart]],TOUC,2)","v":0.25901999999999997},{"$f":"VLOOKUP(TOU_CTabulation[[#This Row],[Daypart]],TOUC,3)","v":0.32596000000000003},{"$f":"TOU_CTabulation[[#This Row],[Month Base Allow]]*TOU_CTabulation[[#This Row],[Base Rate]]","v":0},{"$f":"TOU_CTabulation[[#This Row],[Month Overbase Gen]]*TOU_CTabulation[[#This Row],[Over Rate]]","v":0},{"$f":"TOU_CTabulation[[#This Row],[Base Value]]+TOU_CTabulation[[#This Row],[Over Value]]","v":0}]
[5,4,10,506,351,23,2,843.88800000000003,45.267000000000003,2623.0970000000002,2523.5349999999999,{"$f":"TOU_CTabulation[[#This Row],[AC System Output (W)]]/1000","v":2.5235349999999999},{"$f":"IF(A2990=TOU_CTabulation[[#This Row],[Month]],M2990+TOU_CTabulation[[#This Row],[AC System Output (kW)]],TOU_CTabulation[[#This Row],[AC System Output (kW)]])","v":59.841150000000006},{"$f":"VLOOKUP(TOU_CTabulation[[#This Row],[Month]],Season,2)","v":"Winter"},{"$f":"VLOOKUP(TOU_CTabulation[[#This Row],[Season]],CRate,2)","v":10.5},{"$f":"IF(A2992>TOU_CTabulation[[#This Row],[Month]],TOU_CTabulation[[#This Row],[Day]]*TOU_CTabulation[[#This Row],[Base Allow]],0)","v":0},{"$f":"IF(A2992>TOU_CTabulation[[#This Row],[Month]],TOU_CTabulation[[#This Row],[Month Cumm]],0)","v":0},{"$f":"IF(TOU_CTabulation[[#This Row],[Month Base Gen]]=0,0,TOU_CTabulation[[#This Row],[Month Base Gen]]-TOU_CTabulation[[#This Row],[Day]]*TOU_CTabulation[[#This Row],[Base Allow]])","v":0},{"$f":"VLOOKUP(TOU_CTabulation[[#This Row],[Hour]],daypart,2)","v":"All"},{"$f":"TOU_CTabulation[[#This Row],[Season]]&TOU_CTabulation[[#This Row],[Day-Part]]","v":"WinterAll"},{"$f":"VLOOKUP(TOU_CTabulation[[#This Row],[Daypart]],TOUC,2)","v":0.25901999999999997},{"$f":"VLOOKUP(TOU_CTabulation[[#This Row],[Daypart]],TOUC,3)","v":0.32596000000000003},{"$f":"TOU_CTabulation[[#This Row],[Month Base Allow]]*TOU_CTabulation[[#This Row],[Base Rate]]","v":0},{"$f":"TOU_CTabulation[[#This Row],[Month Overbase Gen]]*TOU_CTabulation[[#This Row],[Over Rate]]","v":0},{"$f":"TOU_CTabulation[[#This Row],[Base Value]]+TOU_CTabulation[[#This Row],[Over Value]]","v":0}]
[5,4,19,0,0,14,2,0,14,0,0,{"$f":"TOU_CTabulation[[#This Row],[AC System Output (W)]]/1000","v":0},{"$f":"IF(A2999=TOU_CTabulation[[#This Row],[Month]],M2999+TOU_CTabulation[[#This Row],[AC System Output (kW)]],TOU_CTabulation[[#This Row],[AC System Output (kW)]])","v":73.85079300000001},{"$f":"VLOOKUP(TOU_CTabulation[[#This Row],[Month]],Season,2)","v":"Winter"},{"$f":"VLOOKUP(TOU_CTabulation[[#This Row],[Season]],CRate,2)","v":10.5},{"$f":"IF(A3001>TOU_CTabulation[[#This Row],[Month]],TOU_CTabulation[[#This Row],[Day]]*TOU_CTabulation[[#This Row],[Base Allow]],0)","v":0},{"$f":"IF(A3001>TOU_CTabulation[[#This Row],[Month]],TOU_CTabulation[[#This Row],[Month Cumm]],0)","v":0},{"$f":"IF(TOU_CTabulation[[#This Row],[Month Base Gen]]=0,0,TOU_CTabulation[[#This Row],[Month Base Gen]]-TOU_CTabulation[[#This Row],[Day]]*TOU_CTabulation[[#This Row],[Base Allow]])","v":0},{"$f":"VLOOKUP(TOU_CTabulation[[#This Row],[Hour]],daypart,2)","v":"All"},{"$f":"TOU_CTabulation[[#This Row],[Season]]&TOU_CTabulation[[#This Row],[Day-Part]]","v":"WinterAll"},{"$f":"VLOOKUP(TOU_CTabulation[[#This Row],[Daypart]],TOUC,2)","v":0.25901999999999997},{"$f":"VLOOKUP(TOU_CTabulation[[#This Row],[Daypart]],TOUC,3)","v":0.32596000000000003},{"$f":"TOU_CTabulation[[#This Row],[Month Base Allow]]*TOU_CTabulation[[#This Row],[Base Rate]]","v":0},{"$f":"TOU_CTabulation[[#This Row],[Month Overbase Gen]]*TOU_CTabulation[[#This Row],[Over Rate]]","v":0},{"$f":"TOU_CTabulation[[#This Row],[Base Value]]+TOU_CTabulation[[#This Row],[Over Value]]","v":0}]
[5,5,7,48,185,16,2,198.21899999999999,19.794,691.92,656.84299999999996,{"$f":"TOU_CTabulation[[#This Row],[AC System Output (W)]]/1000","v":0.65684299999999995},{"$f":"IF(A3011=TOU_CTabulation[[#This Row],[Month]],M3011+TOU_CTabulation[[#This Row],[AC System Output (kW)]],TOU_CTabulation[[#This Row],[AC System Output (kW)]])","v":74.804154000000011},{"$f":"VLOOKUP(TOU_CTabulation[[#This Row],[Month]],Season,2)","v":"Winter"},{"$f":"VLOOKUP(TOU_CTabulation[[#This Row],[Season]],CRate,2)","v":10.5},{"$f":"IF(A3013>TOU_CTabulation[[#This Row],[Month]],TOU_CTabulation[[#This Row],[Day]]*TOU_CTabulation[[#This Row],[Base Allow]],0)","v":0},{"$f":"IF(A3013>TOU_CTabulation[[#This Row],[Month]],TOU_CTabulation[[#This Row],[Month Cumm]],0)","v":0},{"$f":"IF(TOU_CTabulation[[#This Row],[Month Base Gen]]=0,0,TOU_CTabulation[[#This Row],[Month Base Gen]]-TOU_CTabulation[[#This Row],[Day]]*TOU_CTabulation[[#This Row],[Base Allow]])","v":0},{"$f":"VLOOKUP(TOU_CTabulation[[#This Row],[Hour]],daypart,2)","v":"All"},{"$f":"TOU_CTabulation[[#This Row],[Season]]&TOU_CTabulation[[#This Row],[Day-Part]]","v":"WinterAll"},{"$f":"VLOOKUP(TOU_CTabulation[[#This Row],[Daypart]],TOUC,2)","v":0.25901999999999997},{"$f":"VLOOKUP(TOU_CTabulation[[#This Row],[Daypart]],TOUC,3)","v":0.32596000000000003},{"$f":"TOU_CTabulation[[#This Row],[Month Base Allow]]*TOU_CTabulation[[#This Row],[Base Rate]]","v":0},{"$f":"TOU_CTabulation[[#This Row],[Month Overbase Gen]]*TOU_CTabulation[[#This Row],[Over Rate]]","v":0},{"$f":"TOU_CTabulation[[#This Row],[Base Value]]+TOU_CTabulation[[#This Row],[Over Value]]","v":0}]
[5,5,12,906,117,22,3,1027.94,46.701000000000001,3172.3919999999998,3048.1550000000002,{"$f":"TOU_CTabulation[[#This Row],[AC System Output (W)]]/1000","v":3.0481550000000004},{"$f":"IF(A3016=TOU_CTabulation[[#This Row],[Month]],M3016+TOU_CTabulation[[#This Row],[AC System Output (kW)]],TOU_CTabulation[[#This Row],[AC System Output (kW)]])","v":88.242814999999993},{"$f":"VLOOKUP(TOU_CTabulation[[#This Row],[Month]],Season,2)","v":"Winter"},{"$f":"VLOOKUP(TOU_CTabulation[[#This Row],[Season]],CRate,2)","v":10.5},{"$f":"IF(A3018>TOU_CTabulation[[#This Row],[Month]],TOU_CTabulation[[#This Row],[Day]]*TOU_CTabulation[[#This Row],[Base Allow]],0)","v":0},{"$f":"IF(A3018>TOU_CTabulation[[#This Row],[Month]],TOU_CTabulation[[#This Row],[Month Cumm]],0)","v":0},{"$f":"IF(TOU_CTabulation[[#This Row],[Month Base Gen]]=0,0,TOU_CTabulation[[#This Row],[Month Base Gen]]-TOU_CTabulation[[#This Row],[Day]]*TOU_CTabulation[[#This Row],[Base Allow]])","v":0},{"$f":"VLOOKUP(TOU_CTabulation[[#This Row],[Hour]],daypart,2)","v":"All"},{"$f":"TOU_CTabulation[[#This Row],[Season]]&TOU_CTabulation[[#This Row],[Day-Part]]","v":"WinterAll"},{"$f":"VLOOKUP(TOU_CTabulation[[#This Row],[Daypart]],TOUC,2)","v":0.25901999999999997},{"$f":"VLOOKUP(TOU_CTabulation[[#This Row],[Daypart]],TOUC,3)","v":0.32596000000000003},{"$f":"TOU_CTabulation[[#This Row],[Month Base Allow]]*TOU_CTabulation[[#This Row],[Base Rate]]","v":0},{"$f":"TOU_CTabulation[[#This Row],[Month Overbase Gen]]*TOU_CTabulation[[#This Row],[Over Rate]]","v":0},{"$f":"TOU_CTabulation[[#This Row],[Base Value]]+TOU_CTabulation[[#This Row],[Over Value]]","v":0}]
[5,5,21,0,0,14,2,0,14,0,0,{"$f":"TOU_CTabulation[[#This Row],[AC System Output (W)]]/1000","v":0},{"$f":"IF(A3025=TOU_CTabulation[[#This Row],[Month]],M3025+TOU_CTabulation[[#This Row],[AC System Output (kW)]],TOU_CTabulation[[#This Row],[AC System Output (kW)]])","v":97.249608999999978},{"$f":"VLOOKUP(TOU_CTabulation[[#This Row],[Month]],Season,2)","v":"Winter"},{"$f":"VLOOKUP(TOU_CTabulation[[#This Row],[Season]],CRate,2)","v":10.5},{"$f":"IF(A3027>TOU_CTabulation[[#This Row],[Month]],TOU_CTabulation[[#This Row],[Day]]*TOU_CTabulation[[#This Row],[Base Allow]],0)","v":0},{"$f":"IF(A3027>TOU_CTabulation[[#This Row],[Month]],TOU_CTabulation[[#This Row],[Month Cumm]],0)","v":0},{"$f":"IF(TOU_CTabulation[[#This Row],[Month Base Gen]]=0,0,TOU_CTabulation[[#This Row],[Month Base Gen]]-TOU_CTabulation[[#This Row],[Day]]*TOU_CTabulation[[#This Row],[Base Allow]])","v":0},{"$f":"VLOOKUP(TOU_CTabulation[[#This Row],[Hour]],daypart,2)","v":"All"},{"$f":"TOU_CTabulation[[#This Row],[Season]]&TOU_CTabulation[[#This Row],[Day-Part]]","v":"WinterAll"},{"$f":"VLOOKUP(TOU_CTabulation[[#This Row],[Daypart]],TOUC,2)","v":0.25901999999999997},{"$f":"VLOOKUP(TOU_CTabulation[[#This Row],[Daypart]],TOUC,3)","v":0.32596000000000003},{"$f":"TOU_CTabulation[[#This Row],[Month Base Allow]]*TOU_CTabulation[[#This Row],[Base Rate]]","v":0},{"$f":"TOU_CTabulation[[#This Row],[Month Overbase Gen]]*TOU_CTabulation[[#This Row],[Over Rate]]","v":0},{"$f":"TOU_CTabulation[[#This Row],[Base Value]]+TOU_CTabulation[[#This Row],[Over Value]]","v":0}]
[5,6,5,235,22,12,2,16.600000000000001,10.449,60.951000000000001,39.43,{"$f":"TOU_CTabulation[[#This Row],[AC System Output (W)]]/1000","v":3.943E-2},{"$f":"IF(A3033=TOU_CTabulation[[#This Row],[Month]],M3033+TOU_CTabulation[[#This Row],[AC System Output (kW)]],TOU_CTabulation[[#This Row],[AC System Output (kW)]])","v":97.289038999999974},{"$f":"VLOOKUP(TOU_CTabulation[[#This Row],[Month]],Season,2)","v":"Winter"},{"$f":"VLOOKUP(TOU_CTabulation[[#This Row],[Season]],CRate,2)","v":10.5},{"$f":"IF(A3035>TOU_CTabulation[[#This Row],[Month]],TOU_CTabulation[[#This Row],[Day]]*TOU_CTabulation[[#This Row],[Base Allow]],0)","v":0},{"$f":"IF(A3035>TOU_CTabulation[[#This Row],[Month]],TOU_CTabulation[[#This Row],[Month Cumm]],0)","v":0},{"$f":"IF(TOU_CTabulation[[#This Row],[Month Base Gen]]=0,0,TOU_CTabulation[[#This Row],[Month Base Gen]]-TOU_CTabulation[[#This Row],[Day]]*TOU_CTabulation[[#This Row],[Base Allow]])","v":0},{"$f":"VLOOKUP(TOU_CTabulation[[#This Row],[Hour]],daypart,2)","v":"All"},{"$f":"TOU_CTabulation[[#This Row],[Season]]&TOU_CTabulation[[#This Row],[Day-Part]]","v":"WinterAll"},{"$f":"VLOOKUP(TOU_CTabulation[[#This Row],[Daypart]],TOUC,2)","v":0.25901999999999997},{"$f":"VLOOKUP(TOU_CTabulation[[#This Row],[Daypart]],TOUC,3)","v":0.32596000000000003},{"$f":"TOU_CTabulation[[#This Row],[Month Base Allow]]*TOU_CTabulation[[#This Row],[Base Rate]]","v":0},{"$f":"TOU_CTabulation[[#This Row],[Month Overbase Gen]]*TOU_CTabulation[[#This Row],[Over Rate]]","v":0},{"$f":"TOU_CTabulation[[#This Row],[Base Value]]+TOU_CTabulation[[#This Row],[Over Value]]","v":0}]
[5,6,14,912,93,28,5,840.08199999999999,44.695,2609.527,2510.538,{"$f":"TOU_CTabulation[[#This Row],[AC System Output (W)]]/1000","v":2.5105379999999999},{"$f":"IF(A3042=TOU_CTabulation[[#This Row],[Month]],M3042+TOU_CTabulation[[#This Row],[AC System Output (kW)]],TOU_CTabulation[[#This Row],[AC System Output (kW)]])","v":117.90249699999997},{"$f":"VLOOKUP(TOU_CTabulation[[#This Row],[Month]],Season,2)","v":"Winter"},{"$f":"VLOOKUP(TOU_CTabulation[[#This Row],[Season]],CRate,2)","v":10.5},{"$f":"IF(A3044>TOU_CTabulation[[#This Row],[Month]],TOU_CTabulation[[#This Row],[Day]]*TOU_CTabulation[[#This Row],[Base Allow]],0)","v":0},{"$f":"IF(A3044>TOU_CTabulation[[#This Row],[Month]],TOU_CTabulation[[#This Row],[Month Cumm]],0)","v":0},{"$f":"IF(TOU_CTabulation[[#This Row],[Month Base Gen]]=0,0,TOU_CTabulation[[#This Row],[Month Base Gen]]-TOU_CTabulation[[#This Row],[Day]]*TOU_CTabulation[[#This Row],[Base Allow]])","v":0},{"$f":"VLOOKUP(TOU_CTabulation[[#This Row],[Hour]],daypart,2)","v":"All"},{"$f":"TOU_CTabulation[[#This Row],[Season]]&TOU_CTabulation[[#This Row],[Day-Part]]","v":"WinterAll"},{"$f":"VLOOKUP(TOU_CTabulation[[#This Row],[Daypart]],TOUC,2)","v":0.25901999999999997},{"$f":"VLOOKUP(TOU_CTabulation[[#This Row],[Daypart]],TOUC,3)","v":0.32596000000000003},{"$f":"TOU_CTabulation[[#This Row],[Month Base Allow]]*TOU_CTabulation[[#This Row],[Base Rate]]","v":0},{"$f":"TOU_CTabulation[[#This Row],[Month Overbase Gen]]*TOU_CTabulation[[#This Row],[Over Rate]]","v":0},{"$f":"TOU_CTabulation[[#This Row],[Base Value]]+TOU_CTabulation[[#This Row],[Over Value]]","v":0}]
[5,6,20,0,0,16,3,0,16,0,0,{"$f":"TOU_CTabulation[[#This Row],[AC System Output (W)]]/1000","v":0},{"$f":"IF(A3048=TOU_CTabulation[[#This Row],[Month]],M3048+TOU_CTabulation[[#This Row],[AC System Output (kW)]],TOU_CTabulation[[#This Row],[AC System Output (kW)]])","v":121.54711699999997},{"$f":"VLOOKUP(TOU_CTabulation[[#This Row],[Month]],Season,2)","v":"Winter"},{"$f":"VLOOKUP(TOU_CTabulation[[#This Row],[Season]],CRate,2)","v":10.5},{"$f":"IF(A3050>TOU_CTabulation[[#This Row],[Month]],TOU_CTabulation[[#This Row],[Day]]*TOU_CTabulation[[#This Row],[Base Allow]],0)","v":0},{"$f":"IF(A3050>TOU_CTabulation[[#This Row],[Month]],TOU_CTabulation[[#This Row],[Month Cumm]],0)","v":0},{"$f":"IF(TOU_CTabulation[[#This Row],[Month Base Gen]]=0,0,TOU_CTabulation[[#This Row],[Month Base Gen]]-TOU_CTabulation[[#This Row],[Day]]*TOU_CTabulation[[#This Row],[Base Allow]])","v":0},{"$f":"VLOOKUP(TOU_CTabulation[[#This Row],[Hour]],daypart,2)","v":"All"},{"$f":"TOU_CTabulation[[#This Row],[Season]]&TOU_CTabulation[[#This Row],[Day-Part]]","v":"WinterAll"},{"$f":"VLOOKUP(TOU_CTabulation[[#This Row],[Daypart]],TOUC,2)","v":0.25901999999999997},{"$f":"VLOOKUP(TOU_CTabulation[[#This Row],[Daypart]],TOUC,3)","v":0.32596000000000003},{"$f":"TOU_CTabulation[[#This Row],[Month Base Allow]]*TOU_CTabulation[[#This Row],[Base Rate]]","v":0},{"$f":"TOU_CTabulation[[#This Row],[Month Overbase Gen]]*TOU_CTabulation[[#This Row],[Over Rate]]","v":0},{"$f":"TOU_CTabulation[[#This Row],[Base Value]]+TOU_CTabulation[[#This Row],[Over Value]]","v":0}]
[5,6,23,0,0,14,2,0,14,0,0,{"$f":"TOU_CTabulation[[#This Row],[AC System Output (W)]]/1000","v":0},{"$f":"IF(A3051=TOU_CTabulation[[#This Row],[Month]],M3051+TOU_CTabulation[[#This Row],[AC System Output (kW)]],TOU_CTabulation[[#This Row],[AC System Output (kW)]])","v":121.54711699999997},{"$f":"VLOOKUP(TOU_CTabulation[[#This Row],[Month]],Season,2)","v":"Winter"},{"$f":"VLOOKUP(TOU_CTabulation[[#This Row],[Season]],CRate,2)","v":10.5},{"$f":"IF(A3053>TOU_CTabulation[[#This Row],[Month]],TOU_CTabulation[[#This Row],[Day]]*TOU_CTabulation[[#This Row],[Base Allow]],0)","v":0},{"$f":"IF(A3053>TOU_CTabulation[[#This Row],[Month]],TOU_CTabulation[[#This Row],[Month Cumm]],0)","v":0},{"$f":"IF(TOU_CTabulation[[#This Row],[Month Base Gen]]=0,0,TOU_CTabulation[[#This Row],[Month Base Gen]]-TOU_CTabulation[[#This Row],[Day]]*TOU_CTabulation[[#This Row],[Base Allow]])","v":0},{"$f":"VLOOKUP(TOU_CTabulation[[#This Row],[Hour]],daypart,2)","v":"All"},{"$f":"TOU_CTabulation[[#This Row],[Season]]&TOU_CTabulation[[#This Row],[Day-Part]]","v":"WinterAll"},{"$f":"VLOOKUP(TOU_CTabulation[[#This Row],[Daypart]],TOUC,2)","v":0.25901999999999997},{"$f":"VLOOKUP(TOU_CTabulation[[#This Row],[Daypart]],TOUC,3)","v":0.32596000000000003},{"$f":"TOU_CTabulation[[#This Row],[Month Base Allow]]*TOU_CTabulation[[#This Row],[Base Rate]]","v":0},{"$f":"TOU_CTabulation[[#This Row],[Month Overbase Gen]]*TOU_CTabulation[[#This Row],[Over Rate]]","v":0},{"$f":"TOU_CTabulation[[#This Row],[Base Value]]+TOU_CTabulation[[#This Row],[Over Value]]","v":0}]
[5,7,10,957,107,25,4,1010.516,46.774000000000001,3115.828,2994.261,{"$f":"TOU_CTabulation[[#This Row],[AC System Output (W)]]/1000","v":2.9942609999999998},{"$f":"IF(A3062=TOU_CTabulation[[#This Row],[Month]],M3062+TOU_CTabulation[[#This Row],[AC System Output (kW)]],TOU_CTabulation[[#This Row],[AC System Output (kW)]])","v":131.14278099999996},{"$f":"VLOOKUP(TOU_CTabulation[[#This Row],[Month]],Season,2)","v":"Winter"},{"$f":"VLOOKUP(TOU_CTabulation[[#This Row],[Season]],CRate,2)","v":10.5},{"$f":"IF(A3064>TOU_CTabulation[[#This Row],[Month]],TOU_CTabulation[[#This Row],[Day]]*TOU_CTabulation[[#This Row],[Base Allow]],0)","v":0},{"$f":"IF(A3064>TOU_CTabulation[[#This Row],[Month]],TOU_CTabulation[[#This Row],[Month Cumm]],0)","v":0},{"$f":"IF(TOU_CTabulation[[#This Row],[Month Base Gen]]=0,0,TOU_CTabulation[[#This Row],[Month Base Gen]]-TOU_CTabulation[[#This Row],[Day]]*TOU_CTabulation[[#This Row],[Base Allow]])","v":0},{"$f":"VLOOKUP(TOU_CTabulation[[#This Row],[Hour]],daypart,2)","v":"All"},{"$f":"TOU_CTabulation[[#This Row],[Season]]&TOU_CTabulation[[#This Row],[Day-Part]]","v":"WinterAll"},{"$f":"VLOOKUP(TOU_CTabulation[[#This Row],[Daypart]],TOUC,2)","v":0.25901999999999997},{"$f":"VLOOKUP(TOU_CTabulation[[#This Row],[Daypart]],TOUC,3)","v":0.32596000000000003},{"$f":"TOU_CTabulation[[#This Row],[Month Base Allow]]*TOU_CTabulation[[#This Row],[Base Rate]]","v":0},{"$f":"TOU_CTabulation[[#This Row],[Month Overbase Gen]]*TOU_CTabulation[[#This Row],[Over Rate]]","v":0},{"$f":"TOU_CTabulation[[#This Row],[Base Value]]+TOU_CTabulation[[#This Row],[Over Value]]","v":0}]
[5,7,16,794,77,25,5,422.25400000000002,33.125999999999998,1300.913,1249.2439999999999,{"$f":"TOU_CTabulation[[#This Row],[AC System Output (W)]]/1000","v":1.249244},{"$f":"IF(A3068=TOU_CTabulation[[#This Row],[Month]],M3068+TOU_CTabulation[[#This Row],[AC System Output (kW)]],TOU_CTabulation[[#This Row],[AC System Output (kW)]])","v":146.13233099999997},{"$f":"VLOOKUP(TOU_CTabulation[[#This Row],[Month]],Season,2)","v":"Winter"},{"$f":"VLOOKUP(TOU_CTabulation[[#This Row],[Season]],CRate,2)","v":10.5},{"$f":"IF(A3070>TOU_CTabulation[[#This Row],[Month]],TOU_CTabulation[[#This Row],[Day]]*TOU_CTabulation[[#This Row],[Base Allow]],0)","v":0},{"$f":"IF(A3070>TOU_CTabulation[[#This Row],[Month]],TOU_CTabulation[[#This Row],[Month Cumm]],0)","v":0},{"$f":"IF(TOU_CTabulation[[#This Row],[Month Base Gen]]=0,0,TOU_CTabulation[[#This Row],[Month Base Gen]]-TOU_CTabulation[[#This Row],[Day]]*TOU_CTabulation[[#This Row],[Base Allow]])","v":0},{"$f":"VLOOKUP(TOU_CTabulation[[#This Row],[Hour]],daypart,2)","v":"All"},{"$f":"TOU_CTabulation[[#This Row],[Season]]&TOU_CTabulation[[#This Row],[Day-Part]]","v":"WinterAll"},{"$f":"VLOOKUP(TOU_CTabulation[[#This Row],[Daypart]],TOUC,2)","v":0.25901999999999997},{"$f":"VLOOKUP(TOU_CTabulation[[#This Row],[Daypart]],TOUC,3)","v":0.32596000000000003},{"$f":"TOU_CTabulation[[#This Row],[Month Base Allow]]*TOU_CTabulation[[#This Row],[Base Rate]]","v":0},{"$f":"TOU_CTabulation[[#This Row],[Month Overbase Gen]]*TOU_CTabulation[[#This Row],[Over Rate]]","v":0},{"$f":"TOU_CTabulation[[#This Row],[Base Value]]+TOU_CTabulation[[#This Row],[Over Value]]","v":0}]
[5,8,0,0,0,11,2,0,11,0,0,{"$f":"TOU_CTabulation[[#This Row],[AC System Output (W)]]/1000","v":0},{"$f":"IF(A3076=TOU_CTabulation[[#This Row],[Month]],M3076+TOU_CTabulation[[#This Row],[AC System Output (kW)]],TOU_CTabulation[[#This Row],[AC System Output (kW)]])","v":146.62260499999996},{"$f":"VLOOKUP(TOU_CTabulation[[#This Row],[Month]],Season,2)","v":"Winter"},{"$f":"VLOOKUP(TOU_CTabulation[[#This Row],[Season]],CRate,2)","v":10.5},{"$f":"IF(A3078>TOU_CTabulation[[#This Row],[Month]],TOU_CTabulation[[#This Row],[Day]]*TOU_CTabulation[[#This Row],[Base Allow]],0)","v":0},{"$f":"IF(A3078>TOU_CTabulation[[#This Row],[Month]],TOU_CTabulation[[#This Row],[Month Cumm]],0)","v":0},{"$f":"IF(TOU_CTabulation[[#This Row],[Month Base Gen]]=0,0,TOU_CTabulation[[#This Row],[Month Base Gen]]-TOU_CTabulation[[#This Row],[Day]]*TOU_CTabulation[[#This Row],[Base Allow]])","v":0},{"$f":"VLOOKUP(TOU_CTabulation[[#This Row],[Hour]],daypart,2)","v":"All"},{"$f":"TOU_CTabulation[[#This Row],[Season]]&TOU_CTabulation[[#This Row],[Day-Part]]","v":"WinterAll"},{"$f":"VLOOKUP(TOU_CTabulation[[#This Row],[Daypart]],TOUC,2)","v":0.25901999999999997},{"$f":"VLOOKUP(TOU_CTabulation[[#This Row],[Daypart]],TOUC,3)","v":0.32596000000000003},{"$f":"TOU_CTabulation[[#This Row],[Month Base Allow]]*TOU_CTabulation[[#This Row],[Base Rate]]","v":0},{"$f":"TOU_CTabulation[[#This Row],[Month Overbase Gen]]*TOU_CTabulation[[#This Row],[Over Rate]]","v":0},{"$f":"TOU_CTabulation[[#This Row],[Base Value]]+TOU_CTabulation[[#This Row],[Over Value]]","v":0}]
[5,8,9,911,111,25,4,862.33500000000004,43.357999999999997,2698.0479999999998,2595.2840000000001,{"$f":"TOU_CTabulation[[#This Row],[AC System Output (W)]]/1000","v":2.5952839999999999},{"$f":"IF(A3085=TOU_CTabulation[[#This Row],[Month]],M3085+TOU_CTabulation[[#This Row],[AC System Output (kW)]],TOU_CTabulation[[#This Row],[AC System Output (kW)]])","v":153.16081799999995},{"$f":"VLOOKUP(TOU_CTabulation[[#This Row],[Month]],Season,2)","v":"Winter"},{"$f":"VLOOKUP(TOU_CTabulation[[#This Row],[Season]],CRate,2)","v":10.5},{"$f":"IF(A3087>TOU_CTabulation[[#This Row],[Month]],TOU_CTabulation[[#This Row],[Day]]*TOU_CTabulation[[#This Row],[Base Allow]],0)","v":0},{"$f":"IF(A3087>TOU_CTabulation[[#This Row],[Month]],TOU_CTabulation[[#This Row],[Month Cumm]],0)","v":0},{"$f":"IF(TOU_CTabulation[[#This Row],[Month Base Gen]]=0,0,TOU_CTabulation[[#This Row],[Month Base Gen]]-TOU_CTabulation[[#This Row],[Day]]*TOU_CTabulation[[#This Row],[Base Allow]])","v":0},{"$f":"VLOOKUP(TOU_CTabulation[[#This Row],[Hour]],daypart,2)","v":"All"},{"$f":"TOU_CTabulation[[#This Row],[Season]]&TOU_CTabulation[[#This Row],[Day-Part]]","v":"WinterAll"},{"$f":"VLOOKUP(TOU_CTabulation[[#This Row],[Daypart]],TOUC,2)","v":0.25901999999999997},{"$f":"VLOOKUP(TOU_CTabulation[[#This Row],[Daypart]],TOUC,3)","v":0.32596000000000003},{"$f":"TOU_CTabulation[[#This Row],[Month Base Allow]]*TOU_CTabulation[[#This Row],[Base Rate]]","v":0},{"$f":"TOU_CTabulation[[#This Row],[Month Overbase Gen]]*TOU_CTabulation[[#This Row],[Over Rate]]","v":0},{"$f":"TOU_CTabulation[[#This Row],[Base Value]]+TOU_CTabulation[[#This Row],[Over Value]]","v":0}]
[5,8,17,629,62,23,3,183.881,26.975000000000001,490.803,460.44900000000001,{"$f":"TOU_CTabulation[[#This Row],[AC System Output (W)]]/1000","v":0.460449},{"$f":"IF(A3093=TOU_CTabulation[[#This Row],[Month]],M3093+TOU_CTabulation[[#This Row],[AC System Output (kW)]],TOU_CTabulation[[#This Row],[AC System Output (kW)]])","v":171.51799899999995},{"$f":"VLOOKUP(TOU_CTabulation[[#This Row],[Month]],Season,2)","v":"Winter"},{"$f":"VLOOKUP(TOU_CTabulation[[#This Row],[Season]],CRate,2)","v":10.5},{"$f":"IF(A3095>TOU_CTabulation[[#This Row],[Month]],TOU_CTabulation[[#This Row],[Day]]*TOU_CTabulation[[#This Row],[Base Allow]],0)","v":0},{"$f":"IF(A3095>TOU_CTabulation[[#This Row],[Month]],TOU_CTabulation[[#This Row],[Month Cumm]],0)","v":0},{"$f":"IF(TOU_CTabulation[[#This Row],[Month Base Gen]]=0,0,TOU_CTabulation[[#This Row],[Month Base Gen]]-TOU_CTabulation[[#This Row],[Day]]*TOU_CTabulation[[#This Row],[Base Allow]])","v":0},{"$f":"VLOOKUP(TOU_CTabulation[[#This Row],[Hour]],daypart,2)","v":"All"},{"$f":"TOU_CTabulation[[#This Row],[Season]]&TOU_CTabulation[[#This Row],[Day-Part]]","v":"WinterAll"},{"$f":"VLOOKUP(TOU_CTabulation[[#This Row],[Daypart]],TOUC,2)","v":0.25901999999999997},{"$f":"VLOOKUP(TOU_CTabulation[[#This Row],[Daypart]],TOUC,3)","v":0.32596000000000003},{"$f":"TOU_CTabulation[[#This Row],[Month Base Allow]]*TOU_CTabulation[[#This Row],[Base Rate]]","v":0},{"$f":"TOU_CTabulation[[#This Row],[Month Overbase Gen]]*TOU_CTabulation[[#This Row],[Over Rate]]","v":0},{"$f":"TOU_CTabulation[[#This Row],[Base Value]]+TOU_CTabulation[[#This Row],[Over Value]]","v":0}]
[5,9,2,0,0,11,1,0,11,0,0,{"$f":"TOU_CTabulation[[#This Row],[AC System Output (W)]]/1000","v":0},{"$f":"IF(A3102=TOU_CTabulation[[#This Row],[Month]],M3102+TOU_CTabulation[[#This Row],[AC System Output (kW)]],TOU_CTabulation[[#This Row],[AC System Output (kW)]])","v":171.56167299999996},{"$f":"VLOOKUP(TOU_CTabulation[[#This Row],[Month]],Season,2)","v":"Winter"},{"$f":"VLOOKUP(TOU_CTabulation[[#This Row],[Season]],CRate,2)","v":10.5},{"$f":"IF(A3104>TOU_CTabulation[[#This Row],[Month]],TOU_CTabulation[[#This Row],[Day]]*TOU_CTabulation[[#This Row],[Base Allow]],0)","v":0},{"$f":"IF(A3104>TOU_CTabulation[[#This Row],[Month]],TOU_CTabulation[[#This Row],[Month Cumm]],0)","v":0},{"$f":"IF(TOU_CTabulation[[#This Row],[Month Base Gen]]=0,0,TOU_CTabulation[[#This Row],[Month Base Gen]]-TOU_CTabulation[[#This Row],[Day]]*TOU_CTabulation[[#This Row],[Base Allow]])","v":0},{"$f":"VLOOKUP(TOU_CTabulation[[#This Row],[Hour]],daypart,2)","v":"All"},{"$f":"TOU_CTabulation[[#This Row],[Season]]&TOU_CTabulation[[#This Row],[Day-Part]]","v":"WinterAll"},{"$f":"VLOOKUP(TOU_CTabulation[[#This Row],[Daypart]],TOUC,2)","v":0.25901999999999997},{"$f":"VLOOKUP(TOU_CTabulation[[#This Row],[Daypart]],TOUC,3)","v":0.32596000000000003},{"$f":"TOU_CTabulation[[#This Row],[Month Base Allow]]*TOU_CTabulation[[#This Row],[Base Rate]]","v":0},{"$f":"TOU_CTabulation[[#This Row],[Month Overbase Gen]]*TOU_CTabulation[[#This Row],[Over Rate]]","v":0},{"$f":"TOU_CTabulation[[#This Row],[Base Value]]+TOU_CTabulation[[#This Row],[Over Value]]","v":0}]
[5,9,7,742,97,18,2,425.846,28.256,1353.434,1300.172,{"$f":"TOU_CTabulation[[#This Row],[AC System Output (W)]]/1000","v":1.3001720000000001},{"$f":"IF(A3107=TOU_CTabulation[[#This Row],[Month]],M3107+TOU_CTabulation[[#This Row],[AC System Output (kW)]],TOU_CTabulation[[#This Row],[AC System Output (kW)]])","v":173.43481699999995},{"$f":"VLOOKUP(TOU_CTabulation[[#This Row],[Month]],Season,2)","v":"Winter"},{"$f":"VLOOKUP(TOU_CTabulation[[#This Row],[Season]],CRate,2)","v":10.5},{"$f":"IF(A3109>TOU_CTabulation[[#This Row],[Month]],TOU_CTabulation[[#This Row],[Day]]*TOU_CTabulation[[#This Row],[Base Allow]],0)","v":0},{"$f":"IF(A3109>TOU_CTabulation[[#This Row],[Month]],TOU_CTabulation[[#This Row],[Month Cumm]],0)","v":0},{"$f":"IF(TOU_CTabulation[[#This Row],[Month Base Gen]]=0,0,TOU_CTabulation[[#This Row],[Month Base Gen]]-TOU_CTabulation[[#This Row],[Day]]*TOU_CTabulation[[#This Row],[Base Allow]])","v":0},{"$f":"VLOOKUP(TOU_CTabulation[[#This Row],[Hour]],daypart,2)","v":"All"},{"$f":"TOU_CTabulation[[#This Row],[Season]]&TOU_CTabulation[[#This Row],[Day-Part]]","v":"WinterAll"},{"$f":"VLOOKUP(TOU_CTabulation[[#This Row],[Daypart]],TOUC,2)","v":0.25901999999999997},{"$f":"VLOOKUP(TOU_CTabulation[[#This Row],[Daypart]],TOUC,3)","v":0.32596000000000003},{"$f":"TOU_CTabulation[[#This Row],[Month Base Allow]]*TOU_CTabulation[[#This Row],[Base Rate]]","v":0},{"$f":"TOU_CTabulation[[#This Row],[Month Overbase Gen]]*TOU_CTabulation[[#This Row],[Over Rate]]","v":0},{"$f":"TOU_CTabulation[[#This Row],[Base Value]]+TOU_CTabulation[[#This Row],[Over Value]]","v":0}]
[5,9,11,925,133,28,3,1063.0050000000001,53.146999999999998,3169.95,3045.8290000000002,{"$f":"TOU_CTabulation[[#This Row],[AC System Output (W)]]/1000","v":3.0458290000000003},{"$f":"IF(A3111=TOU_CTabulation[[#This Row],[Month]],M3111+TOU_CTabulation[[#This Row],[AC System Output (kW)]],TOU_CTabulation[[#This Row],[AC System Output (kW)]])","v":183.84203699999998},{"$f":"VLOOKUP(TOU_CTabulation[[#This Row],[Month]],Season,2)","v":"Winter"},{"$f":"VLOOKUP(TOU_CTabulation[[#This Row],[Season]],CRate,2)","v":10.5},{"$f":"IF(A3113>TOU_CTabulation[[#This Row],[Month]],TOU_CTabulation[[#This Row],[Day]]*TOU_CTabulation[[#This Row],[Base Allow]],0)","v":0},{"$f":"IF(A3113>TOU_CTabulation[[#This Row],[Month]],TOU_CTabulation[[#This Row],[Month Cumm]],0)","v":0},{"$f":"IF(TOU_CTabulation[[#This Row],[Month Base Gen]]=0,0,TOU_CTabulation[[#This Row],[Month Base Gen]]-TOU_CTabulation[[#This Row],[Day]]*TOU_CTabulation[[#This Row],[Base Allow]])","v":0},{"$f":"VLOOKUP(TOU_CTabulation[[#This Row],[Hour]],daypart,2)","v":"All"},{"$f":"TOU_CTabulation[[#This Row],[Season]]&TOU_CTabulation[[#This Row],[Day-Part]]","v":"WinterAll"},{"$f":"VLOOKUP(TOU_CTabulation[[#This Row],[Daypart]],TOUC,2)","v":0.25901999999999997},{"$f":"VLOOKUP(TOU_CTabulation[[#This Row],[Daypart]],TOUC,3)","v":0.32596000000000003},{"$f":"TOU_CTabulation[[#This Row],[Month Base Allow]]*TOU_CTabulation[[#This Row],[Base Rate]]","v":0},{"$f":"TOU_CTabulation[[#This Row],[Month Overbase Gen]]*TOU_CTabulation[[#This Row],[Over Rate]]","v":0},{"$f":"TOU_CTabulation[[#This Row],[Base Value]]+TOU_CTabulation[[#This Row],[Over Value]]","v":0}]
[5,9,21,0,0,14,1,0,14,0,0,{"$f":"TOU_CTabulation[[#This Row],[AC System Output (W)]]/1000","v":0},{"$f":"IF(A3121=TOU_CTabulation[[#This Row],[Month]],M3121+TOU_CTabulation[[#This Row],[AC System Output (kW)]],TOU_CTabulation[[#This Row],[AC System Output (kW)]])","v":195.69280799999999},{"$f":"VLOOKUP(TOU_CTabulation[[#This Row],[Month]],Season,2)","v":"Winter"},{"$f":"VLOOKUP(TOU_CTabulation[[#This Row],[Season]],CRate,2)","v":10.5},{"$f":"IF(A3123>TOU_CTabulation[[#This Row],[Month]],TOU_CTabulation[[#This Row],[Day]]*TOU_CTabulation[[#This Row],[Base Allow]],0)","v":0},{"$f":"IF(A3123>TOU_CTabulation[[#This Row],[Month]],TOU_CTabulation[[#This Row],[Month Cumm]],0)","v":0},{"$f":"IF(TOU_CTabulation[[#This Row],[Month Base Gen]]=0,0,TOU_CTabulation[[#This Row],[Month Base Gen]]-TOU_CTabulation[[#This Row],[Day]]*TOU_CTabulation[[#This Row],[Base Allow]])","v":0},{"$f":"VLOOKUP(TOU_CTabulation[[#This Row],[Hour]],daypart,2)","v":"All"},{"$f":"TOU_CTabulation[[#This Row],[Season]]&TOU_CTabulation[[#This Row],[Day-Part]]","v":"WinterAll"},{"$f":"VLOOKUP(TOU_CTabulation[[#This Row],[Daypart]],TOUC,2)","v":0.25901999999999997},{"$f":"VLOOKUP(TOU_CTabulation[[#This Row],[Daypart]],TOUC,3)","v":0.32596000000000003},{"$f":"TOU_CTabulation[[#This Row],[Month Base Allow]]*TOU_CTabulation[[#This Row],[Base Rate]]","v":0},{"$f":"TOU_CTabulation[[#This Row],[Month Overbase Gen]]*TOU_CTabulation[[#This Row],[Over Rate]]","v":0},{"$f":"TOU_CTabulation[[#This Row],[Base Value]]+TOU_CTabulation[[#This Row],[Over Value]]","v":0}]
[5,10,4,0,0,10,1,0,10,0,0,{"$f":"TOU_CTabulation[[#This Row],[AC System Output (W)]]/1000","v":0},{"$f":"IF(A3128=TOU_CTabulation[[#This Row],[Month]],M3128+TOU_CTabulation[[#This Row],[AC System Output (kW)]],TOU_CTabulation[[#This Row],[AC System Output (kW)]])","v":195.69280799999999},{"$f":"VLOOKUP(TOU_CTabulation[[#This Row],[Month]],Season,2)","v":"Winter"},{"$f":"VLOOKUP(TOU_CTabulation[[#This Row],[Season]],CRate,2)","v":10.5},{"$f":"IF(A3130>TOU_CTabulation[[#This Row],[Month]],TOU_CTabulation[[#This Row],[Day]]*TOU_CTabulation[[#This Row],[Base Allow]],0)","v":0},{"$f":"IF(A3130>TOU_CTabulation[[#This Row],[Month]],TOU_CTabulation[[#This Row],[Month Cumm]],0)","v":0},{"$f":"IF(TOU_CTabulation[[#This Row],[Month Base Gen]]=0,0,TOU_CTabulation[[#This Row],[Month Base Gen]]-TOU_CTabulation[[#This Row],[Day]]*TOU_CTabulation[[#This Row],[Base Allow]])","v":0},{"$f":"VLOOKUP(TOU_CTabulation[[#This Row],[Hour]],daypart,2)","v":"All"},{"$f":"TOU_CTabulation[[#This Row],[Season]]&TOU_CTabulation[[#This Row],[Day-Part]]","v":"WinterAll"},{"$f":"VLOOKUP(TOU_CTabulation[[#This Row],[Daypart]],TOUC,2)","v":0.25901999999999997},{"$f":"VLOOKUP(TOU_CTabulation[[#This Row],[Daypart]],TOUC,3)","v":0.32596000000000003},{"$f":"TOU_CTabulation[[#This Row],[Month Base Allow]]*TOU_CTabulation[[#This Row],[Base Rate]]","v":0},{"$f":"TOU_CTabulation[[#This Row],[Month Overbase Gen]]*TOU_CTabulation[[#This Row],[Over Rate]]","v":0},{"$f":"TOU_CTabulation[[#This Row],[Base Value]]+TOU_CTabulation[[#This Row],[Over Value]]","v":0}]
[5,10,13,903,132,29,2,981.65700000000004,55.384,2890.2950000000001,2779.0810000000001,{"$f":"TOU_CTabulation[[#This Row],[AC System Output (W)]]/1000","v":2.7790810000000001},{"$f":"IF(A3137=TOU_CTabulation[[#This Row],[Month]],M3137+TOU_CTabulation[[#This Row],[AC System Output (kW)]],TOU_CTabulation[[#This Row],[AC System Output (kW)]])","v":213.39865399999996},{"$f":"VLOOKUP(TOU_CTabulation[[#This Row],[Month]],Season,2)","v":"Winter"},{"$f":"VLOOKUP(TOU_CTabulation[[#This Row],[Season]],CRate,2)","v":10.5},{"$f":"IF(A3139>TOU_CTabulation[[#This Row],[Month]],TOU_CTabulation[[#This Row],[Day]]*TOU_CTabulation[[#This Row],[Base Allow]],0)","v":0},{"$f":"IF(A3139>TOU_CTabulation[[#This Row],[Month]],TOU_CTabulation[[#This Row],[Month Cumm]],0)","v":0},{"$f":"IF(TOU_CTabulation[[#This Row],[Month Base Gen]]=0,0,TOU_CTabulation[[#This Row],[Month Base Gen]]-TOU_CTabulation[[#This Row],[Day]]*TOU_CTabulation[[#This Row],[Base Allow]])","v":0},{"$f":"VLOOKUP(TOU_CTabulation[[#This Row],[Hour]],daypart,2)","v":"All"},{"$f":"TOU_CTabulation[[#This Row],[Season]]&TOU_CTabulation[[#This Row],[Day-Part]]","v":"WinterAll"},{"$f":"VLOOKUP(TOU_CTabulation[[#This Row],[Daypart]],TOUC,2)","v":0.25901999999999997},{"$f":"VLOOKUP(TOU_CTabulation[[#This Row],[Daypart]],TOUC,3)","v":0.32596000000000003},{"$f":"TOU_CTabulation[[#This Row],[Month Base Allow]]*TOU_CTabulation[[#This Row],[Base Rate]]","v":0},{"$f":"TOU_CTabulation[[#This Row],[Month Overbase Gen]]*TOU_CTabulation[[#This Row],[Over Rate]]","v":0},{"$f":"TOU_CTabulation[[#This Row],[Base Value]]+TOU_CTabulation[[#This Row],[Over Value]]","v":0}]
[5,10,20,0,0,17,1,0,17,0,0,{"$f":"TOU_CTabulation[[#This Row],[AC System Output (W)]]/1000","v":0},{"$f":"IF(A3144=TOU_CTabulation[[#This Row],[Month]],M3144+TOU_CTabulation[[#This Row],[AC System Output (kW)]],TOU_CTabulation[[#This Row],[AC System Output (kW)]])","v":219.46883699999998},{"$f":"VLOOKUP(TOU_CTabulation[[#This Row],[Month]],Season,2)","v":"Winter"},{"$f":"VLOOKUP(TOU_CTabulation[[#This Row],[Season]],CRate,2)","v":10.5},{"$f":"IF(A3146>TOU_CTabulation[[#This Row],[Month]],TOU_CTabulation[[#This Row],[Day]]*TOU_CTabulation[[#This Row],[Base Allow]],0)","v":0},{"$f":"IF(A3146>TOU_CTabulation[[#This Row],[Month]],TOU_CTabulation[[#This Row],[Month Cumm]],0)","v":0},{"$f":"IF(TOU_CTabulation[[#This Row],[Month Base Gen]]=0,0,TOU_CTabulation[[#This Row],[Month Base Gen]]-TOU_CTabulation[[#This Row],[Day]]*TOU_CTabulation[[#This Row],[Base Allow]])","v":0},{"$f":"VLOOKUP(TOU_CTabulation[[#This Row],[Hour]],daypart,2)","v":"All"},{"$f":"TOU_CTabulation[[#This Row],[Season]]&TOU_CTabulation[[#This Row],[Day-Part]]","v":"WinterAll"},{"$f":"VLOOKUP(TOU_CTabulation[[#This Row],[Daypart]],TOUC,2)","v":0.25901999999999997},{"$f":"VLOOKUP(TOU_CTabulation[[#This Row],[Daypart]],TOUC,3)","v":0.32596000000000003},{"$f":"TOU_CTabulation[[#This Row],[Month Base Allow]]*TOU_CTabulation[[#This Row],[Base Rate]]","v":0},{"$f":"TOU_CTabulation[[#This Row],[Month Overbase Gen]]*TOU_CTabulation[[#This Row],[Over Rate]]","v":0},{"$f":"TOU_CTabulation[[#This Row],[Base Value]]+TOU_CTabulation[[#This Row],[Over Value]]","v":0}]
[5,11,6,571,71,15,1,187.637,18.898,536.88,505.47800000000001,{"$f":"TOU_CTabulation[[#This Row],[AC System Output (W)]]/1000","v":0.50547799999999998},{"$f":"IF(A3154=TOU_CTabulation[[#This Row],[Month]],M3154+TOU_CTabulation[[#This Row],[AC System Output (kW)]],TOU_CTabulation[[#This Row],[AC System Output (kW)]])","v":220.03781699999999},{"$f":"VLOOKUP(TOU_CTabulation[[#This Row],[Month]],Season,2)","v":"Winter"},{"$f":"VLOOKUP(TOU_CTabulation[[#This Row],[Season]],CRate,2)","v":10.5},{"$f":"IF(A3156>TOU_CTabulation[[#This Row],[Month]],TOU_CTabulation[[#This Row],[Day]]*TOU_CTabulation[[#This Row],[Base Allow]],0)","v":0},{"$f":"IF(A3156>TOU_CTabulation[[#This Row],[Month]],TOU_CTabulation[[#This Row],[Month Cumm]],0)","v":0},{"$f":"IF(TOU_CTabulation[[#This Row],[Month Base Gen]]=0,0,TOU_CTabulation[[#This Row],[Month Base Gen]]-TOU_CTabulation[[#This Row],[Day]]*TOU_CTabulation[[#This Row],[Base Allow]])","v":0},{"$f":"VLOOKUP(TOU_CTabulation[[#This Row],[Hour]],daypart,2)","v":"All"},{"$f":"TOU_CTabulation[[#This Row],[Season]]&TOU_CTabulation[[#This Row],[Day-Part]]","v":"WinterAll"},{"$f":"VLOOKUP(TOU_CTabulation[[#This Row],[Daypart]],TOUC,2)","v":0.25901999999999997},{"$f":"VLOOKUP(TOU_CTabulation[[#This Row],[Daypart]],TOUC,3)","v":0.32596000000000003},{"$f":"TOU_CTabulation[[#This Row],[Month Base Allow]]*TOU_CTabulation[[#This Row],[Base Rate]]","v":0},{"$f":"TOU_CTabulation[[#This Row],[Month Overbase Gen]]*TOU_CTabulation[[#This Row],[Over Rate]]","v":0},{"$f":"TOU_CTabulation[[#This Row],[Base Value]]+TOU_CTabulation[[#This Row],[Over Value]]","v":0}]
[5,11,10,938,110,27,3,995.29600000000005,50.411999999999999,3010.4360000000001,2893.7660000000001,{"$f":"TOU_CTabulation[[#This Row],[AC System Output (W)]]/1000","v":2.8937660000000003},{"$f":"IF(A3158=TOU_CTabulation[[#This Row],[Month]],M3158+TOU_CTabulation[[#This Row],[AC System Output (kW)]],TOU_CTabulation[[#This Row],[AC System Output (kW)]])","v":228.76297399999999},{"$f":"VLOOKUP(TOU_CTabulation[[#This Row],[Month]],Season,2)","v":"Winter"},{"$f":"VLOOKUP(TOU_CTabulation[[#This Row],[Season]],CRate,2)","v":10.5},{"$f":"IF(A3160>TOU_CTabulation[[#This Row],[Month]],TOU_CTabulation[[#This Row],[Day]]*TOU_CTabulation[[#This Row],[Base Allow]],0)","v":0},{"$f":"IF(A3160>TOU_CTabulation[[#This Row],[Month]],TOU_CTabulation[[#This Row],[Month Cumm]],0)","v":0},{"$f":"IF(TOU_CTabulation[[#This Row],[Month Base Gen]]=0,0,TOU_CTabulation[[#This Row],[Month Base Gen]]-TOU_CTabulation[[#This Row],[Day]]*TOU_CTabulation[[#This Row],[Base Allow]])","v":0},{"$f":"VLOOKUP(TOU_CTabulation[[#This Row],[Hour]],daypart,2)","v":"All"},{"$f":"TOU_CTabulation[[#This Row],[Season]]&TOU_CTabulation[[#This Row],[Day-Part]]","v":"WinterAll"},{"$f":"VLOOKUP(TOU_CTabulation[[#This Row],[Daypart]],TOUC,2)","v":0.25901999999999997},{"$f":"VLOOKUP(TOU_CTabulation[[#This Row],[Daypart]],TOUC,3)","v":0.32596000000000003},{"$f":"TOU_CTabulation[[#This Row],[Month Base Allow]]*TOU_CTabulation[[#This Row],[Base Rate]]","v":0},{"$f":"TOU_CTabulation[[#This Row],[Month Overbase Gen]]*TOU_CTabulation[[#This Row],[Over Rate]]","v":0},{"$f":"TOU_CTabulation[[#This Row],[Base Value]]+TOU_CTabulation[[#This Row],[Over Value]]","v":0}]
[5,11,15,826,115,26,5,651.61900000000003,38.866,2057.9859999999999,1980.8810000000001,{"$f":"TOU_CTabulation[[#This Row],[AC System Output (W)]]/1000","v":1.9808810000000001},{"$f":"IF(A3163=TOU_CTabulation[[#This Row],[Month]],M3163+TOU_CTabulation[[#This Row],[AC System Output (kW)]],TOU_CTabulation[[#This Row],[AC System Output (kW)]])","v":242.27864299999999},{"$f":"VLOOKUP(TOU_CTabulation[[#This Row],[Month]],Season,2)","v":"Winter"},{"$f":"VLOOKUP(TOU_CTabulation[[#This Row],[Season]],CRate,2)","v":10.5},{"$f":"IF(A3165>TOU_CTabulation[[#This Row],[Month]],TOU_CTabulation[[#This Row],[Day]]*TOU_CTabulation[[#This Row],[Base Allow]],0)","v":0},{"$f":"IF(A3165>TOU_CTabulation[[#This Row],[Month]],TOU_CTabulation[[#This Row],[Month Cumm]],0)","v":0},{"$f":"IF(TOU_CTabulation[[#This Row],[Month Base Gen]]=0,0,TOU_CTabulation[[#This Row],[Month Base Gen]]-TOU_CTabulation[[#This Row],[Day]]*TOU_CTabulation[[#This Row],[Base Allow]])","v":0},{"$f":"VLOOKUP(TOU_CTabulation[[#This Row],[Hour]],daypart,2)","v":"All"},{"$f":"TOU_CTabulation[[#This Row],[Season]]&TOU_CTabulation[[#This Row],[Day-Part]]","v":"WinterAll"},{"$f":"VLOOKUP(TOU_CTabulation[[#This Row],[Daypart]],TOUC,2)","v":0.25901999999999997},{"$f":"VLOOKUP(TOU_CTabulation[[#This Row],[Daypart]],TOUC,3)","v":0.32596000000000003},{"$f":"TOU_CTabulation[[#This Row],[Month Base Allow]]*TOU_CTabulation[[#This Row],[Base Rate]]","v":0},{"$f":"TOU_CTabulation[[#This Row],[Month Overbase Gen]]*TOU_CTabulation[[#This Row],[Over Rate]]","v":0},{"$f":"TOU_CTabulation[[#This Row],[Base Value]]+TOU_CTabulation[[#This Row],[Over Value]]","v":0}]
[5,12,0,0,0,9,2,0,9,0,0,{"$f":"TOU_CTabulation[[#This Row],[AC System Output (W)]]/1000","v":0},{"$f":"IF(A3172=TOU_CTabulation[[#This Row],[Month]],M3172+TOU_CTabulation[[#This Row],[AC System Output (kW)]],TOU_CTabulation[[#This Row],[AC System Output (kW)]])","v":244.057028},{"$f":"VLOOKUP(TOU_CTabulation[[#This Row],[Month]],Season,2)","v":"Winter"},{"$f":"VLOOKUP(TOU_CTabulation[[#This Row],[Season]],CRate,2)","v":10.5},{"$f":"IF(A3174>TOU_CTabulation[[#This Row],[Month]],TOU_CTabulation[[#This Row],[Day]]*TOU_CTabulation[[#This Row],[Base Allow]],0)","v":0},{"$f":"IF(A3174>TOU_CTabulation[[#This Row],[Month]],TOU_CTabulation[[#This Row],[Month Cumm]],0)","v":0},{"$f":"IF(TOU_CTabulation[[#This Row],[Month Base Gen]]=0,0,TOU_CTabulation[[#This Row],[Month Base Gen]]-TOU_CTabulation[[#This Row],[Day]]*TOU_CTabulation[[#This Row],[Base Allow]])","v":0},{"$f":"VLOOKUP(TOU_CTabulation[[#This Row],[Hour]],daypart,2)","v":"All"},{"$f":"TOU_CTabulation[[#This Row],[Season]]&TOU_CTabulation[[#This Row],[Day-Part]]","v":"WinterAll"},{"$f":"VLOOKUP(TOU_CTabulation[[#This Row],[Daypart]],TOUC,2)","v":0.25901999999999997},{"$f":"VLOOKUP(TOU_CTabulation[[#This Row],[Daypart]],TOUC,3)","v":0.32596000000000003},{"$f":"TOU_CTabulation[[#This Row],[Month Base Allow]]*TOU_CTabulation[[#This Row],[Base Rate]]","v":0},{"$f":"TOU_CTabulation[[#This Row],[Month Overbase Gen]]*TOU_CTabulation[[#This Row],[Over Rate]]","v":0},{"$f":"TOU_CTabulation[[#This Row],[Base Value]]+TOU_CTabulation[[#This Row],[Over Value]]","v":0}]
[5,12,8,799,128,18,2,653.68299999999999,34.906999999999996,2108.4920000000002,2029.501,{"$f":"TOU_CTabulation[[#This Row],[AC System Output (W)]]/1000","v":2.0295009999999998},{"$f":"IF(A3180=TOU_CTabulation[[#This Row],[Month]],M3180+TOU_CTabulation[[#This Row],[AC System Output (kW)]],TOU_CTabulation[[#This Row],[AC System Output (kW)]])","v":248.00582100000003},{"$f":"VLOOKUP(TOU_CTabulation[[#This Row],[Month]],Season,2)","v":"Winter"},{"$f":"VLOOKUP(TOU_CTabulation[[#This Row],[Season]],CRate,2)","v":10.5},{"$f":"IF(A3182>TOU_CTabulation[[#This Row],[Month]],TOU_CTabulation[[#This Row],[Day]]*TOU_CTabulation[[#This Row],[Base Allow]],0)","v":0},{"$f":"IF(A3182>TOU_CTabulation[[#This Row],[Month]],TOU_CTabulation[[#This Row],[Month Cumm]],0)","v":0},{"$f":"IF(TOU_CTabulation[[#This Row],[Month Base Gen]]=0,0,TOU_CTabulation[[#This Row],[Month Base Gen]]-TOU_CTabulation[[#This Row],[Day]]*TOU_CTabulation[[#This Row],[Base Allow]])","v":0},{"$f":"VLOOKUP(TOU_CTabulation[[#This Row],[Hour]],daypart,2)","v":"All"},{"$f":"TOU_CTabulation[[#This Row],[Season]]&TOU_CTabulation[[#This Row],[Day-Part]]","v":"WinterAll"},{"$f":"VLOOKUP(TOU_CTabulation[[#This Row],[Daypart]],TOUC,2)","v":0.25901999999999997},{"$f":"VLOOKUP(TOU_CTabulation[[#This Row],[Daypart]],TOUC,3)","v":0.32596000000000003},{"$f":"TOU_CTabulation[[#This Row],[Month Base Allow]]*TOU_CTabulation[[#This Row],[Base Rate]]","v":0},{"$f":"TOU_CTabulation[[#This Row],[Month Overbase Gen]]*TOU_CTabulation[[#This Row],[Over Rate]]","v":0},{"$f":"TOU_CTabulation[[#This Row],[Base Value]]+TOU_CTabulation[[#This Row],[Over Value]]","v":0}]
[5,12,17,592,67,21,4,183.00899999999999,24.478999999999999,501.928,471.322,{"$f":"TOU_CTabulation[[#This Row],[AC System Output (W)]]/1000","v":0.47132200000000002},{"$f":"IF(A3189=TOU_CTabulation[[#This Row],[Month]],M3189+TOU_CTabulation[[#This Row],[AC System Output (kW)]],TOU_CTabulation[[#This Row],[AC System Output (kW)]])","v":268.84881300000001},{"$f":"VLOOKUP(TOU_CTabulation[[#This Row],[Month]],Season,2)","v":"Winter"},{"$f":"VLOOKUP(TOU_CTabulation[[#This Row],[Season]],CRate,2)","v":10.5},{"$f":"IF(A3191>TOU_CTabulation[[#This Row],[Month]],TOU_CTabulation[[#This Row],[Day]]*TOU_CTabulation[[#This Row],[Base Allow]],0)","v":0},{"$f":"IF(A3191>TOU_CTabulation[[#This Row],[Month]],TOU_CTabulation[[#This Row],[Month Cumm]],0)","v":0},{"$f":"IF(TOU_CTabulation[[#This Row],[Month Base Gen]]=0,0,TOU_CTabulation[[#This Row],[Month Base Gen]]-TOU_CTabulation[[#This Row],[Day]]*TOU_CTabulation[[#This Row],[Base Allow]])","v":0},{"$f":"VLOOKUP(TOU_CTabulation[[#This Row],[Hour]],daypart,2)","v":"All"},{"$f":"TOU_CTabulation[[#This Row],[Season]]&TOU_CTabulation[[#This Row],[Day-Part]]","v":"WinterAll"},{"$f":"VLOOKUP(TOU_CTabulation[[#This Row],[Daypart]],TOUC,2)","v":0.25901999999999997},{"$f":"VLOOKUP(TOU_CTabulation[[#This Row],[Daypart]],TOUC,3)","v":0.32596000000000003},{"$f":"TOU_CTabulation[[#This Row],[Month Base Allow]]*TOU_CTabulation[[#This Row],[Base Rate]]","v":0},{"$f":"TOU_CTabulation[[#This Row],[Month Overbase Gen]]*TOU_CTabulation[[#This Row],[Over Rate]]","v":0},{"$f":"TOU_CTabulation[[#This Row],[Base Value]]+TOU_CTabulation[[#This Row],[Over Value]]","v":0}]
[5,13,1,0,0,10,1,0,10,0,0,{"$f":"TOU_CTabulation[[#This Row],[AC System Output (W)]]/1000","v":0},{"$f":"IF(A3197=TOU_CTabulation[[#This Row],[Month]],M3197+TOU_CTabulation[[#This Row],[AC System Output (kW)]],TOU_CTabulation[[#This Row],[AC System Output (kW)]])","v":268.90176200000002},{"$f":"VLOOKUP(TOU_CTabulation[[#This Row],[Month]],Season,2)","v":"Winter"},{"$f":"VLOOKUP(TOU_CTabulation[[#This Row],[Season]],CRate,2)","v":10.5},{"$f":"IF(A3199>TOU_CTabulation[[#This Row],[Month]],TOU_CTabulation[[#This Row],[Day]]*TOU_CTabulation[[#This Row],[Base Allow]],0)","v":0},{"$f":"IF(A3199>TOU_CTabulation[[#This Row],[Month]],TOU_CTabulation[[#This Row],[Month Cumm]],0)","v":0},{"$f":"IF(TOU_CTabulation[[#This Row],[Month Base Gen]]=0,0,TOU_CTabulation[[#This Row],[Month Base Gen]]-TOU_CTabulation[[#This Row],[Day]]*TOU_CTabulation[[#This Row],[Base Allow]])","v":0},{"$f":"VLOOKUP(TOU_CTabulation[[#This Row],[Hour]],daypart,2)","v":"All"},{"$f":"TOU_CTabulation[[#This Row],[Season]]&TOU_CTabulation[[#This Row],[Day-Part]]","v":"WinterAll"},{"$f":"VLOOKUP(TOU_CTabulation[[#This Row],[Daypart]],TOUC,2)","v":0.25901999999999997},{"$f":"VLOOKUP(TOU_CTabulation[[#This Row],[Daypart]],TOUC,3)","v":0.32596000000000003},{"$f":"TOU_CTabulation[[#This Row],[Month Base Allow]]*TOU_CTabulation[[#This Row],[Base Rate]]","v":0},{"$f":"TOU_CTabulation[[#This Row],[Month Overbase Gen]]*TOU_CTabulation[[#This Row],[Over Rate]]","v":0},{"$f":"TOU_CTabulation[[#This Row],[Base Value]]+TOU_CTabulation[[#This Row],[Over Value]]","v":0}]
[5,13,7,778,83,18,3,430.279,27.181000000000001,1372.14,1318.3050000000001,{"$f":"TOU_CTabulation[[#This Row],[AC System Output (W)]]/1000","v":1.3183050000000001},{"$f":"IF(A3203=TOU_CTabulation[[#This Row],[Month]],M3203+TOU_CTabulation[[#This Row],[AC System Output (kW)]],TOU_CTabulation[[#This Row],[AC System Output (kW)]])","v":270.79977100000002},{"$f":"VLOOKUP(TOU_CTabulation[[#This Row],[Month]],Season,2)","v":"Winter"},{"$f":"VLOOKUP(TOU_CTabulation[[#This Row],[Season]],CRate,2)","v":10.5},{"$f":"IF(A3205>TOU_CTabulation[[#This Row],[Month]],TOU_CTabulation[[#This Row],[Day]]*TOU_CTabulation[[#This Row],[Base Allow]],0)","v":0},{"$f":"IF(A3205>TOU_CTabulation[[#This Row],[Month]],TOU_CTabulation[[#This Row],[Month Cumm]],0)","v":0},{"$f":"IF(TOU_CTabulation[[#This Row],[Month Base Gen]]=0,0,TOU_CTabulation[[#This Row],[Month Base Gen]]-TOU_CTabulation[[#This Row],[Day]]*TOU_CTabulation[[#This Row],[Base Allow]])","v":0},{"$f":"VLOOKUP(TOU_CTabulation[[#This Row],[Hour]],daypart,2)","v":"All"},{"$f":"TOU_CTabulation[[#This Row],[Season]]&TOU_CTabulation[[#This Row],[Day-Part]]","v":"WinterAll"},{"$f":"VLOOKUP(TOU_CTabulation[[#This Row],[Daypart]],TOUC,2)","v":0.25901999999999997},{"$f":"VLOOKUP(TOU_CTabulation[[#This Row],[Daypart]],TOUC,3)","v":0.32596000000000003},{"$f":"TOU_CTabulation[[#This Row],[Month Base Allow]]*TOU_CTabulation[[#This Row],[Base Rate]]","v":0},{"$f":"TOU_CTabulation[[#This Row],[Month Overbase Gen]]*TOU_CTabulation[[#This Row],[Over Rate]]","v":0},{"$f":"TOU_CTabulation[[#This Row],[Base Value]]+TOU_CTabulation[[#This Row],[Over Value]]","v":0}]
[5,13,18,270,27,20,3,20.957000000000001,19.385000000000002,73.926000000000002,52.164000000000001,{"$f":"TOU_CTabulation[[#This Row],[AC System Output (W)]]/1000","v":5.2164000000000002E-2},{"$f":"IF(A3214=TOU_CTabulation[[#This Row],[Month]],M3214+TOU_CTabulation[[#This Row],[AC System Output (kW)]],TOU_CTabulation[[#This Row],[AC System Output (kW)]])","v":293.78402399999987},{"$f":"VLOOKUP(TOU_CTabulation[[#This Row],[Month]],Season,2)","v":"Winter"},{"$f":"VLOOKUP(TOU_CTabulation[[#This Row],[Season]],CRate,2)","v":10.5},{"$f":"IF(A3216>TOU_CTabulation[[#This Row],[Month]],TOU_CTabulation[[#This Row],[Day]]*TOU_CTabulation[[#This Row],[Base Allow]],0)","v":0},{"$f":"IF(A3216>TOU_CTabulation[[#This Row],[Month]],TOU_CTabulation[[#This Row],[Month Cumm]],0)","v":0},{"$f":"IF(TOU_CTabulation[[#This Row],[Month Base Gen]]=0,0,TOU_CTabulation[[#This Row],[Month Base Gen]]-TOU_CTabulation[[#This Row],[Day]]*TOU_CTabulation[[#This Row],[Base Allow]])","v":0},{"$f":"VLOOKUP(TOU_CTabulation[[#This Row],[Hour]],daypart,2)","v":"All"},{"$f":"TOU_CTabulation[[#This Row],[Season]]&TOU_CTabulation[[#This Row],[Day-Part]]","v":"WinterAll"},{"$f":"VLOOKUP(TOU_CTabulation[[#This Row],[Daypart]],TOUC,2)","v":0.25901999999999997},{"$f":"VLOOKUP(TOU_CTabulation[[#This Row],[Daypart]],TOUC,3)","v":0.32596000000000003},{"$f":"TOU_CTabulation[[#This Row],[Month Base Allow]]*TOU_CTabulation[[#This Row],[Base Rate]]","v":0},{"$f":"TOU_CTabulation[[#This Row],[Month Overbase Gen]]*TOU_CTabulation[[#This Row],[Over Rate]]","v":0},{"$f":"TOU_CTabulation[[#This Row],[Base Value]]+TOU_CTabulation[[#This Row],[Over Value]]","v":0}]
[5,14,3,0,0,12,1,0,12,0,0,{"$f":"TOU_CTabulation[[#This Row],[AC System Output (W)]]/1000","v":0},{"$f":"IF(A3223=TOU_CTabulation[[#This Row],[Month]],M3223+TOU_CTabulation[[#This Row],[AC System Output (kW)]],TOU_CTabulation[[#This Row],[AC System Output (kW)]])","v":293.78402399999987},{"$f":"VLOOKUP(TOU_CTabulation[[#This Row],[Month]],Season,2)","v":"Winter"},{"$f":"VLOOKUP(TOU_CTabulation[[#This Row],[Season]],CRate,2)","v":10.5},{"$f":"IF(A3225>TOU_CTabulation[[#This Row],[Month]],TOU_CTabulation[[#This Row],[Day]]*TOU_CTabulation[[#This Row],[Base Allow]],0)","v":0},{"$f":"IF(A3225>TOU_CTabulation[[#This Row],[Month]],TOU_CTabulation[[#This Row],[Month Cumm]],0)","v":0},{"$f":"IF(TOU_CTabulation[[#This Row],[Month Base Gen]]=0,0,TOU_CTabulation[[#This Row],[Month Base Gen]]-TOU_CTabulation[[#This Row],[Day]]*TOU_CTabulation[[#This Row],[Base Allow]])","v":0},{"$f":"VLOOKUP(TOU_CTabulation[[#This Row],[Hour]],daypart,2)","v":"All"},{"$f":"TOU_CTabulation[[#This Row],[Season]]&TOU_CTabulation[[#This Row],[Day-Part]]","v":"WinterAll"},{"$f":"VLOOKUP(TOU_CTabulation[[#This Row],[Daypart]],TOUC,2)","v":0.25901999999999997},{"$f":"VLOOKUP(TOU_CTabulation[[#This Row],[Daypart]],TOUC,3)","v":0.32596000000000003},{"$f":"TOU_CTabulation[[#This Row],[Month Base Allow]]*TOU_CTabulation[[#This Row],[Base Rate]]","v":0},{"$f":"TOU_CTabulation[[#This Row],[Month Overbase Gen]]*TOU_CTabulation[[#This Row],[Over Rate]]","v":0},{"$f":"TOU_CTabulation[[#This Row],[Base Value]]+TOU_CTabulation[[#This Row],[Over Value]]","v":0}]
[5,14,6,47,110,15,2,112.551,16.219000000000001,392.26600000000002,364.089,{"$f":"TOU_CTabulation[[#This Row],[AC System Output (W)]]/1000","v":0.364089},{"$f":"IF(A3226=TOU_CTabulation[[#This Row],[Month]],M3226+TOU_CTabulation[[#This Row],[AC System Output (kW)]],TOU_CTabulation[[#This Row],[AC System Output (kW)]])","v":294.21259699999985},{"$f":"VLOOKUP(TOU_CTabulation[[#This Row],[Month]],Season,2)","v":"Winter"},{"$f":"VLOOKUP(TOU_CTabulation[[#This Row],[Season]],CRate,2)","v":10.5},{"$f":"IF(A3228>TOU_CTabulation[[#This Row],[Month]],TOU_CTabulation[[#This Row],[Day]]*TOU_CTabulation[[#This Row],[Base Allow]],0)","v":0},{"$f":"IF(A3228>TOU_CTabulation[[#This Row],[Month]],TOU_CTabulation[[#This Row],[Month Cumm]],0)","v":0},{"$f":"IF(TOU_CTabulation[[#This Row],[Month Base Gen]]=0,0,TOU_CTabulation[[#This Row],[Month Base Gen]]-TOU_CTabulation[[#This Row],[Day]]*TOU_CTabulation[[#This Row],[Base Allow]])","v":0},{"$f":"VLOOKUP(TOU_CTabulation[[#This Row],[Hour]],daypart,2)","v":"All"},{"$f":"TOU_CTabulation[[#This Row],[Season]]&TOU_CTabulation[[#This Row],[Day-Part]]","v":"WinterAll"},{"$f":"VLOOKUP(TOU_CTabulation[[#This Row],[Daypart]],TOUC,2)","v":0.25901999999999997},{"$f":"VLOOKUP(TOU_CTabulation[[#This Row],[Daypart]],TOUC,3)","v":0.32596000000000003},{"$f":"TOU_CTabulation[[#This Row],[Month Base Allow]]*TOU_CTabulation[[#This Row],[Base Rate]]","v":0},{"$f":"TOU_CTabulation[[#This Row],[Month Overbase Gen]]*TOU_CTabulation[[#This Row],[Over Rate]]","v":0},{"$f":"TOU_CTabulation[[#This Row],[Base Value]]+TOU_CTabulation[[#This Row],[Over Value]]","v":0}]
[5,14,12,891,133,28,4,1026.3820000000001,50.311999999999998,3107.7080000000001,2986.5219999999999,{"$f":"TOU_CTabulation[[#This Row],[AC System Output (W)]]/1000","v":2.9865219999999999},{"$f":"IF(A3232=TOU_CTabulation[[#This Row],[Month]],M3232+TOU_CTabulation[[#This Row],[AC System Output (kW)]],TOU_CTabulation[[#This Row],[AC System Output (kW)]])","v":308.44637799999987},{"$f":"VLOOKUP(TOU_CTabulation[[#This Row],[Month]],Season,2)","v":"Winter"},{"$f":"VLOOKUP(TOU_CTabulation[[#This Row],[Season]],CRate,2)","v":10.5},{"$f":"IF(A3234>TOU_CTabulation[[#This Row],[Month]],TOU_CTabulation[[#This Row],[Day]]*TOU_CTabulation[[#This Row],[Base Allow]],0)","v":0},{"$f":"IF(A3234>TOU_CTabulation[[#This Row],[Month]],TOU_CTabulation[[#This Row],[Month Cumm]],0)","v":0},{"$f":"IF(TOU_CTabulation[[#This Row],[Month Base Gen]]=0,0,TOU_CTabulation[[#This Row],[Month Base Gen]]-TOU_CTabulation[[#This Row],[Day]]*TOU_CTabulation[[#This Row],[Base Allow]])","v":0},{"$f":"VLOOKUP(TOU_CTabulation[[#This Row],[Hour]],daypart,2)","v":"All"},{"$f":"TOU_CTabulation[[#This Row],[Season]]&TOU_CTabulation[[#This Row],[Day-Part]]","v":"WinterAll"},{"$f":"VLOOKUP(TOU_CTabulation[[#This Row],[Daypart]],TOUC,2)","v":0.25901999999999997},{"$f":"VLOOKUP(TOU_CTabulation[[#This Row],[Daypart]],TOUC,3)","v":0.32596000000000003},{"$f":"TOU_CTabulation[[#This Row],[Month Base Allow]]*TOU_CTabulation[[#This Row],[Base Rate]]","v":0},{"$f":"TOU_CTabulation[[#This Row],[Month Overbase Gen]]*TOU_CTabulation[[#This Row],[Over Rate]]","v":0},{"$f":"TOU_CTabulation[[#This Row],[Base Value]]+TOU_CTabulation[[#This Row],[Over Value]]","v":0}]
[5,14,20,0,0,16,2,0,16,0,0,{"$f":"TOU_CTabulation[[#This Row],[AC System Output (W)]]/1000","v":0},{"$f":"IF(A3240=TOU_CTabulation[[#This Row],[Month]],M3240+TOU_CTabulation[[#This Row],[AC System Output (kW)]],TOU_CTabulation[[#This Row],[AC System Output (kW)]])","v":317.40645899999987},{"$f":"VLOOKUP(TOU_CTabulation[[#This Row],[Month]],Season,2)","v":"Winter"},{"$f":"VLOOKUP(TOU_CTabulation[[#This Row],[Season]],CRate,2)","v":10.5},{"$f":"IF(A3242>TOU_CTabulation[[#This Row],[Month]],TOU_CTabulation[[#This Row],[Day]]*TOU_CTabulation[[#This Row],[Base Allow]],0)","v":0},{"$f":"IF(A3242>TOU_CTabulation[[#This Row],[Month]],TOU_CTabulation[[#This Row],[Month Cumm]],0)","v":0},{"$f":"IF(TOU_CTabulation[[#This Row],[Month Base Gen]]=0,0,TOU_CTabulation[[#This Row],[Month Base Gen]]-TOU_CTabulation[[#This Row],[Day]]*TOU_CTabulation[[#This Row],[Base Allow]])","v":0},{"$f":"VLOOKUP(TOU_CTabulation[[#This Row],[Hour]],daypart,2)","v":"All"},{"$f":"TOU_CTabulation[[#This Row],[Season]]&TOU_CTabulation[[#This Row],[Day-Part]]","v":"WinterAll"},{"$f":"VLOOKUP(TOU_CTabulation[[#This Row],[Daypart]],TOUC,2)","v":0.25901999999999997},{"$f":"VLOOKUP(TOU_CTabulation[[#This Row],[Daypart]],TOUC,3)","v":0.32596000000000003},{"$f":"TOU_CTabulation[[#This Row],[Month Base Allow]]*TOU_CTabulation[[#This Row],[Base Rate]]","v":0},{"$f":"TOU_CTabulation[[#This Row],[Month Overbase Gen]]*TOU_CTabulation[[#This Row],[Over Rate]]","v":0},{"$f":"TOU_CTabulation[[#This Row],[Base Value]]+TOU_CTabulation[[#This Row],[Over Value]]","v":0}]
[5,15,5,0,18,13,2,17.053999999999998,11.509,62.326999999999998,40.78,{"$f":"TOU_CTabulation[[#This Row],[AC System Output (W)]]/1000","v":4.0780000000000004E-2},{"$f":"IF(A3249=TOU_CTabulation[[#This Row],[Month]],M3249+TOU_CTabulation[[#This Row],[AC System Output (kW)]],TOU_CTabulation[[#This Row],[AC System Output (kW)]])","v":317.44723899999985},{"$f":"VLOOKUP(TOU_CTabulation[[#This Row],[Month]],Season,2)","v":"Winter"},{"$f":"VLOOKUP(TOU_CTabulation[[#This Row],[Season]],CRate,2)","v":10.5},{"$f":"IF(A3251>TOU_CTabulation[[#This Row],[Month]],TOU_CTabulation[[#This Row],[Day]]*TOU_CTabulation[[#This Row],[Base Allow]],0)","v":0},{"$f":"IF(A3251>TOU_CTabulation[[#This Row],[Month]],TOU_CTabulation[[#This Row],[Month Cumm]],0)","v":0},{"$f":"IF(TOU_CTabulation[[#This Row],[Month Base Gen]]=0,0,TOU_CTabulation[[#This Row],[Month Base Gen]]-TOU_CTabulation[[#This Row],[Day]]*TOU_CTabulation[[#This Row],[Base Allow]])","v":0},{"$f":"VLOOKUP(TOU_CTabulation[[#This Row],[Hour]],daypart,2)","v":"All"},{"$f":"TOU_CTabulation[[#This Row],[Season]]&TOU_CTabulation[[#This Row],[Day-Part]]","v":"WinterAll"},{"$f":"VLOOKUP(TOU_CTabulation[[#This Row],[Daypart]],TOUC,2)","v":0.25901999999999997},{"$f":"VLOOKUP(TOU_CTabulation[[#This Row],[Daypart]],TOUC,3)","v":0.32596000000000003},{"$f":"TOU_CTabulation[[#This Row],[Month Base Allow]]*TOU_CTabulation[[#This Row],[Base Rate]]","v":0},{"$f":"TOU_CTabulation[[#This Row],[Month Overbase Gen]]*TOU_CTabulation[[#This Row],[Over Rate]]","v":0},{"$f":"TOU_CTabulation[[#This Row],[Base Value]]+TOU_CTabulation[[#This Row],[Over Value]]","v":0}]
[5,15,10,881,134,28,2,965.15,53.420999999999999,2872.413,2761.998,{"$f":"TOU_CTabulation[[#This Row],[AC System Output (W)]]/1000","v":2.7619980000000002},{"$f":"IF(A3254=TOU_CTabulation[[#This Row],[Month]],M3254+TOU_CTabulation[[#This Row],[AC System Output (kW)]],TOU_CTabulation[[#This Row],[AC System Output (kW)]])","v":325.94025399999981},{"$f":"VLOOKUP(TOU_CTabulation[[#This Row],[Month]],Season,2)","v":"Winter"},{"$f":"VLOOKUP(TOU_CTabulation[[#This Row],[Season]],CRate,2)","v":10.5},{"$f":"IF(A3256>TOU_CTabulation[[#This Row],[Month]],TOU_CTabulation[[#This Row],[Day]]*TOU_CTabulation[[#This Row],[Base Allow]],0)","v":0},{"$f":"IF(A3256>TOU_CTabulation[[#This Row],[Month]],TOU_CTabulation[[#This Row],[Month Cumm]],0)","v":0},{"$f":"IF(TOU_CTabulation[[#This Row],[Month Base Gen]]=0,0,TOU_CTabulation[[#This Row],[Month Base Gen]]-TOU_CTabulation[[#This Row],[Day]]*TOU_CTabulation[[#This Row],[Base Allow]])","v":0},{"$f":"VLOOKUP(TOU_CTabulation[[#This Row],[Hour]],daypart,2)","v":"All"},{"$f":"TOU_CTabulation[[#This Row],[Season]]&TOU_CTabulation[[#This Row],[Day-Part]]","v":"WinterAll"},{"$f":"VLOOKUP(TOU_CTabulation[[#This Row],[Daypart]],TOUC,2)","v":0.25901999999999997},{"$f":"VLOOKUP(TOU_CTabulation[[#This Row],[Daypart]],TOUC,3)","v":0.32596000000000003},{"$f":"TOU_CTabulation[[#This Row],[Month Base Allow]]*TOU_CTabulation[[#This Row],[Base Rate]]","v":0},{"$f":"TOU_CTabulation[[#This Row],[Month Overbase Gen]]*TOU_CTabulation[[#This Row],[Over Rate]]","v":0},{"$f":"TOU_CTabulation[[#This Row],[Base Value]]+TOU_CTabulation[[#This Row],[Over Value]]","v":0}]
[5,15,22,0,0,18,1,0,18,0,0,{"$f":"TOU_CTabulation[[#This Row],[AC System Output (W)]]/1000","v":0},{"$f":"IF(A3266=TOU_CTabulation[[#This Row],[Month]],M3266+TOU_CTabulation[[#This Row],[AC System Output (kW)]],TOU_CTabulation[[#This Row],[AC System Output (kW)]])","v":339.99777699999981},{"$f":"VLOOKUP(TOU_CTabulation[[#This Row],[Month]],Season,2)","v":"Winter"},{"$f":"VLOOKUP(TOU_CTabulation[[#This Row],[Season]],CRate,2)","v":10.5},{"$f":"IF(A3268>TOU_CTabulation[[#This Row],[Month]],TOU_CTabulation[[#This Row],[Day]]*TOU_CTabulation[[#This Row],[Base Allow]],0)","v":0},{"$f":"IF(A3268>TOU_CTabulation[[#This Row],[Month]],TOU_CTabulation[[#This Row],[Month Cumm]],0)","v":0},{"$f":"IF(TOU_CTabulation[[#This Row],[Month Base Gen]]=0,0,TOU_CTabulation[[#This Row],[Month Base Gen]]-TOU_CTabulation[[#This Row],[Day]]*TOU_CTabulation[[#This Row],[Base Allow]])","v":0},{"$f":"VLOOKUP(TOU_CTabulation[[#This Row],[Hour]],daypart,2)","v":"All"},{"$f":"TOU_CTabulation[[#This Row],[Season]]&TOU_CTabulation[[#This Row],[Day-Part]]","v":"WinterAll"},{"$f":"VLOOKUP(TOU_CTabulation[[#This Row],[Daypart]],TOUC,2)","v":0.25901999999999997},{"$f":"VLOOKUP(TOU_CTabulation[[#This Row],[Daypart]],TOUC,3)","v":0.32596000000000003},{"$f":"TOU_CTabulation[[#This Row],[Month Base Allow]]*TOU_CTabulation[[#This Row],[Base Rate]]","v":0},{"$f":"TOU_CTabulation[[#This Row],[Month Overbase Gen]]*TOU_CTabulation[[#This Row],[Over Rate]]","v":0},{"$f":"TOU_CTabulation[[#This Row],[Base Value]]+TOU_CTabulation[[#This Row],[Over Value]]","v":0}]
[5,16,3,0,0,16,1,0,16,0,0,{"$f":"TOU_CTabulation[[#This Row],[AC System Output (W)]]/1000","v":0},{"$f":"IF(A3271=TOU_CTabulation[[#This Row],[Month]],M3271+TOU_CTabulation[[#This Row],[AC System Output (kW)]],TOU_CTabulation[[#This Row],[AC System Output (kW)]])","v":339.99777699999981},{"$f":"VLOOKUP(TOU_CTabulation[[#This Row],[Month]],Season,2)","v":"Winter"},{"$f":"VLOOKUP(TOU_CTabulation[[#This Row],[Season]],CRate,2)","v":10.5},{"$f":"IF(A3273>TOU_CTabulation[[#This Row],[Month]],TOU_CTabulation[[#This Row],[Day]]*TOU_CTabulation[[#This Row],[Base Allow]],0)","v":0},{"$f":"IF(A3273>TOU_CTabulation[[#This Row],[Month]],TOU_CTabulation[[#This Row],[Month Cumm]],0)","v":0},{"$f":"IF(TOU_CTabulation[[#This Row],[Month Base Gen]]=0,0,TOU_CTabulation[[#This Row],[Month Base Gen]]-TOU_CTabulation[[#This Row],[Day]]*TOU_CTabulation[[#This Row],[Base Allow]])","v":0},{"$f":"VLOOKUP(TOU_CTabulation[[#This Row],[Hour]],daypart,2)","v":"All"},{"$f":"TOU_CTabulation[[#This Row],[Season]]&TOU_CTabulation[[#This Row],[Day-Part]]","v":"WinterAll"},{"$f":"VLOOKUP(TOU_CTabulation[[#This Row],[Daypart]],TOUC,2)","v":0.25901999999999997},{"$f":"VLOOKUP(TOU_CTabulation[[#This Row],[Daypart]],TOUC,3)","v":0.32596000000000003},{"$f":"TOU_CTabulation[[#This Row],[Month Base Allow]]*TOU_CTabulation[[#This Row],[Base Rate]]","v":0},{"$f":"TOU_CTabulation[[#This Row],[Month Overbase Gen]]*TOU_CTabulation[[#This Row],[Over Rate]]","v":0},{"$f":"TOU_CTabulation[[#This Row],[Base Value]]+TOU_CTabulation[[#This Row],[Over Value]]","v":0}]
[5,16,15,810,112,33,2,638.91399999999999,50.395000000000003,1901.165,1829.7670000000001,{"$f":"TOU_CTabulation[[#This Row],[AC System Output (W)]]/1000","v":1.8297670000000001},{"$f":"IF(A3283=TOU_CTabulation[[#This Row],[Month]],M3283+TOU_CTabulation[[#This Row],[AC System Output (kW)]],TOU_CTabulation[[#This Row],[AC System Output (kW)]])","v":360.98054199999979},{"$f":"VLOOKUP(TOU_CTabulation[[#This Row],[Month]],Season,2)","v":"Winter"},{"$f":"VLOOKUP(TOU_CTabulation[[#This Row],[Season]],CRate,2)","v":10.5},{"$f":"IF(A3285>TOU_CTabulation[[#This Row],[Month]],TOU_CTabulation[[#This Row],[Day]]*TOU_CTabulation[[#This Row],[Base Allow]],0)","v":0},{"$f":"IF(A3285>TOU_CTabulation[[#This Row],[Month]],TOU_CTabulation[[#This Row],[Month Cumm]],0)","v":0},{"$f":"IF(TOU_CTabulation[[#This Row],[Month Base Gen]]=0,0,TOU_CTabulation[[#This Row],[Month Base Gen]]-TOU_CTabulation[[#This Row],[Day]]*TOU_CTabulation[[#This Row],[Base Allow]])","v":0},{"$f":"VLOOKUP(TOU_CTabulation[[#This Row],[Hour]],daypart,2)","v":"All"},{"$f":"TOU_CTabulation[[#This Row],[Season]]&TOU_CTabulation[[#This Row],[Day-Part]]","v":"WinterAll"},{"$f":"VLOOKUP(TOU_CTabulation[[#This Row],[Daypart]],TOUC,2)","v":0.25901999999999997},{"$f":"VLOOKUP(TOU_CTabulation[[#This Row],[Daypart]],TOUC,3)","v":0.32596000000000003},{"$f":"TOU_CTabulation[[#This Row],[Month Base Allow]]*TOU_CTabulation[[#This Row],[Base Rate]]","v":0},{"$f":"TOU_CTabulation[[#This Row],[Month Overbase Gen]]*TOU_CTabulation[[#This Row],[Over Rate]]","v":0},{"$f":"TOU_CTabulation[[#This Row],[Base Value]]+TOU_CTabulation[[#This Row],[Over Value]]","v":0}]
[5,16,17,554,72,28,1,181.83,33.814999999999998,484.25700000000001,454.05099999999999,{"$f":"TOU_CTabulation[[#This Row],[AC System Output (W)]]/1000","v":0.45405099999999998},{"$f":"IF(A3285=TOU_CTabulation[[#This Row],[Month]],M3285+TOU_CTabulation[[#This Row],[AC System Output (kW)]],TOU_CTabulation[[#This Row],[AC System Output (kW)]])","v":362.60620099999977},{"$f":"VLOOKUP(TOU_CTabulation[[#This Row],[Month]],Season,2)","v":"Winter"},{"$f":"VLOOKUP(TOU_CTabulation[[#This Row],[Season]],CRate,2)","v":10.5},{"$f":"IF(A3287>TOU_CTabulation[[#This Row],[Month]],TOU_CTabulation[[#This Row],[Day]]*TOU_CTabulation[[#This Row],[Base Allow]],0)","v":0},{"$f":"IF(A3287>TOU_CTabulation[[#This Row],[Month]],TOU_CTabulation[[#This Row],[Month Cumm]],0)","v":0},{"$f":"IF(TOU_CTabulation[[#This Row],[Month Base Gen]]=0,0,TOU_CTabulation[[#This Row],[Month Base Gen]]-TOU_CTabulation[[#This Row],[Day]]*TOU_CTabulation[[#This Row],[Base Allow]])","v":0},{"$f":"VLOOKUP(TOU_CTabulation[[#This Row],[Hour]],daypart,2)","v":"All"},{"$f":"TOU_CTabulation[[#This Row],[Season]]&TOU_CTabulation[[#This Row],[Day-Part]]","v":"WinterAll"},{"$f":"VLOOKUP(TOU_CTabulation[[#This Row],[Daypart]],TOUC,2)","v":0.25901999999999997},{"$f":"VLOOKUP(TOU_CTabulation[[#This Row],[Daypart]],TOUC,3)","v":0.32596000000000003},{"$f":"TOU_CTabulation[[#This Row],[Month Base Allow]]*TOU_CTabulation[[#This Row],[Base Rate]]","v":0},{"$f":"TOU_CTabulation[[#This Row],[Month Overbase Gen]]*TOU_CTabulation[[#This Row],[Over Rate]]","v":0},{"$f":"TOU_CTabulation[[#This Row],[Base Value]]+TOU_CTabulation[[#This Row],[Over Value]]","v":0}]
[5,17,0,0,0,18,0,0,18,0,0,{"$f":"TOU_CTabulation[[#This Row],[AC System Output (W)]]/1000","v":0},{"$f":"IF(A3292=TOU_CTabulation[[#This Row],[Month]],M3292+TOU_CTabulation[[#This Row],[AC System Output (kW)]],TOU_CTabulation[[#This Row],[AC System Output (kW)]])","v":362.66740199999975},{"$f":"VLOOKUP(TOU_CTabulation[[#This Row],[Month]],Season,2)","v":"Winter"},{"$f":"VLOOKUP(TOU_CTabulation[[#This Row],[Season]],CRate,2)","v":10.5},{"$f":"IF(A3294>TOU_CTabulation[[#This Row],[Month]],TOU_CTabulation[[#This Row],[Day]]*TOU_CTabulation[[#This Row],[Base Allow]],0)","v":0},{"$f":"IF(A3294>TOU_CTabulation[[#This Row],[Month]],TOU_CTabulation[[#This Row],[Month Cumm]],0)","v":0},{"$f":"IF(TOU_CTabulation[[#This Row],[Month Base Gen]]=0,0,TOU_CTabulation[[#This Row],[Month Base Gen]]-TOU_CTabulation[[#This Row],[Day]]*TOU_CTabulation[[#This Row],[Base Allow]])","v":0},{"$f":"VLOOKUP(TOU_CTabulation[[#This Row],[Hour]],daypart,2)","v":"All"},{"$f":"TOU_CTabulation[[#This Row],[Season]]&TOU_CTabulation[[#This Row],[Day-Part]]","v":"WinterAll"},{"$f":"VLOOKUP(TOU_CTabulation[[#This Row],[Daypart]],TOUC,2)","v":0.25901999999999997},{"$f":"VLOOKUP(TOU_CTabulation[[#This Row],[Daypart]],TOUC,3)","v":0.32596000000000003},{"$f":"TOU_CTabulation[[#This Row],[Month Base Allow]]*TOU_CTabulation[[#This Row],[Base Rate]]","v":0},{"$f":"TOU_CTabulation[[#This Row],[Month Overbase Gen]]*TOU_CTabulation[[#This Row],[Over Rate]]","v":0},{"$f":"TOU_CTabulation[[#This Row],[Base Value]]+TOU_CTabulation[[#This Row],[Over Value]]","v":0}]
[5,17,7,749,90,25,0,425.47300000000001,40.796999999999997,1271.9059999999999,1221.105,{"$f":"TOU_CTabulation[[#This Row],[AC System Output (W)]]/1000","v":1.2211050000000001},{"$f":"IF(A3299=TOU_CTabulation[[#This Row],[Month]],M3299+TOU_CTabulation[[#This Row],[AC System Output (kW)]],TOU_CTabulation[[#This Row],[AC System Output (kW)]])","v":364.45231699999977},{"$f":"VLOOKUP(TOU_CTabulation[[#This Row],[Month]],Season,2)","v":"Winter"},{"$f":"VLOOKUP(TOU_CTabulation[[#This Row],[Season]],CRate,2)","v":10.5},{"$f":"IF(A3301>TOU_CTabulation[[#This Row],[Month]],TOU_CTabulation[[#This Row],[Day]]*TOU_CTabulation[[#This Row],[Base Allow]],0)","v":0},{"$f":"IF(A3301>TOU_CTabulation[[#This Row],[Month]],TOU_CTabulation[[#This Row],[Month Cumm]],0)","v":0},{"$f":"IF(TOU_CTabulation[[#This Row],[Month Base Gen]]=0,0,TOU_CTabulation[[#This Row],[Month Base Gen]]-TOU_CTabulation[[#This Row],[Day]]*TOU_CTabulation[[#This Row],[Base Allow]])","v":0},{"$f":"VLOOKUP(TOU_CTabulation[[#This Row],[Hour]],daypart,2)","v":"All"},{"$f":"TOU_CTabulation[[#This Row],[Season]]&TOU_CTabulation[[#This Row],[Day-Part]]","v":"WinterAll"},{"$f":"VLOOKUP(TOU_CTabulation[[#This Row],[Daypart]],TOUC,2)","v":0.25901999999999997},{"$f":"VLOOKUP(TOU_CTabulation[[#This Row],[Daypart]],TOUC,3)","v":0.32596000000000003},{"$f":"TOU_CTabulation[[#This Row],[Month Base Allow]]*TOU_CTabulation[[#This Row],[Base Rate]]","v":0},{"$f":"TOU_CTabulation[[#This Row],[Month Overbase Gen]]*TOU_CTabulation[[#This Row],[Over Rate]]","v":0},{"$f":"TOU_CTabulation[[#This Row],[Base Value]]+TOU_CTabulation[[#This Row],[Over Value]]","v":0}]
[5,17,17,485,76,23,3,171.86,26.638000000000002,482.16500000000002,452.00599999999997,{"$f":"TOU_CTabulation[[#This Row],[AC System Output (W)]]/1000","v":0.45200599999999996},{"$f":"IF(A3309=TOU_CTabulation[[#This Row],[Month]],M3309+TOU_CTabulation[[#This Row],[AC System Output (kW)]],TOU_CTabulation[[#This Row],[AC System Output (kW)]])","v":385.46227499999981},{"$f":"VLOOKUP(TOU_CTabulation[[#This Row],[Month]],Season,2)","v":"Winter"},{"$f":"VLOOKUP(TOU_CTabulation[[#This Row],[Season]],CRate,2)","v":10.5},{"$f":"IF(A3311>TOU_CTabulation[[#This Row],[Month]],TOU_CTabulation[[#This Row],[Day]]*TOU_CTabulation[[#This Row],[Base Allow]],0)","v":0},{"$f":"IF(A3311>TOU_CTabulation[[#This Row],[Month]],TOU_CTabulation[[#This Row],[Month Cumm]],0)","v":0},{"$f":"IF(TOU_CTabulation[[#This Row],[Month Base Gen]]=0,0,TOU_CTabulation[[#This Row],[Month Base Gen]]-TOU_CTabulation[[#This Row],[Day]]*TOU_CTabulation[[#This Row],[Base Allow]])","v":0},{"$f":"VLOOKUP(TOU_CTabulation[[#This Row],[Hour]],daypart,2)","v":"All"},{"$f":"TOU_CTabulation[[#This Row],[Season]]&TOU_CTabulation[[#This Row],[Day-Part]]","v":"WinterAll"},{"$f":"VLOOKUP(TOU_CTabulation[[#This Row],[Daypart]],TOUC,2)","v":0.25901999999999997},{"$f":"VLOOKUP(TOU_CTabulation[[#This Row],[Daypart]],TOUC,3)","v":0.32596000000000003},{"$f":"TOU_CTabulation[[#This Row],[Month Base Allow]]*TOU_CTabulation[[#This Row],[Base Rate]]","v":0},{"$f":"TOU_CTabulation[[#This Row],[Month Overbase Gen]]*TOU_CTabulation[[#This Row],[Over Rate]]","v":0},{"$f":"TOU_CTabulation[[#This Row],[Base Value]]+TOU_CTabulation[[#This Row],[Over Value]]","v":0}]
[5,18,2,0,0,14,0,0,14,0,0,{"$f":"TOU_CTabulation[[#This Row],[AC System Output (W)]]/1000","v":0},{"$f":"IF(A3318=TOU_CTabulation[[#This Row],[Month]],M3318+TOU_CTabulation[[#This Row],[AC System Output (kW)]],TOU_CTabulation[[#This Row],[AC System Output (kW)]])","v":385.5305849999998},{"$f":"VLOOKUP(TOU_CTabulation[[#This Row],[Month]],Season,2)","v":"Winter"},{"$f":"VLOOKUP(TOU_CTabulation[[#This Row],[Season]],CRate,2)","v":10.5},{"$f":"IF(A3320>TOU_CTabulation[[#This Row],[Month]],TOU_CTabulation[[#This Row],[Day]]*TOU_CTabulation[[#This Row],[Base Allow]],0)","v":0},{"$f":"IF(A3320>TOU_CTabulation[[#This Row],[Month]],TOU_CTabulation[[#This Row],[Month Cumm]],0)","v":0},{"$f":"IF(TOU_CTabulation[[#This Row],[Month Base Gen]]=0,0,TOU_CTabulation[[#This Row],[Month Base Gen]]-TOU_CTabulation[[#This Row],[Day]]*TOU_CTabulation[[#This Row],[Base Allow]])","v":0},{"$f":"VLOOKUP(TOU_CTabulation[[#This Row],[Hour]],daypart,2)","v":"All"},{"$f":"TOU_CTabulation[[#This Row],[Season]]&TOU_CTabulation[[#This Row],[Day-Part]]","v":"WinterAll"},{"$f":"VLOOKUP(TOU_CTabulation[[#This Row],[Daypart]],TOUC,2)","v":0.25901999999999997},{"$f":"VLOOKUP(TOU_CTabulation[[#This Row],[Daypart]],TOUC,3)","v":0.32596000000000003},{"$f":"TOU_CTabulation[[#This Row],[Month Base Allow]]*TOU_CTabulation[[#This Row],[Base Rate]]","v":0},{"$f":"TOU_CTabulation[[#This Row],[Month Overbase Gen]]*TOU_CTabulation[[#This Row],[Over Rate]]","v":0},{"$f":"TOU_CTabulation[[#This Row],[Base Value]]+TOU_CTabulation[[#This Row],[Over Value]]","v":0}]
[5,18,6,230,109,16,1,150.99199999999999,18.733000000000001,483.49,453.30099999999999,{"$f":"TOU_CTabulation[[#This Row],[AC System Output (W)]]/1000","v":0.45330100000000001},{"$f":"IF(A3322=TOU_CTabulation[[#This Row],[Month]],M3322+TOU_CTabulation[[#This Row],[AC System Output (kW)]],TOU_CTabulation[[#This Row],[AC System Output (kW)]])","v":386.06056499999983},{"$f":"VLOOKUP(TOU_CTabulation[[#This Row],[Month]],Season,2)","v":"Winter"},{"$f":"VLOOKUP(TOU_CTabulation[[#This Row],[Season]],CRate,2)","v":10.5},{"$f":"IF(A3324>TOU_CTabulation[[#This Row],[Month]],TOU_CTabulation[[#This Row],[Day]]*TOU_CTabulation[[#This Row],[Base Allow]],0)","v":0},{"$f":"IF(A3324>TOU_CTabulation[[#This Row],[Month]],TOU_CTabulation[[#This Row],[Month Cumm]],0)","v":0},{"$f":"IF(TOU_CTabulation[[#This Row],[Month Base Gen]]=0,0,TOU_CTabulation[[#This Row],[Month Base Gen]]-TOU_CTabulation[[#This Row],[Day]]*TOU_CTabulation[[#This Row],[Base Allow]])","v":0},{"$f":"VLOOKUP(TOU_CTabulation[[#This Row],[Hour]],daypart,2)","v":"All"},{"$f":"TOU_CTabulation[[#This Row],[Season]]&TOU_CTabulation[[#This Row],[Day-Part]]","v":"WinterAll"},{"$f":"VLOOKUP(TOU_CTabulation[[#This Row],[Daypart]],TOUC,2)","v":0.25901999999999997},{"$f":"VLOOKUP(TOU_CTabulation[[#This Row],[Daypart]],TOUC,3)","v":0.32596000000000003},{"$f":"TOU_CTabulation[[#This Row],[Month Base Allow]]*TOU_CTabulation[[#This Row],[Base Rate]]","v":0},{"$f":"TOU_CTabulation[[#This Row],[Month Overbase Gen]]*TOU_CTabulation[[#This Row],[Over Rate]]","v":0},{"$f":"TOU_CTabulation[[#This Row],[Base Value]]+TOU_CTabulation[[#This Row],[Over Value]]","v":0}]
[5,18,19,0,0,15,1,0,15,0,0,{"$f":"TOU_CTabulation[[#This Row],[AC System Output (W)]]/1000","v":0},{"$f":"IF(A3335=TOU_CTabulation[[#This Row],[Month]],M3335+TOU_CTabulation[[#This Row],[AC System Output (kW)]],TOU_CTabulation[[#This Row],[AC System Output (kW)]])","v":404.57844099999983},{"$f":"VLOOKUP(TOU_CTabulation[[#This Row],[Month]],Season,2)","v":"Winter"},{"$f":"VLOOKUP(TOU_CTabulation[[#This Row],[Season]],CRate,2)","v":10.5},{"$f":"IF(A3337>TOU_CTabulation[[#This Row],[Month]],TOU_CTabulation[[#This Row],[Day]]*TOU_CTabulation[[#This Row],[Base Allow]],0)","v":0},{"$f":"IF(A3337>TOU_CTabulation[[#This Row],[Month]],TOU_CTabulation[[#This Row],[Month Cumm]],0)","v":0},{"$f":"IF(TOU_CTabulation[[#This Row],[Month Base Gen]]=0,0,TOU_CTabulation[[#This Row],[Month Base Gen]]-TOU_CTabulation[[#This Row],[Day]]*TOU_CTabulation[[#This Row],[Base Allow]])","v":0},{"$f":"VLOOKUP(TOU_CTabulation[[#This Row],[Hour]],daypart,2)","v":"All"},{"$f":"TOU_CTabulation[[#This Row],[Season]]&TOU_CTabulation[[#This Row],[Day-Part]]","v":"WinterAll"},{"$f":"VLOOKUP(TOU_CTabulation[[#This Row],[Daypart]],TOUC,2)","v":0.25901999999999997},{"$f":"VLOOKUP(TOU_CTabulation[[#This Row],[Daypart]],TOUC,3)","v":0.32596000000000003},{"$f":"TOU_CTabulation[[#This Row],[Month Base Allow]]*TOU_CTabulation[[#This Row],[Base Rate]]","v":0},{"$f":"TOU_CTabulation[[#This Row],[Month Overbase Gen]]*TOU_CTabulation[[#This Row],[Over Rate]]","v":0},{"$f":"TOU_CTabulation[[#This Row],[Base Value]]+TOU_CTabulation[[#This Row],[Over Value]]","v":0}]
[5,19,3,0,0,11,0,0,11,0,0,{"$f":"TOU_CTabulation[[#This Row],[AC System Output (W)]]/1000","v":0},{"$f":"IF(A3343=TOU_CTabulation[[#This Row],[Month]],M3343+TOU_CTabulation[[#This Row],[AC System Output (kW)]],TOU_CTabulation[[#This Row],[AC System Output (kW)]])","v":404.57844099999983},{"$f":"VLOOKUP(TOU_CTabulation[[#This Row],[Month]],Season,2)","v":"Winter"},{"$f":"VLOOKUP(TOU_CTabulation[[#This Row],[Season]],CRate,2)","v":10.5},{"$f":"IF(A3345>TOU_CTabulation[[#This Row],[Month]],TOU_CTabulation[[#This Row],[Day]]*TOU_CTabulation[[#This Row],[Base Allow]],0)","v":0},{"$f":"IF(A3345>TOU_CTabulation[[#This Row],[Month]],TOU_CTabulation[[#This Row],[Month Cumm]],0)","v":0},{"$f":"IF(TOU_CTabulation[[#This Row],[Month Base Gen]]=0,0,TOU_CTabulation[[#This Row],[Month Base Gen]]-TOU_CTabulation[[#This Row],[Day]]*TOU_CTabulation[[#This Row],[Base Allow]])","v":0},{"$f":"VLOOKUP(TOU_CTabulation[[#This Row],[Hour]],daypart,2)","v":"All"},{"$f":"TOU_CTabulation[[#This Row],[Season]]&TOU_CTabulation[[#This Row],[Day-Part]]","v":"WinterAll"},{"$f":"VLOOKUP(TOU_CTabulation[[#This Row],[Daypart]],TOUC,2)","v":0.25901999999999997},{"$f":"VLOOKUP(TOU_CTabulation[[#This Row],[Daypart]],TOUC,3)","v":0.32596000000000003},{"$f":"TOU_CTabulation[[#This Row],[Month Base Allow]]*TOU_CTabulation[[#This Row],[Base Rate]]","v":0},{"$f":"TOU_CTabulation[[#This Row],[Month Overbase Gen]]*TOU_CTabulation[[#This Row],[Over Rate]]","v":0},{"$f":"TOU_CTabulation[[#This Row],[Base Value]]+TOU_CTabulation[[#This Row],[Over Value]]","v":0}]
[5,19,4,0,0,11,0,0,11,0,0,{"$f":"TOU_CTabulation[[#This Row],[AC System Output (W)]]/1000","v":0},{"$f":"IF(A3344=TOU_CTabulation[[#This Row],[Month]],M3344+TOU_CTabulation[[#This Row],[AC System Output (kW)]],TOU_CTabulation[[#This Row],[AC System Output (kW)]])","v":404.57844099999983},{"$f":"VLOOKUP(TOU_CTabulation[[#This Row],[Month]],Season,2)","v":"Winter"},{"$f":"VLOOKUP(TOU_CTabulation[[#This Row],[Season]],CRate,2)","v":10.5},{"$f":"IF(A3346>TOU_CTabulation[[#This Row],[Month]],TOU_CTabulation[[#This Row],[Day]]*TOU_CTabulation[[#This Row],[Base Allow]],0)","v":0},{"$f":"IF(A3346>TOU_CTabulation[[#This Row],[Month]],TOU_CTabulation[[#This Row],[Month Cumm]],0)","v":0},{"$f":"IF(TOU_CTabulation[[#This Row],[Month Base Gen]]=0,0,TOU_CTabulation[[#This Row],[Month Base Gen]]-TOU_CTabulation[[#This Row],[Day]]*TOU_CTabulation[[#This Row],[Base Allow]])","v":0},{"$f":"VLOOKUP(TOU_CTabulation[[#This Row],[Hour]],daypart,2)","v":"All"},{"$f":"TOU_CTabulation[[#This Row],[Season]]&TOU_CTabulation[[#This Row],[Day-Part]]","v":"WinterAll"},{"$f":"VLOOKUP(TOU_CTabulation[[#This Row],[Daypart]],TOUC,2)","v":0.25901999999999997},{"$f":"VLOOKUP(TOU_CTabulation[[#This Row],[Daypart]],TOUC,3)","v":0.32596000000000003},{"$f":"TOU_CTabulation[[#This Row],[Month Base Allow]]*TOU_CTabulation[[#This Row],[Base Rate]]","v":0},{"$f":"TOU_CTabulation[[#This Row],[Month Overbase Gen]]*TOU_CTabulation[[#This Row],[Over Rate]]","v":0},{"$f":"TOU_CTabulation[[#This Row],[Base Value]]+TOU_CTabulation[[#This Row],[Over Value]]","v":0}]
[5,19,17,602,68,20,2,189.41200000000001,24.748000000000001,521.77700000000004,490.72,{"$f":"TOU_CTabulation[[#This Row],[AC System Output (W)]]/1000","v":0.49072000000000005},{"$f":"IF(A3357=TOU_CTabulation[[#This Row],[Month]],M3357+TOU_CTabulation[[#This Row],[AC System Output (kW)]],TOU_CTabulation[[#This Row],[AC System Output (kW)]])","v":429.11396499999984},{"$f":"VLOOKUP(TOU_CTabulation[[#This Row],[Month]],Season,2)","v":"Winter"},{"$f":"VLOOKUP(TOU_CTabulation[[#This Row],[Season]],CRate,2)","v":10.5},{"$f":"IF(A3359>TOU_CTabulation[[#This Row],[Month]],TOU_CTabulation[[#This Row],[Day]]*TOU_CTabulation[[#This Row],[Base Allow]],0)","v":0},{"$f":"IF(A3359>TOU_CTabulation[[#This Row],[Month]],TOU_CTabulation[[#This Row],[Month Cumm]],0)","v":0},{"$f":"IF(TOU_CTabulation[[#This Row],[Month Base Gen]]=0,0,TOU_CTabulation[[#This Row],[Month Base Gen]]-TOU_CTabulation[[#This Row],[Day]]*TOU_CTabulation[[#This Row],[Base Allow]])","v":0},{"$f":"VLOOKUP(TOU_CTabulation[[#This Row],[Hour]],daypart,2)","v":"All"},{"$f":"TOU_CTabulation[[#This Row],[Season]]&TOU_CTabulation[[#This Row],[Day-Part]]","v":"WinterAll"},{"$f":"VLOOKUP(TOU_CTabulation[[#This Row],[Daypart]],TOUC,2)","v":0.25901999999999997},{"$f":"VLOOKUP(TOU_CTabulation[[#This Row],[Daypart]],TOUC,3)","v":0.32596000000000003},{"$f":"TOU_CTabulation[[#This Row],[Month Base Allow]]*TOU_CTabulation[[#This Row],[Base Rate]]","v":0},{"$f":"TOU_CTabulation[[#This Row],[Month Overbase Gen]]*TOU_CTabulation[[#This Row],[Over Rate]]","v":0},{"$f":"TOU_CTabulation[[#This Row],[Base Value]]+TOU_CTabulation[[#This Row],[Over Value]]","v":0}]
[5,19,21,0,0,14,0,0,14,0,0,{"$f":"TOU_CTabulation[[#This Row],[AC System Output (W)]]/1000","v":0},{"$f":"IF(A3361=TOU_CTabulation[[#This Row],[Month]],M3361+TOU_CTabulation[[#This Row],[AC System Output (kW)]],TOU_CTabulation[[#This Row],[AC System Output (kW)]])","v":429.17890999999986},{"$f":"VLOOKUP(TOU_CTabulation[[#This Row],[Month]],Season,2)","v":"Winter"},{"$f":"VLOOKUP(TOU_CTabulation[[#This Row],[Season]],CRate,2)","v":10.5},{"$f":"IF(A3363>TOU_CTabulation[[#This Row],[Month]],TOU_CTabulation[[#This Row],[Day]]*TOU_CTabulation[[#This Row],[Base Allow]],0)","v":0},{"$f":"IF(A3363>TOU_CTabulation[[#This Row],[Month]],TOU_CTabulation[[#This Row],[Month Cumm]],0)","v":0},{"$f":"IF(TOU_CTabulation[[#This Row],[Month Base Gen]]=0,0,TOU_CTabulation[[#This Row],[Month Base Gen]]-TOU_CTabulation[[#This Row],[Day]]*TOU_CTabulation[[#This Row],[Base Allow]])","v":0},{"$f":"VLOOKUP(TOU_CTabulation[[#This Row],[Hour]],daypart,2)","v":"All"},{"$f":"TOU_CTabulation[[#This Row],[Season]]&TOU_CTabulation[[#This Row],[Day-Part]]","v":"WinterAll"},{"$f":"VLOOKUP(TOU_CTabulation[[#This Row],[Daypart]],TOUC,2)","v":0.25901999999999997},{"$f":"VLOOKUP(TOU_CTabulation[[#This Row],[Daypart]],TOUC,3)","v":0.32596000000000003},{"$f":"TOU_CTabulation[[#This Row],[Month Base Allow]]*TOU_CTabulation[[#This Row],[Base Rate]]","v":0},{"$f":"TOU_CTabulation[[#This Row],[Month Overbase Gen]]*TOU_CTabulation[[#This Row],[Over Rate]]","v":0},{"$f":"TOU_CTabulation[[#This Row],[Base Value]]+TOU_CTabulation[[#This Row],[Over Value]]","v":0}]
[5,20,3,0,0,10,0,0,10,0,0,{"$f":"TOU_CTabulation[[#This Row],[AC System Output (W)]]/1000","v":0},{"$f":"IF(A3367=TOU_CTabulation[[#This Row],[Month]],M3367+TOU_CTabulation[[#This Row],[AC System Output (kW)]],TOU_CTabulation[[#This Row],[AC System Output (kW)]])","v":429.17890999999986},{"$f":"VLOOKUP(TOU_CTabulation[[#This Row],[Month]],Season,2)","v":"Winter"},{"$f":"VLOOKUP(TOU_CTabulation[[#This Row],[Season]],CRate,2)","v":10.5},{"$f":"IF(A3369>TOU_CTabulation[[#This Row],[Month]],TOU_CTabulation[[#This Row],[Day]]*TOU_CTabulation[[#This Row],[Base Allow]],0)","v":0},{"$f":"IF(A3369>TOU_CTabulation[[#This Row],[Month]],TOU_CTabulation[[#This Row],[Month Cumm]],0)","v":0},{"$f":"IF(TOU_CTabulation[[#This Row],[Month Base Gen]]=0,0,TOU_CTabulation[[#This Row],[Month Base Gen]]-TOU_CTabulation[[#This Row],[Day]]*TOU_CTabulation[[#This Row],[Base Allow]])","v":0},{"$f":"VLOOKUP(TOU_CTabulation[[#This Row],[Hour]],daypart,2)","v":"All"},{"$f":"TOU_CTabulation[[#This Row],[Season]]&TOU_CTabulation[[#This Row],[Day-Part]]","v":"WinterAll"},{"$f":"VLOOKUP(TOU_CTabulation[[#This Row],[Daypart]],TOUC,2)","v":0.25901999999999997},{"$f":"VLOOKUP(TOU_CTabulation[[#This Row],[Daypart]],TOUC,3)","v":0.32596000000000003},{"$f":"TOU_CTabulation[[#This Row],[Month Base Allow]]*TOU_CTabulation[[#This Row],[Base Rate]]","v":0},{"$f":"TOU_CTabulation[[#This Row],[Month Overbase Gen]]*TOU_CTabulation[[#This Row],[Over Rate]]","v":0},{"$f":"TOU_CTabulation[[#This Row],[Base Value]]+TOU_CTabulation[[#This Row],[Over Value]]","v":0}]
[5,20,14,891,120,26,4,849.61099999999999,44.682000000000002,2639.7280000000001,2539.4589999999998,{"$f":"TOU_CTabulation[[#This Row],[AC System Output (W)]]/1000","v":2.5394589999999999},{"$f":"IF(A3378=TOU_CTabulation[[#This Row],[Month]],M3378+TOU_CTabulation[[#This Row],[AC System Output (kW)]],TOU_CTabulation[[#This Row],[AC System Output (kW)]])","v":449.57108599999992},{"$f":"VLOOKUP(TOU_CTabulation[[#This Row],[Month]],Season,2)","v":"Winter"},{"$f":"VLOOKUP(TOU_CTabulation[[#This Row],[Season]],CRate,2)","v":10.5},{"$f":"IF(A3380>TOU_CTabulation[[#This Row],[Month]],TOU_CTabulation[[#This Row],[Day]]*TOU_CTabulation[[#This Row],[Base Allow]],0)","v":0},{"$f":"IF(A3380>TOU_CTabulation[[#This Row],[Month]],TOU_CTabulation[[#This Row],[Month Cumm]],0)","v":0},{"$f":"IF(TOU_CTabulation[[#This Row],[Month Base Gen]]=0,0,TOU_CTabulation[[#This Row],[Month Base Gen]]-TOU_CTabulation[[#This Row],[Day]]*TOU_CTabulation[[#This Row],[Base Allow]])","v":0},{"$f":"VLOOKUP(TOU_CTabulation[[#This Row],[Hour]],daypart,2)","v":"All"},{"$f":"TOU_CTabulation[[#This Row],[Season]]&TOU_CTabulation[[#This Row],[Day-Part]]","v":"WinterAll"},{"$f":"VLOOKUP(TOU_CTabulation[[#This Row],[Daypart]],TOUC,2)","v":0.25901999999999997},{"$f":"VLOOKUP(TOU_CTabulation[[#This Row],[Daypart]],TOUC,3)","v":0.32596000000000003},{"$f":"TOU_CTabulation[[#This Row],[Month Base Allow]]*TOU_CTabulation[[#This Row],[Base Rate]]","v":0},{"$f":"TOU_CTabulation[[#This Row],[Month Overbase Gen]]*TOU_CTabulation[[#This Row],[Over Rate]]","v":0},{"$f":"TOU_CTabulation[[#This Row],[Base Value]]+TOU_CTabulation[[#This Row],[Over Value]]","v":0}]
[5,21,0,0,0,10,1,0,10,0,0,{"$f":"TOU_CTabulation[[#This Row],[AC System Output (W)]]/1000","v":0},{"$f":"IF(A3388=TOU_CTabulation[[#This Row],[Month]],M3388+TOU_CTabulation[[#This Row],[AC System Output (kW)]],TOU_CTabulation[[#This Row],[AC System Output (kW)]])","v":453.41269599999993},{"$f":"VLOOKUP(TOU_CTabulation[[#This Row],[Month]],Season,2)","v":"Winter"},{"$f":"VLOOKUP(TOU_CTabulation[[#This Row],[Season]],CRate,2)","v":10.5},{"$f":"IF(A3390>TOU_CTabulation[[#This Row],[Month]],TOU_CTabulation[[#This Row],[Day]]*TOU_CTabulation[[#This Row],[Base Allow]],0)","v":0},{"$f":"IF(A3390>TOU_CTabulation[[#This Row],[Month]],TOU_CTabulation[[#This Row],[Month Cumm]],0)","v":0},{"$f":"IF(TOU_CTabulation[[#This Row],[Month Base Gen]]=0,0,TOU_CTabulation[[#This Row],[Month Base Gen]]-TOU_CTabulation[[#This Row],[Day]]*TOU_CTabulation[[#This Row],[Base Allow]])","v":0},{"$f":"VLOOKUP(TOU_CTabulation[[#This Row],[Hour]],daypart,2)","v":"All"},{"$f":"TOU_CTabulation[[#This Row],[Season]]&TOU_CTabulation[[#This Row],[Day-Part]]","v":"WinterAll"},{"$f":"VLOOKUP(TOU_CTabulation[[#This Row],[Daypart]],TOUC,2)","v":0.25901999999999997},{"$f":"VLOOKUP(TOU_CTabulation[[#This Row],[Daypart]],TOUC,3)","v":0.32596000000000003},{"$f":"TOU_CTabulation[[#This Row],[Month Base Allow]]*TOU_CTabulation[[#This Row],[Base Rate]]","v":0},{"$f":"TOU_CTabulation[[#This Row],[Month Overbase Gen]]*TOU_CTabulation[[#This Row],[Over Rate]]","v":0},{"$f":"TOU_CTabulation[[#This Row],[Base Value]]+TOU_CTabulation[[#This Row],[Over Value]]","v":0}]
[5,21,7,765,93,17,1,436.012,29.465,1379.047,1324.998,{"$f":"TOU_CTabulation[[#This Row],[AC System Output (W)]]/1000","v":1.3249980000000001},{"$f":"IF(A3395=TOU_CTabulation[[#This Row],[Month]],M3395+TOU_CTabulation[[#This Row],[AC System Output (kW)]],TOU_CTabulation[[#This Row],[AC System Output (kW)]])","v":455.30579599999987},{"$f":"VLOOKUP(TOU_CTabulation[[#This Row],[Month]],Season,2)","v":"Winter"},{"$f":"VLOOKUP(TOU_CTabulation[[#This Row],[Season]],CRate,2)","v":10.5},{"$f":"IF(A3397>TOU_CTabulation[[#This Row],[Month]],TOU_CTabulation[[#This Row],[Day]]*TOU_CTabulation[[#This Row],[Base Allow]],0)","v":0},{"$f":"IF(A3397>TOU_CTabulation[[#This Row],[Month]],TOU_CTabulation[[#This Row],[Month Cumm]],0)","v":0},{"$f":"IF(TOU_CTabulation[[#This Row],[Month Base Gen]]=0,0,TOU_CTabulation[[#This Row],[Month Base Gen]]-TOU_CTabulation[[#This Row],[Day]]*TOU_CTabulation[[#This Row],[Base Allow]])","v":0},{"$f":"VLOOKUP(TOU_CTabulation[[#This Row],[Hour]],daypart,2)","v":"All"},{"$f":"TOU_CTabulation[[#This Row],[Season]]&TOU_CTabulation[[#This Row],[Day-Part]]","v":"WinterAll"},{"$f":"VLOOKUP(TOU_CTabulation[[#This Row],[Daypart]],TOUC,2)","v":0.25901999999999997},{"$f":"VLOOKUP(TOU_CTabulation[[#This Row],[Daypart]],TOUC,3)","v":0.32596000000000003},{"$f":"TOU_CTabulation[[#This Row],[Month Base Allow]]*TOU_CTabulation[[#This Row],[Base Rate]]","v":0},{"$f":"TOU_CTabulation[[#This Row],[Month Overbase Gen]]*TOU_CTabulation[[#This Row],[Over Rate]]","v":0},{"$f":"TOU_CTabulation[[#This Row],[Base Value]]+TOU_CTabulation[[#This Row],[Over Value]]","v":0}]
[5,21,14,900,119,21,4,855.94500000000005,39.945,2724.6320000000001,2620.7199999999998,{"$f":"TOU_CTabulation[[#This Row],[AC System Output (W)]]/1000","v":2.6207199999999999},{"$f":"IF(A3402=TOU_CTabulation[[#This Row],[Month]],M3402+TOU_CTabulation[[#This Row],[AC System Output (kW)]],TOU_CTabulation[[#This Row],[AC System Output (kW)]])","v":474.75671699999992},{"$f":"VLOOKUP(TOU_CTabulation[[#This Row],[Month]],Season,2)","v":"Winter"},{"$f":"VLOOKUP(TOU_CTabulation[[#This Row],[Season]],CRate,2)","v":10.5},{"$f":"IF(A3404>TOU_CTabulation[[#This Row],[Month]],TOU_CTabulation[[#This Row],[Day]]*TOU_CTabulation[[#This Row],[Base Allow]],0)","v":0},{"$f":"IF(A3404>TOU_CTabulation[[#This Row],[Month]],TOU_CTabulation[[#This Row],[Month Cumm]],0)","v":0},{"$f":"IF(TOU_CTabulation[[#This Row],[Month Base Gen]]=0,0,TOU_CTabulation[[#This Row],[Month Base Gen]]-TOU_CTabulation[[#This Row],[Day]]*TOU_CTabulation[[#This Row],[Base Allow]])","v":0},{"$f":"VLOOKUP(TOU_CTabulation[[#This Row],[Hour]],daypart,2)","v":"All"},{"$f":"TOU_CTabulation[[#This Row],[Season]]&TOU_CTabulation[[#This Row],[Day-Part]]","v":"WinterAll"},{"$f":"VLOOKUP(TOU_CTabulation[[#This Row],[Daypart]],TOUC,2)","v":0.25901999999999997},{"$f":"VLOOKUP(TOU_CTabulation[[#This Row],[Daypart]],TOUC,3)","v":0.32596000000000003},{"$f":"TOU_CTabulation[[#This Row],[Month Base Allow]]*TOU_CTabulation[[#This Row],[Base Rate]]","v":0},{"$f":"TOU_CTabulation[[#This Row],[Month Overbase Gen]]*TOU_CTabulation[[#This Row],[Over Rate]]","v":0},{"$f":"TOU_CTabulation[[#This Row],[Base Value]]+TOU_CTabulation[[#This Row],[Over Value]]","v":0}]
[5,21,16,761,97,18,3,432.98099999999999,28.428000000000001,1373.893,1320.0039999999999,{"$f":"TOU_CTabulation[[#This Row],[AC System Output (W)]]/1000","v":1.320004},{"$f":"IF(A3404=TOU_CTabulation[[#This Row],[Month]],M3404+TOU_CTabulation[[#This Row],[AC System Output (kW)]],TOU_CTabulation[[#This Row],[AC System Output (kW)]])","v":478.14616299999989},{"$f":"VLOOKUP(TOU_CTabulation[[#This Row],[Month]],Season,2)","v":"Winter"},{"$f":"VLOOKUP(TOU_CTabulation[[#This Row],[Season]],CRate,2)","v":10.5},{"$f":"IF(A3406>TOU_CTabulation[[#This Row],[Month]],TOU_CTabulation[[#This Row],[Day]]*TOU_CTabulation[[#This Row],[Base Allow]],0)","v":0},{"$f":"IF(A3406>TOU_CTabulation[[#This Row],[Month]],TOU_CTabulation[[#This Row],[Month Cumm]],0)","v":0},{"$f":"IF(TOU_CTabulation[[#This Row],[Month Base Gen]]=0,0,TOU_CTabulation[[#This Row],[Month Base Gen]]-TOU_CTabulation[[#This Row],[Day]]*TOU_CTabulation[[#This Row],[Base Allow]])","v":0},{"$f":"VLOOKUP(TOU_CTabulation[[#This Row],[Hour]],daypart,2)","v":"All"},{"$f":"TOU_CTabulation[[#This Row],[Season]]&TOU_CTabulation[[#This Row],[Day-Part]]","v":"WinterAll"},{"$f":"VLOOKUP(TOU_CTabulation[[#This Row],[Daypart]],TOUC,2)","v":0.25901999999999997},{"$f":"VLOOKUP(TOU_CTabulation[[#This Row],[Daypart]],TOUC,3)","v":0.32596000000000003},{"$f":"TOU_CTabulation[[#This Row],[Month Base Allow]]*TOU_CTabulation[[#This Row],[Base Rate]]","v":0},{"$f":"TOU_CTabulation[[#This Row],[Month Overbase Gen]]*TOU_CTabulation[[#This Row],[Over Rate]]","v":0},{"$f":"TOU_CTabulation[[#This Row],[Base Value]]+TOU_CTabulation[[#This Row],[Over Value]]","v":0}]
[5,22,1,0,0,8,0,0,8,0,0,{"$f":"TOU_CTabulation[[#This Row],[AC System Output (W)]]/1000","v":0},{"$f":"IF(A3413=TOU_CTabulation[[#This Row],[Month]],M3413+TOU_CTabulation[[#This Row],[AC System Output (kW)]],TOU_CTabulation[[#This Row],[AC System Output (kW)]])","v":478.75836599999991},{"$f":"VLOOKUP(TOU_CTabulation[[#This Row],[Month]],Season,2)","v":"Winter"},{"$f":"VLOOKUP(TOU_CTabulation[[#This Row],[Season]],CRate,2)","v":10.5},{"$f":"IF(A3415>TOU_CTabulation[[#This Row],[Month]],TOU_CTabulation[[#This Row],[Day]]*TOU_CTabulation[[#This Row],[Base Allow]],0)","v":0},{"$f":"IF(A3415>TOU_CTabulation[[#This Row],[Month]],TOU_CTabulation[[#This Row],[Month Cumm]],0)","v":0},{"$f":"IF(TOU_CTabulation[[#This Row],[Month Base Gen]]=0,0,TOU_CTabulation[[#This Row],[Month Base Gen]]-TOU_CTabulation[[#This Row],[Day]]*TOU_CTabulation[[#This Row],[Base Allow]])","v":0},{"$f":"VLOOKUP(TOU_CTabulation[[#This Row],[Hour]],daypart,2)","v":"All"},{"$f":"TOU_CTabulation[[#This Row],[Season]]&TOU_CTabulation[[#This Row],[Day-Part]]","v":"WinterAll"},{"$f":"VLOOKUP(TOU_CTabulation[[#This Row],[Daypart]],TOUC,2)","v":0.25901999999999997},{"$f":"VLOOKUP(TOU_CTabulation[[#This Row],[Daypart]],TOUC,3)","v":0.32596000000000003},{"$f":"TOU_CTabulation[[#This Row],[Month Base Allow]]*TOU_CTabulation[[#This Row],[Base Rate]]","v":0},{"$f":"TOU_CTabulation[[#This Row],[Month Overbase Gen]]*TOU_CTabulation[[#This Row],[Over Rate]]","v":0},{"$f":"TOU_CTabulation[[#This Row],[Base Value]]+TOU_CTabulation[[#This Row],[Over Value]]","v":0}]
[5,22,13,922,126,22,4,990.69500000000005,43.832000000000001,3101.58,2980.681,{"$f":"TOU_CTabulation[[#This Row],[AC System Output (W)]]/1000","v":2.9806810000000001},{"$f":"IF(A3425=TOU_CTabulation[[#This Row],[Month]],M3425+TOU_CTabulation[[#This Row],[AC System Output (kW)]],TOU_CTabulation[[#This Row],[AC System Output (kW)]])","v":497.35139599999991},{"$f":"VLOOKUP(TOU_CTabulation[[#This Row],[Month]],Season,2)","v":"Winter"},{"$f":"VLOOKUP(TOU_CTabulation[[#This Row],[Season]],CRate,2)","v":10.5},{"$f":"IF(A3427>TOU_CTabulation[[#This Row],[Month]],TOU_CTabulation[[#This Row],[Day]]*TOU_CTabulation[[#This Row],[Base Allow]],0)","v":0},{"$f":"IF(A3427>TOU_CTabulation[[#This Row],[Month]],TOU_CTabulation[[#This Row],[Month Cumm]],0)","v":0},{"$f":"IF(TOU_CTabulation[[#This Row],[Month Base Gen]]=0,0,TOU_CTabulation[[#This Row],[Month Base Gen]]-TOU_CTabulation[[#This Row],[Day]]*TOU_CTabulation[[#This Row],[Base Allow]])","v":0},{"$f":"VLOOKUP(TOU_CTabulation[[#This Row],[Hour]],daypart,2)","v":"All"},{"$f":"TOU_CTabulation[[#This Row],[Season]]&TOU_CTabulation[[#This Row],[Day-Part]]","v":"WinterAll"},{"$f":"VLOOKUP(TOU_CTabulation[[#This Row],[Daypart]],TOUC,2)","v":0.25901999999999997},{"$f":"VLOOKUP(TOU_CTabulation[[#This Row],[Daypart]],TOUC,3)","v":0.32596000000000003},{"$f":"TOU_CTabulation[[#This Row],[Month Base Allow]]*TOU_CTabulation[[#This Row],[Base Rate]]","v":0},{"$f":"TOU_CTabulation[[#This Row],[Month Overbase Gen]]*TOU_CTabulation[[#This Row],[Over Rate]]","v":0},{"$f":"TOU_CTabulation[[#This Row],[Base Value]]+TOU_CTabulation[[#This Row],[Over Value]]","v":0}]
[5,22,18,280,34,12,3,27.045999999999999,11.414,98.885000000000005,76.653999999999996,{"$f":"TOU_CTabulation[[#This Row],[AC System Output (W)]]/1000","v":7.6654E-2},{"$f":"IF(A3430=TOU_CTabulation[[#This Row],[Month]],M3430+TOU_CTabulation[[#This Row],[AC System Output (kW)]],TOU_CTabulation[[#This Row],[AC System Output (kW)]])","v":503.93790499999994},{"$f":"VLOOKUP(TOU_CTabulation[[#This Row],[Month]],Season,2)","v":"Winter"},{"$f":"VLOOKUP(TOU_CTabulation[[#This Row],[Season]],CRate,2)","v":10.5},{"$f":"IF(A3432>TOU_CTabulation[[#This Row],[Month]],TOU_CTabulation[[#This Row],[Day]]*TOU_CTabulation[[#This Row],[Base Allow]],0)","v":0},{"$f":"IF(A3432>TOU_CTabulation[[#This Row],[Month]],TOU_CTabulation[[#This Row],[Month Cumm]],0)","v":0},{"$f":"IF(TOU_CTabulation[[#This Row],[Month Base Gen]]=0,0,TOU_CTabulation[[#This Row],[Month Base Gen]]-TOU_CTabulation[[#This Row],[Day]]*TOU_CTabulation[[#This Row],[Base Allow]])","v":0},{"$f":"VLOOKUP(TOU_CTabulation[[#This Row],[Hour]],daypart,2)","v":"All"},{"$f":"TOU_CTabulation[[#This Row],[Season]]&TOU_CTabulation[[#This Row],[Day-Part]]","v":"WinterAll"},{"$f":"VLOOKUP(TOU_CTabulation[[#This Row],[Daypart]],TOUC,2)","v":0.25901999999999997},{"$f":"VLOOKUP(TOU_CTabulation[[#This Row],[Daypart]],TOUC,3)","v":0.32596000000000003},{"$f":"TOU_CTabulation[[#This Row],[Month Base Allow]]*TOU_CTabulation[[#This Row],[Base Rate]]","v":0},{"$f":"TOU_CTabulation[[#This Row],[Month Overbase Gen]]*TOU_CTabulation[[#This Row],[Over Rate]]","v":0},{"$f":"TOU_CTabulation[[#This Row],[Base Value]]+TOU_CTabulation[[#This Row],[Over Value]]","v":0}]
[5,23,3,0,0,7,1,0,7,0,0,{"$f":"TOU_CTabulation[[#This Row],[AC System Output (W)]]/1000","v":0},{"$f":"IF(A3439=TOU_CTabulation[[#This Row],[Month]],M3439+TOU_CTabulation[[#This Row],[AC System Output (kW)]],TOU_CTabulation[[#This Row],[AC System Output (kW)]])","v":503.93790499999994},{"$f":"VLOOKUP(TOU_CTabulation[[#This Row],[Month]],Season,2)","v":"Winter"},{"$f":"VLOOKUP(TOU_CTabulation[[#This Row],[Season]],CRate,2)","v":10.5},{"$f":"IF(A3441>TOU_CTabulation[[#This Row],[Month]],TOU_CTabulation[[#This Row],[Day]]*TOU_CTabulation[[#This Row],[Base Allow]],0)","v":0},{"$f":"IF(A3441>TOU_CTabulation[[#This Row],[Month]],TOU_CTabulation[[#This Row],[Month Cumm]],0)","v":0},{"$f":"IF(TOU_CTabulation[[#This Row],[Month Base Gen]]=0,0,TOU_CTabulation[[#This Row],[Month Base Gen]]-TOU_CTabulation[[#This Row],[Day]]*TOU_CTabulation[[#This Row],[Base Allow]])","v":0},{"$f":"VLOOKUP(TOU_CTabulation[[#This Row],[Hour]],daypart,2)","v":"All"},{"$f":"TOU_CTabulation[[#This Row],[Season]]&TOU_CTabulation[[#This Row],[Day-Part]]","v":"WinterAll"},{"$f":"VLOOKUP(TOU_CTabulation[[#This Row],[Daypart]],TOUC,2)","v":0.25901999999999997},{"$f":"VLOOKUP(TOU_CTabulation[[#This Row],[Daypart]],TOUC,3)","v":0.32596000000000003},{"$f":"TOU_CTabulation[[#This Row],[Month Base Allow]]*TOU_CTabulation[[#This Row],[Base Rate]]","v":0},{"$f":"TOU_CTabulation[[#This Row],[Month Overbase Gen]]*TOU_CTabulation[[#This Row],[Over Rate]]","v":0},{"$f":"TOU_CTabulation[[#This Row],[Base Value]]+TOU_CTabulation[[#This Row],[Over Value]]","v":0}]
[5,23,11,928,136,20,3,1063.788,45.503,3303.5720000000001,3173.027,{"$f":"TOU_CTabulation[[#This Row],[AC System Output (W)]]/1000","v":3.1730270000000003},{"$f":"IF(A3447=TOU_CTabulation[[#This Row],[Month]],M3447+TOU_CTabulation[[#This Row],[AC System Output (kW)]],TOU_CTabulation[[#This Row],[AC System Output (kW)]])","v":516.03247599999997},{"$f":"VLOOKUP(TOU_CTabulation[[#This Row],[Month]],Season,2)","v":"Winter"},{"$f":"VLOOKUP(TOU_CTabulation[[#This Row],[Season]],CRate,2)","v":10.5},{"$f":"IF(A3449>TOU_CTabulation[[#This Row],[Month]],TOU_CTabulation[[#This Row],[Day]]*TOU_CTabulation[[#This Row],[Base Allow]],0)","v":0},{"$f":"IF(A3449>TOU_CTabulation[[#This Row],[Month]],TOU_CTabulation[[#This Row],[Month Cumm]],0)","v":0},{"$f":"IF(TOU_CTabulation[[#This Row],[Month Base Gen]]=0,0,TOU_CTabulation[[#This Row],[Month Base Gen]]-TOU_CTabulation[[#This Row],[Day]]*TOU_CTabulation[[#This Row],[Base Allow]])","v":0},{"$f":"VLOOKUP(TOU_CTabulation[[#This Row],[Hour]],daypart,2)","v":"All"},{"$f":"TOU_CTabulation[[#This Row],[Season]]&TOU_CTabulation[[#This Row],[Day-Part]]","v":"WinterAll"},{"$f":"VLOOKUP(TOU_CTabulation[[#This Row],[Daypart]],TOUC,2)","v":0.25901999999999997},{"$f":"VLOOKUP(TOU_CTabulation[[#This Row],[Daypart]],TOUC,3)","v":0.32596000000000003},{"$f":"TOU_CTabulation[[#This Row],[Month Base Allow]]*TOU_CTabulation[[#This Row],[Base Rate]]","v":0},{"$f":"TOU_CTabulation[[#This Row],[Month Overbase Gen]]*TOU_CTabulation[[#This Row],[Over Rate]]","v":0},{"$f":"TOU_CTabulation[[#This Row],[Base Value]]+TOU_CTabulation[[#This Row],[Over Value]]","v":0}]
[5,23,17,591,76,14,4,196.857,17.748999999999999,568.279,536.15,{"$f":"TOU_CTabulation[[#This Row],[AC System Output (W)]]/1000","v":0.53615000000000002},{"$f":"IF(A3453=TOU_CTabulation[[#This Row],[Month]],M3453+TOU_CTabulation[[#This Row],[AC System Output (kW)]],TOU_CTabulation[[#This Row],[AC System Output (kW)]])","v":528.77955399999996},{"$f":"VLOOKUP(TOU_CTabulation[[#This Row],[Month]],Season,2)","v":"Winter"},{"$f":"VLOOKUP(TOU_CTabulation[[#This Row],[Season]],CRate,2)","v":10.5},{"$f":"IF(A3455>TOU_CTabulation[[#This Row],[Month]],TOU_CTabulation[[#This Row],[Day]]*TOU_CTabulation[[#This Row],[Base Allow]],0)","v":0},{"$f":"IF(A3455>TOU_CTabulation[[#This Row],[Month]],TOU_CTabulation[[#This Row],[Month Cumm]],0)","v":0},{"$f":"IF(TOU_CTabulation[[#This Row],[Month Base Gen]]=0,0,TOU_CTabulation[[#This Row],[Month Base Gen]]-TOU_CTabulation[[#This Row],[Day]]*TOU_CTabulation[[#This Row],[Base Allow]])","v":0},{"$f":"VLOOKUP(TOU_CTabulation[[#This Row],[Hour]],daypart,2)","v":"All"},{"$f":"TOU_CTabulation[[#This Row],[Season]]&TOU_CTabulation[[#This Row],[Day-Part]]","v":"WinterAll"},{"$f":"VLOOKUP(TOU_CTabulation[[#This Row],[Daypart]],TOUC,2)","v":0.25901999999999997},{"$f":"VLOOKUP(TOU_CTabulation[[#This Row],[Daypart]],TOUC,3)","v":0.32596000000000003},{"$f":"TOU_CTabulation[[#This Row],[Month Base Allow]]*TOU_CTabulation[[#This Row],[Base Rate]]","v":0},{"$f":"TOU_CTabulation[[#This Row],[Month Overbase Gen]]*TOU_CTabulation[[#This Row],[Over Rate]]","v":0},{"$f":"TOU_CTabulation[[#This Row],[Base Value]]+TOU_CTabulation[[#This Row],[Over Value]]","v":0}]
[5,24,4,0,0,7,0,0,7,0,0,{"$f":"TOU_CTabulation[[#This Row],[AC System Output (W)]]/1000","v":0},{"$f":"IF(A3464=TOU_CTabulation[[#This Row],[Month]],M3464+TOU_CTabulation[[#This Row],[AC System Output (kW)]],TOU_CTabulation[[#This Row],[AC System Output (kW)]])","v":528.86224699999991},{"$f":"VLOOKUP(TOU_CTabulation[[#This Row],[Month]],Season,2)","v":"Winter"},{"$f":"VLOOKUP(TOU_CTabulation[[#This Row],[Season]],CRate,2)","v":10.5},{"$f":"IF(A3466>TOU_CTabulation[[#This Row],[Month]],TOU_CTabulation[[#This Row],[Day]]*TOU_CTabulation[[#This Row],[Base Allow]],0)","v":0},{"$f":"IF(A3466>TOU_CTabulation[[#This Row],[Month]],TOU_CTabulation[[#This Row],[Month Cumm]],0)","v":0},{"$f":"IF(TOU_CTabulation[[#This Row],[Month Base Gen]]=0,0,TOU_CTabulation[[#This Row],[Month Base Gen]]-TOU_CTabulation[[#This Row],[Day]]*TOU_CTabulation[[#This Row],[Base Allow]])","v":0},{"$f":"VLOOKUP(TOU_CTabulation[[#This Row],[Hour]],daypart,2)","v":"All"},{"$f":"TOU_CTabulation[[#This Row],[Season]]&TOU_CTabulation[[#This Row],[Day-Part]]","v":"WinterAll"},{"$f":"VLOOKUP(TOU_CTabulation[[#This Row],[Daypart]],TOUC,2)","v":0.25901999999999997},{"$f":"VLOOKUP(TOU_CTabulation[[#This Row],[Daypart]],TOUC,3)","v":0.32596000000000003},{"$f":"TOU_CTabulation[[#This Row],[Month Base Allow]]*TOU_CTabulation[[#This Row],[Base Rate]]","v":0},{"$f":"TOU_CTabulation[[#This Row],[Month Overbase Gen]]*TOU_CTabulation[[#This Row],[Over Rate]]","v":0},{"$f":"TOU_CTabulation[[#This Row],[Base Value]]+TOU_CTabulation[[#This Row],[Over Value]]","v":0}]
[5,24,10,921,130,21,2,995.303,47.555999999999997,3056.259,2937.4720000000002,{"$f":"TOU_CTabulation[[#This Row],[AC System Output (W)]]/1000","v":2.9374720000000001},{"$f":"IF(A3470=TOU_CTabulation[[#This Row],[Month]],M3470+TOU_CTabulation[[#This Row],[AC System Output (kW)]],TOU_CTabulation[[#This Row],[AC System Output (kW)]])","v":536.36056699999995},{"$f":"VLOOKUP(TOU_CTabulation[[#This Row],[Month]],Season,2)","v":"Winter"},{"$f":"VLOOKUP(TOU_CTabulation[[#This Row],[Season]],CRate,2)","v":10.5},{"$f":"IF(A3472>TOU_CTabulation[[#This Row],[Month]],TOU_CTabulation[[#This Row],[Day]]*TOU_CTabulation[[#This Row],[Base Allow]],0)","v":0},{"$f":"IF(A3472>TOU_CTabulation[[#This Row],[Month]],TOU_CTabulation[[#This Row],[Month Cumm]],0)","v":0},{"$f":"IF(TOU_CTabulation[[#This Row],[Month Base Gen]]=0,0,TOU_CTabulation[[#This Row],[Month Base Gen]]-TOU_CTabulation[[#This Row],[Day]]*TOU_CTabulation[[#This Row],[Base Allow]])","v":0},{"$f":"VLOOKUP(TOU_CTabulation[[#This Row],[Hour]],daypart,2)","v":"All"},{"$f":"TOU_CTabulation[[#This Row],[Season]]&TOU_CTabulation[[#This Row],[Day-Part]]","v":"WinterAll"},{"$f":"VLOOKUP(TOU_CTabulation[[#This Row],[Daypart]],TOUC,2)","v":0.25901999999999997},{"$f":"VLOOKUP(TOU_CTabulation[[#This Row],[Daypart]],TOUC,3)","v":0.32596000000000003},{"$f":"TOU_CTabulation[[#This Row],[Month Base Allow]]*TOU_CTabulation[[#This Row],[Base Rate]]","v":0},{"$f":"TOU_CTabulation[[#This Row],[Month Overbase Gen]]*TOU_CTabulation[[#This Row],[Over Rate]]","v":0},{"$f":"TOU_CTabulation[[#This Row],[Base Value]]+TOU_CTabulation[[#This Row],[Over Value]]","v":0}]
[5,24,13,919,129,24,4,990.55799999999999,45.765999999999998,3070.232,2950.7959999999998,{"$f":"TOU_CTabulation[[#This Row],[AC System Output (W)]]/1000","v":2.950796},{"$f":"IF(A3473=TOU_CTabulation[[#This Row],[Month]],M3473+TOU_CTabulation[[#This Row],[AC System Output (kW)]],TOU_CTabulation[[#This Row],[AC System Output (kW)]])","v":545.58548999999994},{"$f":"VLOOKUP(TOU_CTabulation[[#This Row],[Month]],Season,2)","v":"Winter"},{"$f":"VLOOKUP(TOU_CTabulation[[#This Row],[Season]],CRate,2)","v":10.5},{"$f":"IF(A3475>TOU_CTabulation[[#This Row],[Month]],TOU_CTabulation[[#This Row],[Day]]*TOU_CTabulation[[#This Row],[Base Allow]],0)","v":0},{"$f":"IF(A3475>TOU_CTabulation[[#This Row],[Month]],TOU_CTabulation[[#This Row],[Month Cumm]],0)","v":0},{"$f":"IF(TOU_CTabulation[[#This Row],[Month Base Gen]]=0,0,TOU_CTabulation[[#This Row],[Month Base Gen]]-TOU_CTabulation[[#This Row],[Day]]*TOU_CTabulation[[#This Row],[Base Allow]])","v":0},{"$f":"VLOOKUP(TOU_CTabulation[[#This Row],[Hour]],daypart,2)","v":"All"},{"$f":"TOU_CTabulation[[#This Row],[Season]]&TOU_CTabulation[[#This Row],[Day-Part]]","v":"WinterAll"},{"$f":"VLOOKUP(TOU_CTabulation[[#This Row],[Daypart]],TOUC,2)","v":0.25901999999999997},{"$f":"VLOOKUP(TOU_CTabulation[[#This Row],[Daypart]],TOUC,3)","v":0.32596000000000003},{"$f":"TOU_CTabulation[[#This Row],[Month Base Allow]]*TOU_CTabulation[[#This Row],[Base Rate]]","v":0},{"$f":"TOU_CTabulation[[#This Row],[Month Overbase Gen]]*TOU_CTabulation[[#This Row],[Over Rate]]","v":0},{"$f":"TOU_CTabulation[[#This Row],[Base Value]]+TOU_CTabulation[[#This Row],[Over Value]]","v":0}]
[5,25,0,0,0,8,2,0,8,0,0,{"$f":"TOU_CTabulation[[#This Row],[AC System Output (W)]]/1000","v":0},{"$f":"IF(A3484=TOU_CTabulation[[#This Row],[Month]],M3484+TOU_CTabulation[[#This Row],[AC System Output (kW)]],TOU_CTabulation[[#This Row],[AC System Output (kW)]])","v":552.12976800000001},{"$f":"VLOOKUP(TOU_CTabulation[[#This Row],[Month]],Season,2)","v":"Winter"},{"$f":"VLOOKUP(TOU_CTabulation[[#This Row],[Season]],CRate,2)","v":10.5},{"$f":"IF(A3486>TOU_CTabulation[[#This Row],[Month]],TOU_CTabulation[[#This Row],[Day]]*TOU_CTabulation[[#This Row],[Base Allow]],0)","v":0},{"$f":"IF(A3486>TOU_CTabulation[[#This Row],[Month]],TOU_CTabulation[[#This Row],[Month Cumm]],0)","v":0},{"$f":"IF(TOU_CTabulation[[#This Row],[Month Base Gen]]=0,0,TOU_CTabulation[[#This Row],[Month Base Gen]]-TOU_CTabulation[[#This Row],[Day]]*TOU_CTabulation[[#This Row],[Base Allow]])","v":0},{"$f":"VLOOKUP(TOU_CTabulation[[#This Row],[Hour]],daypart,2)","v":"All"},{"$f":"TOU_CTabulation[[#This Row],[Season]]&TOU_CTabulation[[#This Row],[Day-Part]]","v":"WinterAll"},{"$f":"VLOOKUP(TOU_CTabulation[[#This Row],[Daypart]],TOUC,2)","v":0.25901999999999997},{"$f":"VLOOKUP(TOU_CTabulation[[#This Row],[Daypart]],TOUC,3)","v":0.32596000000000003},{"$f":"TOU_CTabulation[[#This Row],[Month Base Allow]]*TOU_CTabulation[[#This Row],[Base Rate]]","v":0},{"$f":"TOU_CTabulation[[#This Row],[Month Overbase Gen]]*TOU_CTabulation[[#This Row],[Over Rate]]","v":0},{"$f":"TOU_CTabulation[[#This Row],[Base Value]]+TOU_CTabulation[[#This Row],[Over Value]]","v":0}]
[5,25,6,0,33,10,0,31.282,7.5220000000000002,116.342,93.778999999999996,{"$f":"TOU_CTabulation[[#This Row],[AC System Output (W)]]/1000","v":9.3779000000000001E-2},{"$f":"IF(A3490=TOU_CTabulation[[#This Row],[Month]],M3490+TOU_CTabulation[[#This Row],[AC System Output (kW)]],TOU_CTabulation[[#This Row],[AC System Output (kW)]])","v":552.30743700000005},{"$f":"VLOOKUP(TOU_CTabulation[[#This Row],[Month]],Season,2)","v":"Winter"},{"$f":"VLOOKUP(TOU_CTabulation[[#This Row],[Season]],CRate,2)","v":10.5},{"$f":"IF(A3492>TOU_CTabulation[[#This Row],[Month]],TOU_CTabulation[[#This Row],[Day]]*TOU_CTabulation[[#This Row],[Base Allow]],0)","v":0},{"$f":"IF(A3492>TOU_CTabulation[[#This Row],[Month]],TOU_CTabulation[[#This Row],[Month Cumm]],0)","v":0},{"$f":"IF(TOU_CTabulation[[#This Row],[Month Base Gen]]=0,0,TOU_CTabulation[[#This Row],[Month Base Gen]]-TOU_CTabulation[[#This Row],[Day]]*TOU_CTabulation[[#This Row],[Base Allow]])","v":0},{"$f":"VLOOKUP(TOU_CTabulation[[#This Row],[Hour]],daypart,2)","v":"All"},{"$f":"TOU_CTabulation[[#This Row],[Season]]&TOU_CTabulation[[#This Row],[Day-Part]]","v":"WinterAll"},{"$f":"VLOOKUP(TOU_CTabulation[[#This Row],[Daypart]],TOUC,2)","v":0.25901999999999997},{"$f":"VLOOKUP(TOU_CTabulation[[#This Row],[Daypart]],TOUC,3)","v":0.32596000000000003},{"$f":"TOU_CTabulation[[#This Row],[Month Base Allow]]*TOU_CTabulation[[#This Row],[Base Rate]]","v":0},{"$f":"TOU_CTabulation[[#This Row],[Month Overbase Gen]]*TOU_CTabulation[[#This Row],[Over Rate]]","v":0},{"$f":"TOU_CTabulation[[#This Row],[Base Value]]+TOU_CTabulation[[#This Row],[Over Value]]","v":0}]
[5,25,14,899,115,24,3,851.37300000000005,44.636000000000003,2645.835,2545.3069999999998,{"$f":"TOU_CTabulation[[#This Row],[AC System Output (W)]]/1000","v":2.5453069999999998},{"$f":"IF(A3498=TOU_CTabulation[[#This Row],[Month]],M3498+TOU_CTabulation[[#This Row],[AC System Output (kW)]],TOU_CTabulation[[#This Row],[AC System Output (kW)]])","v":571.05554300000006},{"$f":"VLOOKUP(TOU_CTabulation[[#This Row],[Month]],Season,2)","v":"Winter"},{"$f":"VLOOKUP(TOU_CTabulation[[#This Row],[Season]],CRate,2)","v":10.5},{"$f":"IF(A3500>TOU_CTabulation[[#This Row],[Month]],TOU_CTabulation[[#This Row],[Day]]*TOU_CTabulation[[#This Row],[Base Allow]],0)","v":0},{"$f":"IF(A3500>TOU_CTabulation[[#This Row],[Month]],TOU_CTabulation[[#This Row],[Month Cumm]],0)","v":0},{"$f":"IF(TOU_CTabulation[[#This Row],[Month Base Gen]]=0,0,TOU_CTabulation[[#This Row],[Month Base Gen]]-TOU_CTabulation[[#This Row],[Day]]*TOU_CTabulation[[#This Row],[Base Allow]])","v":0},{"$f":"VLOOKUP(TOU_CTabulation[[#This Row],[Hour]],daypart,2)","v":"All"},{"$f":"TOU_CTabulation[[#This Row],[Season]]&TOU_CTabulation[[#This Row],[Day-Part]]","v":"WinterAll"},{"$f":"VLOOKUP(TOU_CTabulation[[#This Row],[Daypart]],TOUC,2)","v":0.25901999999999997},{"$f":"VLOOKUP(TOU_CTabulation[[#This Row],[Daypart]],TOUC,3)","v":0.32596000000000003},{"$f":"TOU_CTabulation[[#This Row],[Month Base Allow]]*TOU_CTabulation[[#This Row],[Base Rate]]","v":0},{"$f":"TOU_CTabulation[[#This Row],[Month Overbase Gen]]*TOU_CTabulation[[#This Row],[Over Rate]]","v":0},{"$f":"TOU_CTabulation[[#This Row],[Base Value]]+TOU_CTabulation[[#This Row],[Over Value]]","v":0}]
[5,25,23,0,0,10,1,0,10,0,0,{"$f":"TOU_CTabulation[[#This Row],[AC System Output (W)]]/1000","v":0},{"$f":"IF(A3507=TOU_CTabulation[[#This Row],[Month]],M3507+TOU_CTabulation[[#This Row],[AC System Output (kW)]],TOU_CTabulation[[#This Row],[AC System Output (kW)]])","v":574.975953},{"$f":"VLOOKUP(TOU_CTabulation[[#This Row],[Month]],Season,2)","v":"Winter"},{"$f":"VLOOKUP(TOU_CTabulation[[#This Row],[Season]],CRate,2)","v":10.5},{"$f":"IF(A3509>TOU_CTabulation[[#This Row],[Month]],TOU_CTabulation[[#This Row],[Day]]*TOU_CTabulation[[#This Row],[Base Allow]],0)","v":0},{"$f":"IF(A3509>TOU_CTabulation[[#This Row],[Month]],TOU_CTabulation[[#This Row],[Month Cumm]],0)","v":0},{"$f":"IF(TOU_CTabulation[[#This Row],[Month Base Gen]]=0,0,TOU_CTabulation[[#This Row],[Month Base Gen]]-TOU_CTabulation[[#This Row],[Day]]*TOU_CTabulation[[#This Row],[Base Allow]])","v":0},{"$f":"VLOOKUP(TOU_CTabulation[[#This Row],[Hour]],daypart,2)","v":"All"},{"$f":"TOU_CTabulation[[#This Row],[Season]]&TOU_CTabulation[[#This Row],[Day-Part]]","v":"WinterAll"},{"$f":"VLOOKUP(TOU_CTabulation[[#This Row],[Daypart]],TOUC,2)","v":0.25901999999999997},{"$f":"VLOOKUP(TOU_CTabulation[[#This Row],[Daypart]],TOUC,3)","v":0.32596000000000003},{"$f":"TOU_CTabulation[[#This Row],[Month Base Allow]]*TOU_CTabulation[[#This Row],[Base Rate]]","v":0},{"$f":"TOU_CTabulation[[#This Row],[Month Overbase Gen]]*TOU_CTabulation[[#This Row],[Over Rate]]","v":0},{"$f":"TOU_CTabulation[[#This Row],[Base Value]]+TOU_CTabulation[[#This Row],[Over Value]]","v":0}]
[5,26,8,844,105,19,1,658.56,39.195,2077.7919999999999,1999.951,{"$f":"TOU_CTabulation[[#This Row],[AC System Output (W)]]/1000","v":1.999951},{"$f":"IF(A3516=TOU_CTabulation[[#This Row],[Month]],M3516+TOU_CTabulation[[#This Row],[AC System Output (kW)]],TOU_CTabulation[[#This Row],[AC System Output (kW)]])","v":578.94633899999997},{"$f":"VLOOKUP(TOU_CTabulation[[#This Row],[Month]],Season,2)","v":"Winter"},{"$f":"VLOOKUP(TOU_CTabulation[[#This Row],[Season]],CRate,2)","v":10.5},{"$f":"IF(A3518>TOU_CTabulation[[#This Row],[Month]],TOU_CTabulation[[#This Row],[Day]]*TOU_CTabulation[[#This Row],[Base Allow]],0)","v":0},{"$f":"IF(A3518>TOU_CTabulation[[#This Row],[Month]],TOU_CTabulation[[#This Row],[Month Cumm]],0)","v":0},{"$f":"IF(TOU_CTabulation[[#This Row],[Month Base Gen]]=0,0,TOU_CTabulation[[#This Row],[Month Base Gen]]-TOU_CTabulation[[#This Row],[Day]]*TOU_CTabulation[[#This Row],[Base Allow]])","v":0},{"$f":"VLOOKUP(TOU_CTabulation[[#This Row],[Hour]],daypart,2)","v":"All"},{"$f":"TOU_CTabulation[[#This Row],[Season]]&TOU_CTabulation[[#This Row],[Day-Part]]","v":"WinterAll"},{"$f":"VLOOKUP(TOU_CTabulation[[#This Row],[Daypart]],TOUC,2)","v":0.25901999999999997},{"$f":"VLOOKUP(TOU_CTabulation[[#This Row],[Daypart]],TOUC,3)","v":0.32596000000000003},{"$f":"TOU_CTabulation[[#This Row],[Month Base Allow]]*TOU_CTabulation[[#This Row],[Base Rate]]","v":0},{"$f":"TOU_CTabulation[[#This Row],[Month Overbase Gen]]*TOU_CTabulation[[#This Row],[Over Rate]]","v":0},{"$f":"TOU_CTabulation[[#This Row],[Base Value]]+TOU_CTabulation[[#This Row],[Over Value]]","v":0}]
[5,26,13,883,142,25,3,969.57399999999996,48.354999999999997,2964.701,2850.1239999999998,{"$f":"TOU_CTabulation[[#This Row],[AC System Output (W)]]/1000","v":2.8501239999999997},{"$f":"IF(A3521=TOU_CTabulation[[#This Row],[Month]],M3521+TOU_CTabulation[[#This Row],[AC System Output (kW)]],TOU_CTabulation[[#This Row],[AC System Output (kW)]])","v":593.10474500000009},{"$f":"VLOOKUP(TOU_CTabulation[[#This Row],[Month]],Season,2)","v":"Winter"},{"$f":"VLOOKUP(TOU_CTabulation[[#This Row],[Season]],CRate,2)","v":10.5},{"$f":"IF(A3523>TOU_CTabulation[[#This Row],[Month]],TOU_CTabulation[[#This Row],[Day]]*TOU_CTabulation[[#This Row],[Base Allow]],0)","v":0},{"$f":"IF(A3523>TOU_CTabulation[[#This Row],[Month]],TOU_CTabulation[[#This Row],[Month Cumm]],0)","v":0},{"$f":"IF(TOU_CTabulation[[#This Row],[Month Base Gen]]=0,0,TOU_CTabulation[[#This Row],[Month Base Gen]]-TOU_CTabulation[[#This Row],[Day]]*TOU_CTabulation[[#This Row],[Base Allow]])","v":0},{"$f":"VLOOKUP(TOU_CTabulation[[#This Row],[Hour]],daypart,2)","v":"All"},{"$f":"TOU_CTabulation[[#This Row],[Season]]&TOU_CTabulation[[#This Row],[Day-Part]]","v":"WinterAll"},{"$f":"VLOOKUP(TOU_CTabulation[[#This Row],[Daypart]],TOUC,2)","v":0.25901999999999997},{"$f":"VLOOKUP(TOU_CTabulation[[#This Row],[Daypart]],TOUC,3)","v":0.32596000000000003},{"$f":"TOU_CTabulation[[#This Row],[Month Base Allow]]*TOU_CTabulation[[#This Row],[Base Rate]]","v":0},{"$f":"TOU_CTabulation[[#This Row],[Month Overbase Gen]]*TOU_CTabulation[[#This Row],[Over Rate]]","v":0},{"$f":"TOU_CTabulation[[#This Row],[Base Value]]+TOU_CTabulation[[#This Row],[Over Value]]","v":0}]
[5,26,17,577,77,19,3,196.46700000000001,23.224,556.18200000000002,524.33399999999995,{"$f":"TOU_CTabulation[[#This Row],[AC System Output (W)]]/1000","v":0.52433399999999997},{"$f":"IF(A3525=TOU_CTabulation[[#This Row],[Month]],M3525+TOU_CTabulation[[#This Row],[AC System Output (kW)]],TOU_CTabulation[[#This Row],[AC System Output (kW)]])","v":599.37560500000006},{"$f":"VLOOKUP(TOU_CTabulation[[#This Row],[Month]],Season,2)","v":"Winter"},{"$f":"VLOOKUP(TOU_CTabulation[[#This Row],[Season]],CRate,2)","v":10.5},{"$f":"IF(A3527>TOU_CTabulation[[#This Row],[Month]],TOU_CTabulation[[#This Row],[Day]]*TOU_CTabulation[[#This Row],[Base Allow]],0)","v":0},{"$f":"IF(A3527>TOU_CTabulation[[#This Row],[Month]],TOU_CTabulation[[#This Row],[Month Cumm]],0)","v":0},{"$f":"IF(TOU_CTabulation[[#This Row],[Month Base Gen]]=0,0,TOU_CTabulation[[#This Row],[Month Base Gen]]-TOU_CTabulation[[#This Row],[Day]]*TOU_CTabulation[[#This Row],[Base Allow]])","v":0},{"$f":"VLOOKUP(TOU_CTabulation[[#This Row],[Hour]],daypart,2)","v":"All"},{"$f":"TOU_CTabulation[[#This Row],[Season]]&TOU_CTabulation[[#This Row],[Day-Part]]","v":"WinterAll"},{"$f":"VLOOKUP(TOU_CTabulation[[#This Row],[Daypart]],TOUC,2)","v":0.25901999999999997},{"$f":"VLOOKUP(TOU_CTabulation[[#This Row],[Daypart]],TOUC,3)","v":0.32596000000000003},{"$f":"TOU_CTabulation[[#This Row],[Month Base Allow]]*TOU_CTabulation[[#This Row],[Base Rate]]","v":0},{"$f":"TOU_CTabulation[[#This Row],[Month Overbase Gen]]*TOU_CTabulation[[#This Row],[Over Rate]]","v":0},{"$f":"TOU_CTabulation[[#This Row],[Base Value]]+TOU_CTabulation[[#This Row],[Over Value]]","v":0}]
[5,27,3,0,0,10,1,0,10,0,0,{"$f":"TOU_CTabulation[[#This Row],[AC System Output (W)]]/1000","v":0},{"$f":"IF(A3535=TOU_CTabulation[[#This Row],[Month]],M3535+TOU_CTabulation[[#This Row],[AC System Output (kW)]],TOU_CTabulation[[#This Row],[AC System Output (kW)]])","v":599.45876400000009},{"$f":"VLOOKUP(TOU_CTabulation[[#This Row],[Month]],Season,2)","v":"Winter"},{"$f":"VLOOKUP(TOU_CTabulation[[#This Row],[Season]],CRate,2)","v":10.5},{"$f":"IF(A3537>TOU_CTabulation[[#This Row],[Month]],TOU_CTabulation[[#This Row],[Day]]*TOU_CTabulation[[#This Row],[Base Allow]],0)","v":0},{"$f":"IF(A3537>TOU_CTabulation[[#This Row],[Month]],TOU_CTabulation[[#This Row],[Month Cumm]],0)","v":0},{"$f":"IF(TOU_CTabulation[[#This Row],[Month Base Gen]]=0,0,TOU_CTabulation[[#This Row],[Month Base Gen]]-TOU_CTabulation[[#This Row],[Day]]*TOU_CTabulation[[#This Row],[Base Allow]])","v":0},{"$f":"VLOOKUP(TOU_CTabulation[[#This Row],[Hour]],daypart,2)","v":"All"},{"$f":"TOU_CTabulation[[#This Row],[Season]]&TOU_CTabulation[[#This Row],[Day-Part]]","v":"WinterAll"},{"$f":"VLOOKUP(TOU_CTabulation[[#This Row],[Daypart]],TOUC,2)","v":0.25901999999999997},{"$f":"VLOOKUP(TOU_CTabulation[[#This Row],[Daypart]],TOUC,3)","v":0.32596000000000003},{"$f":"TOU_CTabulation[[#This Row],[Month Base Allow]]*TOU_CTabulation[[#This Row],[Base Rate]]","v":0},{"$f":"TOU_CTabulation[[#This Row],[Month Overbase Gen]]*TOU_CTabulation[[#This Row],[Over Rate]]","v":0},{"$f":"TOU_CTabulation[[#This Row],[Base Value]]+TOU_CTabulation[[#This Row],[Over Value]]","v":0}]
[5,27,10,866,141,25,1,953.54899999999998,54.595999999999997,2819.66,2711.59,{"$f":"TOU_CTabulation[[#This Row],[AC System Output (W)]]/1000","v":2.7115900000000002},{"$f":"IF(A3542=TOU_CTabulation[[#This Row],[Month]],M3542+TOU_CTabulation[[#This Row],[AC System Output (kW)]],TOU_CTabulation[[#This Row],[AC System Output (kW)]])","v":608.44411700000001},{"$f":"VLOOKUP(TOU_CTabulation[[#This Row],[Month]],Season,2)","v":"Winter"},{"$f":"VLOOKUP(TOU_CTabulation[[#This Row],[Season]],CRate,2)","v":10.5},{"$f":"IF(A3544>TOU_CTabulation[[#This Row],[Month]],TOU_CTabulation[[#This Row],[Day]]*TOU_CTabulation[[#This Row],[Base Allow]],0)","v":0},{"$f":"IF(A3544>TOU_CTabulation[[#This Row],[Month]],TOU_CTabulation[[#This Row],[Month Cumm]],0)","v":0},{"$f":"IF(TOU_CTabulation[[#This Row],[Month Base Gen]]=0,0,TOU_CTabulation[[#This Row],[Month Base Gen]]-TOU_CTabulation[[#This Row],[Day]]*TOU_CTabulation[[#This Row],[Base Allow]])","v":0},{"$f":"VLOOKUP(TOU_CTabulation[[#This Row],[Hour]],daypart,2)","v":"All"},{"$f":"TOU_CTabulation[[#This Row],[Season]]&TOU_CTabulation[[#This Row],[Day-Part]]","v":"WinterAll"},{"$f":"VLOOKUP(TOU_CTabulation[[#This Row],[Daypart]],TOUC,2)","v":0.25901999999999997},{"$f":"VLOOKUP(TOU_CTabulation[[#This Row],[Daypart]],TOUC,3)","v":0.32596000000000003},{"$f":"TOU_CTabulation[[#This Row],[Month Base Allow]]*TOU_CTabulation[[#This Row],[Base Rate]]","v":0},{"$f":"TOU_CTabulation[[#This Row],[Month Overbase Gen]]*TOU_CTabulation[[#This Row],[Over Rate]]","v":0},{"$f":"TOU_CTabulation[[#This Row],[Base Value]]+TOU_CTabulation[[#This Row],[Over Value]]","v":0}]
[5,27,17,546,81,17,3,194.11199999999999,21.13,560.25300000000004,528.31100000000004,{"$f":"TOU_CTabulation[[#This Row],[AC System Output (W)]]/1000","v":0.52831100000000009},{"$f":"IF(A3549=TOU_CTabulation[[#This Row],[Month]],M3549+TOU_CTabulation[[#This Row],[AC System Output (kW)]],TOU_CTabulation[[#This Row],[AC System Output (kW)]])","v":623.4389480000001},{"$f":"VLOOKUP(TOU_CTabulation[[#This Row],[Month]],Season,2)","v":"Winter"},{"$f":"VLOOKUP(TOU_CTabulation[[#This Row],[Season]],CRate,2)","v":10.5},{"$f":"IF(A3551>TOU_CTabulation[[#This Row],[Month]],TOU_CTabulation[[#This Row],[Day]]*TOU_CTabulation[[#This Row],[Base Allow]],0)","v":0},{"$f":"IF(A3551>TOU_CTabulation[[#This Row],[Month]],TOU_CTabulation[[#This Row],[Month Cumm]],0)","v":0},{"$f":"IF(TOU_CTabulation[[#This Row],[Month Base Gen]]=0,0,TOU_CTabulation[[#This Row],[Month Base Gen]]-TOU_CTabulation[[#This Row],[Day]]*TOU_CTabulation[[#This Row],[Base Allow]])","v":0},{"$f":"VLOOKUP(TOU_CTabulation[[#This Row],[Hour]],daypart,2)","v":"All"},{"$f":"TOU_CTabulation[[#This Row],[Season]]&TOU_CTabulation[[#This Row],[Day-Part]]","v":"WinterAll"},{"$f":"VLOOKUP(TOU_CTabulation[[#This Row],[Daypart]],TOUC,2)","v":0.25901999999999997},{"$f":"VLOOKUP(TOU_CTabulation[[#This Row],[Daypart]],TOUC,3)","v":0.32596000000000003},{"$f":"TOU_CTabulation[[#This Row],[Month Base Allow]]*TOU_CTabulation[[#This Row],[Base Rate]]","v":0},{"$f":"TOU_CTabulation[[#This Row],[Month Overbase Gen]]*TOU_CTabulation[[#This Row],[Over Rate]]","v":0},{"$f":"TOU_CTabulation[[#This Row],[Base Value]]+TOU_CTabulation[[#This Row],[Over Value]]","v":0}]
[5,28,3,0,0,10,2,0,10,0,0,{"$f":"TOU_CTabulation[[#This Row],[AC System Output (W)]]/1000","v":0},{"$f":"IF(A3559=TOU_CTabulation[[#This Row],[Month]],M3559+TOU_CTabulation[[#This Row],[AC System Output (kW)]],TOU_CTabulation[[#This Row],[AC System Output (kW)]])","v":623.52571100000011},{"$f":"VLOOKUP(TOU_CTabulation[[#This Row],[Month]],Season,2)","v":"Winter"},{"$f":"VLOOKUP(TOU_CTabulation[[#This Row],[Season]],CRate,2)","v":10.5},{"$f":"IF(A3561>TOU_CTabulation[[#This Row],[Month]],TOU_CTabulation[[#This Row],[Day]]*TOU_CTabulation[[#This Row],[Base Allow]],0)","v":0},{"$f":"IF(A3561>TOU_CTabulation[[#This Row],[Month]],TOU_CTabulation[[#This Row],[Month Cumm]],0)","v":0},{"$f":"IF(TOU_CTabulation[[#This Row],[Month Base Gen]]=0,0,TOU_CTabulation[[#This Row],[Month Base Gen]]-TOU_CTabulation[[#This Row],[Day]]*TOU_CTabulation[[#This Row],[Base Allow]])","v":0},{"$f":"VLOOKUP(TOU_CTabulation[[#This Row],[Hour]],daypart,2)","v":"All"},{"$f":"TOU_CTabulation[[#This Row],[Season]]&TOU_CTabulation[[#This Row],[Day-Part]]","v":"WinterAll"},{"$f":"VLOOKUP(TOU_CTabulation[[#This Row],[Daypart]],TOUC,2)","v":0.25901999999999997},{"$f":"VLOOKUP(TOU_CTabulation[[#This Row],[Daypart]],TOUC,3)","v":0.32596000000000003},{"$f":"TOU_CTabulation[[#This Row],[Month Base Allow]]*TOU_CTabulation[[#This Row],[Base Rate]]","v":0},{"$f":"TOU_CTabulation[[#This Row],[Month Overbase Gen]]*TOU_CTabulation[[#This Row],[Over Rate]]","v":0},{"$f":"TOU_CTabulation[[#This Row],[Base Value]]+TOU_CTabulation[[#This Row],[Over Value]]","v":0}]
[5,28,10,861,139,22,2,946.48800000000006,47.216000000000001,2911.5349999999999,2799.3649999999998,{"$f":"TOU_CTabulation[[#This Row],[AC System Output (W)]]/1000","v":2.7993649999999999},{"$f":"IF(A3566=TOU_CTabulation[[#This Row],[Month]],M3566+TOU_CTabulation[[#This Row],[AC System Output (kW)]],TOU_CTabulation[[#This Row],[AC System Output (kW)]])","v":632.71248500000013},{"$f":"VLOOKUP(TOU_CTabulation[[#This Row],[Month]],Season,2)","v":"Winter"},{"$f":"VLOOKUP(TOU_CTabulation[[#This Row],[Season]],CRate,2)","v":10.5},{"$f":"IF(A3568>TOU_CTabulation[[#This Row],[Month]],TOU_CTabulation[[#This Row],[Day]]*TOU_CTabulation[[#This Row],[Base Allow]],0)","v":0},{"$f":"IF(A3568>TOU_CTabulation[[#This Row],[Month]],TOU_CTabulation[[#This Row],[Month Cumm]],0)","v":0},{"$f":"IF(TOU_CTabulation[[#This Row],[Month Base Gen]]=0,0,TOU_CTabulation[[#This Row],[Month Base Gen]]-TOU_CTabulation[[#This Row],[Day]]*TOU_CTabulation[[#This Row],[Base Allow]])","v":0},{"$f":"VLOOKUP(TOU_CTabulation[[#This Row],[Hour]],daypart,2)","v":"All"},{"$f":"TOU_CTabulation[[#This Row],[Season]]&TOU_CTabulation[[#This Row],[Day-Part]]","v":"WinterAll"},{"$f":"VLOOKUP(TOU_CTabulation[[#This Row],[Daypart]],TOUC,2)","v":0.25901999999999997},{"$f":"VLOOKUP(TOU_CTabulation[[#This Row],[Daypart]],TOUC,3)","v":0.32596000000000003},{"$f":"TOU_CTabulation[[#This Row],[Month Base Allow]]*TOU_CTabulation[[#This Row],[Base Rate]]","v":0},{"$f":"TOU_CTabulation[[#This Row],[Month Overbase Gen]]*TOU_CTabulation[[#This Row],[Over Rate]]","v":0},{"$f":"TOU_CTabulation[[#This Row],[Base Value]]+TOU_CTabulation[[#This Row],[Over Value]]","v":0}]
[5,28,20,0,0,11,3,0,11,0,0,{"$f":"TOU_CTabulation[[#This Row],[AC System Output (W)]]/1000","v":0},{"$f":"IF(A3576=TOU_CTabulation[[#This Row],[Month]],M3576+TOU_CTabulation[[#This Row],[AC System Output (kW)]],TOU_CTabulation[[#This Row],[AC System Output (kW)]])","v":644.13623299999995},{"$f":"VLOOKUP(TOU_CTabulation[[#This Row],[Month]],Season,2)","v":"Winter"},{"$f":"VLOOKUP(TOU_CTabulation[[#This Row],[Season]],CRate,2)","v":10.5},{"$f":"IF(A3578>TOU_CTabulation[[#This Row],[Month]],TOU_CTabulation[[#This Row],[Day]]*TOU_CTabulation[[#This Row],[Base Allow]],0)","v":0},{"$f":"IF(A3578>TOU_CTabulation[[#This Row],[Month]],TOU_CTabulation[[#This Row],[Month Cumm]],0)","v":0},{"$f":"IF(TOU_CTabulation[[#This Row],[Month Base Gen]]=0,0,TOU_CTabulation[[#This Row],[Month Base Gen]]-TOU_CTabulation[[#This Row],[Day]]*TOU_CTabulation[[#This Row],[Base Allow]])","v":0},{"$f":"VLOOKUP(TOU_CTabulation[[#This Row],[Hour]],daypart,2)","v":"All"},{"$f":"TOU_CTabulation[[#This Row],[Season]]&TOU_CTabulation[[#This Row],[Day-Part]]","v":"WinterAll"},{"$f":"VLOOKUP(TOU_CTabulation[[#This Row],[Daypart]],TOUC,2)","v":0.25901999999999997},{"$f":"VLOOKUP(TOU_CTabulation[[#This Row],[Daypart]],TOUC,3)","v":0.32596000000000003},{"$f":"TOU_CTabulation[[#This Row],[Month Base Allow]]*TOU_CTabulation[[#This Row],[Base Rate]]","v":0},{"$f":"TOU_CTabulation[[#This Row],[Month Overbase Gen]]*TOU_CTabulation[[#This Row],[Over Rate]]","v":0},{"$f":"TOU_CTabulation[[#This Row],[Base Value]]+TOU_CTabulation[[#This Row],[Over Value]]","v":0}]
[5,29,0,0,0,11,2,0,11,0,0,{"$f":"TOU_CTabulation[[#This Row],[AC System Output (W)]]/1000","v":0},{"$f":"IF(A3580=TOU_CTabulation[[#This Row],[Month]],M3580+TOU_CTabulation[[#This Row],[AC System Output (kW)]],TOU_CTabulation[[#This Row],[AC System Output (kW)]])","v":644.13623299999995},{"$f":"VLOOKUP(TOU_CTabulation[[#This Row],[Month]],Season,2)","v":"Winter"},{"$f":"VLOOKUP(TOU_CTabulation[[#This Row],[Season]],CRate,2)","v":10.5},{"$f":"IF(A3582>TOU_CTabulation[[#This Row],[Month]],TOU_CTabulation[[#This Row],[Day]]*TOU_CTabulation[[#This Row],[Base Allow]],0)","v":0},{"$f":"IF(A3582>TOU_CTabulation[[#This Row],[Month]],TOU_CTabulation[[#This Row],[Month Cumm]],0)","v":0},{"$f":"IF(TOU_CTabulation[[#This Row],[Month Base Gen]]=0,0,TOU_CTabulation[[#This Row],[Month Base Gen]]-TOU_CTabulation[[#This Row],[Day]]*TOU_CTabulation[[#This Row],[Base Allow]])","v":0},{"$f":"VLOOKUP(TOU_CTabulation[[#This Row],[Hour]],daypart,2)","v":"All"},{"$f":"TOU_CTabulation[[#This Row],[Season]]&TOU_CTabulation[[#This Row],[Day-Part]]","v":"WinterAll"},{"$f":"VLOOKUP(TOU_CTabulation[[#This Row],[Daypart]],TOUC,2)","v":0.25901999999999997},{"$f":"VLOOKUP(TOU_CTabulation[[#This Row],[Daypart]],TOUC,3)","v":0.32596000000000003},{"$f":"TOU_CTabulation[[#This Row],[Month Base Allow]]*TOU_CTabulation[[#This Row],[Base Rate]]","v":0},{"$f":"TOU_CTabulation[[#This Row],[Month Overbase Gen]]*TOU_CTabulation[[#This Row],[Over Rate]]","v":0},{"$f":"TOU_CTabulation[[#This Row],[Base Value]]+TOU_CTabulation[[#This Row],[Over Value]]","v":0}]
[5,29,5,233,40,11,2,30.859000000000002,9.7729999999999997,113.64700000000001,91.135999999999996,{"$f":"TOU_CTabulation[[#This Row],[AC System Output (W)]]/1000","v":9.1135999999999995E-2},{"$f":"IF(A3585=TOU_CTabulation[[#This Row],[Month]],M3585+TOU_CTabulation[[#This Row],[AC System Output (kW)]],TOU_CTabulation[[#This Row],[AC System Output (kW)]])","v":644.22736899999995},{"$f":"VLOOKUP(TOU_CTabulation[[#This Row],[Month]],Season,2)","v":"Winter"},{"$f":"VLOOKUP(TOU_CTabulation[[#This Row],[Season]],CRate,2)","v":10.5},{"$f":"IF(A3587>TOU_CTabulation[[#This Row],[Month]],TOU_CTabulation[[#This Row],[Day]]*TOU_CTabulation[[#This Row],[Base Allow]],0)","v":0},{"$f":"IF(A3587>TOU_CTabulation[[#This Row],[Month]],TOU_CTabulation[[#This Row],[Month Cumm]],0)","v":0},{"$f":"IF(TOU_CTabulation[[#This Row],[Month Base Gen]]=0,0,TOU_CTabulation[[#This Row],[Month Base Gen]]-TOU_CTabulation[[#This Row],[Day]]*TOU_CTabulation[[#This Row],[Base Allow]])","v":0},{"$f":"VLOOKUP(TOU_CTabulation[[#This Row],[Hour]],daypart,2)","v":"All"},{"$f":"TOU_CTabulation[[#This Row],[Season]]&TOU_CTabulation[[#This Row],[Day-Part]]","v":"WinterAll"},{"$f":"VLOOKUP(TOU_CTabulation[[#This Row],[Daypart]],TOUC,2)","v":0.25901999999999997},{"$f":"VLOOKUP(TOU_CTabulation[[#This Row],[Daypart]],TOUC,3)","v":0.32596000000000003},{"$f":"TOU_CTabulation[[#This Row],[Month Base Allow]]*TOU_CTabulation[[#This Row],[Base Rate]]","v":0},{"$f":"TOU_CTabulation[[#This Row],[Month Overbase Gen]]*TOU_CTabulation[[#This Row],[Over Rate]]","v":0},{"$f":"TOU_CTabulation[[#This Row],[Base Value]]+TOU_CTabulation[[#This Row],[Over Value]]","v":0}]
[5,29,14,512,298,20,4,721.65200000000004,36.064999999999998,2345.2179999999998,2257.069,{"$f":"TOU_CTabulation[[#This Row],[AC System Output (W)]]/1000","v":2.257069},{"$f":"IF(A3594=TOU_CTabulation[[#This Row],[Month]],M3594+TOU_CTabulation[[#This Row],[AC System Output (kW)]],TOU_CTabulation[[#This Row],[AC System Output (kW)]])","v":663.67177099999992},{"$f":"VLOOKUP(TOU_CTabulation[[#This Row],[Month]],Season,2)","v":"Winter"},{"$f":"VLOOKUP(TOU_CTabulation[[#This Row],[Season]],CRate,2)","v":10.5},{"$f":"IF(A3596>TOU_CTabulation[[#This Row],[Month]],TOU_CTabulation[[#This Row],[Day]]*TOU_CTabulation[[#This Row],[Base Allow]],0)","v":0},{"$f":"IF(A3596>TOU_CTabulation[[#This Row],[Month]],TOU_CTabulation[[#This Row],[Month Cumm]],0)","v":0},{"$f":"IF(TOU_CTabulation[[#This Row],[Month Base Gen]]=0,0,TOU_CTabulation[[#This Row],[Month Base Gen]]-TOU_CTabulation[[#This Row],[Day]]*TOU_CTabulation[[#This Row],[Base Allow]])","v":0},{"$f":"VLOOKUP(TOU_CTabulation[[#This Row],[Hour]],daypart,2)","v":"All"},{"$f":"TOU_CTabulation[[#This Row],[Season]]&TOU_CTabulation[[#This Row],[Day-Part]]","v":"WinterAll"},{"$f":"VLOOKUP(TOU_CTabulation[[#This Row],[Daypart]],TOUC,2)","v":0.25901999999999997},{"$f":"VLOOKUP(TOU_CTabulation[[#This Row],[Daypart]],TOUC,3)","v":0.32596000000000003},{"$f":"TOU_CTabulation[[#This Row],[Month Base Allow]]*TOU_CTabulation[[#This Row],[Base Rate]]","v":0},{"$f":"TOU_CTabulation[[#This Row],[Month Overbase Gen]]*TOU_CTabulation[[#This Row],[Over Rate]]","v":0},{"$f":"TOU_CTabulation[[#This Row],[Base Value]]+TOU_CTabulation[[#This Row],[Over Value]]","v":0}]
[5,29,22,0,0,11,3,0,11,0,0,{"$f":"TOU_CTabulation[[#This Row],[AC System Output (W)]]/1000","v":0},{"$f":"IF(A3602=TOU_CTabulation[[#This Row],[Month]],M3602+TOU_CTabulation[[#This Row],[AC System Output (kW)]],TOU_CTabulation[[#This Row],[AC System Output (kW)]])","v":666.74643600000002},{"$f":"VLOOKUP(TOU_CTabulation[[#This Row],[Month]],Season,2)","v":"Winter"},{"$f":"VLOOKUP(TOU_CTabulation[[#This Row],[Season]],CRate,2)","v":10.5},{"$f":"IF(A3604>TOU_CTabulation[[#This Row],[Month]],TOU_CTabulation[[#This Row],[Day]]*TOU_CTabulation[[#This Row],[Base Allow]],0)","v":0},{"$f":"IF(A3604>TOU_CTabulation[[#This Row],[Month]],TOU_CTabulation[[#This Row],[Month Cumm]],0)","v":0},{"$f":"IF(TOU_CTabulation[[#This Row],[Month Base Gen]]=0,0,TOU_CTabulation[[#This Row],[Month Base Gen]]-TOU_CTabulation[[#This Row],[Day]]*TOU_CTabulation[[#This Row],[Base Allow]])","v":0},{"$f":"VLOOKUP(TOU_CTabulation[[#This Row],[Hour]],daypart,2)","v":"All"},{"$f":"TOU_CTabulation[[#This Row],[Season]]&TOU_CTabulation[[#This Row],[Day-Part]]","v":"WinterAll"},{"$f":"VLOOKUP(TOU_CTabulation[[#This Row],[Daypart]],TOUC,2)","v":0.25901999999999997},{"$f":"VLOOKUP(TOU_CTabulation[[#This Row],[Daypart]],TOUC,3)","v":0.32596000000000003},{"$f":"TOU_CTabulation[[#This Row],[Month Base Allow]]*TOU_CTabulation[[#This Row],[Base Rate]]","v":0},{"$f":"TOU_CTabulation[[#This Row],[Month Overbase Gen]]*TOU_CTabulation[[#This Row],[Over Rate]]","v":0},{"$f":"TOU_CTabulation[[#This Row],[Base Value]]+TOU_CTabulation[[#This Row],[Over Value]]","v":0}]
[5,30,7,2,155,15,2,147.76,17.262,526.048,494.89400000000001,{"$f":"TOU_CTabulation[[#This Row],[AC System Output (W)]]/1000","v":0.494894},{"$f":"IF(A3611=TOU_CTabulation[[#This Row],[Month]],M3611+TOU_CTabulation[[#This Row],[AC System Output (kW)]],TOU_CTabulation[[#This Row],[AC System Output (kW)]])","v":667.40111600000012},{"$f":"VLOOKUP(TOU_CTabulation[[#This Row],[Month]],Season,2)","v":"Winter"},{"$f":"VLOOKUP(TOU_CTabulation[[#This Row],[Season]],CRate,2)","v":10.5},{"$f":"IF(A3613>TOU_CTabulation[[#This Row],[Month]],TOU_CTabulation[[#This Row],[Day]]*TOU_CTabulation[[#This Row],[Base Allow]],0)","v":0},{"$f":"IF(A3613>TOU_CTabulation[[#This Row],[Month]],TOU_CTabulation[[#This Row],[Month Cumm]],0)","v":0},{"$f":"IF(TOU_CTabulation[[#This Row],[Month Base Gen]]=0,0,TOU_CTabulation[[#This Row],[Month Base Gen]]-TOU_CTabulation[[#This Row],[Day]]*TOU_CTabulation[[#This Row],[Base Allow]])","v":0},{"$f":"VLOOKUP(TOU_CTabulation[[#This Row],[Hour]],daypart,2)","v":"All"},{"$f":"TOU_CTabulation[[#This Row],[Season]]&TOU_CTabulation[[#This Row],[Day-Part]]","v":"WinterAll"},{"$f":"VLOOKUP(TOU_CTabulation[[#This Row],[Daypart]],TOUC,2)","v":0.25901999999999997},{"$f":"VLOOKUP(TOU_CTabulation[[#This Row],[Daypart]],TOUC,3)","v":0.32596000000000003},{"$f":"TOU_CTabulation[[#This Row],[Month Base Allow]]*TOU_CTabulation[[#This Row],[Base Rate]]","v":0},{"$f":"TOU_CTabulation[[#This Row],[Month Overbase Gen]]*TOU_CTabulation[[#This Row],[Over Rate]]","v":0},{"$f":"TOU_CTabulation[[#This Row],[Base Value]]+TOU_CTabulation[[#This Row],[Over Value]]","v":0}]
[5,30,13,870,129,25,2,944.25900000000001,50.542999999999999,2853.9169999999999,2744.328,{"$f":"TOU_CTabulation[[#This Row],[AC System Output (W)]]/1000","v":2.7443279999999999},{"$f":"IF(A3617=TOU_CTabulation[[#This Row],[Month]],M3617+TOU_CTabulation[[#This Row],[AC System Output (kW)]],TOU_CTabulation[[#This Row],[AC System Output (kW)]])","v":682.39468000000011},{"$f":"VLOOKUP(TOU_CTabulation[[#This Row],[Month]],Season,2)","v":"Winter"},{"$f":"VLOOKUP(TOU_CTabulation[[#This Row],[Season]],CRate,2)","v":10.5},{"$f":"IF(A3619>TOU_CTabulation[[#This Row],[Month]],TOU_CTabulation[[#This Row],[Day]]*TOU_CTabulation[[#This Row],[Base Allow]],0)","v":0},{"$f":"IF(A3619>TOU_CTabulation[[#This Row],[Month]],TOU_CTabulation[[#This Row],[Month Cumm]],0)","v":0},{"$f":"IF(TOU_CTabulation[[#This Row],[Month Base Gen]]=0,0,TOU_CTabulation[[#This Row],[Month Base Gen]]-TOU_CTabulation[[#This Row],[Day]]*TOU_CTabulation[[#This Row],[Base Allow]])","v":0},{"$f":"VLOOKUP(TOU_CTabulation[[#This Row],[Hour]],daypart,2)","v":"All"},{"$f":"TOU_CTabulation[[#This Row],[Season]]&TOU_CTabulation[[#This Row],[Day-Part]]","v":"WinterAll"},{"$f":"VLOOKUP(TOU_CTabulation[[#This Row],[Daypart]],TOUC,2)","v":0.25901999999999997},{"$f":"VLOOKUP(TOU_CTabulation[[#This Row],[Daypart]],TOUC,3)","v":0.32596000000000003},{"$f":"TOU_CTabulation[[#This Row],[Month Base Allow]]*TOU_CTabulation[[#This Row],[Base Rate]]","v":0},{"$f":"TOU_CTabulation[[#This Row],[Month Overbase Gen]]*TOU_CTabulation[[#This Row],[Over Rate]]","v":0},{"$f":"TOU_CTabulation[[#This Row],[Base Value]]+TOU_CTabulation[[#This Row],[Over Value]]","v":0}]
[5,31,0,0,0,11,2,0,11,0,0,{"$f":"TOU_CTabulation[[#This Row],[AC System Output (W)]]/1000","v":0},{"$f":"IF(A3628=TOU_CTabulation[[#This Row],[Month]],M3628+TOU_CTabulation[[#This Row],[AC System Output (kW)]],TOU_CTabulation[[#This Row],[AC System Output (kW)]])","v":688.55207600000006},{"$f":"VLOOKUP(TOU_CTabulation[[#This Row],[Month]],Season,2)","v":"Winter"},{"$f":"VLOOKUP(TOU_CTabulation[[#This Row],[Season]],CRate,2)","v":10.5},{"$f":"IF(A3630>TOU_CTabulation[[#This Row],[Month]],TOU_CTabulation[[#This Row],[Day]]*TOU_CTabulation[[#This Row],[Base Allow]],0)","v":0},{"$f":"IF(A3630>TOU_CTabulation[[#This Row],[Month]],TOU_CTabulation[[#This Row],[Month Cumm]],0)","v":0},{"$f":"IF(TOU_CTabulation[[#This Row],[Month Base Gen]]=0,0,TOU_CTabulation[[#This Row],[Month Base Gen]]-TOU_CTabulation[[#This Row],[Day]]*TOU_CTabulation[[#This Row],[Base Allow]])","v":0},{"$f":"VLOOKUP(TOU_CTabulation[[#This Row],[Hour]],daypart,2)","v":"All"},{"$f":"TOU_CTabulation[[#This Row],[Season]]&TOU_CTabulation[[#This Row],[Day-Part]]","v":"WinterAll"},{"$f":"VLOOKUP(TOU_CTabulation[[#This Row],[Daypart]],TOUC,2)","v":0.25901999999999997},{"$f":"VLOOKUP(TOU_CTabulation[[#This Row],[Daypart]],TOUC,3)","v":0.32596000000000003},{"$f":"TOU_CTabulation[[#This Row],[Month Base Allow]]*TOU_CTabulation[[#This Row],[Base Rate]]","v":0},{"$f":"TOU_CTabulation[[#This Row],[Month Overbase Gen]]*TOU_CTabulation[[#This Row],[Over Rate]]","v":0},{"$f":"TOU_CTabulation[[#This Row],[Base Value]]+TOU_CTabulation[[#This Row],[Over Value]]","v":0}]
[5,31,3,0,0,11,1,0,11,0,0,{"$f":"TOU_CTabulation[[#This Row],[AC System Output (W)]]/1000","v":0},{"$f":"IF(A3631=TOU_CTabulation[[#This Row],[Month]],M3631+TOU_CTabulation[[#This Row],[AC System Output (kW)]],TOU_CTabulation[[#This Row],[AC System Output (kW)]])","v":688.55207600000006},{"$f":"VLOOKUP(TOU_CTabulation[[#This Row],[Month]],Season,2)","v":"Winter"},{"$f":"VLOOKUP(TOU_CTabulation[[#This Row],[Season]],CRate,2)","v":10.5},{"$f":"IF(A3633>TOU_CTabulation[[#This Row],[Month]],TOU_CTabulation[[#This Row],[Day]]*TOU_CTabulation[[#This Row],[Base Allow]],0)","v":0},{"$f":"IF(A3633>TOU_CTabulation[[#This Row],[Month]],TOU_CTabulation[[#This Row],[Month Cumm]],0)","v":0},{"$f":"IF(TOU_CTabulation[[#This Row],[Month Base Gen]]=0,0,TOU_CTabulation[[#This Row],[Month Base Gen]]-TOU_CTabulation[[#This Row],[Day]]*TOU_CTabulation[[#This Row],[Base Allow]])","v":0},{"$f":"VLOOKUP(TOU_CTabulation[[#This Row],[Hour]],daypart,2)","v":"All"},{"$f":"TOU_CTabulation[[#This Row],[Season]]&TOU_CTabulation[[#This Row],[Day-Part]]","v":"WinterAll"},{"$f":"VLOOKUP(TOU_CTabulation[[#This Row],[Daypart]],TOUC,2)","v":0.25901999999999997},{"$f":"VLOOKUP(TOU_CTabulation[[#This Row],[Daypart]],TOUC,3)","v":0.32596000000000003},{"$f":"TOU_CTabulation[[#This Row],[Month Base Allow]]*TOU_CTabulation[[#This Row],[Base Rate]]","v":0},{"$f":"TOU_CTabulation[[#This Row],[Month Overbase Gen]]*TOU_CTabulation[[#This Row],[Over Rate]]","v":0},{"$f":"TOU_CTabulation[[#This Row],[Base Value]]+TOU_CTabulation[[#This Row],[Over Value]]","v":0}]
[5,31,17,686,63,28,2,211.755,33.508000000000003,558.29200000000003,526.39499999999998,{"$f":"TOU_CTabulation[[#This Row],[AC System Output (W)]]/1000","v":0.52639499999999995},{"$f":"IF(A3645=TOU_CTabulation[[#This Row],[Month]],M3645+TOU_CTabulation[[#This Row],[AC System Output (kW)]],TOU_CTabulation[[#This Row],[AC System Output (kW)]])","v":710.15577000000008},{"$f":"VLOOKUP(TOU_CTabulation[[#This Row],[Month]],Season,2)","v":"Winter"},{"$f":"VLOOKUP(TOU_CTabulation[[#This Row],[Season]],CRate,2)","v":10.5},{"$f":"IF(A3647>TOU_CTabulation[[#This Row],[Month]],TOU_CTabulation[[#This Row],[Day]]*TOU_CTabulation[[#This Row],[Base Allow]],0)","v":0},{"$f":"IF(A3647>TOU_CTabulation[[#This Row],[Month]],TOU_CTabulation[[#This Row],[Month Cumm]],0)","v":0},{"$f":"IF(TOU_CTabulation[[#This Row],[Month Base Gen]]=0,0,TOU_CTabulation[[#This Row],[Month Base Gen]]-TOU_CTabulation[[#This Row],[Day]]*TOU_CTabulation[[#This Row],[Base Allow]])","v":0},{"$f":"VLOOKUP(TOU_CTabulation[[#This Row],[Hour]],daypart,2)","v":"All"},{"$f":"TOU_CTabulation[[#This Row],[Season]]&TOU_CTabulation[[#This Row],[Day-Part]]","v":"WinterAll"},{"$f":"VLOOKUP(TOU_CTabulation[[#This Row],[Daypart]],TOUC,2)","v":0.25901999999999997},{"$f":"VLOOKUP(TOU_CTabulation[[#This Row],[Daypart]],TOUC,3)","v":0.32596000000000003},{"$f":"TOU_CTabulation[[#This Row],[Month Base Allow]]*TOU_CTabulation[[#This Row],[Base Rate]]","v":0},{"$f":"TOU_CTabulation[[#This Row],[Month Overbase Gen]]*TOU_CTabulation[[#This Row],[Over Rate]]","v":0},{"$f":"TOU_CTabulation[[#This Row],[Base Value]]+TOU_CTabulation[[#This Row],[Over Value]]","v":0}]
[6,1,0,0,0,16,1,0,16,0,0,{"$f":"TOU_CTabulation[[#This Row],[AC System Output (W)]]/1000","v":0},{"$f":"IF(A3652=TOU_CTabulation[[#This Row],[Month]],M3652+TOU_CTabulation[[#This Row],[AC System Output (kW)]],TOU_CTabulation[[#This Row],[AC System Output (kW)]])","v":0},{"$f":"VLOOKUP(TOU_CTabulation[[#This Row],[Month]],Season,2)","v":"Summer"},{"$f":"VLOOKUP(TOU_CTabulation[[#This Row],[Season]],CRate,2)","v":10.3},{"$f":"IF(A3654>TOU_CTabulation[[#This Row],[Month]],TOU_CTabulation[[#This Row],[Day]]*TOU_CTabulation[[#This Row],[Base Allow]],0)","v":0},{"$f":"IF(A3654>TOU_CTabulation[[#This Row],[Month]],TOU_CTabulation[[#This Row],[Month Cumm]],0)","v":0},{"$f":"IF(TOU_CTabulation[[#This Row],[Month Base Gen]]=0,0,TOU_CTabulation[[#This Row],[Month Base Gen]]-TOU_CTabulation[[#This Row],[Day]]*TOU_CTabulation[[#This Row],[Base Allow]])","v":0},{"$f":"VLOOKUP(TOU_CTabulation[[#This Row],[Hour]],daypart,2)","v":"All"},{"$f":"TOU_CTabulation[[#This Row],[Season]]&TOU_CTabulation[[#This Row],[Day-Part]]","v":"SummerAll"},{"$f":"VLOOKUP(TOU_CTabulation[[#This Row],[Daypart]],TOUC,2)","v":0.25901999999999997},{"$f":"VLOOKUP(TOU_CTabulation[[#This Row],[Daypart]],TOUC,3)","v":0.32596000000000003},{"$f":"TOU_CTabulation[[#This Row],[Month Base Allow]]*TOU_CTabulation[[#This Row],[Base Rate]]","v":0},{"$f":"TOU_CTabulation[[#This Row],[Month Overbase Gen]]*TOU_CTabulation[[#This Row],[Over Rate]]","v":0},{"$f":"TOU_CTabulation[[#This Row],[Base Value]]+TOU_CTabulation[[#This Row],[Over Value]]","v":0}]
[6,1,2,0,0,15,1,0,15,0,0,{"$f":"TOU_CTabulation[[#This Row],[AC System Output (W)]]/1000","v":0},{"$f":"IF(A3654=TOU_CTabulation[[#This Row],[Month]],M3654+TOU_CTabulation[[#This Row],[AC System Output (kW)]],TOU_CTabulation[[#This Row],[AC System Output (kW)]])","v":0},{"$f":"VLOOKUP(TOU_CTabulation[[#This Row],[Month]],Season,2)","v":"Summer"},{"$f":"VLOOKUP(TOU_CTabulation[[#This Row],[Season]],CRate,2)","v":10.3},{"$f":"IF(A3656>TOU_CTabulation[[#This Row],[Month]],TOU_CTabulation[[#This Row],[Day]]*TOU_CTabulation[[#This Row],[Base Allow]],0)","v":0},{"$f":"IF(A3656>TOU_CTabulation[[#This Row],[Month]],TOU_CTabulation[[#This Row],[Month Cumm]],0)","v":0},{"$f":"IF(TOU_CTabulation[[#This Row],[Month Base Gen]]=0,0,TOU_CTabulation[[#This Row],[Month Base Gen]]-TOU_CTabulation[[#This Row],[Day]]*TOU_CTabulation[[#This Row],[Base Allow]])","v":0},{"$f":"VLOOKUP(TOU_CTabulation[[#This Row],[Hour]],daypart,2)","v":"All"},{"$f":"TOU_CTabulation[[#This Row],[Season]]&TOU_CTabulation[[#This Row],[Day-Part]]","v":"SummerAll"},{"$f":"VLOOKUP(TOU_CTabulation[[#This Row],[Daypart]],TOUC,2)","v":0.25901999999999997},{"$f":"VLOOKUP(TOU_CTabulation[[#This Row],[Daypart]],TOUC,3)","v":0.32596000000000003},{"$f":"TOU_CTabulation[[#This Row],[Month Base Allow]]*TOU_CTabulation[[#This Row],[Base Rate]]","v":0},{"$f":"TOU_CTabulation[[#This Row],[Month Overbase Gen]]*TOU_CTabulation[[#This Row],[Over Rate]]","v":0},{"$f":"TOU_CTabulation[[#This Row],[Base Value]]+TOU_CTabulation[[#This Row],[Over Value]]","v":0}]
[6,1,10,154,460,33,0,603.21400000000006,56.881,1762.183,1695.6510000000001,{"$f":"TOU_CTabulation[[#This Row],[AC System Output (W)]]/1000","v":1.695651},{"$f":"IF(A3662=TOU_CTabulation[[#This Row],[Month]],M3662+TOU_CTabulation[[#This Row],[AC System Output (kW)]],TOU_CTabulation[[#This Row],[AC System Output (kW)]])","v":6.7501769999999999},{"$f":"VLOOKUP(TOU_CTabulation[[#This Row],[Month]],Season,2)","v":"Summer"},{"$f":"VLOOKUP(TOU_CTabulation[[#This Row],[Season]],CRate,2)","v":10.3},{"$f":"IF(A3664>TOU_CTabulation[[#This Row],[Month]],TOU_CTabulation[[#This Row],[Day]]*TOU_CTabulation[[#This Row],[Base Allow]],0)","v":0},{"$f":"IF(A3664>TOU_CTabulation[[#This Row],[Month]],TOU_CTabulation[[#This Row],[Month Cumm]],0)","v":0},{"$f":"IF(TOU_CTabulation[[#This Row],[Month Base Gen]]=0,0,TOU_CTabulation[[#This Row],[Month Base Gen]]-TOU_CTabulation[[#This Row],[Day]]*TOU_CTabulation[[#This Row],[Base Allow]])","v":0},{"$f":"VLOOKUP(TOU_CTabulation[[#This Row],[Hour]],daypart,2)","v":"All"},{"$f":"TOU_CTabulation[[#This Row],[Season]]&TOU_CTabulation[[#This Row],[Day-Part]]","v":"SummerAll"},{"$f":"VLOOKUP(TOU_CTabulation[[#This Row],[Daypart]],TOUC,2)","v":0.25901999999999997},{"$f":"VLOOKUP(TOU_CTabulation[[#This Row],[Daypart]],TOUC,3)","v":0.32596000000000003},{"$f":"TOU_CTabulation[[#This Row],[Month Base Allow]]*TOU_CTabulation[[#This Row],[Base Rate]]","v":0},{"$f":"TOU_CTabulation[[#This Row],[Month Overbase Gen]]*TOU_CTabulation[[#This Row],[Over Rate]]","v":0},{"$f":"TOU_CTabulation[[#This Row],[Base Value]]+TOU_CTabulation[[#This Row],[Over Value]]","v":0}]
[6,1,19,0,0,23,1,0,23,0,0,{"$f":"TOU_CTabulation[[#This Row],[AC System Output (W)]]/1000","v":0},{"$f":"IF(A3671=TOU_CTabulation[[#This Row],[Month]],M3671+TOU_CTabulation[[#This Row],[AC System Output (kW)]],TOU_CTabulation[[#This Row],[AC System Output (kW)]])","v":20.386144999999996},{"$f":"VLOOKUP(TOU_CTabulation[[#This Row],[Month]],Season,2)","v":"Summer"},{"$f":"VLOOKUP(TOU_CTabulation[[#This Row],[Season]],CRate,2)","v":10.3},{"$f":"IF(A3673>TOU_CTabulation[[#This Row],[Month]],TOU_CTabulation[[#This Row],[Day]]*TOU_CTabulation[[#This Row],[Base Allow]],0)","v":0},{"$f":"IF(A3673>TOU_CTabulation[[#This Row],[Month]],TOU_CTabulation[[#This Row],[Month Cumm]],0)","v":0},{"$f":"IF(TOU_CTabulation[[#This Row],[Month Base Gen]]=0,0,TOU_CTabulation[[#This Row],[Month Base Gen]]-TOU_CTabulation[[#This Row],[Day]]*TOU_CTabulation[[#This Row],[Base Allow]])","v":0},{"$f":"VLOOKUP(TOU_CTabulation[[#This Row],[Hour]],daypart,2)","v":"All"},{"$f":"TOU_CTabulation[[#This Row],[Season]]&TOU_CTabulation[[#This Row],[Day-Part]]","v":"SummerAll"},{"$f":"VLOOKUP(TOU_CTabulation[[#This Row],[Daypart]],TOUC,2)","v":0.25901999999999997},{"$f":"VLOOKUP(TOU_CTabulation[[#This Row],[Daypart]],TOUC,3)","v":0.32596000000000003},{"$f":"TOU_CTabulation[[#This Row],[Month Base Allow]]*TOU_CTabulation[[#This Row],[Base Rate]]","v":0},{"$f":"TOU_CTabulation[[#This Row],[Month Overbase Gen]]*TOU_CTabulation[[#This Row],[Over Rate]]","v":0},{"$f":"TOU_CTabulation[[#This Row],[Base Value]]+TOU_CTabulation[[#This Row],[Over Value]]","v":0}]
[6,2,0,0,0,20,0,0,20,0,0,{"$f":"TOU_CTabulation[[#This Row],[AC System Output (W)]]/1000","v":0},{"$f":"IF(A3676=TOU_CTabulation[[#This Row],[Month]],M3676+TOU_CTabulation[[#This Row],[AC System Output (kW)]],TOU_CTabulation[[#This Row],[AC System Output (kW)]])","v":20.386144999999996},{"$f":"VLOOKUP(TOU_CTabulation[[#This Row],[Month]],Season,2)","v":"Summer"},{"$f":"VLOOKUP(TOU_CTabulation[[#This Row],[Season]],CRate,2)","v":10.3},{"$f":"IF(A3678>TOU_CTabulation[[#This Row],[Month]],TOU_CTabulation[[#This Row],[Day]]*TOU_CTabulation[[#This Row],[Base Allow]],0)","v":0},{"$f":"IF(A3678>TOU_CTabulation[[#This Row],[Month]],TOU_CTabulation[[#This Row],[Month Cumm]],0)","v":0},{"$f":"IF(TOU_CTabulation[[#This Row],[Month Base Gen]]=0,0,TOU_CTabulation[[#This Row],[Month Base Gen]]-TOU_CTabulation[[#This Row],[Day]]*TOU_CTabulation[[#This Row],[Base Allow]])","v":0},{"$f":"VLOOKUP(TOU_CTabulation[[#This Row],[Hour]],daypart,2)","v":"All"},{"$f":"TOU_CTabulation[[#This Row],[Season]]&TOU_CTabulation[[#This Row],[Day-Part]]","v":"SummerAll"},{"$f":"VLOOKUP(TOU_CTabulation[[#This Row],[Daypart]],TOUC,2)","v":0.25901999999999997},{"$f":"VLOOKUP(TOU_CTabulation[[#This Row],[Daypart]],TOUC,3)","v":0.32596000000000003},{"$f":"TOU_CTabulation[[#This Row],[Month Base Allow]]*TOU_CTabulation[[#This Row],[Base Rate]]","v":0},{"$f":"TOU_CTabulation[[#This Row],[Month Overbase Gen]]*TOU_CTabulation[[#This Row],[Over Rate]]","v":0},{"$f":"TOU_CTabulation[[#This Row],[Base Value]]+TOU_CTabulation[[#This Row],[Over Value]]","v":0}]
[6,2,12,924,122,25,3,1042.393,49.923999999999999,3162.6610000000001,3038.886,{"$f":"TOU_CTabulation[[#This Row],[AC System Output (W)]]/1000","v":3.0388859999999998},{"$f":"IF(A3688=TOU_CTabulation[[#This Row],[Month]],M3688+TOU_CTabulation[[#This Row],[AC System Output (kW)]],TOU_CTabulation[[#This Row],[AC System Output (kW)]])","v":35.779433999999988},{"$f":"VLOOKUP(TOU_CTabulation[[#This Row],[Month]],Season,2)","v":"Summer"},{"$f":"VLOOKUP(TOU_CTabulation[[#This Row],[Season]],CRate,2)","v":10.3},{"$f":"IF(A3690>TOU_CTabulation[[#This Row],[Month]],TOU_CTabulation[[#This Row],[Day]]*TOU_CTabulation[[#This Row],[Base Allow]],0)","v":0},{"$f":"IF(A3690>TOU_CTabulation[[#This Row],[Month]],TOU_CTabulation[[#This Row],[Month Cumm]],0)","v":0},{"$f":"IF(TOU_CTabulation[[#This Row],[Month Base Gen]]=0,0,TOU_CTabulation[[#This Row],[Month Base Gen]]-TOU_CTabulation[[#This Row],[Day]]*TOU_CTabulation[[#This Row],[Base Allow]])","v":0},{"$f":"VLOOKUP(TOU_CTabulation[[#This Row],[Hour]],daypart,2)","v":"All"},{"$f":"TOU_CTabulation[[#This Row],[Season]]&TOU_CTabulation[[#This Row],[Day-Part]]","v":"SummerAll"},{"$f":"VLOOKUP(TOU_CTabulation[[#This Row],[Daypart]],TOUC,2)","v":0.25901999999999997},{"$f":"VLOOKUP(TOU_CTabulation[[#This Row],[Daypart]],TOUC,3)","v":0.32596000000000003},{"$f":"TOU_CTabulation[[#This Row],[Month Base Allow]]*TOU_CTabulation[[#This Row],[Base Rate]]","v":0},{"$f":"TOU_CTabulation[[#This Row],[Month Overbase Gen]]*TOU_CTabulation[[#This Row],[Over Rate]]","v":0},{"$f":"TOU_CTabulation[[#This Row],[Base Value]]+TOU_CTabulation[[#This Row],[Over Value]]","v":0}]
[6,2,21,0,0,11,3,0,11,0,0,{"$f":"TOU_CTabulation[[#This Row],[AC System Output (W)]]/1000","v":0},{"$f":"IF(A3697=TOU_CTabulation[[#This Row],[Month]],M3697+TOU_CTabulation[[#This Row],[AC System Output (kW)]],TOU_CTabulation[[#This Row],[AC System Output (kW)]])","v":45.20653699999999},{"$f":"VLOOKUP(TOU_CTabulation[[#This Row],[Month]],Season,2)","v":"Summer"},{"$f":"VLOOKUP(TOU_CTabulation[[#This Row],[Season]],CRate,2)","v":10.3},{"$f":"IF(A3699>TOU_CTabulation[[#This Row],[Month]],TOU_CTabulation[[#This Row],[Day]]*TOU_CTabulation[[#This Row],[Base Allow]],0)","v":0},{"$f":"IF(A3699>TOU_CTabulation[[#This Row],[Month]],TOU_CTabulation[[#This Row],[Month Cumm]],0)","v":0},{"$f":"IF(TOU_CTabulation[[#This Row],[Month Base Gen]]=0,0,TOU_CTabulation[[#This Row],[Month Base Gen]]-TOU_CTabulation[[#This Row],[Day]]*TOU_CTabulation[[#This Row],[Base Allow]])","v":0},{"$f":"VLOOKUP(TOU_CTabulation[[#This Row],[Hour]],daypart,2)","v":"All"},{"$f":"TOU_CTabulation[[#This Row],[Season]]&TOU_CTabulation[[#This Row],[Day-Part]]","v":"SummerAll"},{"$f":"VLOOKUP(TOU_CTabulation[[#This Row],[Daypart]],TOUC,2)","v":0.25901999999999997},{"$f":"VLOOKUP(TOU_CTabulation[[#This Row],[Daypart]],TOUC,3)","v":0.32596000000000003},{"$f":"TOU_CTabulation[[#This Row],[Month Base Allow]]*TOU_CTabulation[[#This Row],[Base Rate]]","v":0},{"$f":"TOU_CTabulation[[#This Row],[Month Overbase Gen]]*TOU_CTabulation[[#This Row],[Over Rate]]","v":0},{"$f":"TOU_CTabulation[[#This Row],[Base Value]]+TOU_CTabulation[[#This Row],[Over Value]]","v":0}]
[6,3,5,296,40,11,2,30.79,9.7710000000000008,113.393,90.887,{"$f":"TOU_CTabulation[[#This Row],[AC System Output (W)]]/1000","v":9.0886999999999996E-2},{"$f":"IF(A3705=TOU_CTabulation[[#This Row],[Month]],M3705+TOU_CTabulation[[#This Row],[AC System Output (kW)]],TOU_CTabulation[[#This Row],[AC System Output (kW)]])","v":45.297423999999992},{"$f":"VLOOKUP(TOU_CTabulation[[#This Row],[Month]],Season,2)","v":"Summer"},{"$f":"VLOOKUP(TOU_CTabulation[[#This Row],[Season]],CRate,2)","v":10.3},{"$f":"IF(A3707>TOU_CTabulation[[#This Row],[Month]],TOU_CTabulation[[#This Row],[Day]]*TOU_CTabulation[[#This Row],[Base Allow]],0)","v":0},{"$f":"IF(A3707>TOU_CTabulation[[#This Row],[Month]],TOU_CTabulation[[#This Row],[Month Cumm]],0)","v":0},{"$f":"IF(TOU_CTabulation[[#This Row],[Month Base Gen]]=0,0,TOU_CTabulation[[#This Row],[Month Base Gen]]-TOU_CTabulation[[#This Row],[Day]]*TOU_CTabulation[[#This Row],[Base Allow]])","v":0},{"$f":"VLOOKUP(TOU_CTabulation[[#This Row],[Hour]],daypart,2)","v":"All"},{"$f":"TOU_CTabulation[[#This Row],[Season]]&TOU_CTabulation[[#This Row],[Day-Part]]","v":"SummerAll"},{"$f":"VLOOKUP(TOU_CTabulation[[#This Row],[Daypart]],TOUC,2)","v":0.25901999999999997},{"$f":"VLOOKUP(TOU_CTabulation[[#This Row],[Daypart]],TOUC,3)","v":0.32596000000000003},{"$f":"TOU_CTabulation[[#This Row],[Month Base Allow]]*TOU_CTabulation[[#This Row],[Base Rate]]","v":0},{"$f":"TOU_CTabulation[[#This Row],[Month Overbase Gen]]*TOU_CTabulation[[#This Row],[Over Rate]]","v":0},{"$f":"TOU_CTabulation[[#This Row],[Base Value]]+TOU_CTabulation[[#This Row],[Over Value]]","v":0}]
[6,3,6,0,55,12,2,52.204999999999998,11.505000000000001,190.79900000000001,166.791,{"$f":"TOU_CTabulation[[#This Row],[AC System Output (W)]]/1000","v":0.16679099999999999},{"$f":"IF(A3706=TOU_CTabulation[[#This Row],[Month]],M3706+TOU_CTabulation[[#This Row],[AC System Output (kW)]],TOU_CTabulation[[#This Row],[AC System Output (kW)]])","v":45.464214999999996},{"$f":"VLOOKUP(TOU_CTabulation[[#This Row],[Month]],Season,2)","v":"Summer"},{"$f":"VLOOKUP(TOU_CTabulation[[#This Row],[Season]],CRate,2)","v":10.3},{"$f":"IF(A3708>TOU_CTabulation[[#This Row],[Month]],TOU_CTabulation[[#This Row],[Day]]*TOU_CTabulation[[#This Row],[Base Allow]],0)","v":0},{"$f":"IF(A3708>TOU_CTabulation[[#This Row],[Month]],TOU_CTabulation[[#This Row],[Month Cumm]],0)","v":0},{"$f":"IF(TOU_CTabulation[[#This Row],[Month Base Gen]]=0,0,TOU_CTabulation[[#This Row],[Month Base Gen]]-TOU_CTabulation[[#This Row],[Day]]*TOU_CTabulation[[#This Row],[Base Allow]])","v":0},{"$f":"VLOOKUP(TOU_CTabulation[[#This Row],[Hour]],daypart,2)","v":"All"},{"$f":"TOU_CTabulation[[#This Row],[Season]]&TOU_CTabulation[[#This Row],[Day-Part]]","v":"SummerAll"},{"$f":"VLOOKUP(TOU_CTabulation[[#This Row],[Daypart]],TOUC,2)","v":0.25901999999999997},{"$f":"VLOOKUP(TOU_CTabulation[[#This Row],[Daypart]],TOUC,3)","v":0.32596000000000003},{"$f":"TOU_CTabulation[[#This Row],[Month Base Allow]]*TOU_CTabulation[[#This Row],[Base Rate]]","v":0},{"$f":"TOU_CTabulation[[#This Row],[Month Overbase Gen]]*TOU_CTabulation[[#This Row],[Over Rate]]","v":0},{"$f":"TOU_CTabulation[[#This Row],[Base Value]]+TOU_CTabulation[[#This Row],[Over Value]]","v":0}]
[6,3,20,0,0,12,3,0,12,0,0,{"$f":"TOU_CTabulation[[#This Row],[AC System Output (W)]]/1000","v":0},{"$f":"IF(A3720=TOU_CTabulation[[#This Row],[Month]],M3720+TOU_CTabulation[[#This Row],[AC System Output (kW)]],TOU_CTabulation[[#This Row],[AC System Output (kW)]])","v":68.650481999999982},{"$f":"VLOOKUP(TOU_CTabulation[[#This Row],[Month]],Season,2)","v":"Summer"},{"$f":"VLOOKUP(TOU_CTabulation[[#This Row],[Season]],CRate,2)","v":10.3},{"$f":"IF(A3722>TOU_CTabulation[[#This Row],[Month]],TOU_CTabulation[[#This Row],[Day]]*TOU_CTabulation[[#This Row],[Base Allow]],0)","v":0},{"$f":"IF(A3722>TOU_CTabulation[[#This Row],[Month]],TOU_CTabulation[[#This Row],[Month Cumm]],0)","v":0},{"$f":"IF(TOU_CTabulation[[#This Row],[Month Base Gen]]=0,0,TOU_CTabulation[[#This Row],[Month Base Gen]]-TOU_CTabulation[[#This Row],[Day]]*TOU_CTabulation[[#This Row],[Base Allow]])","v":0},{"$f":"VLOOKUP(TOU_CTabulation[[#This Row],[Hour]],daypart,2)","v":"All"},{"$f":"TOU_CTabulation[[#This Row],[Season]]&TOU_CTabulation[[#This Row],[Day-Part]]","v":"SummerAll"},{"$f":"VLOOKUP(TOU_CTabulation[[#This Row],[Daypart]],TOUC,2)","v":0.25901999999999997},{"$f":"VLOOKUP(TOU_CTabulation[[#This Row],[Daypart]],TOUC,3)","v":0.32596000000000003},{"$f":"TOU_CTabulation[[#This Row],[Month Base Allow]]*TOU_CTabulation[[#This Row],[Base Rate]]","v":0},{"$f":"TOU_CTabulation[[#This Row],[Month Overbase Gen]]*TOU_CTabulation[[#This Row],[Over Rate]]","v":0},{"$f":"TOU_CTabulation[[#This Row],[Base Value]]+TOU_CTabulation[[#This Row],[Over Value]]","v":0}]
[6,3,23,0,0,11,2,0,11,0,0,{"$f":"TOU_CTabulation[[#This Row],[AC System Output (W)]]/1000","v":0},{"$f":"IF(A3723=TOU_CTabulation[[#This Row],[Month]],M3723+TOU_CTabulation[[#This Row],[AC System Output (kW)]],TOU_CTabulation[[#This Row],[AC System Output (kW)]])","v":68.650481999999982},{"$f":"VLOOKUP(TOU_CTabulation[[#This Row],[Month]],Season,2)","v":"Summer"},{"$f":"VLOOKUP(TOU_CTabulation[[#This Row],[Season]],CRate,2)","v":10.3},{"$f":"IF(A3725>TOU_CTabulation[[#This Row],[Month]],TOU_CTabulation[[#This Row],[Day]]*TOU_CTabulation[[#This Row],[Base Allow]],0)","v":0},{"$f":"IF(A3725>TOU_CTabulation[[#This Row],[Month]],TOU_CTabulation[[#This Row],[Month Cumm]],0)","v":0},{"$f":"IF(TOU_CTabulation[[#This Row],[Month Base Gen]]=0,0,TOU_CTabulation[[#This Row],[Month Base Gen]]-TOU_CTabulation[[#This Row],[Day]]*TOU_CTabulation[[#This Row],[Base Allow]])","v":0},{"$f":"VLOOKUP(TOU_CTabulation[[#This Row],[Hour]],daypart,2)","v":"All"},{"$f":"TOU_CTabulation[[#This Row],[Season]]&TOU_CTabulation[[#This Row],[Day-Part]]","v":"SummerAll"},{"$f":"VLOOKUP(TOU_CTabulation[[#This Row],[Daypart]],TOUC,2)","v":0.25901999999999997},{"$f":"VLOOKUP(TOU_CTabulation[[#This Row],[Daypart]],TOUC,3)","v":0.32596000000000003},{"$f":"TOU_CTabulation[[#This Row],[Month Base Allow]]*TOU_CTabulation[[#This Row],[Base Rate]]","v":0},{"$f":"TOU_CTabulation[[#This Row],[Month Overbase Gen]]*TOU_CTabulation[[#This Row],[Over Rate]]","v":0},{"$f":"TOU_CTabulation[[#This Row],[Base Value]]+TOU_CTabulation[[#This Row],[Over Value]]","v":0}]
[6,4,10,903,115,21,2,958.68100000000004,46.048999999999999,2966.922,2852.2429999999999,{"$f":"TOU_CTabulation[[#This Row],[AC System Output (W)]]/1000","v":2.8522430000000001},{"$f":"IF(A3734=TOU_CTabulation[[#This Row],[Month]],M3734+TOU_CTabulation[[#This Row],[AC System Output (kW)]],TOU_CTabulation[[#This Row],[AC System Output (kW)]])","v":75.380184999999969},{"$f":"VLOOKUP(TOU_CTabulation[[#This Row],[Month]],Season,2)","v":"Summer"},{"$f":"VLOOKUP(TOU_CTabulation[[#This Row],[Season]],CRate,2)","v":10.3},{"$f":"IF(A3736>TOU_CTabulation[[#This Row],[Month]],TOU_CTabulation[[#This Row],[Day]]*TOU_CTabulation[[#This Row],[Base Allow]],0)","v":0},{"$f":"IF(A3736>TOU_CTabulation[[#This Row],[Month]],TOU_CTabulation[[#This Row],[Month Cumm]],0)","v":0},{"$f":"IF(TOU_CTabulation[[#This Row],[Month Base Gen]]=0,0,TOU_CTabulation[[#This Row],[Month Base Gen]]-TOU_CTabulation[[#This Row],[Day]]*TOU_CTabulation[[#This Row],[Base Allow]])","v":0},{"$f":"VLOOKUP(TOU_CTabulation[[#This Row],[Hour]],daypart,2)","v":"All"},{"$f":"TOU_CTabulation[[#This Row],[Season]]&TOU_CTabulation[[#This Row],[Day-Part]]","v":"SummerAll"},{"$f":"VLOOKUP(TOU_CTabulation[[#This Row],[Daypart]],TOUC,2)","v":0.25901999999999997},{"$f":"VLOOKUP(TOU_CTabulation[[#This Row],[Daypart]],TOUC,3)","v":0.32596000000000003},{"$f":"TOU_CTabulation[[#This Row],[Month Base Allow]]*TOU_CTabulation[[#This Row],[Base Rate]]","v":0},{"$f":"TOU_CTabulation[[#This Row],[Month Overbase Gen]]*TOU_CTabulation[[#This Row],[Over Rate]]","v":0},{"$f":"TOU_CTabulation[[#This Row],[Base Value]]+TOU_CTabulation[[#This Row],[Over Value]]","v":0}]
[6,4,16,740,97,18,4,431.02499999999998,27.317,1380.586,1326.49,{"$f":"TOU_CTabulation[[#This Row],[AC System Output (W)]]/1000","v":1.3264899999999999},{"$f":"IF(A3740=TOU_CTabulation[[#This Row],[Month]],M3740+TOU_CTabulation[[#This Row],[AC System Output (kW)]],TOU_CTabulation[[#This Row],[AC System Output (kW)]])","v":90.223857999999979},{"$f":"VLOOKUP(TOU_CTabulation[[#This Row],[Month]],Season,2)","v":"Summer"},{"$f":"VLOOKUP(TOU_CTabulation[[#This Row],[Season]],CRate,2)","v":10.3},{"$f":"IF(A3742>TOU_CTabulation[[#This Row],[Month]],TOU_CTabulation[[#This Row],[Day]]*TOU_CTabulation[[#This Row],[Base Allow]],0)","v":0},{"$f":"IF(A3742>TOU_CTabulation[[#This Row],[Month]],TOU_CTabulation[[#This Row],[Month Cumm]],0)","v":0},{"$f":"IF(TOU_CTabulation[[#This Row],[Month Base Gen]]=0,0,TOU_CTabulation[[#This Row],[Month Base Gen]]-TOU_CTabulation[[#This Row],[Day]]*TOU_CTabulation[[#This Row],[Base Allow]])","v":0},{"$f":"VLOOKUP(TOU_CTabulation[[#This Row],[Hour]],daypart,2)","v":"All"},{"$f":"TOU_CTabulation[[#This Row],[Season]]&TOU_CTabulation[[#This Row],[Day-Part]]","v":"SummerAll"},{"$f":"VLOOKUP(TOU_CTabulation[[#This Row],[Daypart]],TOUC,2)","v":0.25901999999999997},{"$f":"VLOOKUP(TOU_CTabulation[[#This Row],[Daypart]],TOUC,3)","v":0.32596000000000003},{"$f":"TOU_CTabulation[[#This Row],[Month Base Allow]]*TOU_CTabulation[[#This Row],[Base Rate]]","v":0},{"$f":"TOU_CTabulation[[#This Row],[Month Overbase Gen]]*TOU_CTabulation[[#This Row],[Over Rate]]","v":0},{"$f":"TOU_CTabulation[[#This Row],[Base Value]]+TOU_CTabulation[[#This Row],[Over Value]]","v":0}]
[6,5,0,0,0,11,1,0,11,0,0,{"$f":"TOU_CTabulation[[#This Row],[AC System Output (W)]]/1000","v":0},{"$f":"IF(A3748=TOU_CTabulation[[#This Row],[Month]],M3748+TOU_CTabulation[[#This Row],[AC System Output (kW)]],TOU_CTabulation[[#This Row],[AC System Output (kW)]])","v":90.882974999999973},{"$f":"VLOOKUP(TOU_CTabulation[[#This Row],[Month]],Season,2)","v":"Summer"},{"$f":"VLOOKUP(TOU_CTabulation[[#This Row],[Season]],CRate,2)","v":10.3},{"$f":"IF(A3750>TOU_CTabulation[[#This Row],[Month]],TOU_CTabulation[[#This Row],[Day]]*TOU_CTabulation[[#This Row],[Base Allow]],0)","v":0},{"$f":"IF(A3750>TOU_CTabulation[[#This Row],[Month]],TOU_CTabulation[[#This Row],[Month Cumm]],0)","v":0},{"$f":"IF(TOU_CTabulation[[#This Row],[Month Base Gen]]=0,0,TOU_CTabulation[[#This Row],[Month Base Gen]]-TOU_CTabulation[[#This Row],[Day]]*TOU_CTabulation[[#This Row],[Base Allow]])","v":0},{"$f":"VLOOKUP(TOU_CTabulation[[#This Row],[Hour]],daypart,2)","v":"All"},{"$f":"TOU_CTabulation[[#This Row],[Season]]&TOU_CTabulation[[#This Row],[Day-Part]]","v":"SummerAll"},{"$f":"VLOOKUP(TOU_CTabulation[[#This Row],[Daypart]],TOUC,2)","v":0.25901999999999997},{"$f":"VLOOKUP(TOU_CTabulation[[#This Row],[Daypart]],TOUC,3)","v":0.32596000000000003},{"$f":"TOU_CTabulation[[#This Row],[Month Base Allow]]*TOU_CTabulation[[#This Row],[Base Rate]]","v":0},{"$f":"TOU_CTabulation[[#This Row],[Month Overbase Gen]]*TOU_CTabulation[[#This Row],[Over Rate]]","v":0},{"$f":"TOU_CTabulation[[#This Row],[Base Value]]+TOU_CTabulation[[#This Row],[Over Value]]","v":0}]
[6,5,9,856,123,20,2,821.91700000000003,41.716000000000001,2592.8440000000001,2494.5590000000002,{"$f":"TOU_CTabulation[[#This Row],[AC System Output (W)]]/1000","v":2.4945590000000002},{"$f":"IF(A3757=TOU_CTabulation[[#This Row],[Month]],M3757+TOU_CTabulation[[#This Row],[AC System Output (kW)]],TOU_CTabulation[[#This Row],[AC System Output (kW)]])","v":97.256151999999972},{"$f":"VLOOKUP(TOU_CTabulation[[#This Row],[Month]],Season,2)","v":"Summer"},{"$f":"VLOOKUP(TOU_CTabulation[[#This Row],[Season]],CRate,2)","v":10.3},{"$f":"IF(A3759>TOU_CTabulation[[#This Row],[Month]],TOU_CTabulation[[#This Row],[Day]]*TOU_CTabulation[[#This Row],[Base Allow]],0)","v":0},{"$f":"IF(A3759>TOU_CTabulation[[#This Row],[Month]],TOU_CTabulation[[#This Row],[Month Cumm]],0)","v":0},{"$f":"IF(TOU_CTabulation[[#This Row],[Month Base Gen]]=0,0,TOU_CTabulation[[#This Row],[Month Base Gen]]-TOU_CTabulation[[#This Row],[Day]]*TOU_CTabulation[[#This Row],[Base Allow]])","v":0},{"$f":"VLOOKUP(TOU_CTabulation[[#This Row],[Hour]],daypart,2)","v":"All"},{"$f":"TOU_CTabulation[[#This Row],[Season]]&TOU_CTabulation[[#This Row],[Day-Part]]","v":"SummerAll"},{"$f":"VLOOKUP(TOU_CTabulation[[#This Row],[Daypart]],TOUC,2)","v":0.25901999999999997},{"$f":"VLOOKUP(TOU_CTabulation[[#This Row],[Daypart]],TOUC,3)","v":0.32596000000000003},{"$f":"TOU_CTabulation[[#This Row],[Month Base Allow]]*TOU_CTabulation[[#This Row],[Base Rate]]","v":0},{"$f":"TOU_CTabulation[[#This Row],[Month Overbase Gen]]*TOU_CTabulation[[#This Row],[Over Rate]]","v":0},{"$f":"TOU_CTabulation[[#This Row],[Base Value]]+TOU_CTabulation[[#This Row],[Over Value]]","v":0}]
[6,5,17,653,67,16,4,209.977,20.067,596.81899999999996,564.02200000000005,{"$f":"TOU_CTabulation[[#This Row],[AC System Output (W)]]/1000","v":0.56402200000000002},{"$f":"IF(A3765=TOU_CTabulation[[#This Row],[Month]],M3765+TOU_CTabulation[[#This Row],[AC System Output (kW)]],TOU_CTabulation[[#This Row],[AC System Output (kW)]])","v":115.81134199999997},{"$f":"VLOOKUP(TOU_CTabulation[[#This Row],[Month]],Season,2)","v":"Summer"},{"$f":"VLOOKUP(TOU_CTabulation[[#This Row],[Season]],CRate,2)","v":10.3},{"$f":"IF(A3767>TOU_CTabulation[[#This Row],[Month]],TOU_CTabulation[[#This Row],[Day]]*TOU_CTabulation[[#This Row],[Base Allow]],0)","v":0},{"$f":"IF(A3767>TOU_CTabulation[[#This Row],[Month]],TOU_CTabulation[[#This Row],[Month Cumm]],0)","v":0},{"$f":"IF(TOU_CTabulation[[#This Row],[Month Base Gen]]=0,0,TOU_CTabulation[[#This Row],[Month Base Gen]]-TOU_CTabulation[[#This Row],[Day]]*TOU_CTabulation[[#This Row],[Base Allow]])","v":0},{"$f":"VLOOKUP(TOU_CTabulation[[#This Row],[Hour]],daypart,2)","v":"All"},{"$f":"TOU_CTabulation[[#This Row],[Season]]&TOU_CTabulation[[#This Row],[Day-Part]]","v":"SummerAll"},{"$f":"VLOOKUP(TOU_CTabulation[[#This Row],[Daypart]],TOUC,2)","v":0.25901999999999997},{"$f":"VLOOKUP(TOU_CTabulation[[#This Row],[Daypart]],TOUC,3)","v":0.32596000000000003},{"$f":"TOU_CTabulation[[#This Row],[Month Base Allow]]*TOU_CTabulation[[#This Row],[Base Rate]]","v":0},{"$f":"TOU_CTabulation[[#This Row],[Month Overbase Gen]]*TOU_CTabulation[[#This Row],[Over Rate]]","v":0},{"$f":"TOU_CTabulation[[#This Row],[Base Value]]+TOU_CTabulation[[#This Row],[Over Value]]","v":0}]
[6,5,18,373,38,14,3,29.259,13.537000000000001,105.97499999999999,83.61,{"$f":"TOU_CTabulation[[#This Row],[AC System Output (W)]]/1000","v":8.3610000000000004E-2},{"$f":"IF(A3766=TOU_CTabulation[[#This Row],[Month]],M3766+TOU_CTabulation[[#This Row],[AC System Output (kW)]],TOU_CTabulation[[#This Row],[AC System Output (kW)]])","v":115.89495199999996},{"$f":"VLOOKUP(TOU_CTabulation[[#This Row],[Month]],Season,2)","v":"Summer"},{"$f":"VLOOKUP(TOU_CTabulation[[#This Row],[Season]],CRate,2)","v":10.3},{"$f":"IF(A3768>TOU_CTabulation[[#This Row],[Month]],TOU_CTabulation[[#This Row],[Day]]*TOU_CTabulation[[#This Row],[Base Allow]],0)","v":0},{"$f":"IF(A3768>TOU_CTabulation[[#This Row],[Month]],TOU_CTabulation[[#This Row],[Month Cumm]],0)","v":0},{"$f":"IF(TOU_CTabulation[[#This Row],[Month Base Gen]]=0,0,TOU_CTabulation[[#This Row],[Month Base Gen]]-TOU_CTabulation[[#This Row],[Day]]*TOU_CTabulation[[#This Row],[Base Allow]])","v":0},{"$f":"VLOOKUP(TOU_CTabulation[[#This Row],[Hour]],daypart,2)","v":"All"},{"$f":"TOU_CTabulation[[#This Row],[Season]]&TOU_CTabulation[[#This Row],[Day-Part]]","v":"SummerAll"},{"$f":"VLOOKUP(TOU_CTabulation[[#This Row],[Daypart]],TOUC,2)","v":0.25901999999999997},{"$f":"VLOOKUP(TOU_CTabulation[[#This Row],[Daypart]],TOUC,3)","v":0.32596000000000003},{"$f":"TOU_CTabulation[[#This Row],[Month Base Allow]]*TOU_CTabulation[[#This Row],[Base Rate]]","v":0},{"$f":"TOU_CTabulation[[#This Row],[Month Overbase Gen]]*TOU_CTabulation[[#This Row],[Over Rate]]","v":0},{"$f":"TOU_CTabulation[[#This Row],[Base Value]]+TOU_CTabulation[[#This Row],[Over Value]]","v":0}]
[6,6,7,735,93,16,2,419.35399999999998,26.120999999999999,1346.7460000000001,1293.6880000000001,{"$f":"TOU_CTabulation[[#This Row],[AC System Output (W)]]/1000","v":1.2936880000000002},{"$f":"IF(A3779=TOU_CTabulation[[#This Row],[Month]],M3779+TOU_CTabulation[[#This Row],[AC System Output (kW)]],TOU_CTabulation[[#This Row],[AC System Output (kW)]])","v":117.81036599999996},{"$f":"VLOOKUP(TOU_CTabulation[[#This Row],[Month]],Season,2)","v":"Summer"},{"$f":"VLOOKUP(TOU_CTabulation[[#This Row],[Season]],CRate,2)","v":10.3},{"$f":"IF(A3781>TOU_CTabulation[[#This Row],[Month]],TOU_CTabulation[[#This Row],[Day]]*TOU_CTabulation[[#This Row],[Base Allow]],0)","v":0},{"$f":"IF(A3781>TOU_CTabulation[[#This Row],[Month]],TOU_CTabulation[[#This Row],[Month Cumm]],0)","v":0},{"$f":"IF(TOU_CTabulation[[#This Row],[Month Base Gen]]=0,0,TOU_CTabulation[[#This Row],[Month Base Gen]]-TOU_CTabulation[[#This Row],[Day]]*TOU_CTabulation[[#This Row],[Base Allow]])","v":0},{"$f":"VLOOKUP(TOU_CTabulation[[#This Row],[Hour]],daypart,2)","v":"All"},{"$f":"TOU_CTabulation[[#This Row],[Season]]&TOU_CTabulation[[#This Row],[Day-Part]]","v":"SummerAll"},{"$f":"VLOOKUP(TOU_CTabulation[[#This Row],[Daypart]],TOUC,2)","v":0.25901999999999997},{"$f":"VLOOKUP(TOU_CTabulation[[#This Row],[Daypart]],TOUC,3)","v":0.32596000000000003},{"$f":"TOU_CTabulation[[#This Row],[Month Base Allow]]*TOU_CTabulation[[#This Row],[Base Rate]]","v":0},{"$f":"TOU_CTabulation[[#This Row],[Month Overbase Gen]]*TOU_CTabulation[[#This Row],[Over Rate]]","v":0},{"$f":"TOU_CTabulation[[#This Row],[Base Value]]+TOU_CTabulation[[#This Row],[Over Value]]","v":0}]
[6,6,11,904,129,23,3,1027.624,47.49,3158.2179999999998,3034.6529999999998,{"$f":"TOU_CTabulation[[#This Row],[AC System Output (W)]]/1000","v":3.0346529999999996},{"$f":"IF(A3783=TOU_CTabulation[[#This Row],[Month]],M3783+TOU_CTabulation[[#This Row],[AC System Output (kW)]],TOU_CTabulation[[#This Row],[AC System Output (kW)]])","v":128.13183899999996},{"$f":"VLOOKUP(TOU_CTabulation[[#This Row],[Month]],Season,2)","v":"Summer"},{"$f":"VLOOKUP(TOU_CTabulation[[#This Row],[Season]],CRate,2)","v":10.3},{"$f":"IF(A3785>TOU_CTabulation[[#This Row],[Month]],TOU_CTabulation[[#This Row],[Day]]*TOU_CTabulation[[#This Row],[Base Allow]],0)","v":0},{"$f":"IF(A3785>TOU_CTabulation[[#This Row],[Month]],TOU_CTabulation[[#This Row],[Month Cumm]],0)","v":0},{"$f":"IF(TOU_CTabulation[[#This Row],[Month Base Gen]]=0,0,TOU_CTabulation[[#This Row],[Month Base Gen]]-TOU_CTabulation[[#This Row],[Day]]*TOU_CTabulation[[#This Row],[Base Allow]])","v":0},{"$f":"VLOOKUP(TOU_CTabulation[[#This Row],[Hour]],daypart,2)","v":"All"},{"$f":"TOU_CTabulation[[#This Row],[Season]]&TOU_CTabulation[[#This Row],[Day-Part]]","v":"SummerAll"},{"$f":"VLOOKUP(TOU_CTabulation[[#This Row],[Daypart]],TOUC,2)","v":0.25901999999999997},{"$f":"VLOOKUP(TOU_CTabulation[[#This Row],[Daypart]],TOUC,3)","v":0.32596000000000003},{"$f":"TOU_CTabulation[[#This Row],[Month Base Allow]]*TOU_CTabulation[[#This Row],[Base Rate]]","v":0},{"$f":"TOU_CTabulation[[#This Row],[Month Overbase Gen]]*TOU_CTabulation[[#This Row],[Over Rate]]","v":0},{"$f":"TOU_CTabulation[[#This Row],[Base Value]]+TOU_CTabulation[[#This Row],[Over Value]]","v":0}]
[6,6,21,0,0,12,2,0,12,0,0,{"$f":"TOU_CTabulation[[#This Row],[AC System Output (W)]]/1000","v":0},{"$f":"IF(A3793=TOU_CTabulation[[#This Row],[Month]],M3793+TOU_CTabulation[[#This Row],[AC System Output (kW)]],TOU_CTabulation[[#This Row],[AC System Output (kW)]])","v":140.64841599999997},{"$f":"VLOOKUP(TOU_CTabulation[[#This Row],[Month]],Season,2)","v":"Summer"},{"$f":"VLOOKUP(TOU_CTabulation[[#This Row],[Season]],CRate,2)","v":10.3},{"$f":"IF(A3795>TOU_CTabulation[[#This Row],[Month]],TOU_CTabulation[[#This Row],[Day]]*TOU_CTabulation[[#This Row],[Base Allow]],0)","v":0},{"$f":"IF(A3795>TOU_CTabulation[[#This Row],[Month]],TOU_CTabulation[[#This Row],[Month Cumm]],0)","v":0},{"$f":"IF(TOU_CTabulation[[#This Row],[Month Base Gen]]=0,0,TOU_CTabulation[[#This Row],[Month Base Gen]]-TOU_CTabulation[[#This Row],[Day]]*TOU_CTabulation[[#This Row],[Base Allow]])","v":0},{"$f":"VLOOKUP(TOU_CTabulation[[#This Row],[Hour]],daypart,2)","v":"All"},{"$f":"TOU_CTabulation[[#This Row],[Season]]&TOU_CTabulation[[#This Row],[Day-Part]]","v":"SummerAll"},{"$f":"VLOOKUP(TOU_CTabulation[[#This Row],[Daypart]],TOUC,2)","v":0.25901999999999997},{"$f":"VLOOKUP(TOU_CTabulation[[#This Row],[Daypart]],TOUC,3)","v":0.32596000000000003},{"$f":"TOU_CTabulation[[#This Row],[Month Base Allow]]*TOU_CTabulation[[#This Row],[Base Rate]]","v":0},{"$f":"TOU_CTabulation[[#This Row],[Month Overbase Gen]]*TOU_CTabulation[[#This Row],[Over Rate]]","v":0},{"$f":"TOU_CTabulation[[#This Row],[Base Value]]+TOU_CTabulation[[#This Row],[Over Value]]","v":0}]
[6,7,4,0,0,11,0,0,11,0,0,{"$f":"TOU_CTabulation[[#This Row],[AC System Output (W)]]/1000","v":0},{"$f":"IF(A3800=TOU_CTabulation[[#This Row],[Month]],M3800+TOU_CTabulation[[#This Row],[AC System Output (kW)]],TOU_CTabulation[[#This Row],[AC System Output (kW)]])","v":140.64841599999997},{"$f":"VLOOKUP(TOU_CTabulation[[#This Row],[Month]],Season,2)","v":"Summer"},{"$f":"VLOOKUP(TOU_CTabulation[[#This Row],[Season]],CRate,2)","v":10.3},{"$f":"IF(A3802>TOU_CTabulation[[#This Row],[Month]],TOU_CTabulation[[#This Row],[Day]]*TOU_CTabulation[[#This Row],[Base Allow]],0)","v":0},{"$f":"IF(A3802>TOU_CTabulation[[#This Row],[Month]],TOU_CTabulation[[#This Row],[Month Cumm]],0)","v":0},{"$f":"IF(TOU_CTabulation[[#This Row],[Month Base Gen]]=0,0,TOU_CTabulation[[#This Row],[Month Base Gen]]-TOU_CTabulation[[#This Row],[Day]]*TOU_CTabulation[[#This Row],[Base Allow]])","v":0},{"$f":"VLOOKUP(TOU_CTabulation[[#This Row],[Hour]],daypart,2)","v":"All"},{"$f":"TOU_CTabulation[[#This Row],[Season]]&TOU_CTabulation[[#This Row],[Day-Part]]","v":"SummerAll"},{"$f":"VLOOKUP(TOU_CTabulation[[#This Row],[Daypart]],TOUC,2)","v":0.25901999999999997},{"$f":"VLOOKUP(TOU_CTabulation[[#This Row],[Daypart]],TOUC,3)","v":0.32596000000000003},{"$f":"TOU_CTabulation[[#This Row],[Month Base Allow]]*TOU_CTabulation[[#This Row],[Base Rate]]","v":0},{"$f":"TOU_CTabulation[[#This Row],[Month Overbase Gen]]*TOU_CTabulation[[#This Row],[Over Rate]]","v":0},{"$f":"TOU_CTabulation[[#This Row],[Base Value]]+TOU_CTabulation[[#This Row],[Over Value]]","v":0}]
[6,7,13,897,126,27,3,966.41700000000003,50.170999999999999,2926.6990000000001,2813.8449999999998,{"$f":"TOU_CTabulation[[#This Row],[AC System Output (W)]]/1000","v":2.8138449999999997},{"$f":"IF(A3809=TOU_CTabulation[[#This Row],[Month]],M3809+TOU_CTabulation[[#This Row],[AC System Output (kW)]],TOU_CTabulation[[#This Row],[AC System Output (kW)]])","v":158.36227099999996},{"$f":"VLOOKUP(TOU_CTabulation[[#This Row],[Month]],Season,2)","v":"Summer"},{"$f":"VLOOKUP(TOU_CTabulation[[#This Row],[Season]],CRate,2)","v":10.3},{"$f":"IF(A3811>TOU_CTabulation[[#This Row],[Month]],TOU_CTabulation[[#This Row],[Day]]*TOU_CTabulation[[#This Row],[Base Allow]],0)","v":0},{"$f":"IF(A3811>TOU_CTabulation[[#This Row],[Month]],TOU_CTabulation[[#This Row],[Month Cumm]],0)","v":0},{"$f":"IF(TOU_CTabulation[[#This Row],[Month Base Gen]]=0,0,TOU_CTabulation[[#This Row],[Month Base Gen]]-TOU_CTabulation[[#This Row],[Day]]*TOU_CTabulation[[#This Row],[Base Allow]])","v":0},{"$f":"VLOOKUP(TOU_CTabulation[[#This Row],[Hour]],daypart,2)","v":"All"},{"$f":"TOU_CTabulation[[#This Row],[Season]]&TOU_CTabulation[[#This Row],[Day-Part]]","v":"SummerAll"},{"$f":"VLOOKUP(TOU_CTabulation[[#This Row],[Daypart]],TOUC,2)","v":0.25901999999999997},{"$f":"VLOOKUP(TOU_CTabulation[[#This Row],[Daypart]],TOUC,3)","v":0.32596000000000003},{"$f":"TOU_CTabulation[[#This Row],[Month Base Allow]]*TOU_CTabulation[[#This Row],[Base Rate]]","v":0},{"$f":"TOU_CTabulation[[#This Row],[Month Overbase Gen]]*TOU_CTabulation[[#This Row],[Over Rate]]","v":0},{"$f":"TOU_CTabulation[[#This Row],[Base Value]]+TOU_CTabulation[[#This Row],[Over Value]]","v":0}]
[6,7,20,0,0,15,2,0,15,0,0,{"$f":"TOU_CTabulation[[#This Row],[AC System Output (W)]]/1000","v":0},{"$f":"IF(A3816=TOU_CTabulation[[#This Row],[Month]],M3816+TOU_CTabulation[[#This Row],[AC System Output (kW)]],TOU_CTabulation[[#This Row],[AC System Output (kW)]])","v":164.73420799999994},{"$f":"VLOOKUP(TOU_CTabulation[[#This Row],[Month]],Season,2)","v":"Summer"},{"$f":"VLOOKUP(TOU_CTabulation[[#This Row],[Season]],CRate,2)","v":10.3},{"$f":"IF(A3818>TOU_CTabulation[[#This Row],[Month]],TOU_CTabulation[[#This Row],[Day]]*TOU_CTabulation[[#This Row],[Base Allow]],0)","v":0},{"$f":"IF(A3818>TOU_CTabulation[[#This Row],[Month]],TOU_CTabulation[[#This Row],[Month Cumm]],0)","v":0},{"$f":"IF(TOU_CTabulation[[#This Row],[Month Base Gen]]=0,0,TOU_CTabulation[[#This Row],[Month Base Gen]]-TOU_CTabulation[[#This Row],[Day]]*TOU_CTabulation[[#This Row],[Base Allow]])","v":0},{"$f":"VLOOKUP(TOU_CTabulation[[#This Row],[Hour]],daypart,2)","v":"All"},{"$f":"TOU_CTabulation[[#This Row],[Season]]&TOU_CTabulation[[#This Row],[Day-Part]]","v":"SummerAll"},{"$f":"VLOOKUP(TOU_CTabulation[[#This Row],[Daypart]],TOUC,2)","v":0.25901999999999997},{"$f":"VLOOKUP(TOU_CTabulation[[#This Row],[Daypart]],TOUC,3)","v":0.32596000000000003},{"$f":"TOU_CTabulation[[#This Row],[Month Base Allow]]*TOU_CTabulation[[#This Row],[Base Rate]]","v":0},{"$f":"TOU_CTabulation[[#This Row],[Month Overbase Gen]]*TOU_CTabulation[[#This Row],[Over Rate]]","v":0},{"$f":"TOU_CTabulation[[#This Row],[Base Value]]+TOU_CTabulation[[#This Row],[Over Value]]","v":0}]
[6,8,6,623,68,15,1,197.96,19.263999999999999,561.74800000000005,529.77099999999996,{"$f":"TOU_CTabulation[[#This Row],[AC System Output (W)]]/1000","v":0.52977099999999999},{"$f":"IF(A3826=TOU_CTabulation[[#This Row],[Month]],M3826+TOU_CTabulation[[#This Row],[AC System Output (kW)]],TOU_CTabulation[[#This Row],[AC System Output (kW)]])","v":165.34643599999995},{"$f":"VLOOKUP(TOU_CTabulation[[#This Row],[Month]],Season,2)","v":"Summer"},{"$f":"VLOOKUP(TOU_CTabulation[[#This Row],[Season]],CRate,2)","v":10.3},{"$f":"IF(A3828>TOU_CTabulation[[#This Row],[Month]],TOU_CTabulation[[#This Row],[Day]]*TOU_CTabulation[[#This Row],[Base Allow]],0)","v":0},{"$f":"IF(A3828>TOU_CTabulation[[#This Row],[Month]],TOU_CTabulation[[#This Row],[Month Cumm]],0)","v":0},{"$f":"IF(TOU_CTabulation[[#This Row],[Month Base Gen]]=0,0,TOU_CTabulation[[#This Row],[Month Base Gen]]-TOU_CTabulation[[#This Row],[Day]]*TOU_CTabulation[[#This Row],[Base Allow]])","v":0},{"$f":"VLOOKUP(TOU_CTabulation[[#This Row],[Hour]],daypart,2)","v":"All"},{"$f":"TOU_CTabulation[[#This Row],[Season]]&TOU_CTabulation[[#This Row],[Day-Part]]","v":"SummerAll"},{"$f":"VLOOKUP(TOU_CTabulation[[#This Row],[Daypart]],TOUC,2)","v":0.25901999999999997},{"$f":"VLOOKUP(TOU_CTabulation[[#This Row],[Daypart]],TOUC,3)","v":0.32596000000000003},{"$f":"TOU_CTabulation[[#This Row],[Month Base Allow]]*TOU_CTabulation[[#This Row],[Base Rate]]","v":0},{"$f":"TOU_CTabulation[[#This Row],[Month Overbase Gen]]*TOU_CTabulation[[#This Row],[Over Rate]]","v":0},{"$f":"TOU_CTabulation[[#This Row],[Base Value]]+TOU_CTabulation[[#This Row],[Over Value]]","v":0}]
[6,8,10,919,110,25,3,966.755,47.795999999999999,2964.5419999999999,2849.971,{"$f":"TOU_CTabulation[[#This Row],[AC System Output (W)]]/1000","v":2.849971},{"$f":"IF(A3830=TOU_CTabulation[[#This Row],[Month]],M3830+TOU_CTabulation[[#This Row],[AC System Output (kW)]],TOU_CTabulation[[#This Row],[AC System Output (kW)]])","v":173.88672699999998},{"$f":"VLOOKUP(TOU_CTabulation[[#This Row],[Month]],Season,2)","v":"Summer"},{"$f":"VLOOKUP(TOU_CTabulation[[#This Row],[Season]],CRate,2)","v":10.3},{"$f":"IF(A3832>TOU_CTabulation[[#This Row],[Month]],TOU_CTabulation[[#This Row],[Day]]*TOU_CTabulation[[#This Row],[Base Allow]],0)","v":0},{"$f":"IF(A3832>TOU_CTabulation[[#This Row],[Month]],TOU_CTabulation[[#This Row],[Month Cumm]],0)","v":0},{"$f":"IF(TOU_CTabulation[[#This Row],[Month Base Gen]]=0,0,TOU_CTabulation[[#This Row],[Month Base Gen]]-TOU_CTabulation[[#This Row],[Day]]*TOU_CTabulation[[#This Row],[Base Allow]])","v":0},{"$f":"VLOOKUP(TOU_CTabulation[[#This Row],[Hour]],daypart,2)","v":"All"},{"$f":"TOU_CTabulation[[#This Row],[Season]]&TOU_CTabulation[[#This Row],[Day-Part]]","v":"SummerAll"},{"$f":"VLOOKUP(TOU_CTabulation[[#This Row],[Daypart]],TOUC,2)","v":0.25901999999999997},{"$f":"VLOOKUP(TOU_CTabulation[[#This Row],[Daypart]],TOUC,3)","v":0.32596000000000003},{"$f":"TOU_CTabulation[[#This Row],[Month Base Allow]]*TOU_CTabulation[[#This Row],[Base Rate]]","v":0},{"$f":"TOU_CTabulation[[#This Row],[Month Overbase Gen]]*TOU_CTabulation[[#This Row],[Over Rate]]","v":0},{"$f":"TOU_CTabulation[[#This Row],[Base Value]]+TOU_CTabulation[[#This Row],[Over Value]]","v":0}]
[6,8,15,826,108,21,4,652.72699999999998,35.387,2100.2080000000001,2021.529,{"$f":"TOU_CTabulation[[#This Row],[AC System Output (W)]]/1000","v":2.0215290000000001},{"$f":"IF(A3835=TOU_CTabulation[[#This Row],[Month]],M3835+TOU_CTabulation[[#This Row],[AC System Output (kW)]],TOU_CTabulation[[#This Row],[AC System Output (kW)]])","v":187.43664299999998},{"$f":"VLOOKUP(TOU_CTabulation[[#This Row],[Month]],Season,2)","v":"Summer"},{"$f":"VLOOKUP(TOU_CTabulation[[#This Row],[Season]],CRate,2)","v":10.3},{"$f":"IF(A3837>TOU_CTabulation[[#This Row],[Month]],TOU_CTabulation[[#This Row],[Day]]*TOU_CTabulation[[#This Row],[Base Allow]],0)","v":0},{"$f":"IF(A3837>TOU_CTabulation[[#This Row],[Month]],TOU_CTabulation[[#This Row],[Month Cumm]],0)","v":0},{"$f":"IF(TOU_CTabulation[[#This Row],[Month Base Gen]]=0,0,TOU_CTabulation[[#This Row],[Month Base Gen]]-TOU_CTabulation[[#This Row],[Day]]*TOU_CTabulation[[#This Row],[Base Allow]])","v":0},{"$f":"VLOOKUP(TOU_CTabulation[[#This Row],[Hour]],daypart,2)","v":"All"},{"$f":"TOU_CTabulation[[#This Row],[Season]]&TOU_CTabulation[[#This Row],[Day-Part]]","v":"SummerAll"},{"$f":"VLOOKUP(TOU_CTabulation[[#This Row],[Daypart]],TOUC,2)","v":0.25901999999999997},{"$f":"VLOOKUP(TOU_CTabulation[[#This Row],[Daypart]],TOUC,3)","v":0.32596000000000003},{"$f":"TOU_CTabulation[[#This Row],[Month Base Allow]]*TOU_CTabulation[[#This Row],[Base Rate]]","v":0},{"$f":"TOU_CTabulation[[#This Row],[Month Overbase Gen]]*TOU_CTabulation[[#This Row],[Over Rate]]","v":0},{"$f":"TOU_CTabulation[[#This Row],[Base Value]]+TOU_CTabulation[[#This Row],[Over Value]]","v":0}]
[6,9,0,0,0,11,2,0,11,0,0,{"$f":"TOU_CTabulation[[#This Row],[AC System Output (W)]]/1000","v":0},{"$f":"IF(A3844=TOU_CTabulation[[#This Row],[Month]],M3844+TOU_CTabulation[[#This Row],[AC System Output (kW)]],TOU_CTabulation[[#This Row],[AC System Output (kW)]])","v":189.43184899999997},{"$f":"VLOOKUP(TOU_CTabulation[[#This Row],[Month]],Season,2)","v":"Summer"},{"$f":"VLOOKUP(TOU_CTabulation[[#This Row],[Season]],CRate,2)","v":10.3},{"$f":"IF(A3846>TOU_CTabulation[[#This Row],[Month]],TOU_CTabulation[[#This Row],[Day]]*TOU_CTabulation[[#This Row],[Base Allow]],0)","v":0},{"$f":"IF(A3846>TOU_CTabulation[[#This Row],[Month]],TOU_CTabulation[[#This Row],[Month Cumm]],0)","v":0},{"$f":"IF(TOU_CTabulation[[#This Row],[Month Base Gen]]=0,0,TOU_CTabulation[[#This Row],[Month Base Gen]]-TOU_CTabulation[[#This Row],[Day]]*TOU_CTabulation[[#This Row],[Base Allow]])","v":0},{"$f":"VLOOKUP(TOU_CTabulation[[#This Row],[Hour]],daypart,2)","v":"All"},{"$f":"TOU_CTabulation[[#This Row],[Season]]&TOU_CTabulation[[#This Row],[Day-Part]]","v":"SummerAll"},{"$f":"VLOOKUP(TOU_CTabulation[[#This Row],[Daypart]],TOUC,2)","v":0.25901999999999997},{"$f":"VLOOKUP(TOU_CTabulation[[#This Row],[Daypart]],TOUC,3)","v":0.32596000000000003},{"$f":"TOU_CTabulation[[#This Row],[Month Base Allow]]*TOU_CTabulation[[#This Row],[Base Rate]]","v":0},{"$f":"TOU_CTabulation[[#This Row],[Month Overbase Gen]]*TOU_CTabulation[[#This Row],[Over Rate]]","v":0},{"$f":"TOU_CTabulation[[#This Row],[Base Value]]+TOU_CTabulation[[#This Row],[Over Value]]","v":0}]
[6,9,8,836,100,19,2,641.46900000000005,35.564,2058.989,1981.847,{"$f":"TOU_CTabulation[[#This Row],[AC System Output (W)]]/1000","v":1.9818469999999999},{"$f":"IF(A3852=TOU_CTabulation[[#This Row],[Month]],M3852+TOU_CTabulation[[#This Row],[AC System Output (kW)]],TOU_CTabulation[[#This Row],[AC System Output (kW)]])","v":193.22935599999997},{"$f":"VLOOKUP(TOU_CTabulation[[#This Row],[Month]],Season,2)","v":"Summer"},{"$f":"VLOOKUP(TOU_CTabulation[[#This Row],[Season]],CRate,2)","v":10.3},{"$f":"IF(A3854>TOU_CTabulation[[#This Row],[Month]],TOU_CTabulation[[#This Row],[Day]]*TOU_CTabulation[[#This Row],[Base Allow]],0)","v":0},{"$f":"IF(A3854>TOU_CTabulation[[#This Row],[Month]],TOU_CTabulation[[#This Row],[Month Cumm]],0)","v":0},{"$f":"IF(TOU_CTabulation[[#This Row],[Month Base Gen]]=0,0,TOU_CTabulation[[#This Row],[Month Base Gen]]-TOU_CTabulation[[#This Row],[Day]]*TOU_CTabulation[[#This Row],[Base Allow]])","v":0},{"$f":"VLOOKUP(TOU_CTabulation[[#This Row],[Hour]],daypart,2)","v":"All"},{"$f":"TOU_CTabulation[[#This Row],[Season]]&TOU_CTabulation[[#This Row],[Day-Part]]","v":"SummerAll"},{"$f":"VLOOKUP(TOU_CTabulation[[#This Row],[Daypart]],TOUC,2)","v":0.25901999999999997},{"$f":"VLOOKUP(TOU_CTabulation[[#This Row],[Daypart]],TOUC,3)","v":0.32596000000000003},{"$f":"TOU_CTabulation[[#This Row],[Month Base Allow]]*TOU_CTabulation[[#This Row],[Base Rate]]","v":0},{"$f":"TOU_CTabulation[[#This Row],[Month Overbase Gen]]*TOU_CTabulation[[#This Row],[Over Rate]]","v":0},{"$f":"TOU_CTabulation[[#This Row],[Base Value]]+TOU_CTabulation[[#This Row],[Over Value]]","v":0}]
[6,9,17,177,127,17,4,158.00700000000001,19.937000000000001,517.76,486.79500000000002,{"$f":"TOU_CTabulation[[#This Row],[AC System Output (W)]]/1000","v":0.48679500000000003},{"$f":"IF(A3861=TOU_CTabulation[[#This Row],[Month]],M3861+TOU_CTabulation[[#This Row],[AC System Output (kW)]],TOU_CTabulation[[#This Row],[AC System Output (kW)]])","v":214.14363799999998},{"$f":"VLOOKUP(TOU_CTabulation[[#This Row],[Month]],Season,2)","v":"Summer"},{"$f":"VLOOKUP(TOU_CTabulation[[#This Row],[Season]],CRate,2)","v":10.3},{"$f":"IF(A3863>TOU_CTabulation[[#This Row],[Month]],TOU_CTabulation[[#This Row],[Day]]*TOU_CTabulation[[#This Row],[Base Allow]],0)","v":0},{"$f":"IF(A3863>TOU_CTabulation[[#This Row],[Month]],TOU_CTabulation[[#This Row],[Month Cumm]],0)","v":0},{"$f":"IF(TOU_CTabulation[[#This Row],[Month Base Gen]]=0,0,TOU_CTabulation[[#This Row],[Month Base Gen]]-TOU_CTabulation[[#This Row],[Day]]*TOU_CTabulation[[#This Row],[Base Allow]])","v":0},{"$f":"VLOOKUP(TOU_CTabulation[[#This Row],[Hour]],daypart,2)","v":"All"},{"$f":"TOU_CTabulation[[#This Row],[Season]]&TOU_CTabulation[[#This Row],[Day-Part]]","v":"SummerAll"},{"$f":"VLOOKUP(TOU_CTabulation[[#This Row],[Daypart]],TOUC,2)","v":0.25901999999999997},{"$f":"VLOOKUP(TOU_CTabulation[[#This Row],[Daypart]],TOUC,3)","v":0.32596000000000003},{"$f":"TOU_CTabulation[[#This Row],[Month Base Allow]]*TOU_CTabulation[[#This Row],[Base Rate]]","v":0},{"$f":"TOU_CTabulation[[#This Row],[Month Overbase Gen]]*TOU_CTabulation[[#This Row],[Over Rate]]","v":0},{"$f":"TOU_CTabulation[[#This Row],[Base Value]]+TOU_CTabulation[[#This Row],[Over Value]]","v":0}]
[6,10,1,0,0,12,1,0,12,0,0,{"$f":"TOU_CTabulation[[#This Row],[AC System Output (W)]]/1000","v":0},{"$f":"IF(A3869=TOU_CTabulation[[#This Row],[Month]],M3869+TOU_CTabulation[[#This Row],[AC System Output (kW)]],TOU_CTabulation[[#This Row],[AC System Output (kW)]])","v":214.23553399999997},{"$f":"VLOOKUP(TOU_CTabulation[[#This Row],[Month]],Season,2)","v":"Summer"},{"$f":"VLOOKUP(TOU_CTabulation[[#This Row],[Season]],CRate,2)","v":10.3},{"$f":"IF(A3871>TOU_CTabulation[[#This Row],[Month]],TOU_CTabulation[[#This Row],[Day]]*TOU_CTabulation[[#This Row],[Base Allow]],0)","v":0},{"$f":"IF(A3871>TOU_CTabulation[[#This Row],[Month]],TOU_CTabulation[[#This Row],[Month Cumm]],0)","v":0},{"$f":"IF(TOU_CTabulation[[#This Row],[Month Base Gen]]=0,0,TOU_CTabulation[[#This Row],[Month Base Gen]]-TOU_CTabulation[[#This Row],[Day]]*TOU_CTabulation[[#This Row],[Base Allow]])","v":0},{"$f":"VLOOKUP(TOU_CTabulation[[#This Row],[Hour]],daypart,2)","v":"All"},{"$f":"TOU_CTabulation[[#This Row],[Season]]&TOU_CTabulation[[#This Row],[Day-Part]]","v":"SummerAll"},{"$f":"VLOOKUP(TOU_CTabulation[[#This Row],[Daypart]],TOUC,2)","v":0.25901999999999997},{"$f":"VLOOKUP(TOU_CTabulation[[#This Row],[Daypart]],TOUC,3)","v":0.32596000000000003},{"$f":"TOU_CTabulation[[#This Row],[Month Base Allow]]*TOU_CTabulation[[#This Row],[Base Rate]]","v":0},{"$f":"TOU_CTabulation[[#This Row],[Month Overbase Gen]]*TOU_CTabulation[[#This Row],[Over Rate]]","v":0},{"$f":"TOU_CTabulation[[#This Row],[Base Value]]+TOU_CTabulation[[#This Row],[Over Value]]","v":0}]
[6,10,7,0,116,17,2,110.087,18.305,390.25200000000001,362.11799999999999,{"$f":"TOU_CTabulation[[#This Row],[AC System Output (W)]]/1000","v":0.362118},{"$f":"IF(A3875=TOU_CTabulation[[#This Row],[Month]],M3875+TOU_CTabulation[[#This Row],[AC System Output (kW)]],TOU_CTabulation[[#This Row],[AC System Output (kW)]])","v":214.87685699999997},{"$f":"VLOOKUP(TOU_CTabulation[[#This Row],[Month]],Season,2)","v":"Summer"},{"$f":"VLOOKUP(TOU_CTabulation[[#This Row],[Season]],CRate,2)","v":10.3},{"$f":"IF(A3877>TOU_CTabulation[[#This Row],[Month]],TOU_CTabulation[[#This Row],[Day]]*TOU_CTabulation[[#This Row],[Base Allow]],0)","v":0},{"$f":"IF(A3877>TOU_CTabulation[[#This Row],[Month]],TOU_CTabulation[[#This Row],[Month Cumm]],0)","v":0},{"$f":"IF(TOU_CTabulation[[#This Row],[Month Base Gen]]=0,0,TOU_CTabulation[[#This Row],[Month Base Gen]]-TOU_CTabulation[[#This Row],[Day]]*TOU_CTabulation[[#This Row],[Base Allow]])","v":0},{"$f":"VLOOKUP(TOU_CTabulation[[#This Row],[Hour]],daypart,2)","v":"All"},{"$f":"TOU_CTabulation[[#This Row],[Season]]&TOU_CTabulation[[#This Row],[Day-Part]]","v":"SummerAll"},{"$f":"VLOOKUP(TOU_CTabulation[[#This Row],[Daypart]],TOUC,2)","v":0.25901999999999997},{"$f":"VLOOKUP(TOU_CTabulation[[#This Row],[Daypart]],TOUC,3)","v":0.32596000000000003},{"$f":"TOU_CTabulation[[#This Row],[Month Base Allow]]*TOU_CTabulation[[#This Row],[Base Rate]]","v":0},{"$f":"TOU_CTabulation[[#This Row],[Month Overbase Gen]]*TOU_CTabulation[[#This Row],[Over Rate]]","v":0},{"$f":"TOU_CTabulation[[#This Row],[Base Value]]+TOU_CTabulation[[#This Row],[Over Value]]","v":0}]
[6,10,18,328,42,16,2,32.564999999999998,15.677,116.822,94.25,{"$f":"TOU_CTabulation[[#This Row],[AC System Output (W)]]/1000","v":9.425E-2},{"$f":"IF(A3886=TOU_CTabulation[[#This Row],[Month]],M3886+TOU_CTabulation[[#This Row],[AC System Output (kW)]],TOU_CTabulation[[#This Row],[AC System Output (kW)]])","v":235.31431099999995},{"$f":"VLOOKUP(TOU_CTabulation[[#This Row],[Month]],Season,2)","v":"Summer"},{"$f":"VLOOKUP(TOU_CTabulation[[#This Row],[Season]],CRate,2)","v":10.3},{"$f":"IF(A3888>TOU_CTabulation[[#This Row],[Month]],TOU_CTabulation[[#This Row],[Day]]*TOU_CTabulation[[#This Row],[Base Allow]],0)","v":0},{"$f":"IF(A3888>TOU_CTabulation[[#This Row],[Month]],TOU_CTabulation[[#This Row],[Month Cumm]],0)","v":0},{"$f":"IF(TOU_CTabulation[[#This Row],[Month Base Gen]]=0,0,TOU_CTabulation[[#This Row],[Month Base Gen]]-TOU_CTabulation[[#This Row],[Day]]*TOU_CTabulation[[#This Row],[Base Allow]])","v":0},{"$f":"VLOOKUP(TOU_CTabulation[[#This Row],[Hour]],daypart,2)","v":"All"},{"$f":"TOU_CTabulation[[#This Row],[Season]]&TOU_CTabulation[[#This Row],[Day-Part]]","v":"SummerAll"},{"$f":"VLOOKUP(TOU_CTabulation[[#This Row],[Daypart]],TOUC,2)","v":0.25901999999999997},{"$f":"VLOOKUP(TOU_CTabulation[[#This Row],[Daypart]],TOUC,3)","v":0.32596000000000003},{"$f":"TOU_CTabulation[[#This Row],[Month Base Allow]]*TOU_CTabulation[[#This Row],[Base Rate]]","v":0},{"$f":"TOU_CTabulation[[#This Row],[Month Overbase Gen]]*TOU_CTabulation[[#This Row],[Over Rate]]","v":0},{"$f":"TOU_CTabulation[[#This Row],[Base Value]]+TOU_CTabulation[[#This Row],[Over Value]]","v":0}]
[6,10,21,0,0,13,2,0,13,0,0,{"$f":"TOU_CTabulation[[#This Row],[AC System Output (W)]]/1000","v":0},{"$f":"IF(A3889=TOU_CTabulation[[#This Row],[Month]],M3889+TOU_CTabulation[[#This Row],[AC System Output (kW)]],TOU_CTabulation[[#This Row],[AC System Output (kW)]])","v":235.31431099999995},{"$f":"VLOOKUP(TOU_CTabulation[[#This Row],[Month]],Season,2)","v":"Summer"},{"$f":"VLOOKUP(TOU_CTabulation[[#This Row],[Season]],CRate,2)","v":10.3},{"$f":"IF(A3891>TOU_CTabulation[[#This Row],[Month]],TOU_CTabulation[[#This Row],[Day]]*TOU_CTabulation[[#This Row],[Base Allow]],0)","v":0},{"$f":"IF(A3891>TOU_CTabulation[[#This Row],[Month]],TOU_CTabulation[[#This Row],[Month Cumm]],0)","v":0},{"$f":"IF(TOU_CTabulation[[#This Row],[Month Base Gen]]=0,0,TOU_CTabulation[[#This Row],[Month Base Gen]]-TOU_CTabulation[[#This Row],[Day]]*TOU_CTabulation[[#This Row],[Base Allow]])","v":0},{"$f":"VLOOKUP(TOU_CTabulation[[#This Row],[Hour]],daypart,2)","v":"All"},{"$f":"TOU_CTabulation[[#This Row],[Season]]&TOU_CTabulation[[#This Row],[Day-Part]]","v":"SummerAll"},{"$f":"VLOOKUP(TOU_CTabulation[[#This Row],[Daypart]],TOUC,2)","v":0.25901999999999997},{"$f":"VLOOKUP(TOU_CTabulation[[#This Row],[Daypart]],TOUC,3)","v":0.32596000000000003},{"$f":"TOU_CTabulation[[#This Row],[Month Base Allow]]*TOU_CTabulation[[#This Row],[Base Rate]]","v":0},{"$f":"TOU_CTabulation[[#This Row],[Month Overbase Gen]]*TOU_CTabulation[[#This Row],[Over Rate]]","v":0},{"$f":"TOU_CTabulation[[#This Row],[Base Value]]+TOU_CTabulation[[#This Row],[Over Value]]","v":0}]
[6,11,3,0,0,12,1,0,12,0,0,{"$f":"TOU_CTabulation[[#This Row],[AC System Output (W)]]/1000","v":0},{"$f":"IF(A3895=TOU_CTabulation[[#This Row],[Month]],M3895+TOU_CTabulation[[#This Row],[AC System Output (kW)]],TOU_CTabulation[[#This Row],[AC System Output (kW)]])","v":235.31431099999995},{"$f":"VLOOKUP(TOU_CTabulation[[#This Row],[Month]],Season,2)","v":"Summer"},{"$f":"VLOOKUP(TOU_CTabulation[[#This Row],[Season]],CRate,2)","v":10.3},{"$f":"IF(A3897>TOU_CTabulation[[#This Row],[Month]],TOU_CTabulation[[#This Row],[Day]]*TOU_CTabulation[[#This Row],[Base Allow]],0)","v":0},{"$f":"IF(A3897>TOU_CTabulation[[#This Row],[Month]],TOU_CTabulation[[#This Row],[Month Cumm]],0)","v":0},{"$f":"IF(TOU_CTabulation[[#This Row],[Month Base Gen]]=0,0,TOU_CTabulation[[#This Row],[Month Base Gen]]-TOU_CTabulation[[#This Row],[Day]]*TOU_CTabulation[[#This Row],[Base Allow]])","v":0},{"$f":"VLOOKUP(TOU_CTabulation[[#This Row],[Hour]],daypart,2)","v":"All"},{"$f":"TOU_CTabulation[[#This Row],[Season]]&TOU_CTabulation[[#This Row],[Day-Part]]","v":"SummerAll"},{"$f":"VLOOKUP(TOU_CTabulation[[#This Row],[Daypart]],TOUC,2)","v":0.25901999999999997},{"$f":"VLOOKUP(TOU_CTabulation[[#This Row],[Daypart]],TOUC,3)","v":0.32596000000000003},{"$f":"TOU_CTabulation[[#This Row],[Month Base Allow]]*TOU_CTabulation[[#This Row],[Base Rate]]","v":0},{"$f":"TOU_CTabulation[[#This Row],[Month Overbase Gen]]*TOU_CTabulation[[#This Row],[Over Rate]]","v":0},{"$f":"TOU_CTabulation[[#This Row],[Base Value]]+TOU_CTabulation[[#This Row],[Over Value]]","v":0}]
[6,11,12,908,123,29,3,1026.1579999999999,53.374000000000002,3056.1979999999999,2937.4140000000002,{"$f":"TOU_CTabulation[[#This Row],[AC System Output (W)]]/1000","v":2.9374140000000004},{"$f":"IF(A3904=TOU_CTabulation[[#This Row],[Month]],M3904+TOU_CTabulation[[#This Row],[AC System Output (kW)]],TOU_CTabulation[[#This Row],[AC System Output (kW)]])","v":249.76497299999994},{"$f":"VLOOKUP(TOU_CTabulation[[#This Row],[Month]],Season,2)","v":"Summer"},{"$f":"VLOOKUP(TOU_CTabulation[[#This Row],[Season]],CRate,2)","v":10.3},{"$f":"IF(A3906>TOU_CTabulation[[#This Row],[Month]],TOU_CTabulation[[#This Row],[Day]]*TOU_CTabulation[[#This Row],[Base Allow]],0)","v":0},{"$f":"IF(A3906>TOU_CTabulation[[#This Row],[Month]],TOU_CTabulation[[#This Row],[Month Cumm]],0)","v":0},{"$f":"IF(TOU_CTabulation[[#This Row],[Month Base Gen]]=0,0,TOU_CTabulation[[#This Row],[Month Base Gen]]-TOU_CTabulation[[#This Row],[Day]]*TOU_CTabulation[[#This Row],[Base Allow]])","v":0},{"$f":"VLOOKUP(TOU_CTabulation[[#This Row],[Hour]],daypart,2)","v":"All"},{"$f":"TOU_CTabulation[[#This Row],[Season]]&TOU_CTabulation[[#This Row],[Day-Part]]","v":"SummerAll"},{"$f":"VLOOKUP(TOU_CTabulation[[#This Row],[Daypart]],TOUC,2)","v":0.25901999999999997},{"$f":"VLOOKUP(TOU_CTabulation[[#This Row],[Daypart]],TOUC,3)","v":0.32596000000000003},{"$f":"TOU_CTabulation[[#This Row],[Month Base Allow]]*TOU_CTabulation[[#This Row],[Base Rate]]","v":0},{"$f":"TOU_CTabulation[[#This Row],[Month Overbase Gen]]*TOU_CTabulation[[#This Row],[Over Rate]]","v":0},{"$f":"TOU_CTabulation[[#This Row],[Base Value]]+TOU_CTabulation[[#This Row],[Over Value]]","v":0}]
[6,11,20,0,0,15,1,0,15,0,0,{"$f":"TOU_CTabulation[[#This Row],[AC System Output (W)]]/1000","v":0},{"$f":"IF(A3912=TOU_CTabulation[[#This Row],[Month]],M3912+TOU_CTabulation[[#This Row],[AC System Output (kW)]],TOU_CTabulation[[#This Row],[AC System Output (kW)]])","v":258.93898999999993},{"$f":"VLOOKUP(TOU_CTabulation[[#This Row],[Month]],Season,2)","v":"Summer"},{"$f":"VLOOKUP(TOU_CTabulation[[#This Row],[Season]],CRate,2)","v":10.3},{"$f":"IF(A3914>TOU_CTabulation[[#This Row],[Month]],TOU_CTabulation[[#This Row],[Day]]*TOU_CTabulation[[#This Row],[Base Allow]],0)","v":0},{"$f":"IF(A3914>TOU_CTabulation[[#This Row],[Month]],TOU_CTabulation[[#This Row],[Month Cumm]],0)","v":0},{"$f":"IF(TOU_CTabulation[[#This Row],[Month Base Gen]]=0,0,TOU_CTabulation[[#This Row],[Month Base Gen]]-TOU_CTabulation[[#This Row],[Day]]*TOU_CTabulation[[#This Row],[Base Allow]])","v":0},{"$f":"VLOOKUP(TOU_CTabulation[[#This Row],[Hour]],daypart,2)","v":"All"},{"$f":"TOU_CTabulation[[#This Row],[Season]]&TOU_CTabulation[[#This Row],[Day-Part]]","v":"SummerAll"},{"$f":"VLOOKUP(TOU_CTabulation[[#This Row],[Daypart]],TOUC,2)","v":0.25901999999999997},{"$f":"VLOOKUP(TOU_CTabulation[[#This Row],[Daypart]],TOUC,3)","v":0.32596000000000003},{"$f":"TOU_CTabulation[[#This Row],[Month Base Allow]]*TOU_CTabulation[[#This Row],[Base Rate]]","v":0},{"$f":"TOU_CTabulation[[#This Row],[Month Overbase Gen]]*TOU_CTabulation[[#This Row],[Over Rate]]","v":0},{"$f":"TOU_CTabulation[[#This Row],[Base Value]]+TOU_CTabulation[[#This Row],[Over Value]]","v":0}]
[6,12,5,338,37,13,1,28.651,11.413,104.75700000000001,82.414000000000001,{"$f":"TOU_CTabulation[[#This Row],[AC System Output (W)]]/1000","v":8.2414000000000001E-2},{"$f":"IF(A3921=TOU_CTabulation[[#This Row],[Month]],M3921+TOU_CTabulation[[#This Row],[AC System Output (kW)]],TOU_CTabulation[[#This Row],[AC System Output (kW)]])","v":259.02140399999996},{"$f":"VLOOKUP(TOU_CTabulation[[#This Row],[Month]],Season,2)","v":"Summer"},{"$f":"VLOOKUP(TOU_CTabulation[[#This Row],[Season]],CRate,2)","v":10.3},{"$f":"IF(A3923>TOU_CTabulation[[#This Row],[Month]],TOU_CTabulation[[#This Row],[Day]]*TOU_CTabulation[[#This Row],[Base Allow]],0)","v":0},{"$f":"IF(A3923>TOU_CTabulation[[#This Row],[Month]],TOU_CTabulation[[#This Row],[Month Cumm]],0)","v":0},{"$f":"IF(TOU_CTabulation[[#This Row],[Month Base Gen]]=0,0,TOU_CTabulation[[#This Row],[Month Base Gen]]-TOU_CTabulation[[#This Row],[Day]]*TOU_CTabulation[[#This Row],[Base Allow]])","v":0},{"$f":"VLOOKUP(TOU_CTabulation[[#This Row],[Hour]],daypart,2)","v":"All"},{"$f":"TOU_CTabulation[[#This Row],[Season]]&TOU_CTabulation[[#This Row],[Day-Part]]","v":"SummerAll"},{"$f":"VLOOKUP(TOU_CTabulation[[#This Row],[Daypart]],TOUC,2)","v":0.25901999999999997},{"$f":"VLOOKUP(TOU_CTabulation[[#This Row],[Daypart]],TOUC,3)","v":0.32596000000000003},{"$f":"TOU_CTabulation[[#This Row],[Month Base Allow]]*TOU_CTabulation[[#This Row],[Base Rate]]","v":0},{"$f":"TOU_CTabulation[[#This Row],[Month Overbase Gen]]*TOU_CTabulation[[#This Row],[Over Rate]]","v":0},{"$f":"TOU_CTabulation[[#This Row],[Base Value]]+TOU_CTabulation[[#This Row],[Over Value]]","v":0}]
[6,12,10,904,122,23,3,963.10900000000004,45.784999999999997,2984.5740000000001,2869.09,{"$f":"TOU_CTabulation[[#This Row],[AC System Output (W)]]/1000","v":2.8690900000000004},{"$f":"IF(A3926=TOU_CTabulation[[#This Row],[Month]],M3926+TOU_CTabulation[[#This Row],[AC System Output (kW)]],TOU_CTabulation[[#This Row],[AC System Output (kW)]])","v":268.17382399999997},{"$f":"VLOOKUP(TOU_CTabulation[[#This Row],[Month]],Season,2)","v":"Summer"},{"$f":"VLOOKUP(TOU_CTabulation[[#This Row],[Season]],CRate,2)","v":10.3},{"$f":"IF(A3928>TOU_CTabulation[[#This Row],[Month]],TOU_CTabulation[[#This Row],[Day]]*TOU_CTabulation[[#This Row],[Base Allow]],0)","v":0},{"$f":"IF(A3928>TOU_CTabulation[[#This Row],[Month]],TOU_CTabulation[[#This Row],[Month Cumm]],0)","v":0},{"$f":"IF(TOU_CTabulation[[#This Row],[Month Base Gen]]=0,0,TOU_CTabulation[[#This Row],[Month Base Gen]]-TOU_CTabulation[[#This Row],[Day]]*TOU_CTabulation[[#This Row],[Base Allow]])","v":0},{"$f":"VLOOKUP(TOU_CTabulation[[#This Row],[Hour]],daypart,2)","v":"All"},{"$f":"TOU_CTabulation[[#This Row],[Season]]&TOU_CTabulation[[#This Row],[Day-Part]]","v":"SummerAll"},{"$f":"VLOOKUP(TOU_CTabulation[[#This Row],[Daypart]],TOUC,2)","v":0.25901999999999997},{"$f":"VLOOKUP(TOU_CTabulation[[#This Row],[Daypart]],TOUC,3)","v":0.32596000000000003},{"$f":"TOU_CTabulation[[#This Row],[Month Base Allow]]*TOU_CTabulation[[#This Row],[Base Rate]]","v":0},{"$f":"TOU_CTabulation[[#This Row],[Month Overbase Gen]]*TOU_CTabulation[[#This Row],[Over Rate]]","v":0},{"$f":"TOU_CTabulation[[#This Row],[Base Value]]+TOU_CTabulation[[#This Row],[Over Value]]","v":0}]
[6,12,22,0,0,12,1,0,12,0,0,{"$f":"TOU_CTabulation[[#This Row],[AC System Output (W)]]/1000","v":0},{"$f":"IF(A3938=TOU_CTabulation[[#This Row],[Month]],M3938+TOU_CTabulation[[#This Row],[AC System Output (kW)]],TOU_CTabulation[[#This Row],[AC System Output (kW)]])","v":283.82054800000003},{"$f":"VLOOKUP(TOU_CTabulation[[#This Row],[Month]],Season,2)","v":"Summer"},{"$f":"VLOOKUP(TOU_CTabulation[[#This Row],[Season]],CRate,2)","v":10.3},{"$f":"IF(A3940>TOU_CTabulation[[#This Row],[Month]],TOU_CTabulation[[#This Row],[Day]]*TOU_CTabulation[[#This Row],[Base Allow]],0)","v":0},{"$f":"IF(A3940>TOU_CTabulation[[#This Row],[Month]],TOU_CTabulation[[#This Row],[Month Cumm]],0)","v":0},{"$f":"IF(TOU_CTabulation[[#This Row],[Month Base Gen]]=0,0,TOU_CTabulation[[#This Row],[Month Base Gen]]-TOU_CTabulation[[#This Row],[Day]]*TOU_CTabulation[[#This Row],[Base Allow]])","v":0},{"$f":"VLOOKUP(TOU_CTabulation[[#This Row],[Hour]],daypart,2)","v":"All"},{"$f":"TOU_CTabulation[[#This Row],[Season]]&TOU_CTabulation[[#This Row],[Day-Part]]","v":"SummerAll"},{"$f":"VLOOKUP(TOU_CTabulation[[#This Row],[Daypart]],TOUC,2)","v":0.25901999999999997},{"$f":"VLOOKUP(TOU_CTabulation[[#This Row],[Daypart]],TOUC,3)","v":0.32596000000000003},{"$f":"TOU_CTabulation[[#This Row],[Month Base Allow]]*TOU_CTabulation[[#This Row],[Base Rate]]","v":0},{"$f":"TOU_CTabulation[[#This Row],[Month Overbase Gen]]*TOU_CTabulation[[#This Row],[Over Rate]]","v":0},{"$f":"TOU_CTabulation[[#This Row],[Base Value]]+TOU_CTabulation[[#This Row],[Over Value]]","v":0}]
[6,13,3,0,0,8,1,0,8,0,0,{"$f":"TOU_CTabulation[[#This Row],[AC System Output (W)]]/1000","v":0},{"$f":"IF(A3943=TOU_CTabulation[[#This Row],[Month]],M3943+TOU_CTabulation[[#This Row],[AC System Output (kW)]],TOU_CTabulation[[#This Row],[AC System Output (kW)]])","v":283.82054800000003},{"$f":"VLOOKUP(TOU_CTabulation[[#This Row],[Month]],Season,2)","v":"Summer"},{"$f":"VLOOKUP(TOU_CTabulation[[#This Row],[Season]],CRate,2)","v":10.3},{"$f":"IF(A3945>TOU_CTabulation[[#This Row],[Month]],TOU_CTabulation[[#This Row],[Day]]*TOU_CTabulation[[#This Row],[Base Allow]],0)","v":0},{"$f":"IF(A3945>TOU_CTabulation[[#This Row],[Month]],TOU_CTabulation[[#This Row],[Month Cumm]],0)","v":0},{"$f":"IF(TOU_CTabulation[[#This Row],[Month Base Gen]]=0,0,TOU_CTabulation[[#This Row],[Month Base Gen]]-TOU_CTabulation[[#This Row],[Day]]*TOU_CTabulation[[#This Row],[Base Allow]])","v":0},{"$f":"VLOOKUP(TOU_CTabulation[[#This Row],[Hour]],daypart,2)","v":"All"},{"$f":"TOU_CTabulation[[#This Row],[Season]]&TOU_CTabulation[[#This Row],[Day-Part]]","v":"SummerAll"},{"$f":"VLOOKUP(TOU_CTabulation[[#This Row],[Daypart]],TOUC,2)","v":0.25901999999999997},{"$f":"VLOOKUP(TOU_CTabulation[[#This Row],[Daypart]],TOUC,3)","v":0.32596000000000003},{"$f":"TOU_CTabulation[[#This Row],[Month Base Allow]]*TOU_CTabulation[[#This Row],[Base Rate]]","v":0},{"$f":"TOU_CTabulation[[#This Row],[Month Overbase Gen]]*TOU_CTabulation[[#This Row],[Over Rate]]","v":0},{"$f":"TOU_CTabulation[[#This Row],[Base Value]]+TOU_CTabulation[[#This Row],[Over Value]]","v":0}]
[6,13,7,825,84,17,1,446.68599999999998,29.98,1402.002,1347.2439999999999,{"$f":"TOU_CTabulation[[#This Row],[AC System Output (W)]]/1000","v":1.3472439999999999},{"$f":"IF(A3947=TOU_CTabulation[[#This Row],[Month]],M3947+TOU_CTabulation[[#This Row],[AC System Output (kW)]],TOU_CTabulation[[#This Row],[AC System Output (kW)]])","v":285.81272400000006},{"$f":"VLOOKUP(TOU_CTabulation[[#This Row],[Month]],Season,2)","v":"Summer"},{"$f":"VLOOKUP(TOU_CTabulation[[#This Row],[Season]],CRate,2)","v":10.3},{"$f":"IF(A3949>TOU_CTabulation[[#This Row],[Month]],TOU_CTabulation[[#This Row],[Day]]*TOU_CTabulation[[#This Row],[Base Allow]],0)","v":0},{"$f":"IF(A3949>TOU_CTabulation[[#This Row],[Month]],TOU_CTabulation[[#This Row],[Month Cumm]],0)","v":0},{"$f":"IF(TOU_CTabulation[[#This Row],[Month Base Gen]]=0,0,TOU_CTabulation[[#This Row],[Month Base Gen]]-TOU_CTabulation[[#This Row],[Day]]*TOU_CTabulation[[#This Row],[Base Allow]])","v":0},{"$f":"VLOOKUP(TOU_CTabulation[[#This Row],[Hour]],daypart,2)","v":"All"},{"$f":"TOU_CTabulation[[#This Row],[Season]]&TOU_CTabulation[[#This Row],[Day-Part]]","v":"SummerAll"},{"$f":"VLOOKUP(TOU_CTabulation[[#This Row],[Daypart]],TOUC,2)","v":0.25901999999999997},{"$f":"VLOOKUP(TOU_CTabulation[[#This Row],[Daypart]],TOUC,3)","v":0.32596000000000003},{"$f":"TOU_CTabulation[[#This Row],[Month Base Allow]]*TOU_CTabulation[[#This Row],[Base Rate]]","v":0},{"$f":"TOU_CTabulation[[#This Row],[Month Overbase Gen]]*TOU_CTabulation[[#This Row],[Over Rate]]","v":0},{"$f":"TOU_CTabulation[[#This Row],[Base Value]]+TOU_CTabulation[[#This Row],[Over Value]]","v":0}]
[6,13,17,679,71,25,3,225.107,30.055,616.25800000000004,583.00199999999995,{"$f":"TOU_CTabulation[[#This Row],[AC System Output (W)]]/1000","v":0.58300199999999991},{"$f":"IF(A3957=TOU_CTabulation[[#This Row],[Month]],M3957+TOU_CTabulation[[#This Row],[AC System Output (kW)]],TOU_CTabulation[[#This Row],[AC System Output (kW)]])","v":308.63984500000009},{"$f":"VLOOKUP(TOU_CTabulation[[#This Row],[Month]],Season,2)","v":"Summer"},{"$f":"VLOOKUP(TOU_CTabulation[[#This Row],[Season]],CRate,2)","v":10.3},{"$f":"IF(A3959>TOU_CTabulation[[#This Row],[Month]],TOU_CTabulation[[#This Row],[Day]]*TOU_CTabulation[[#This Row],[Base Allow]],0)","v":0},{"$f":"IF(A3959>TOU_CTabulation[[#This Row],[Month]],TOU_CTabulation[[#This Row],[Month Cumm]],0)","v":0},{"$f":"IF(TOU_CTabulation[[#This Row],[Month Base Gen]]=0,0,TOU_CTabulation[[#This Row],[Month Base Gen]]-TOU_CTabulation[[#This Row],[Day]]*TOU_CTabulation[[#This Row],[Base Allow]])","v":0},{"$f":"VLOOKUP(TOU_CTabulation[[#This Row],[Hour]],daypart,2)","v":"All"},{"$f":"TOU_CTabulation[[#This Row],[Season]]&TOU_CTabulation[[#This Row],[Day-Part]]","v":"SummerAll"},{"$f":"VLOOKUP(TOU_CTabulation[[#This Row],[Daypart]],TOUC,2)","v":0.25901999999999997},{"$f":"VLOOKUP(TOU_CTabulation[[#This Row],[Daypart]],TOUC,3)","v":0.32596000000000003},{"$f":"TOU_CTabulation[[#This Row],[Month Base Allow]]*TOU_CTabulation[[#This Row],[Base Rate]]","v":0},{"$f":"TOU_CTabulation[[#This Row],[Month Overbase Gen]]*TOU_CTabulation[[#This Row],[Over Rate]]","v":0},{"$f":"TOU_CTabulation[[#This Row],[Base Value]]+TOU_CTabulation[[#This Row],[Over Value]]","v":0}]
[6,14,0,0,0,13,1,0,13,0,0,{"$f":"TOU_CTabulation[[#This Row],[AC System Output (W)]]/1000","v":0},{"$f":"IF(A3964=TOU_CTabulation[[#This Row],[Month]],M3964+TOU_CTabulation[[#This Row],[AC System Output (kW)]],TOU_CTabulation[[#This Row],[AC System Output (kW)]])","v":308.7305290000001},{"$f":"VLOOKUP(TOU_CTabulation[[#This Row],[Month]],Season,2)","v":"Summer"},{"$f":"VLOOKUP(TOU_CTabulation[[#This Row],[Season]],CRate,2)","v":10.3},{"$f":"IF(A3966>TOU_CTabulation[[#This Row],[Month]],TOU_CTabulation[[#This Row],[Day]]*TOU_CTabulation[[#This Row],[Base Allow]],0)","v":0},{"$f":"IF(A3966>TOU_CTabulation[[#This Row],[Month]],TOU_CTabulation[[#This Row],[Month Cumm]],0)","v":0},{"$f":"IF(TOU_CTabulation[[#This Row],[Month Base Gen]]=0,0,TOU_CTabulation[[#This Row],[Month Base Gen]]-TOU_CTabulation[[#This Row],[Day]]*TOU_CTabulation[[#This Row],[Base Allow]])","v":0},{"$f":"VLOOKUP(TOU_CTabulation[[#This Row],[Hour]],daypart,2)","v":"All"},{"$f":"TOU_CTabulation[[#This Row],[Season]]&TOU_CTabulation[[#This Row],[Day-Part]]","v":"SummerAll"},{"$f":"VLOOKUP(TOU_CTabulation[[#This Row],[Daypart]],TOUC,2)","v":0.25901999999999997},{"$f":"VLOOKUP(TOU_CTabulation[[#This Row],[Daypart]],TOUC,3)","v":0.32596000000000003},{"$f":"TOU_CTabulation[[#This Row],[Month Base Allow]]*TOU_CTabulation[[#This Row],[Base Rate]]","v":0},{"$f":"TOU_CTabulation[[#This Row],[Month Overbase Gen]]*TOU_CTabulation[[#This Row],[Over Rate]]","v":0},{"$f":"TOU_CTabulation[[#This Row],[Base Value]]+TOU_CTabulation[[#This Row],[Over Value]]","v":0}]
[6,14,7,830,83,21,0,447.30099999999999,37.520000000000003,1352.3030000000001,1299.075,{"$f":"TOU_CTabulation[[#This Row],[AC System Output (W)]]/1000","v":1.299075},{"$f":"IF(A3971=TOU_CTabulation[[#This Row],[Month]],M3971+TOU_CTabulation[[#This Row],[AC System Output (kW)]],TOU_CTabulation[[#This Row],[AC System Output (kW)]])","v":310.60453000000012},{"$f":"VLOOKUP(TOU_CTabulation[[#This Row],[Month]],Season,2)","v":"Summer"},{"$f":"VLOOKUP(TOU_CTabulation[[#This Row],[Season]],CRate,2)","v":10.3},{"$f":"IF(A3973>TOU_CTabulation[[#This Row],[Month]],TOU_CTabulation[[#This Row],[Day]]*TOU_CTabulation[[#This Row],[Base Allow]],0)","v":0},{"$f":"IF(A3973>TOU_CTabulation[[#This Row],[Month]],TOU_CTabulation[[#This Row],[Month Cumm]],0)","v":0},{"$f":"IF(TOU_CTabulation[[#This Row],[Month Base Gen]]=0,0,TOU_CTabulation[[#This Row],[Month Base Gen]]-TOU_CTabulation[[#This Row],[Day]]*TOU_CTabulation[[#This Row],[Base Allow]])","v":0},{"$f":"VLOOKUP(TOU_CTabulation[[#This Row],[Hour]],daypart,2)","v":"All"},{"$f":"TOU_CTabulation[[#This Row],[Season]]&TOU_CTabulation[[#This Row],[Day-Part]]","v":"SummerAll"},{"$f":"VLOOKUP(TOU_CTabulation[[#This Row],[Daypart]],TOUC,2)","v":0.25901999999999997},{"$f":"VLOOKUP(TOU_CTabulation[[#This Row],[Daypart]],TOUC,3)","v":0.32596000000000003},{"$f":"TOU_CTabulation[[#This Row],[Month Base Allow]]*TOU_CTabulation[[#This Row],[Base Rate]]","v":0},{"$f":"TOU_CTabulation[[#This Row],[Month Overbase Gen]]*TOU_CTabulation[[#This Row],[Over Rate]]","v":0},{"$f":"TOU_CTabulation[[#This Row],[Base Value]]+TOU_CTabulation[[#This Row],[Over Value]]","v":0}]
[6,14,17,669,74,22,3,226.24299999999999,27.055,631.28200000000004,597.66899999999998,{"$f":"TOU_CTabulation[[#This Row],[AC System Output (W)]]/1000","v":0.59766900000000001},{"$f":"IF(A3981=TOU_CTabulation[[#This Row],[Month]],M3981+TOU_CTabulation[[#This Row],[AC System Output (kW)]],TOU_CTabulation[[#This Row],[AC System Output (kW)]])","v":332.92912100000012},{"$f":"VLOOKUP(TOU_CTabulation[[#This Row],[Month]],Season,2)","v":"Summer"},{"$f":"VLOOKUP(TOU_CTabulation[[#This Row],[Season]],CRate,2)","v":10.3},{"$f":"IF(A3983>TOU_CTabulation[[#This Row],[Month]],TOU_CTabulation[[#This Row],[Day]]*TOU_CTabulation[[#This Row],[Base Allow]],0)","v":0},{"$f":"IF(A3983>TOU_CTabulation[[#This Row],[Month]],TOU_CTabulation[[#This Row],[Month Cumm]],0)","v":0},{"$f":"IF(TOU_CTabulation[[#This Row],[Month Base Gen]]=0,0,TOU_CTabulation[[#This Row],[Month Base Gen]]-TOU_CTabulation[[#This Row],[Day]]*TOU_CTabulation[[#This Row],[Base Allow]])","v":0},{"$f":"VLOOKUP(TOU_CTabulation[[#This Row],[Hour]],daypart,2)","v":"All"},{"$f":"TOU_CTabulation[[#This Row],[Season]]&TOU_CTabulation[[#This Row],[Day-Part]]","v":"SummerAll"},{"$f":"VLOOKUP(TOU_CTabulation[[#This Row],[Daypart]],TOUC,2)","v":0.25901999999999997},{"$f":"VLOOKUP(TOU_CTabulation[[#This Row],[Daypart]],TOUC,3)","v":0.32596000000000003},{"$f":"TOU_CTabulation[[#This Row],[Month Base Allow]]*TOU_CTabulation[[#This Row],[Base Rate]]","v":0},{"$f":"TOU_CTabulation[[#This Row],[Month Overbase Gen]]*TOU_CTabulation[[#This Row],[Over Rate]]","v":0},{"$f":"TOU_CTabulation[[#This Row],[Base Value]]+TOU_CTabulation[[#This Row],[Over Value]]","v":0}]
[6,14,21,0,0,14,1,0,14,0,0,{"$f":"TOU_CTabulation[[#This Row],[AC System Output (W)]]/1000","v":0},{"$f":"IF(A3985=TOU_CTabulation[[#This Row],[Month]],M3985+TOU_CTabulation[[#This Row],[AC System Output (kW)]],TOU_CTabulation[[#This Row],[AC System Output (kW)]])","v":333.03246600000011},{"$f":"VLOOKUP(TOU_CTabulation[[#This Row],[Month]],Season,2)","v":"Summer"},{"$f":"VLOOKUP(TOU_CTabulation[[#This Row],[Season]],CRate,2)","v":10.3},{"$f":"IF(A3987>TOU_CTabulation[[#This Row],[Month]],TOU_CTabulation[[#This Row],[Day]]*TOU_CTabulation[[#This Row],[Base Allow]],0)","v":0},{"$f":"IF(A3987>TOU_CTabulation[[#This Row],[Month]],TOU_CTabulation[[#This Row],[Month Cumm]],0)","v":0},{"$f":"IF(TOU_CTabulation[[#This Row],[Month Base Gen]]=0,0,TOU_CTabulation[[#This Row],[Month Base Gen]]-TOU_CTabulation[[#This Row],[Day]]*TOU_CTabulation[[#This Row],[Base Allow]])","v":0},{"$f":"VLOOKUP(TOU_CTabulation[[#This Row],[Hour]],daypart,2)","v":"All"},{"$f":"TOU_CTabulation[[#This Row],[Season]]&TOU_CTabulation[[#This Row],[Day-Part]]","v":"SummerAll"},{"$f":"VLOOKUP(TOU_CTabulation[[#This Row],[Daypart]],TOUC,2)","v":0.25901999999999997},{"$f":"VLOOKUP(TOU_CTabulation[[#This Row],[Daypart]],TOUC,3)","v":0.32596000000000003},{"$f":"TOU_CTabulation[[#This Row],[Month Base Allow]]*TOU_CTabulation[[#This Row],[Base Rate]]","v":0},{"$f":"TOU_CTabulation[[#This Row],[Month Overbase Gen]]*TOU_CTabulation[[#This Row],[Over Rate]]","v":0},{"$f":"TOU_CTabulation[[#This Row],[Base Value]]+TOU_CTabulation[[#This Row],[Over Value]]","v":0}]
[6,15,10,940,109,22,3,982.29300000000001,45.283999999999999,3051.8780000000002,2933.2950000000001,{"$f":"TOU_CTabulation[[#This Row],[AC System Output (W)]]/1000","v":2.9332950000000002},{"$f":"IF(A3998=TOU_CTabulation[[#This Row],[Month]],M3998+TOU_CTabulation[[#This Row],[AC System Output (kW)]],TOU_CTabulation[[#This Row],[AC System Output (kW)]])","v":342.53300200000007},{"$f":"VLOOKUP(TOU_CTabulation[[#This Row],[Month]],Season,2)","v":"Summer"},{"$f":"VLOOKUP(TOU_CTabulation[[#This Row],[Season]],CRate,2)","v":10.3},{"$f":"IF(A4000>TOU_CTabulation[[#This Row],[Month]],TOU_CTabulation[[#This Row],[Day]]*TOU_CTabulation[[#This Row],[Base Allow]],0)","v":0},{"$f":"IF(A4000>TOU_CTabulation[[#This Row],[Month]],TOU_CTabulation[[#This Row],[Month Cumm]],0)","v":0},{"$f":"IF(TOU_CTabulation[[#This Row],[Month Base Gen]]=0,0,TOU_CTabulation[[#This Row],[Month Base Gen]]-TOU_CTabulation[[#This Row],[Day]]*TOU_CTabulation[[#This Row],[Base Allow]])","v":0},{"$f":"VLOOKUP(TOU_CTabulation[[#This Row],[Hour]],daypart,2)","v":"All"},{"$f":"TOU_CTabulation[[#This Row],[Season]]&TOU_CTabulation[[#This Row],[Day-Part]]","v":"SummerAll"},{"$f":"VLOOKUP(TOU_CTabulation[[#This Row],[Daypart]],TOUC,2)","v":0.25901999999999997},{"$f":"VLOOKUP(TOU_CTabulation[[#This Row],[Daypart]],TOUC,3)","v":0.32596000000000003},{"$f":"TOU_CTabulation[[#This Row],[Month Base Allow]]*TOU_CTabulation[[#This Row],[Base Rate]]","v":0},{"$f":"TOU_CTabulation[[#This Row],[Month Overbase Gen]]*TOU_CTabulation[[#This Row],[Over Rate]]","v":0},{"$f":"TOU_CTabulation[[#This Row],[Base Value]]+TOU_CTabulation[[#This Row],[Over Value]]","v":0}]
[6,15,19,0,0,14,2,0,14,0,0,{"$f":"TOU_CTabulation[[#This Row],[AC System Output (W)]]/1000","v":0},{"$f":"IF(A4007=TOU_CTabulation[[#This Row],[Month]],M4007+TOU_CTabulation[[#This Row],[AC System Output (kW)]],TOU_CTabulation[[#This Row],[AC System Output (kW)]])","v":358.55322700000011},{"$f":"VLOOKUP(TOU_CTabulation[[#This Row],[Month]],Season,2)","v":"Summer"},{"$f":"VLOOKUP(TOU_CTabulation[[#This Row],[Season]],CRate,2)","v":10.3},{"$f":"IF(A4009>TOU_CTabulation[[#This Row],[Month]],TOU_CTabulation[[#This Row],[Day]]*TOU_CTabulation[[#This Row],[Base Allow]],0)","v":0},{"$f":"IF(A4009>TOU_CTabulation[[#This Row],[Month]],TOU_CTabulation[[#This Row],[Month Cumm]],0)","v":0},{"$f":"IF(TOU_CTabulation[[#This Row],[Month Base Gen]]=0,0,TOU_CTabulation[[#This Row],[Month Base Gen]]-TOU_CTabulation[[#This Row],[Day]]*TOU_CTabulation[[#This Row],[Base Allow]])","v":0},{"$f":"VLOOKUP(TOU_CTabulation[[#This Row],[Hour]],daypart,2)","v":"All"},{"$f":"TOU_CTabulation[[#This Row],[Season]]&TOU_CTabulation[[#This Row],[Day-Part]]","v":"SummerAll"},{"$f":"VLOOKUP(TOU_CTabulation[[#This Row],[Daypart]],TOUC,2)","v":0.25901999999999997},{"$f":"VLOOKUP(TOU_CTabulation[[#This Row],[Daypart]],TOUC,3)","v":0.32596000000000003},{"$f":"TOU_CTabulation[[#This Row],[Month Base Allow]]*TOU_CTabulation[[#This Row],[Base Rate]]","v":0},{"$f":"TOU_CTabulation[[#This Row],[Month Overbase Gen]]*TOU_CTabulation[[#This Row],[Over Rate]]","v":0},{"$f":"TOU_CTabulation[[#This Row],[Base Value]]+TOU_CTabulation[[#This Row],[Over Value]]","v":0}]
[6,15,20,0,0,13,2,0,13,0,0,{"$f":"TOU_CTabulation[[#This Row],[AC System Output (W)]]/1000","v":0},{"$f":"IF(A4008=TOU_CTabulation[[#This Row],[Month]],M4008+TOU_CTabulation[[#This Row],[AC System Output (kW)]],TOU_CTabulation[[#This Row],[AC System Output (kW)]])","v":358.55322700000011},{"$f":"VLOOKUP(TOU_CTabulation[[#This Row],[Month]],Season,2)","v":"Summer"},{"$f":"VLOOKUP(TOU_CTabulation[[#This Row],[Season]],CRate,2)","v":10.3},{"$f":"IF(A4010>TOU_CTabulation[[#This Row],[Month]],TOU_CTabulation[[#This Row],[Day]]*TOU_CTabulation[[#This Row],[Base Allow]],0)","v":0},{"$f":"IF(A4010>TOU_CTabulation[[#This Row],[Month]],TOU_CTabulation[[#This Row],[Month Cumm]],0)","v":0},{"$f":"IF(TOU_CTabulation[[#This Row],[Month Base Gen]]=0,0,TOU_CTabulation[[#This Row],[Month Base Gen]]-TOU_CTabulation[[#This Row],[Day]]*TOU_CTabulation[[#This Row],[Base Allow]])","v":0},{"$f":"VLOOKUP(TOU_CTabulation[[#This Row],[Hour]],daypart,2)","v":"All"},{"$f":"TOU_CTabulation[[#This Row],[Season]]&TOU_CTabulation[[#This Row],[Day-Part]]","v":"SummerAll"},{"$f":"VLOOKUP(TOU_CTabulation[[#This Row],[Daypart]],TOUC,2)","v":0.25901999999999997},{"$f":"VLOOKUP(TOU_CTabulation[[#This Row],[Daypart]],TOUC,3)","v":0.32596000000000003},{"$f":"TOU_CTabulation[[#This Row],[Month Base Allow]]*TOU_CTabulation[[#This Row],[Base Rate]]","v":0},{"$f":"TOU_CTabulation[[#This Row],[Month Overbase Gen]]*TOU_CTabulation[[#This Row],[Over Rate]]","v":0},{"$f":"TOU_CTabulation[[#This Row],[Base Value]]+TOU_CTabulation[[#This Row],[Over Value]]","v":0}]
[6,16,4,0,0,10,0,0,10,0,0,{"$f":"TOU_CTabulation[[#This Row],[AC System Output (W)]]/1000","v":0},{"$f":"IF(A4016=TOU_CTabulation[[#This Row],[Month]],M4016+TOU_CTabulation[[#This Row],[AC System Output (kW)]],TOU_CTabulation[[#This Row],[AC System Output (kW)]])","v":358.55322700000011},{"$f":"VLOOKUP(TOU_CTabulation[[#This Row],[Month]],Season,2)","v":"Summer"},{"$f":"VLOOKUP(TOU_CTabulation[[#This Row],[Season]],CRate,2)","v":10.3},{"$f":"IF(A4018>TOU_CTabulation[[#This Row],[Month]],TOU_CTabulation[[#This Row],[Day]]*TOU_CTabulation[[#This Row],[Base Allow]],0)","v":0},{"$f":"IF(A4018>TOU_CTabulation[[#This Row],[Month]],TOU_CTabulation[[#This Row],[Month Cumm]],0)","v":0},{"$f":"IF(TOU_CTabulation[[#This Row],[Month Base Gen]]=0,0,TOU_CTabulation[[#This Row],[Month Base Gen]]-TOU_CTabulation[[#This Row],[Day]]*TOU_CTabulation[[#This Row],[Base Allow]])","v":0},{"$f":"VLOOKUP(TOU_CTabulation[[#This Row],[Hour]],daypart,2)","v":"All"},{"$f":"TOU_CTabulation[[#This Row],[Season]]&TOU_CTabulation[[#This Row],[Day-Part]]","v":"SummerAll"},{"$f":"VLOOKUP(TOU_CTabulation[[#This Row],[Daypart]],TOUC,2)","v":0.25901999999999997},{"$f":"VLOOKUP(TOU_CTabulation[[#This Row],[Daypart]],TOUC,3)","v":0.32596000000000003},{"$f":"TOU_CTabulation[[#This Row],[Month Base Allow]]*TOU_CTabulation[[#This Row],[Base Rate]]","v":0},{"$f":"TOU_CTabulation[[#This Row],[Month Overbase Gen]]*TOU_CTabulation[[#This Row],[Over Rate]]","v":0},{"$f":"TOU_CTabulation[[#This Row],[Base Value]]+TOU_CTabulation[[#This Row],[Over Value]]","v":0}]
[6,16,17,658,71,26,4,222.084,30.454000000000001,609.76099999999997,576.65899999999999,{"$f":"TOU_CTabulation[[#This Row],[AC System Output (W)]]/1000","v":0.57665900000000003},{"$f":"IF(A4029=TOU_CTabulation[[#This Row],[Month]],M4029+TOU_CTabulation[[#This Row],[AC System Output (kW)]],TOU_CTabulation[[#This Row],[AC System Output (kW)]])","v":382.87713600000012},{"$f":"VLOOKUP(TOU_CTabulation[[#This Row],[Month]],Season,2)","v":"Summer"},{"$f":"VLOOKUP(TOU_CTabulation[[#This Row],[Season]],CRate,2)","v":10.3},{"$f":"IF(A4031>TOU_CTabulation[[#This Row],[Month]],TOU_CTabulation[[#This Row],[Day]]*TOU_CTabulation[[#This Row],[Base Allow]],0)","v":0},{"$f":"IF(A4031>TOU_CTabulation[[#This Row],[Month]],TOU_CTabulation[[#This Row],[Month Cumm]],0)","v":0},{"$f":"IF(TOU_CTabulation[[#This Row],[Month Base Gen]]=0,0,TOU_CTabulation[[#This Row],[Month Base Gen]]-TOU_CTabulation[[#This Row],[Day]]*TOU_CTabulation[[#This Row],[Base Allow]])","v":0},{"$f":"VLOOKUP(TOU_CTabulation[[#This Row],[Hour]],daypart,2)","v":"All"},{"$f":"TOU_CTabulation[[#This Row],[Season]]&TOU_CTabulation[[#This Row],[Day-Part]]","v":"SummerAll"},{"$f":"VLOOKUP(TOU_CTabulation[[#This Row],[Daypart]],TOUC,2)","v":0.25901999999999997},{"$f":"VLOOKUP(TOU_CTabulation[[#This Row],[Daypart]],TOUC,3)","v":0.32596000000000003},{"$f":"TOU_CTabulation[[#This Row],[Month Base Allow]]*TOU_CTabulation[[#This Row],[Base Rate]]","v":0},{"$f":"TOU_CTabulation[[#This Row],[Month Overbase Gen]]*TOU_CTabulation[[#This Row],[Over Rate]]","v":0},{"$f":"TOU_CTabulation[[#This Row],[Base Value]]+TOU_CTabulation[[#This Row],[Over Value]]","v":0}]
[6,16,21,0,0,18,2,0,18,0,0,{"$f":"TOU_CTabulation[[#This Row],[AC System Output (W)]]/1000","v":0},{"$f":"IF(A4033=TOU_CTabulation[[#This Row],[Month]],M4033+TOU_CTabulation[[#This Row],[AC System Output (kW)]],TOU_CTabulation[[#This Row],[AC System Output (kW)]])","v":382.97435800000011},{"$f":"VLOOKUP(TOU_CTabulation[[#This Row],[Month]],Season,2)","v":"Summer"},{"$f":"VLOOKUP(TOU_CTabulation[[#This Row],[Season]],CRate,2)","v":10.3},{"$f":"IF(A4035>TOU_CTabulation[[#This Row],[Month]],TOU_CTabulation[[#This Row],[Day]]*TOU_CTabulation[[#This Row],[Base Allow]],0)","v":0},{"$f":"IF(A4035>TOU_CTabulation[[#This Row],[Month]],TOU_CTabulation[[#This Row],[Month Cumm]],0)","v":0},{"$f":"IF(TOU_CTabulation[[#This Row],[Month Base Gen]]=0,0,TOU_CTabulation[[#This Row],[Month Base Gen]]-TOU_CTabulation[[#This Row],[Day]]*TOU_CTabulation[[#This Row],[Base Allow]])","v":0},{"$f":"VLOOKUP(TOU_CTabulation[[#This Row],[Hour]],daypart,2)","v":"All"},{"$f":"TOU_CTabulation[[#This Row],[Season]]&TOU_CTabulation[[#This Row],[Day-Part]]","v":"SummerAll"},{"$f":"VLOOKUP(TOU_CTabulation[[#This Row],[Daypart]],TOUC,2)","v":0.25901999999999997},{"$f":"VLOOKUP(TOU_CTabulation[[#This Row],[Daypart]],TOUC,3)","v":0.32596000000000003},{"$f":"TOU_CTabulation[[#This Row],[Month Base Allow]]*TOU_CTabulation[[#This Row],[Base Rate]]","v":0},{"$f":"TOU_CTabulation[[#This Row],[Month Overbase Gen]]*TOU_CTabulation[[#This Row],[Over Rate]]","v":0},{"$f":"TOU_CTabulation[[#This Row],[Base Value]]+TOU_CTabulation[[#This Row],[Over Value]]","v":0}]
[6,17,3,0,0,12,1,0,12,0,0,{"$f":"TOU_CTabulation[[#This Row],[AC System Output (W)]]/1000","v":0},{"$f":"IF(A4039=TOU_CTabulation[[#This Row],[Month]],M4039+TOU_CTabulation[[#This Row],[AC System Output (kW)]],TOU_CTabulation[[#This Row],[AC System Output (kW)]])","v":382.97435800000011},{"$f":"VLOOKUP(TOU_CTabulation[[#This Row],[Month]],Season,2)","v":"Summer"},{"$f":"VLOOKUP(TOU_CTabulation[[#This Row],[Season]],CRate,2)","v":10.3},{"$f":"IF(A4041>TOU_CTabulation[[#This Row],[Month]],TOU_CTabulation[[#This Row],[Day]]*TOU_CTabulation[[#This Row],[Base Allow]],0)","v":0},{"$f":"IF(A4041>TOU_CTabulation[[#This Row],[Month]],TOU_CTabulation[[#This Row],[Month Cumm]],0)","v":0},{"$f":"IF(TOU_CTabulation[[#This Row],[Month Base Gen]]=0,0,TOU_CTabulation[[#This Row],[Month Base Gen]]-TOU_CTabulation[[#This Row],[Day]]*TOU_CTabulation[[#This Row],[Base Allow]])","v":0},{"$f":"VLOOKUP(TOU_CTabulation[[#This Row],[Hour]],daypart,2)","v":"All"},{"$f":"TOU_CTabulation[[#This Row],[Season]]&TOU_CTabulation[[#This Row],[Day-Part]]","v":"SummerAll"},{"$f":"VLOOKUP(TOU_CTabulation[[#This Row],[Daypart]],TOUC,2)","v":0.25901999999999997},{"$f":"VLOOKUP(TOU_CTabulation[[#This Row],[Daypart]],TOUC,3)","v":0.32596000000000003},{"$f":"TOU_CTabulation[[#This Row],[Month Base Allow]]*TOU_CTabulation[[#This Row],[Base Rate]]","v":0},{"$f":"TOU_CTabulation[[#This Row],[Month Overbase Gen]]*TOU_CTabulation[[#This Row],[Over Rate]]","v":0},{"$f":"TOU_CTabulation[[#This Row],[Base Value]]+TOU_CTabulation[[#This Row],[Over Value]]","v":0}]
[6,17,14,932,95,30,5,864.59400000000005,47.206000000000003,2651.76,2550.9789999999998,{"$f":"TOU_CTabulation[[#This Row],[AC System Output (W)]]/1000","v":2.5509789999999999},{"$f":"IF(A4050=TOU_CTabulation[[#This Row],[Month]],M4050+TOU_CTabulation[[#This Row],[AC System Output (kW)]],TOU_CTabulation[[#This Row],[AC System Output (kW)]])","v":403.65264400000007},{"$f":"VLOOKUP(TOU_CTabulation[[#This Row],[Month]],Season,2)","v":"Summer"},{"$f":"VLOOKUP(TOU_CTabulation[[#This Row],[Season]],CRate,2)","v":10.3},{"$f":"IF(A4052>TOU_CTabulation[[#This Row],[Month]],TOU_CTabulation[[#This Row],[Day]]*TOU_CTabulation[[#This Row],[Base Allow]],0)","v":0},{"$f":"IF(A4052>TOU_CTabulation[[#This Row],[Month]],TOU_CTabulation[[#This Row],[Month Cumm]],0)","v":0},{"$f":"IF(TOU_CTabulation[[#This Row],[Month Base Gen]]=0,0,TOU_CTabulation[[#This Row],[Month Base Gen]]-TOU_CTabulation[[#This Row],[Day]]*TOU_CTabulation[[#This Row],[Base Allow]])","v":0},{"$f":"VLOOKUP(TOU_CTabulation[[#This Row],[Hour]],daypart,2)","v":"All"},{"$f":"TOU_CTabulation[[#This Row],[Season]]&TOU_CTabulation[[#This Row],[Day-Part]]","v":"SummerAll"},{"$f":"VLOOKUP(TOU_CTabulation[[#This Row],[Daypart]],TOUC,2)","v":0.25901999999999997},{"$f":"VLOOKUP(TOU_CTabulation[[#This Row],[Daypart]],TOUC,3)","v":0.32596000000000003},{"$f":"TOU_CTabulation[[#This Row],[Month Base Allow]]*TOU_CTabulation[[#This Row],[Base Rate]]","v":0},{"$f":"TOU_CTabulation[[#This Row],[Month Overbase Gen]]*TOU_CTabulation[[#This Row],[Over Rate]]","v":0},{"$f":"TOU_CTabulation[[#This Row],[Base Value]]+TOU_CTabulation[[#This Row],[Over Value]]","v":0}]
[6,17,17,701,63,25,5,226.97499999999999,29.015000000000001,621.85500000000002,588.46699999999998,{"$f":"TOU_CTabulation[[#This Row],[AC System Output (W)]]/1000","v":0.58846699999999996},{"$f":"IF(A4053=TOU_CTabulation[[#This Row],[Month]],M4053+TOU_CTabulation[[#This Row],[AC System Output (kW)]],TOU_CTabulation[[#This Row],[AC System Output (kW)]])","v":407.61906600000003},{"$f":"VLOOKUP(TOU_CTabulation[[#This Row],[Month]],Season,2)","v":"Summer"},{"$f":"VLOOKUP(TOU_CTabulation[[#This Row],[Season]],CRate,2)","v":10.3},{"$f":"IF(A4055>TOU_CTabulation[[#This Row],[Month]],TOU_CTabulation[[#This Row],[Day]]*TOU_CTabulation[[#This Row],[Base Allow]],0)","v":0},{"$f":"IF(A4055>TOU_CTabulation[[#This Row],[Month]],TOU_CTabulation[[#This Row],[Month Cumm]],0)","v":0},{"$f":"IF(TOU_CTabulation[[#This Row],[Month Base Gen]]=0,0,TOU_CTabulation[[#This Row],[Month Base Gen]]-TOU_CTabulation[[#This Row],[Day]]*TOU_CTabulation[[#This Row],[Base Allow]])","v":0},{"$f":"VLOOKUP(TOU_CTabulation[[#This Row],[Hour]],daypart,2)","v":"All"},{"$f":"TOU_CTabulation[[#This Row],[Season]]&TOU_CTabulation[[#This Row],[Day-Part]]","v":"SummerAll"},{"$f":"VLOOKUP(TOU_CTabulation[[#This Row],[Daypart]],TOUC,2)","v":0.25901999999999997},{"$f":"VLOOKUP(TOU_CTabulation[[#This Row],[Daypart]],TOUC,3)","v":0.32596000000000003},{"$f":"TOU_CTabulation[[#This Row],[Month Base Allow]]*TOU_CTabulation[[#This Row],[Base Rate]]","v":0},{"$f":"TOU_CTabulation[[#This Row],[Month Overbase Gen]]*TOU_CTabulation[[#This Row],[Over Rate]]","v":0},{"$f":"TOU_CTabulation[[#This Row],[Base Value]]+TOU_CTabulation[[#This Row],[Over Value]]","v":0}]
[6,18,7,812,75,17,3,429.07499999999999,26.059000000000001,1368.479,1314.7560000000001,{"$f":"TOU_CTabulation[[#This Row],[AC System Output (W)]]/1000","v":1.314756},{"$f":"IF(A4067=TOU_CTabulation[[#This Row],[Month]],M4067+TOU_CTabulation[[#This Row],[AC System Output (kW)]],TOU_CTabulation[[#This Row],[AC System Output (kW)]])","v":409.55703199999999},{"$f":"VLOOKUP(TOU_CTabulation[[#This Row],[Month]],Season,2)","v":"Summer"},{"$f":"VLOOKUP(TOU_CTabulation[[#This Row],[Season]],CRate,2)","v":10.3},{"$f":"IF(A4069>TOU_CTabulation[[#This Row],[Month]],TOU_CTabulation[[#This Row],[Day]]*TOU_CTabulation[[#This Row],[Base Allow]],0)","v":0},{"$f":"IF(A4069>TOU_CTabulation[[#This Row],[Month]],TOU_CTabulation[[#This Row],[Month Cumm]],0)","v":0},{"$f":"IF(TOU_CTabulation[[#This Row],[Month Base Gen]]=0,0,TOU_CTabulation[[#This Row],[Month Base Gen]]-TOU_CTabulation[[#This Row],[Day]]*TOU_CTabulation[[#This Row],[Base Allow]])","v":0},{"$f":"VLOOKUP(TOU_CTabulation[[#This Row],[Hour]],daypart,2)","v":"All"},{"$f":"TOU_CTabulation[[#This Row],[Season]]&TOU_CTabulation[[#This Row],[Day-Part]]","v":"SummerAll"},{"$f":"VLOOKUP(TOU_CTabulation[[#This Row],[Daypart]],TOUC,2)","v":0.25901999999999997},{"$f":"VLOOKUP(TOU_CTabulation[[#This Row],[Daypart]],TOUC,3)","v":0.32596000000000003},{"$f":"TOU_CTabulation[[#This Row],[Month Base Allow]]*TOU_CTabulation[[#This Row],[Base Rate]]","v":0},{"$f":"TOU_CTabulation[[#This Row],[Month Overbase Gen]]*TOU_CTabulation[[#This Row],[Over Rate]]","v":0},{"$f":"TOU_CTabulation[[#This Row],[Base Value]]+TOU_CTabulation[[#This Row],[Over Value]]","v":0}]
[6,18,14,908,107,25,5,857.35,42.02,2701.3180000000002,2598.413,{"$f":"TOU_CTabulation[[#This Row],[AC System Output (W)]]/1000","v":2.5984129999999999},{"$f":"IF(A4074=TOU_CTabulation[[#This Row],[Month]],M4074+TOU_CTabulation[[#This Row],[AC System Output (kW)]],TOU_CTabulation[[#This Row],[AC System Output (kW)]])","v":428.83738199999999},{"$f":"VLOOKUP(TOU_CTabulation[[#This Row],[Month]],Season,2)","v":"Summer"},{"$f":"VLOOKUP(TOU_CTabulation[[#This Row],[Season]],CRate,2)","v":10.3},{"$f":"IF(A4076>TOU_CTabulation[[#This Row],[Month]],TOU_CTabulation[[#This Row],[Day]]*TOU_CTabulation[[#This Row],[Base Allow]],0)","v":0},{"$f":"IF(A4076>TOU_CTabulation[[#This Row],[Month]],TOU_CTabulation[[#This Row],[Month Cumm]],0)","v":0},{"$f":"IF(TOU_CTabulation[[#This Row],[Month Base Gen]]=0,0,TOU_CTabulation[[#This Row],[Month Base Gen]]-TOU_CTabulation[[#This Row],[Day]]*TOU_CTabulation[[#This Row],[Base Allow]])","v":0},{"$f":"VLOOKUP(TOU_CTabulation[[#This Row],[Hour]],daypart,2)","v":"All"},{"$f":"TOU_CTabulation[[#This Row],[Season]]&TOU_CTabulation[[#This Row],[Day-Part]]","v":"SummerAll"},{"$f":"VLOOKUP(TOU_CTabulation[[#This Row],[Daypart]],TOUC,2)","v":0.25901999999999997},{"$f":"VLOOKUP(TOU_CTabulation[[#This Row],[Daypart]],TOUC,3)","v":0.32596000000000003},{"$f":"TOU_CTabulation[[#This Row],[Month Base Allow]]*TOU_CTabulation[[#This Row],[Base Rate]]","v":0},{"$f":"TOU_CTabulation[[#This Row],[Month Overbase Gen]]*TOU_CTabulation[[#This Row],[Over Rate]]","v":0},{"$f":"TOU_CTabulation[[#This Row],[Base Value]]+TOU_CTabulation[[#This Row],[Over Value]]","v":0}]
[6,18,16,809,82,22,6,456.53399999999999,29.823,1446.086,1389.952,{"$f":"TOU_CTabulation[[#This Row],[AC System Output (W)]]/1000","v":1.3899520000000001},{"$f":"IF(A4076=TOU_CTabulation[[#This Row],[Month]],M4076+TOU_CTabulation[[#This Row],[AC System Output (kW)]],TOU_CTabulation[[#This Row],[AC System Output (kW)]])","v":432.31241899999998},{"$f":"VLOOKUP(TOU_CTabulation[[#This Row],[Month]],Season,2)","v":"Summer"},{"$f":"VLOOKUP(TOU_CTabulation[[#This Row],[Season]],CRate,2)","v":10.3},{"$f":"IF(A4078>TOU_CTabulation[[#This Row],[Month]],TOU_CTabulation[[#This Row],[Day]]*TOU_CTabulation[[#This Row],[Base Allow]],0)","v":0},{"$f":"IF(A4078>TOU_CTabulation[[#This Row],[Month]],TOU_CTabulation[[#This Row],[Month Cumm]],0)","v":0},{"$f":"IF(TOU_CTabulation[[#This Row],[Month Base Gen]]=0,0,TOU_CTabulation[[#This Row],[Month Base Gen]]-TOU_CTabulation[[#This Row],[Day]]*TOU_CTabulation[[#This Row],[Base Allow]])","v":0},{"$f":"VLOOKUP(TOU_CTabulation[[#This Row],[Hour]],daypart,2)","v":"All"},{"$f":"TOU_CTabulation[[#This Row],[Season]]&TOU_CTabulation[[#This Row],[Day-Part]]","v":"SummerAll"},{"$f":"VLOOKUP(TOU_CTabulation[[#This Row],[Daypart]],TOUC,2)","v":0.25901999999999997},{"$f":"VLOOKUP(TOU_CTabulation[[#This Row],[Daypart]],TOUC,3)","v":0.32596000000000003},{"$f":"TOU_CTabulation[[#This Row],[Month Base Allow]]*TOU_CTabulation[[#This Row],[Base Rate]]","v":0},{"$f":"TOU_CTabulation[[#This Row],[Month Overbase Gen]]*TOU_CTabulation[[#This Row],[Over Rate]]","v":0},{"$f":"TOU_CTabulation[[#This Row],[Base Value]]+TOU_CTabulation[[#This Row],[Over Value]]","v":0}]
[6,19,4,0,0,9,2,0,9,0,0,{"$f":"TOU_CTabulation[[#This Row],[AC System Output (W)]]/1000","v":0},{"$f":"IF(A4088=TOU_CTabulation[[#This Row],[Month]],M4088+TOU_CTabulation[[#This Row],[AC System Output (kW)]],TOU_CTabulation[[#This Row],[AC System Output (kW)]])","v":433.01786999999996},{"$f":"VLOOKUP(TOU_CTabulation[[#This Row],[Month]],Season,2)","v":"Summer"},{"$f":"VLOOKUP(TOU_CTabulation[[#This Row],[Season]],CRate,2)","v":10.3},{"$f":"IF(A4090>TOU_CTabulation[[#This Row],[Month]],TOU_CTabulation[[#This Row],[Day]]*TOU_CTabulation[[#This Row],[Base Allow]],0)","v":0},{"$f":"IF(A4090>TOU_CTabulation[[#This Row],[Month]],TOU_CTabulation[[#This Row],[Month Cumm]],0)","v":0},{"$f":"IF(TOU_CTabulation[[#This Row],[Month Base Gen]]=0,0,TOU_CTabulation[[#This Row],[Month Base Gen]]-TOU_CTabulation[[#This Row],[Day]]*TOU_CTabulation[[#This Row],[Base Allow]])","v":0},{"$f":"VLOOKUP(TOU_CTabulation[[#This Row],[Hour]],daypart,2)","v":"All"},{"$f":"TOU_CTabulation[[#This Row],[Season]]&TOU_CTabulation[[#This Row],[Day-Part]]","v":"SummerAll"},{"$f":"VLOOKUP(TOU_CTabulation[[#This Row],[Daypart]],TOUC,2)","v":0.25901999999999997},{"$f":"VLOOKUP(TOU_CTabulation[[#This Row],[Daypart]],TOUC,3)","v":0.32596000000000003},{"$f":"TOU_CTabulation[[#This Row],[Month Base Allow]]*TOU_CTabulation[[#This Row],[Base Rate]]","v":0},{"$f":"TOU_CTabulation[[#This Row],[Month Overbase Gen]]*TOU_CTabulation[[#This Row],[Over Rate]]","v":0},{"$f":"TOU_CTabulation[[#This Row],[Base Value]]+TOU_CTabulation[[#This Row],[Over Value]]","v":0}]
[6,19,9,939,98,21,3,856.923,41.1,2710.3629999999998,2607.0680000000002,{"$f":"TOU_CTabulation[[#This Row],[AC System Output (W)]]/1000","v":2.6070680000000004},{"$f":"IF(A4093=TOU_CTabulation[[#This Row],[Month]],M4093+TOU_CTabulation[[#This Row],[AC System Output (kW)]],TOU_CTabulation[[#This Row],[AC System Output (kW)]])","v":439.66021699999999},{"$f":"VLOOKUP(TOU_CTabulation[[#This Row],[Month]],Season,2)","v":"Summer"},{"$f":"VLOOKUP(TOU_CTabulation[[#This Row],[Season]],CRate,2)","v":10.3},{"$f":"IF(A4095>TOU_CTabulation[[#This Row],[Month]],TOU_CTabulation[[#This Row],[Day]]*TOU_CTabulation[[#This Row],[Base Allow]],0)","v":0},{"$f":"IF(A4095>TOU_CTabulation[[#This Row],[Month]],TOU_CTabulation[[#This Row],[Month Cumm]],0)","v":0},{"$f":"IF(TOU_CTabulation[[#This Row],[Month Base Gen]]=0,0,TOU_CTabulation[[#This Row],[Month Base Gen]]-TOU_CTabulation[[#This Row],[Day]]*TOU_CTabulation[[#This Row],[Base Allow]])","v":0},{"$f":"VLOOKUP(TOU_CTabulation[[#This Row],[Hour]],daypart,2)","v":"All"},{"$f":"TOU_CTabulation[[#This Row],[Season]]&TOU_CTabulation[[#This Row],[Day-Part]]","v":"SummerAll"},{"$f":"VLOOKUP(TOU_CTabulation[[#This Row],[Daypart]],TOUC,2)","v":0.25901999999999997},{"$f":"VLOOKUP(TOU_CTabulation[[#This Row],[Daypart]],TOUC,3)","v":0.32596000000000003},{"$f":"TOU_CTabulation[[#This Row],[Month Base Allow]]*TOU_CTabulation[[#This Row],[Base Rate]]","v":0},{"$f":"TOU_CTabulation[[#This Row],[Month Overbase Gen]]*TOU_CTabulation[[#This Row],[Over Rate]]","v":0},{"$f":"TOU_CTabulation[[#This Row],[Base Value]]+TOU_CTabulation[[#This Row],[Over Value]]","v":0}]
[6,19,18,421,41,20,4,35.021999999999998,19.812000000000001,123.298,100.602,{"$f":"TOU_CTabulation[[#This Row],[AC System Output (W)]]/1000","v":0.100602},{"$f":"IF(A4102=TOU_CTabulation[[#This Row],[Month]],M4102+TOU_CTabulation[[#This Row],[AC System Output (kW)]],TOU_CTabulation[[#This Row],[AC System Output (kW)]])","v":458.56705799999997},{"$f":"VLOOKUP(TOU_CTabulation[[#This Row],[Month]],Season,2)","v":"Summer"},{"$f":"VLOOKUP(TOU_CTabulation[[#This Row],[Season]],CRate,2)","v":10.3},{"$f":"IF(A4104>TOU_CTabulation[[#This Row],[Month]],TOU_CTabulation[[#This Row],[Day]]*TOU_CTabulation[[#This Row],[Base Allow]],0)","v":0},{"$f":"IF(A4104>TOU_CTabulation[[#This Row],[Month]],TOU_CTabulation[[#This Row],[Month Cumm]],0)","v":0},{"$f":"IF(TOU_CTabulation[[#This Row],[Month Base Gen]]=0,0,TOU_CTabulation[[#This Row],[Month Base Gen]]-TOU_CTabulation[[#This Row],[Day]]*TOU_CTabulation[[#This Row],[Base Allow]])","v":0},{"$f":"VLOOKUP(TOU_CTabulation[[#This Row],[Hour]],daypart,2)","v":"All"},{"$f":"TOU_CTabulation[[#This Row],[Season]]&TOU_CTabulation[[#This Row],[Day-Part]]","v":"SummerAll"},{"$f":"VLOOKUP(TOU_CTabulation[[#This Row],[Daypart]],TOUC,2)","v":0.25901999999999997},{"$f":"VLOOKUP(TOU_CTabulation[[#This Row],[Daypart]],TOUC,3)","v":0.32596000000000003},{"$f":"TOU_CTabulation[[#This Row],[Month Base Allow]]*TOU_CTabulation[[#This Row],[Base Rate]]","v":0},{"$f":"TOU_CTabulation[[#This Row],[Month Overbase Gen]]*TOU_CTabulation[[#This Row],[Over Rate]]","v":0},{"$f":"TOU_CTabulation[[#This Row],[Base Value]]+TOU_CTabulation[[#This Row],[Over Value]]","v":0}]
[6,20,3,0,0,10,1,0,10,0,0,{"$f":"TOU_CTabulation[[#This Row],[AC System Output (W)]]/1000","v":0},{"$f":"IF(A4111=TOU_CTabulation[[#This Row],[Month]],M4111+TOU_CTabulation[[#This Row],[AC System Output (kW)]],TOU_CTabulation[[#This Row],[AC System Output (kW)]])","v":458.56705799999997},{"$f":"VLOOKUP(TOU_CTabulation[[#This Row],[Month]],Season,2)","v":"Summer"},{"$f":"VLOOKUP(TOU_CTabulation[[#This Row],[Season]],CRate,2)","v":10.3},{"$f":"IF(A4113>TOU_CTabulation[[#This Row],[Month]],TOU_CTabulation[[#This Row],[Day]]*TOU_CTabulation[[#This Row],[Base Allow]],0)","v":0},{"$f":"IF(A4113>TOU_CTabulation[[#This Row],[Month]],TOU_CTabulation[[#This Row],[Month Cumm]],0)","v":0},{"$f":"IF(TOU_CTabulation[[#This Row],[Month Base Gen]]=0,0,TOU_CTabulation[[#This Row],[Month Base Gen]]-TOU_CTabulation[[#This Row],[Day]]*TOU_CTabulation[[#This Row],[Base Allow]])","v":0},{"$f":"VLOOKUP(TOU_CTabulation[[#This Row],[Hour]],daypart,2)","v":"All"},{"$f":"TOU_CTabulation[[#This Row],[Season]]&TOU_CTabulation[[#This Row],[Day-Part]]","v":"SummerAll"},{"$f":"VLOOKUP(TOU_CTabulation[[#This Row],[Daypart]],TOUC,2)","v":0.25901999999999997},{"$f":"VLOOKUP(TOU_CTabulation[[#This Row],[Daypart]],TOUC,3)","v":0.32596000000000003},{"$f":"TOU_CTabulation[[#This Row],[Month Base Allow]]*TOU_CTabulation[[#This Row],[Base Rate]]","v":0},{"$f":"TOU_CTabulation[[#This Row],[Month Overbase Gen]]*TOU_CTabulation[[#This Row],[Over Rate]]","v":0},{"$f":"TOU_CTabulation[[#This Row],[Base Value]]+TOU_CTabulation[[#This Row],[Over Value]]","v":0}]
[6,20,11,984,87,27,3,1061.4659999999999,52.142000000000003,3182.41,3057.6970000000001,{"$f":"TOU_CTabulation[[#This Row],[AC System Output (W)]]/1000","v":3.0576970000000001},{"$f":"IF(A4119=TOU_CTabulation[[#This Row],[Month]],M4119+TOU_CTabulation[[#This Row],[AC System Output (kW)]],TOU_CTabulation[[#This Row],[AC System Output (kW)]])","v":470.94564899999995},{"$f":"VLOOKUP(TOU_CTabulation[[#This Row],[Month]],Season,2)","v":"Summer"},{"$f":"VLOOKUP(TOU_CTabulation[[#This Row],[Season]],CRate,2)","v":10.3},{"$f":"IF(A4121>TOU_CTabulation[[#This Row],[Month]],TOU_CTabulation[[#This Row],[Day]]*TOU_CTabulation[[#This Row],[Base Allow]],0)","v":0},{"$f":"IF(A4121>TOU_CTabulation[[#This Row],[Month]],TOU_CTabulation[[#This Row],[Month Cumm]],0)","v":0},{"$f":"IF(TOU_CTabulation[[#This Row],[Month Base Gen]]=0,0,TOU_CTabulation[[#This Row],[Month Base Gen]]-TOU_CTabulation[[#This Row],[Day]]*TOU_CTabulation[[#This Row],[Base Allow]])","v":0},{"$f":"VLOOKUP(TOU_CTabulation[[#This Row],[Hour]],daypart,2)","v":"All"},{"$f":"TOU_CTabulation[[#This Row],[Season]]&TOU_CTabulation[[#This Row],[Day-Part]]","v":"SummerAll"},{"$f":"VLOOKUP(TOU_CTabulation[[#This Row],[Daypart]],TOUC,2)","v":0.25901999999999997},{"$f":"VLOOKUP(TOU_CTabulation[[#This Row],[Daypart]],TOUC,3)","v":0.32596000000000003},{"$f":"TOU_CTabulation[[#This Row],[Month Base Allow]]*TOU_CTabulation[[#This Row],[Base Rate]]","v":0},{"$f":"TOU_CTabulation[[#This Row],[Month Overbase Gen]]*TOU_CTabulation[[#This Row],[Over Rate]]","v":0},{"$f":"TOU_CTabulation[[#This Row],[Base Value]]+TOU_CTabulation[[#This Row],[Over Value]]","v":0}]
[6,20,17,694,65,24,5,229.08099999999999,28.038,633.86800000000005,600.19399999999996,{"$f":"TOU_CTabulation[[#This Row],[AC System Output (W)]]/1000","v":0.60019400000000001},{"$f":"IF(A4125=TOU_CTabulation[[#This Row],[Month]],M4125+TOU_CTabulation[[#This Row],[AC System Output (kW)]],TOU_CTabulation[[#This Row],[AC System Output (kW)]])","v":483.43392900000003},{"$f":"VLOOKUP(TOU_CTabulation[[#This Row],[Month]],Season,2)","v":"Summer"},{"$f":"VLOOKUP(TOU_CTabulation[[#This Row],[Season]],CRate,2)","v":10.3},{"$f":"IF(A4127>TOU_CTabulation[[#This Row],[Month]],TOU_CTabulation[[#This Row],[Day]]*TOU_CTabulation[[#This Row],[Base Allow]],0)","v":0},{"$f":"IF(A4127>TOU_CTabulation[[#This Row],[Month]],TOU_CTabulation[[#This Row],[Month Cumm]],0)","v":0},{"$f":"IF(TOU_CTabulation[[#This Row],[Month Base Gen]]=0,0,TOU_CTabulation[[#This Row],[Month Base Gen]]-TOU_CTabulation[[#This Row],[Day]]*TOU_CTabulation[[#This Row],[Base Allow]])","v":0},{"$f":"VLOOKUP(TOU_CTabulation[[#This Row],[Hour]],daypart,2)","v":"All"},{"$f":"TOU_CTabulation[[#This Row],[Season]]&TOU_CTabulation[[#This Row],[Day-Part]]","v":"SummerAll"},{"$f":"VLOOKUP(TOU_CTabulation[[#This Row],[Daypart]],TOUC,2)","v":0.25901999999999997},{"$f":"VLOOKUP(TOU_CTabulation[[#This Row],[Daypart]],TOUC,3)","v":0.32596000000000003},{"$f":"TOU_CTabulation[[#This Row],[Month Base Allow]]*TOU_CTabulation[[#This Row],[Base Rate]]","v":0},{"$f":"TOU_CTabulation[[#This Row],[Month Overbase Gen]]*TOU_CTabulation[[#This Row],[Over Rate]]","v":0},{"$f":"TOU_CTabulation[[#This Row],[Base Value]]+TOU_CTabulation[[#This Row],[Over Value]]","v":0}]
[6,20,20,0,0,17,3,0,17,0,0,{"$f":"TOU_CTabulation[[#This Row],[AC System Output (W)]]/1000","v":0},{"$f":"IF(A4128=TOU_CTabulation[[#This Row],[Month]],M4128+TOU_CTabulation[[#This Row],[AC System Output (kW)]],TOU_CTabulation[[#This Row],[AC System Output (kW)]])","v":483.52986000000004},{"$f":"VLOOKUP(TOU_CTabulation[[#This Row],[Month]],Season,2)","v":"Summer"},{"$f":"VLOOKUP(TOU_CTabulation[[#This Row],[Season]],CRate,2)","v":10.3},{"$f":"IF(A4130>TOU_CTabulation[[#This Row],[Month]],TOU_CTabulation[[#This Row],[Day]]*TOU_CTabulation[[#This Row],[Base Allow]],0)","v":0},{"$f":"IF(A4130>TOU_CTabulation[[#This Row],[Month]],TOU_CTabulation[[#This Row],[Month Cumm]],0)","v":0},{"$f":"IF(TOU_CTabulation[[#This Row],[Month Base Gen]]=0,0,TOU_CTabulation[[#This Row],[Month Base Gen]]-TOU_CTabulation[[#This Row],[Day]]*TOU_CTabulation[[#This Row],[Base Allow]])","v":0},{"$f":"VLOOKUP(TOU_CTabulation[[#This Row],[Hour]],daypart,2)","v":"All"},{"$f":"TOU_CTabulation[[#This Row],[Season]]&TOU_CTabulation[[#This Row],[Day-Part]]","v":"SummerAll"},{"$f":"VLOOKUP(TOU_CTabulation[[#This Row],[Daypart]],TOUC,2)","v":0.25901999999999997},{"$f":"VLOOKUP(TOU_CTabulation[[#This Row],[Daypart]],TOUC,3)","v":0.32596000000000003},{"$f":"TOU_CTabulation[[#This Row],[Month Base Allow]]*TOU_CTabulation[[#This Row],[Base Rate]]","v":0},{"$f":"TOU_CTabulation[[#This Row],[Month Overbase Gen]]*TOU_CTabulation[[#This Row],[Over Rate]]","v":0},{"$f":"TOU_CTabulation[[#This Row],[Base Value]]+TOU_CTabulation[[#This Row],[Over Value]]","v":0}]
[6,21,10,953,102,27,2,985.20299999999997,53.000999999999998,2938.08,2824.7109999999998,{"$f":"TOU_CTabulation[[#This Row],[AC System Output (W)]]/1000","v":2.8247109999999997},{"$f":"IF(A4142=TOU_CTabulation[[#This Row],[Month]],M4142+TOU_CTabulation[[#This Row],[AC System Output (kW)]],TOU_CTabulation[[#This Row],[AC System Output (kW)]])","v":492.69603600000011},{"$f":"VLOOKUP(TOU_CTabulation[[#This Row],[Month]],Season,2)","v":"Summer"},{"$f":"VLOOKUP(TOU_CTabulation[[#This Row],[Season]],CRate,2)","v":10.3},{"$f":"IF(A4144>TOU_CTabulation[[#This Row],[Month]],TOU_CTabulation[[#This Row],[Day]]*TOU_CTabulation[[#This Row],[Base Allow]],0)","v":0},{"$f":"IF(A4144>TOU_CTabulation[[#This Row],[Month]],TOU_CTabulation[[#This Row],[Month Cumm]],0)","v":0},{"$f":"IF(TOU_CTabulation[[#This Row],[Month Base Gen]]=0,0,TOU_CTabulation[[#This Row],[Month Base Gen]]-TOU_CTabulation[[#This Row],[Day]]*TOU_CTabulation[[#This Row],[Base Allow]])","v":0},{"$f":"VLOOKUP(TOU_CTabulation[[#This Row],[Hour]],daypart,2)","v":"All"},{"$f":"TOU_CTabulation[[#This Row],[Season]]&TOU_CTabulation[[#This Row],[Day-Part]]","v":"SummerAll"},{"$f":"VLOOKUP(TOU_CTabulation[[#This Row],[Daypart]],TOUC,2)","v":0.25901999999999997},{"$f":"VLOOKUP(TOU_CTabulation[[#This Row],[Daypart]],TOUC,3)","v":0.32596000000000003},{"$f":"TOU_CTabulation[[#This Row],[Month Base Allow]]*TOU_CTabulation[[#This Row],[Base Rate]]","v":0},{"$f":"TOU_CTabulation[[#This Row],[Month Overbase Gen]]*TOU_CTabulation[[#This Row],[Over Rate]]","v":0},{"$f":"TOU_CTabulation[[#This Row],[Base Value]]+TOU_CTabulation[[#This Row],[Over Value]]","v":0}]
[6,21,13,962,96,30,3,999.79100000000005,53.853999999999999,2968.386,2853.64,{"$f":"TOU_CTabulation[[#This Row],[AC System Output (W)]]/1000","v":2.85364},{"$f":"IF(A4145=TOU_CTabulation[[#This Row],[Month]],M4145+TOU_CTabulation[[#This Row],[AC System Output (kW)]],TOU_CTabulation[[#This Row],[AC System Output (kW)]])","v":501.56551800000011},{"$f":"VLOOKUP(TOU_CTabulation[[#This Row],[Month]],Season,2)","v":"Summer"},{"$f":"VLOOKUP(TOU_CTabulation[[#This Row],[Season]],CRate,2)","v":10.3},{"$f":"IF(A4147>TOU_CTabulation[[#This Row],[Month]],TOU_CTabulation[[#This Row],[Day]]*TOU_CTabulation[[#This Row],[Base Allow]],0)","v":0},{"$f":"IF(A4147>TOU_CTabulation[[#This Row],[Month]],TOU_CTabulation[[#This Row],[Month Cumm]],0)","v":0},{"$f":"IF(TOU_CTabulation[[#This Row],[Month Base Gen]]=0,0,TOU_CTabulation[[#This Row],[Month Base Gen]]-TOU_CTabulation[[#This Row],[Day]]*TOU_CTabulation[[#This Row],[Base Allow]])","v":0},{"$f":"VLOOKUP(TOU_CTabulation[[#This Row],[Hour]],daypart,2)","v":"All"},{"$f":"TOU_CTabulation[[#This Row],[Season]]&TOU_CTabulation[[#This Row],[Day-Part]]","v":"SummerAll"},{"$f":"VLOOKUP(TOU_CTabulation[[#This Row],[Daypart]],TOUC,2)","v":0.25901999999999997},{"$f":"VLOOKUP(TOU_CTabulation[[#This Row],[Daypart]],TOUC,3)","v":0.32596000000000003},{"$f":"TOU_CTabulation[[#This Row],[Month Base Allow]]*TOU_CTabulation[[#This Row],[Base Rate]]","v":0},{"$f":"TOU_CTabulation[[#This Row],[Month Overbase Gen]]*TOU_CTabulation[[#This Row],[Over Rate]]","v":0},{"$f":"TOU_CTabulation[[#This Row],[Base Value]]+TOU_CTabulation[[#This Row],[Over Value]]","v":0}]
[6,22,0,0,0,13,1,0,13,0,0,{"$f":"TOU_CTabulation[[#This Row],[AC System Output (W)]]/1000","v":0},{"$f":"IF(A4156=TOU_CTabulation[[#This Row],[Month]],M4156+TOU_CTabulation[[#This Row],[AC System Output (kW)]],TOU_CTabulation[[#This Row],[AC System Output (kW)]])","v":508.18713800000012},{"$f":"VLOOKUP(TOU_CTabulation[[#This Row],[Month]],Season,2)","v":"Summer"},{"$f":"VLOOKUP(TOU_CTabulation[[#This Row],[Season]],CRate,2)","v":10.3},{"$f":"IF(A4158>TOU_CTabulation[[#This Row],[Month]],TOU_CTabulation[[#This Row],[Day]]*TOU_CTabulation[[#This Row],[Base Allow]],0)","v":0},{"$f":"IF(A4158>TOU_CTabulation[[#This Row],[Month]],TOU_CTabulation[[#This Row],[Month Cumm]],0)","v":0},{"$f":"IF(TOU_CTabulation[[#This Row],[Month Base Gen]]=0,0,TOU_CTabulation[[#This Row],[Month Base Gen]]-TOU_CTabulation[[#This Row],[Day]]*TOU_CTabulation[[#This Row],[Base Allow]])","v":0},{"$f":"VLOOKUP(TOU_CTabulation[[#This Row],[Hour]],daypart,2)","v":"All"},{"$f":"TOU_CTabulation[[#This Row],[Season]]&TOU_CTabulation[[#This Row],[Day-Part]]","v":"SummerAll"},{"$f":"VLOOKUP(TOU_CTabulation[[#This Row],[Daypart]],TOUC,2)","v":0.25901999999999997},{"$f":"VLOOKUP(TOU_CTabulation[[#This Row],[Daypart]],TOUC,3)","v":0.32596000000000003},{"$f":"TOU_CTabulation[[#This Row],[Month Base Allow]]*TOU_CTabulation[[#This Row],[Base Rate]]","v":0},{"$f":"TOU_CTabulation[[#This Row],[Month Overbase Gen]]*TOU_CTabulation[[#This Row],[Over Rate]]","v":0},{"$f":"TOU_CTabulation[[#This Row],[Base Value]]+TOU_CTabulation[[#This Row],[Over Value]]","v":0}]
[6,22,6,695,58,16,0,198.685,21.797999999999998,540.83100000000002,509.33800000000002,{"$f":"TOU_CTabulation[[#This Row],[AC System Output (W)]]/1000","v":0.50933800000000007},{"$f":"IF(A4162=TOU_CTabulation[[#This Row],[Month]],M4162+TOU_CTabulation[[#This Row],[AC System Output (kW)]],TOU_CTabulation[[#This Row],[AC System Output (kW)]])","v":508.76377000000014},{"$f":"VLOOKUP(TOU_CTabulation[[#This Row],[Month]],Season,2)","v":"Summer"},{"$f":"VLOOKUP(TOU_CTabulation[[#This Row],[Season]],CRate,2)","v":10.3},{"$f":"IF(A4164>TOU_CTabulation[[#This Row],[Month]],TOU_CTabulation[[#This Row],[Day]]*TOU_CTabulation[[#This Row],[Base Allow]],0)","v":0},{"$f":"IF(A4164>TOU_CTabulation[[#This Row],[Month]],TOU_CTabulation[[#This Row],[Month Cumm]],0)","v":0},{"$f":"IF(TOU_CTabulation[[#This Row],[Month Base Gen]]=0,0,TOU_CTabulation[[#This Row],[Month Base Gen]]-TOU_CTabulation[[#This Row],[Day]]*TOU_CTabulation[[#This Row],[Base Allow]])","v":0},{"$f":"VLOOKUP(TOU_CTabulation[[#This Row],[Hour]],daypart,2)","v":"All"},{"$f":"TOU_CTabulation[[#This Row],[Season]]&TOU_CTabulation[[#This Row],[Day-Part]]","v":"SummerAll"},{"$f":"VLOOKUP(TOU_CTabulation[[#This Row],[Daypart]],TOUC,2)","v":0.25901999999999997},{"$f":"VLOOKUP(TOU_CTabulation[[#This Row],[Daypart]],TOUC,3)","v":0.32596000000000003},{"$f":"TOU_CTabulation[[#This Row],[Month Base Allow]]*TOU_CTabulation[[#This Row],[Base Rate]]","v":0},{"$f":"TOU_CTabulation[[#This Row],[Month Overbase Gen]]*TOU_CTabulation[[#This Row],[Over Rate]]","v":0},{"$f":"TOU_CTabulation[[#This Row],[Base Value]]+TOU_CTabulation[[#This Row],[Over Value]]","v":0}]
[6,22,14,912,105,30,3,860.46699999999998,50.661000000000001,2591.6390000000001,2493.4050000000002,{"$f":"TOU_CTabulation[[#This Row],[AC System Output (W)]]/1000","v":2.4934050000000001},{"$f":"IF(A4170=TOU_CTabulation[[#This Row],[Month]],M4170+TOU_CTabulation[[#This Row],[AC System Output (kW)]],TOU_CTabulation[[#This Row],[AC System Output (kW)]])","v":528.22058300000015},{"$f":"VLOOKUP(TOU_CTabulation[[#This Row],[Month]],Season,2)","v":"Summer"},{"$f":"VLOOKUP(TOU_CTabulation[[#This Row],[Season]],CRate,2)","v":10.3},{"$f":"IF(A4172>TOU_CTabulation[[#This Row],[Month]],TOU_CTabulation[[#This Row],[Day]]*TOU_CTabulation[[#This Row],[Base Allow]],0)","v":0},{"$f":"IF(A4172>TOU_CTabulation[[#This Row],[Month]],TOU_CTabulation[[#This Row],[Month Cumm]],0)","v":0},{"$f":"IF(TOU_CTabulation[[#This Row],[Month Base Gen]]=0,0,TOU_CTabulation[[#This Row],[Month Base Gen]]-TOU_CTabulation[[#This Row],[Day]]*TOU_CTabulation[[#This Row],[Base Allow]])","v":0},{"$f":"VLOOKUP(TOU_CTabulation[[#This Row],[Hour]],daypart,2)","v":"All"},{"$f":"TOU_CTabulation[[#This Row],[Season]]&TOU_CTabulation[[#This Row],[Day-Part]]","v":"SummerAll"},{"$f":"VLOOKUP(TOU_CTabulation[[#This Row],[Daypart]],TOUC,2)","v":0.25901999999999997},{"$f":"VLOOKUP(TOU_CTabulation[[#This Row],[Daypart]],TOUC,3)","v":0.32596000000000003},{"$f":"TOU_CTabulation[[#This Row],[Month Base Allow]]*TOU_CTabulation[[#This Row],[Base Rate]]","v":0},{"$f":"TOU_CTabulation[[#This Row],[Month Overbase Gen]]*TOU_CTabulation[[#This Row],[Over Rate]]","v":0},{"$f":"TOU_CTabulation[[#This Row],[Base Value]]+TOU_CTabulation[[#This Row],[Over Value]]","v":0}]
[6,22,23,0,0,15,2,0,15,0,0,{"$f":"TOU_CTabulation[[#This Row],[AC System Output (W)]]/1000","v":0},{"$f":"IF(A4179=TOU_CTabulation[[#This Row],[Month]],M4179+TOU_CTabulation[[#This Row],[AC System Output (kW)]],TOU_CTabulation[[#This Row],[AC System Output (kW)]])","v":532.22694200000012},{"$f":"VLOOKUP(TOU_CTabulation[[#This Row],[Month]],Season,2)","v":"Summer"},{"$f":"VLOOKUP(TOU_CTabulation[[#This Row],[Season]],CRate,2)","v":10.3},{"$f":"IF(A4181>TOU_CTabulation[[#This Row],[Month]],TOU_CTabulation[[#This Row],[Day]]*TOU_CTabulation[[#This Row],[Base Allow]],0)","v":0},{"$f":"IF(A4181>TOU_CTabulation[[#This Row],[Month]],TOU_CTabulation[[#This Row],[Month Cumm]],0)","v":0},{"$f":"IF(TOU_CTabulation[[#This Row],[Month Base Gen]]=0,0,TOU_CTabulation[[#This Row],[Month Base Gen]]-TOU_CTabulation[[#This Row],[Day]]*TOU_CTabulation[[#This Row],[Base Allow]])","v":0},{"$f":"VLOOKUP(TOU_CTabulation[[#This Row],[Hour]],daypart,2)","v":"All"},{"$f":"TOU_CTabulation[[#This Row],[Season]]&TOU_CTabulation[[#This Row],[Day-Part]]","v":"SummerAll"},{"$f":"VLOOKUP(TOU_CTabulation[[#This Row],[Daypart]],TOUC,2)","v":0.25901999999999997},{"$f":"VLOOKUP(TOU_CTabulation[[#This Row],[Daypart]],TOUC,3)","v":0.32596000000000003},{"$f":"TOU_CTabulation[[#This Row],[Month Base Allow]]*TOU_CTabulation[[#This Row],[Base Rate]]","v":0},{"$f":"TOU_CTabulation[[#This Row],[Month Overbase Gen]]*TOU_CTabulation[[#This Row],[Over Rate]]","v":0},{"$f":"TOU_CTabulation[[#This Row],[Base Value]]+TOU_CTabulation[[#This Row],[Over Value]]","v":0}]
[6,23,4,0,0,13,1,0,13,0,0,{"$f":"TOU_CTabulation[[#This Row],[AC System Output (W)]]/1000","v":0},{"$f":"IF(A4184=TOU_CTabulation[[#This Row],[Month]],M4184+TOU_CTabulation[[#This Row],[AC System Output (kW)]],TOU_CTabulation[[#This Row],[AC System Output (kW)]])","v":532.22694200000012},{"$f":"VLOOKUP(TOU_CTabulation[[#This Row],[Month]],Season,2)","v":"Summer"},{"$f":"VLOOKUP(TOU_CTabulation[[#This Row],[Season]],CRate,2)","v":10.3},{"$f":"IF(A4186>TOU_CTabulation[[#This Row],[Month]],TOU_CTabulation[[#This Row],[Day]]*TOU_CTabulation[[#This Row],[Base Allow]],0)","v":0},{"$f":"IF(A4186>TOU_CTabulation[[#This Row],[Month]],TOU_CTabulation[[#This Row],[Month Cumm]],0)","v":0},{"$f":"IF(TOU_CTabulation[[#This Row],[Month Base Gen]]=0,0,TOU_CTabulation[[#This Row],[Month Base Gen]]-TOU_CTabulation[[#This Row],[Day]]*TOU_CTabulation[[#This Row],[Base Allow]])","v":0},{"$f":"VLOOKUP(TOU_CTabulation[[#This Row],[Hour]],daypart,2)","v":"All"},{"$f":"TOU_CTabulation[[#This Row],[Season]]&TOU_CTabulation[[#This Row],[Day-Part]]","v":"SummerAll"},{"$f":"VLOOKUP(TOU_CTabulation[[#This Row],[Daypart]],TOUC,2)","v":0.25901999999999997},{"$f":"VLOOKUP(TOU_CTabulation[[#This Row],[Daypart]],TOUC,3)","v":0.32596000000000003},{"$f":"TOU_CTabulation[[#This Row],[Month Base Allow]]*TOU_CTabulation[[#This Row],[Base Rate]]","v":0},{"$f":"TOU_CTabulation[[#This Row],[Month Overbase Gen]]*TOU_CTabulation[[#This Row],[Over Rate]]","v":0},{"$f":"TOU_CTabulation[[#This Row],[Base Value]]+TOU_CTabulation[[#This Row],[Over Value]]","v":0}]
[6,23,8,559,204,20,2,558.85500000000002,34.061999999999998,1813.173,1744.876,{"$f":"TOU_CTabulation[[#This Row],[AC System Output (W)]]/1000","v":1.7448759999999999},{"$f":"IF(A4188=TOU_CTabulation[[#This Row],[Month]],M4188+TOU_CTabulation[[#This Row],[AC System Output (kW)]],TOU_CTabulation[[#This Row],[AC System Output (kW)]])","v":535.49328000000014},{"$f":"VLOOKUP(TOU_CTabulation[[#This Row],[Month]],Season,2)","v":"Summer"},{"$f":"VLOOKUP(TOU_CTabulation[[#This Row],[Season]],CRate,2)","v":10.3},{"$f":"IF(A4190>TOU_CTabulation[[#This Row],[Month]],TOU_CTabulation[[#This Row],[Day]]*TOU_CTabulation[[#This Row],[Base Allow]],0)","v":0},{"$f":"IF(A4190>TOU_CTabulation[[#This Row],[Month]],TOU_CTabulation[[#This Row],[Month Cumm]],0)","v":0},{"$f":"IF(TOU_CTabulation[[#This Row],[Month Base Gen]]=0,0,TOU_CTabulation[[#This Row],[Month Base Gen]]-TOU_CTabulation[[#This Row],[Day]]*TOU_CTabulation[[#This Row],[Base Allow]])","v":0},{"$f":"VLOOKUP(TOU_CTabulation[[#This Row],[Hour]],daypart,2)","v":"All"},{"$f":"TOU_CTabulation[[#This Row],[Season]]&TOU_CTabulation[[#This Row],[Day-Part]]","v":"SummerAll"},{"$f":"VLOOKUP(TOU_CTabulation[[#This Row],[Daypart]],TOUC,2)","v":0.25901999999999997},{"$f":"VLOOKUP(TOU_CTabulation[[#This Row],[Daypart]],TOUC,3)","v":0.32596000000000003},{"$f":"TOU_CTabulation[[#This Row],[Month Base Allow]]*TOU_CTabulation[[#This Row],[Base Rate]]","v":0},{"$f":"TOU_CTabulation[[#This Row],[Month Overbase Gen]]*TOU_CTabulation[[#This Row],[Over Rate]]","v":0},{"$f":"TOU_CTabulation[[#This Row],[Base Value]]+TOU_CTabulation[[#This Row],[Over Value]]","v":0}]
[6,23,17,568,84,21,4,216.51900000000001,25.056999999999999,626.31200000000001,592.81700000000001,{"$f":"TOU_CTabulation[[#This Row],[AC System Output (W)]]/1000","v":0.59281700000000004},{"$f":"IF(A4197=TOU_CTabulation[[#This Row],[Month]],M4197+TOU_CTabulation[[#This Row],[AC System Output (kW)]],TOU_CTabulation[[#This Row],[AC System Output (kW)]])","v":551.44630600000005},{"$f":"VLOOKUP(TOU_CTabulation[[#This Row],[Month]],Season,2)","v":"Summer"},{"$f":"VLOOKUP(TOU_CTabulation[[#This Row],[Season]],CRate,2)","v":10.3},{"$f":"IF(A4199>TOU_CTabulation[[#This Row],[Month]],TOU_CTabulation[[#This Row],[Day]]*TOU_CTabulation[[#This Row],[Base Allow]],0)","v":0},{"$f":"IF(A4199>TOU_CTabulation[[#This Row],[Month]],TOU_CTabulation[[#This Row],[Month Cumm]],0)","v":0},{"$f":"IF(TOU_CTabulation[[#This Row],[Month Base Gen]]=0,0,TOU_CTabulation[[#This Row],[Month Base Gen]]-TOU_CTabulation[[#This Row],[Day]]*TOU_CTabulation[[#This Row],[Base Allow]])","v":0},{"$f":"VLOOKUP(TOU_CTabulation[[#This Row],[Hour]],daypart,2)","v":"All"},{"$f":"TOU_CTabulation[[#This Row],[Season]]&TOU_CTabulation[[#This Row],[Day-Part]]","v":"SummerAll"},{"$f":"VLOOKUP(TOU_CTabulation[[#This Row],[Daypart]],TOUC,2)","v":0.25901999999999997},{"$f":"VLOOKUP(TOU_CTabulation[[#This Row],[Daypart]],TOUC,3)","v":0.32596000000000003},{"$f":"TOU_CTabulation[[#This Row],[Month Base Allow]]*TOU_CTabulation[[#This Row],[Base Rate]]","v":0},{"$f":"TOU_CTabulation[[#This Row],[Month Overbase Gen]]*TOU_CTabulation[[#This Row],[Over Rate]]","v":0},{"$f":"TOU_CTabulation[[#This Row],[Base Value]]+TOU_CTabulation[[#This Row],[Over Value]]","v":0}]
[6,24,3,0,0,14,1,0,14,0,0,{"$f":"TOU_CTabulation[[#This Row],[AC System Output (W)]]/1000","v":0},{"$f":"IF(A4207=TOU_CTabulation[[#This Row],[Month]],M4207+TOU_CTabulation[[#This Row],[AC System Output (kW)]],TOU_CTabulation[[#This Row],[AC System Output (kW)]])","v":551.58175600000004},{"$f":"VLOOKUP(TOU_CTabulation[[#This Row],[Month]],Season,2)","v":"Summer"},{"$f":"VLOOKUP(TOU_CTabulation[[#This Row],[Season]],CRate,2)","v":10.3},{"$f":"IF(A4209>TOU_CTabulation[[#This Row],[Month]],TOU_CTabulation[[#This Row],[Day]]*TOU_CTabulation[[#This Row],[Base Allow]],0)","v":0},{"$f":"IF(A4209>TOU_CTabulation[[#This Row],[Month]],TOU_CTabulation[[#This Row],[Month Cumm]],0)","v":0},{"$f":"IF(TOU_CTabulation[[#This Row],[Month Base Gen]]=0,0,TOU_CTabulation[[#This Row],[Month Base Gen]]-TOU_CTabulation[[#This Row],[Day]]*TOU_CTabulation[[#This Row],[Base Allow]])","v":0},{"$f":"VLOOKUP(TOU_CTabulation[[#This Row],[Hour]],daypart,2)","v":"All"},{"$f":"TOU_CTabulation[[#This Row],[Season]]&TOU_CTabulation[[#This Row],[Day-Part]]","v":"SummerAll"},{"$f":"VLOOKUP(TOU_CTabulation[[#This Row],[Daypart]],TOUC,2)","v":0.25901999999999997},{"$f":"VLOOKUP(TOU_CTabulation[[#This Row],[Daypart]],TOUC,3)","v":0.32596000000000003},{"$f":"TOU_CTabulation[[#This Row],[Month Base Allow]]*TOU_CTabulation[[#This Row],[Base Rate]]","v":0},{"$f":"TOU_CTabulation[[#This Row],[Month Overbase Gen]]*TOU_CTabulation[[#This Row],[Over Rate]]","v":0},{"$f":"TOU_CTabulation[[#This Row],[Base Value]]+TOU_CTabulation[[#This Row],[Over Value]]","v":0}]
[6,24,10,829,143,21,3,910.66499999999996,42.09,2876.2620000000002,2765.6759999999999,{"$f":"TOU_CTabulation[[#This Row],[AC System Output (W)]]/1000","v":2.765676},{"$f":"IF(A4214=TOU_CTabulation[[#This Row],[Month]],M4214+TOU_CTabulation[[#This Row],[AC System Output (kW)]],TOU_CTabulation[[#This Row],[AC System Output (kW)]])","v":558.28363999999999},{"$f":"VLOOKUP(TOU_CTabulation[[#This Row],[Month]],Season,2)","v":"Summer"},{"$f":"VLOOKUP(TOU_CTabulation[[#This Row],[Season]],CRate,2)","v":10.3},{"$f":"IF(A4216>TOU_CTabulation[[#This Row],[Month]],TOU_CTabulation[[#This Row],[Day]]*TOU_CTabulation[[#This Row],[Base Allow]],0)","v":0},{"$f":"IF(A4216>TOU_CTabulation[[#This Row],[Month]],TOU_CTabulation[[#This Row],[Month Cumm]],0)","v":0},{"$f":"IF(TOU_CTabulation[[#This Row],[Month Base Gen]]=0,0,TOU_CTabulation[[#This Row],[Month Base Gen]]-TOU_CTabulation[[#This Row],[Day]]*TOU_CTabulation[[#This Row],[Base Allow]])","v":0},{"$f":"VLOOKUP(TOU_CTabulation[[#This Row],[Hour]],daypart,2)","v":"All"},{"$f":"TOU_CTabulation[[#This Row],[Season]]&TOU_CTabulation[[#This Row],[Day-Part]]","v":"SummerAll"},{"$f":"VLOOKUP(TOU_CTabulation[[#This Row],[Daypart]],TOUC,2)","v":0.25901999999999997},{"$f":"VLOOKUP(TOU_CTabulation[[#This Row],[Daypart]],TOUC,3)","v":0.32596000000000003},{"$f":"TOU_CTabulation[[#This Row],[Month Base Allow]]*TOU_CTabulation[[#This Row],[Base Rate]]","v":0},{"$f":"TOU_CTabulation[[#This Row],[Month Overbase Gen]]*TOU_CTabulation[[#This Row],[Over Rate]]","v":0},{"$f":"TOU_CTabulation[[#This Row],[Base Value]]+TOU_CTabulation[[#This Row],[Over Value]]","v":0}]
[6,24,17,687,54,19,2,219.006,24.588999999999999,611.71400000000006,578.56500000000005,{"$f":"TOU_CTabulation[[#This Row],[AC System Output (W)]]/1000","v":0.57856500000000011},{"$f":"IF(A4221=TOU_CTabulation[[#This Row],[Month]],M4221+TOU_CTabulation[[#This Row],[AC System Output (kW)]],TOU_CTabulation[[#This Row],[AC System Output (kW)]])","v":570.43434400000012},{"$f":"VLOOKUP(TOU_CTabulation[[#This Row],[Month]],Season,2)","v":"Summer"},{"$f":"VLOOKUP(TOU_CTabulation[[#This Row],[Season]],CRate,2)","v":10.3},{"$f":"IF(A4223>TOU_CTabulation[[#This Row],[Month]],TOU_CTabulation[[#This Row],[Day]]*TOU_CTabulation[[#This Row],[Base Allow]],0)","v":0},{"$f":"IF(A4223>TOU_CTabulation[[#This Row],[Month]],TOU_CTabulation[[#This Row],[Month Cumm]],0)","v":0},{"$f":"IF(TOU_CTabulation[[#This Row],[Month Base Gen]]=0,0,TOU_CTabulation[[#This Row],[Month Base Gen]]-TOU_CTabulation[[#This Row],[Day]]*TOU_CTabulation[[#This Row],[Base Allow]])","v":0},{"$f":"VLOOKUP(TOU_CTabulation[[#This Row],[Hour]],daypart,2)","v":"All"},{"$f":"TOU_CTabulation[[#This Row],[Season]]&TOU_CTabulation[[#This Row],[Day-Part]]","v":"SummerAll"},{"$f":"VLOOKUP(TOU_CTabulation[[#This Row],[Daypart]],TOUC,2)","v":0.25901999999999997},{"$f":"VLOOKUP(TOU_CTabulation[[#This Row],[Daypart]],TOUC,3)","v":0.32596000000000003},{"$f":"TOU_CTabulation[[#This Row],[Month Base Allow]]*TOU_CTabulation[[#This Row],[Base Rate]]","v":0},{"$f":"TOU_CTabulation[[#This Row],[Month Overbase Gen]]*TOU_CTabulation[[#This Row],[Over Rate]]","v":0},{"$f":"TOU_CTabulation[[#This Row],[Base Value]]+TOU_CTabulation[[#This Row],[Over Value]]","v":0}]
[6,25,3,0,0,14,0,0,14,0,0,{"$f":"TOU_CTabulation[[#This Row],[AC System Output (W)]]/1000","v":0},{"$f":"IF(A4231=TOU_CTabulation[[#This Row],[Month]],M4231+TOU_CTabulation[[#This Row],[AC System Output (kW)]],TOU_CTabulation[[#This Row],[AC System Output (kW)]])","v":570.50853100000018},{"$f":"VLOOKUP(TOU_CTabulation[[#This Row],[Month]],Season,2)","v":"Summer"},{"$f":"VLOOKUP(TOU_CTabulation[[#This Row],[Season]],CRate,2)","v":10.3},{"$f":"IF(A4233>TOU_CTabulation[[#This Row],[Month]],TOU_CTabulation[[#This Row],[Day]]*TOU_CTabulation[[#This Row],[Base Allow]],0)","v":0},{"$f":"IF(A4233>TOU_CTabulation[[#This Row],[Month]],TOU_CTabulation[[#This Row],[Month Cumm]],0)","v":0},{"$f":"IF(TOU_CTabulation[[#This Row],[Month Base Gen]]=0,0,TOU_CTabulation[[#This Row],[Month Base Gen]]-TOU_CTabulation[[#This Row],[Day]]*TOU_CTabulation[[#This Row],[Base Allow]])","v":0},{"$f":"VLOOKUP(TOU_CTabulation[[#This Row],[Hour]],daypart,2)","v":"All"},{"$f":"TOU_CTabulation[[#This Row],[Season]]&TOU_CTabulation[[#This Row],[Day-Part]]","v":"SummerAll"},{"$f":"VLOOKUP(TOU_CTabulation[[#This Row],[Daypart]],TOUC,2)","v":0.25901999999999997},{"$f":"VLOOKUP(TOU_CTabulation[[#This Row],[Daypart]],TOUC,3)","v":0.32596000000000003},{"$f":"TOU_CTabulation[[#This Row],[Month Base Allow]]*TOU_CTabulation[[#This Row],[Base Rate]]","v":0},{"$f":"TOU_CTabulation[[#This Row],[Month Overbase Gen]]*TOU_CTabulation[[#This Row],[Over Rate]]","v":0},{"$f":"TOU_CTabulation[[#This Row],[Base Value]]+TOU_CTabulation[[#This Row],[Over Value]]","v":0}]
[6,25,10,918,84,25,2,933.66899999999998,49.030999999999999,2844.134,2734.9789999999998,{"$f":"TOU_CTabulation[[#This Row],[AC System Output (W)]]/1000","v":2.7349789999999996},{"$f":"IF(A4238=TOU_CTabulation[[#This Row],[Month]],M4238+TOU_CTabulation[[#This Row],[AC System Output (kW)]],TOU_CTabulation[[#This Row],[AC System Output (kW)]])","v":576.43449300000009},{"$f":"VLOOKUP(TOU_CTabulation[[#This Row],[Month]],Season,2)","v":"Summer"},{"$f":"VLOOKUP(TOU_CTabulation[[#This Row],[Season]],CRate,2)","v":10.3},{"$f":"IF(A4240>TOU_CTabulation[[#This Row],[Month]],TOU_CTabulation[[#This Row],[Day]]*TOU_CTabulation[[#This Row],[Base Allow]],0)","v":0},{"$f":"IF(A4240>TOU_CTabulation[[#This Row],[Month]],TOU_CTabulation[[#This Row],[Month Cumm]],0)","v":0},{"$f":"IF(TOU_CTabulation[[#This Row],[Month Base Gen]]=0,0,TOU_CTabulation[[#This Row],[Month Base Gen]]-TOU_CTabulation[[#This Row],[Day]]*TOU_CTabulation[[#This Row],[Base Allow]])","v":0},{"$f":"VLOOKUP(TOU_CTabulation[[#This Row],[Hour]],daypart,2)","v":"All"},{"$f":"TOU_CTabulation[[#This Row],[Season]]&TOU_CTabulation[[#This Row],[Day-Part]]","v":"SummerAll"},{"$f":"VLOOKUP(TOU_CTabulation[[#This Row],[Daypart]],TOUC,2)","v":0.25901999999999997},{"$f":"VLOOKUP(TOU_CTabulation[[#This Row],[Daypart]],TOUC,3)","v":0.32596000000000003},{"$f":"TOU_CTabulation[[#This Row],[Month Base Allow]]*TOU_CTabulation[[#This Row],[Base Rate]]","v":0},{"$f":"TOU_CTabulation[[#This Row],[Month Overbase Gen]]*TOU_CTabulation[[#This Row],[Over Rate]]","v":0},{"$f":"TOU_CTabulation[[#This Row],[Base Value]]+TOU_CTabulation[[#This Row],[Over Value]]","v":0}]
[6,25,20,0,0,17,2,0,17,0,0,{"$f":"TOU_CTabulation[[#This Row],[AC System Output (W)]]/1000","v":0},{"$f":"IF(A4248=TOU_CTabulation[[#This Row],[Month]],M4248+TOU_CTabulation[[#This Row],[AC System Output (kW)]],TOU_CTabulation[[#This Row],[AC System Output (kW)]])","v":591.51527600000009},{"$f":"VLOOKUP(TOU_CTabulation[[#This Row],[Month]],Season,2)","v":"Summer"},{"$f":"VLOOKUP(TOU_CTabulation[[#This Row],[Season]],CRate,2)","v":10.3},{"$f":"IF(A4250>TOU_CTabulation[[#This Row],[Month]],TOU_CTabulation[[#This Row],[Day]]*TOU_CTabulation[[#This Row],[Base Allow]],0)","v":0},{"$f":"IF(A4250>TOU_CTabulation[[#This Row],[Month]],TOU_CTabulation[[#This Row],[Month Cumm]],0)","v":0},{"$f":"IF(TOU_CTabulation[[#This Row],[Month Base Gen]]=0,0,TOU_CTabulation[[#This Row],[Month Base Gen]]-TOU_CTabulation[[#This Row],[Day]]*TOU_CTabulation[[#This Row],[Base Allow]])","v":0},{"$f":"VLOOKUP(TOU_CTabulation[[#This Row],[Hour]],daypart,2)","v":"All"},{"$f":"TOU_CTabulation[[#This Row],[Season]]&TOU_CTabulation[[#This Row],[Day-Part]]","v":"SummerAll"},{"$f":"VLOOKUP(TOU_CTabulation[[#This Row],[Daypart]],TOUC,2)","v":0.25901999999999997},{"$f":"VLOOKUP(TOU_CTabulation[[#This Row],[Daypart]],TOUC,3)","v":0.32596000000000003},{"$f":"TOU_CTabulation[[#This Row],[Month Base Allow]]*TOU_CTabulation[[#This Row],[Base Rate]]","v":0},{"$f":"TOU_CTabulation[[#This Row],[Month Overbase Gen]]*TOU_CTabulation[[#This Row],[Over Rate]]","v":0},{"$f":"TOU_CTabulation[[#This Row],[Base Value]]+TOU_CTabulation[[#This Row],[Over Value]]","v":0}]
[6,26,0,0,0,16,0,0,16,0,0,{"$f":"TOU_CTabulation[[#This Row],[AC System Output (W)]]/1000","v":0},{"$f":"IF(A4252=TOU_CTabulation[[#This Row],[Month]],M4252+TOU_CTabulation[[#This Row],[AC System Output (kW)]],TOU_CTabulation[[#This Row],[AC System Output (kW)]])","v":591.51527600000009},{"$f":"VLOOKUP(TOU_CTabulation[[#This Row],[Month]],Season,2)","v":"Summer"},{"$f":"VLOOKUP(TOU_CTabulation[[#This Row],[Season]],CRate,2)","v":10.3},{"$f":"IF(A4254>TOU_CTabulation[[#This Row],[Month]],TOU_CTabulation[[#This Row],[Day]]*TOU_CTabulation[[#This Row],[Base Allow]],0)","v":0},{"$f":"IF(A4254>TOU_CTabulation[[#This Row],[Month]],TOU_CTabulation[[#This Row],[Month Cumm]],0)","v":0},{"$f":"IF(TOU_CTabulation[[#This Row],[Month Base Gen]]=0,0,TOU_CTabulation[[#This Row],[Month Base Gen]]-TOU_CTabulation[[#This Row],[Day]]*TOU_CTabulation[[#This Row],[Base Allow]])","v":0},{"$f":"VLOOKUP(TOU_CTabulation[[#This Row],[Hour]],daypart,2)","v":"All"},{"$f":"TOU_CTabulation[[#This Row],[Season]]&TOU_CTabulation[[#This Row],[Day-Part]]","v":"SummerAll"},{"$f":"VLOOKUP(TOU_CTabulation[[#This Row],[Daypart]],TOUC,2)","v":0.25901999999999997},{"$f":"VLOOKUP(TOU_CTabulation[[#This Row],[Daypart]],TOUC,3)","v":0.32596000000000003},{"$f":"TOU_CTabulation[[#This Row],[Month Base Allow]]*TOU_CTabulation[[#This Row],[Base Rate]]","v":0},{"$f":"TOU_CTabulation[[#This Row],[Month Overbase Gen]]*TOU_CTabulation[[#This Row],[Over Rate]]","v":0},{"$f":"TOU_CTabulation[[#This Row],[Base Value]]+TOU_CTabulation[[#This Row],[Over Value]]","v":0}]
[6,26,5,363,29,17,1,21.707000000000001,15.308999999999999,78,56.161000000000001,{"$f":"TOU_CTabulation[[#This Row],[AC System Output (W)]]/1000","v":5.6161000000000003E-2},{"$f":"IF(A4257=TOU_CTabulation[[#This Row],[Month]],M4257+TOU_CTabulation[[#This Row],[AC System Output (kW)]],TOU_CTabulation[[#This Row],[AC System Output (kW)]])","v":591.57143700000006},{"$f":"VLOOKUP(TOU_CTabulation[[#This Row],[Month]],Season,2)","v":"Summer"},{"$f":"VLOOKUP(TOU_CTabulation[[#This Row],[Season]],CRate,2)","v":10.3},{"$f":"IF(A4259>TOU_CTabulation[[#This Row],[Month]],TOU_CTabulation[[#This Row],[Day]]*TOU_CTabulation[[#This Row],[Base Allow]],0)","v":0},{"$f":"IF(A4259>TOU_CTabulation[[#This Row],[Month]],TOU_CTabulation[[#This Row],[Month Cumm]],0)","v":0},{"$f":"IF(TOU_CTabulation[[#This Row],[Month Base Gen]]=0,0,TOU_CTabulation[[#This Row],[Month Base Gen]]-TOU_CTabulation[[#This Row],[Day]]*TOU_CTabulation[[#This Row],[Base Allow]])","v":0},{"$f":"VLOOKUP(TOU_CTabulation[[#This Row],[Hour]],daypart,2)","v":"All"},{"$f":"TOU_CTabulation[[#This Row],[Season]]&TOU_CTabulation[[#This Row],[Day-Part]]","v":"SummerAll"},{"$f":"VLOOKUP(TOU_CTabulation[[#This Row],[Daypart]],TOUC,2)","v":0.25901999999999997},{"$f":"VLOOKUP(TOU_CTabulation[[#This Row],[Daypart]],TOUC,3)","v":0.32596000000000003},{"$f":"TOU_CTabulation[[#This Row],[Month Base Allow]]*TOU_CTabulation[[#This Row],[Base Rate]]","v":0},{"$f":"TOU_CTabulation[[#This Row],[Month Overbase Gen]]*TOU_CTabulation[[#This Row],[Over Rate]]","v":0},{"$f":"TOU_CTabulation[[#This Row],[Base Value]]+TOU_CTabulation[[#This Row],[Over Value]]","v":0}]
[6,26,14,903,86,30,3,835.82799999999997,50.052999999999997,2525.6350000000002,2430.1570000000002,{"$f":"TOU_CTabulation[[#This Row],[AC System Output (W)]]/1000","v":2.4301570000000003},{"$f":"IF(A4266=TOU_CTabulation[[#This Row],[Month]],M4266+TOU_CTabulation[[#This Row],[AC System Output (kW)]],TOU_CTabulation[[#This Row],[AC System Output (kW)]])","v":610.66293399999995},{"$f":"VLOOKUP(TOU_CTabulation[[#This Row],[Month]],Season,2)","v":"Summer"},{"$f":"VLOOKUP(TOU_CTabulation[[#This Row],[Season]],CRate,2)","v":10.3},{"$f":"IF(A4268>TOU_CTabulation[[#This Row],[Month]],TOU_CTabulation[[#This Row],[Day]]*TOU_CTabulation[[#This Row],[Base Allow]],0)","v":0},{"$f":"IF(A4268>TOU_CTabulation[[#This Row],[Month]],TOU_CTabulation[[#This Row],[Month Cumm]],0)","v":0},{"$f":"IF(TOU_CTabulation[[#This Row],[Month Base Gen]]=0,0,TOU_CTabulation[[#This Row],[Month Base Gen]]-TOU_CTabulation[[#This Row],[Day]]*TOU_CTabulation[[#This Row],[Base Allow]])","v":0},{"$f":"VLOOKUP(TOU_CTabulation[[#This Row],[Hour]],daypart,2)","v":"All"},{"$f":"TOU_CTabulation[[#This Row],[Season]]&TOU_CTabulation[[#This Row],[Day-Part]]","v":"SummerAll"},{"$f":"VLOOKUP(TOU_CTabulation[[#This Row],[Daypart]],TOUC,2)","v":0.25901999999999997},{"$f":"VLOOKUP(TOU_CTabulation[[#This Row],[Daypart]],TOUC,3)","v":0.32596000000000003},{"$f":"TOU_CTabulation[[#This Row],[Month Base Allow]]*TOU_CTabulation[[#This Row],[Base Rate]]","v":0},{"$f":"TOU_CTabulation[[#This Row],[Month Overbase Gen]]*TOU_CTabulation[[#This Row],[Over Rate]]","v":0},{"$f":"TOU_CTabulation[[#This Row],[Base Value]]+TOU_CTabulation[[#This Row],[Over Value]]","v":0}]
[6,26,22,0,0,19,1,0,19,0,0,{"$f":"TOU_CTabulation[[#This Row],[AC System Output (W)]]/1000","v":0},{"$f":"IF(A4274=TOU_CTabulation[[#This Row],[Month]],M4274+TOU_CTabulation[[#This Row],[AC System Output (kW)]],TOU_CTabulation[[#This Row],[AC System Output (kW)]])","v":614.55621900000006},{"$f":"VLOOKUP(TOU_CTabulation[[#This Row],[Month]],Season,2)","v":"Summer"},{"$f":"VLOOKUP(TOU_CTabulation[[#This Row],[Season]],CRate,2)","v":10.3},{"$f":"IF(A4276>TOU_CTabulation[[#This Row],[Month]],TOU_CTabulation[[#This Row],[Day]]*TOU_CTabulation[[#This Row],[Base Allow]],0)","v":0},{"$f":"IF(A4276>TOU_CTabulation[[#This Row],[Month]],TOU_CTabulation[[#This Row],[Month Cumm]],0)","v":0},{"$f":"IF(TOU_CTabulation[[#This Row],[Month Base Gen]]=0,0,TOU_CTabulation[[#This Row],[Month Base Gen]]-TOU_CTabulation[[#This Row],[Day]]*TOU_CTabulation[[#This Row],[Base Allow]])","v":0},{"$f":"VLOOKUP(TOU_CTabulation[[#This Row],[Hour]],daypart,2)","v":"All"},{"$f":"TOU_CTabulation[[#This Row],[Season]]&TOU_CTabulation[[#This Row],[Day-Part]]","v":"SummerAll"},{"$f":"VLOOKUP(TOU_CTabulation[[#This Row],[Daypart]],TOUC,2)","v":0.25901999999999997},{"$f":"VLOOKUP(TOU_CTabulation[[#This Row],[Daypart]],TOUC,3)","v":0.32596000000000003},{"$f":"TOU_CTabulation[[#This Row],[Month Base Allow]]*TOU_CTabulation[[#This Row],[Base Rate]]","v":0},{"$f":"TOU_CTabulation[[#This Row],[Month Overbase Gen]]*TOU_CTabulation[[#This Row],[Over Rate]]","v":0},{"$f":"TOU_CTabulation[[#This Row],[Base Value]]+TOU_CTabulation[[#This Row],[Over Value]]","v":0}]
[6,27,7,794,64,26,1,405.54700000000003,37.54,1217.777,1168.576,{"$f":"TOU_CTabulation[[#This Row],[AC System Output (W)]]/1000","v":1.1685760000000001},{"$f":"IF(A4283=TOU_CTabulation[[#This Row],[Month]],M4283+TOU_CTabulation[[#This Row],[AC System Output (kW)]],TOU_CTabulation[[#This Row],[AC System Output (kW)]])","v":616.23032100000012},{"$f":"VLOOKUP(TOU_CTabulation[[#This Row],[Month]],Season,2)","v":"Summer"},{"$f":"VLOOKUP(TOU_CTabulation[[#This Row],[Season]],CRate,2)","v":10.3},{"$f":"IF(A4285>TOU_CTabulation[[#This Row],[Month]],TOU_CTabulation[[#This Row],[Day]]*TOU_CTabulation[[#This Row],[Base Allow]],0)","v":0},{"$f":"IF(A4285>TOU_CTabulation[[#This Row],[Month]],TOU_CTabulation[[#This Row],[Month Cumm]],0)","v":0},{"$f":"IF(TOU_CTabulation[[#This Row],[Month Base Gen]]=0,0,TOU_CTabulation[[#This Row],[Month Base Gen]]-TOU_CTabulation[[#This Row],[Day]]*TOU_CTabulation[[#This Row],[Base Allow]])","v":0},{"$f":"VLOOKUP(TOU_CTabulation[[#This Row],[Hour]],daypart,2)","v":"All"},{"$f":"TOU_CTabulation[[#This Row],[Season]]&TOU_CTabulation[[#This Row],[Day-Part]]","v":"SummerAll"},{"$f":"VLOOKUP(TOU_CTabulation[[#This Row],[Daypart]],TOUC,2)","v":0.25901999999999997},{"$f":"VLOOKUP(TOU_CTabulation[[#This Row],[Daypart]],TOUC,3)","v":0.32596000000000003},{"$f":"TOU_CTabulation[[#This Row],[Month Base Allow]]*TOU_CTabulation[[#This Row],[Base Rate]]","v":0},{"$f":"TOU_CTabulation[[#This Row],[Month Overbase Gen]]*TOU_CTabulation[[#This Row],[Over Rate]]","v":0},{"$f":"TOU_CTabulation[[#This Row],[Base Value]]+TOU_CTabulation[[#This Row],[Over Value]]","v":0}]
[6,27,13,906,103,34,2,956.43899999999996,59.466000000000001,2753.1109999999999,2647.9609999999998,{"$f":"TOU_CTabulation[[#This Row],[AC System Output (W)]]/1000","v":2.6479609999999996},{"$f":"IF(A4289=TOU_CTabulation[[#This Row],[Month]],M4289+TOU_CTabulation[[#This Row],[AC System Output (kW)]],TOU_CTabulation[[#This Row],[AC System Output (kW)]])","v":630.72504900000013},{"$f":"VLOOKUP(TOU_CTabulation[[#This Row],[Month]],Season,2)","v":"Summer"},{"$f":"VLOOKUP(TOU_CTabulation[[#This Row],[Season]],CRate,2)","v":10.3},{"$f":"IF(A4291>TOU_CTabulation[[#This Row],[Month]],TOU_CTabulation[[#This Row],[Day]]*TOU_CTabulation[[#This Row],[Base Allow]],0)","v":0},{"$f":"IF(A4291>TOU_CTabulation[[#This Row],[Month]],TOU_CTabulation[[#This Row],[Month Cumm]],0)","v":0},{"$f":"IF(TOU_CTabulation[[#This Row],[Month Base Gen]]=0,0,TOU_CTabulation[[#This Row],[Month Base Gen]]-TOU_CTabulation[[#This Row],[Day]]*TOU_CTabulation[[#This Row],[Base Allow]])","v":0},{"$f":"VLOOKUP(TOU_CTabulation[[#This Row],[Hour]],daypart,2)","v":"All"},{"$f":"TOU_CTabulation[[#This Row],[Season]]&TOU_CTabulation[[#This Row],[Day-Part]]","v":"SummerAll"},{"$f":"VLOOKUP(TOU_CTabulation[[#This Row],[Daypart]],TOUC,2)","v":0.25901999999999997},{"$f":"VLOOKUP(TOU_CTabulation[[#This Row],[Daypart]],TOUC,3)","v":0.32596000000000003},{"$f":"TOU_CTabulation[[#This Row],[Month Base Allow]]*TOU_CTabulation[[#This Row],[Base Rate]]","v":0},{"$f":"TOU_CTabulation[[#This Row],[Month Overbase Gen]]*TOU_CTabulation[[#This Row],[Over Rate]]","v":0},{"$f":"TOU_CTabulation[[#This Row],[Base Value]]+TOU_CTabulation[[#This Row],[Over Value]]","v":0}]
[6,28,0,0,0,21,0,0,21,0,0,{"$f":"TOU_CTabulation[[#This Row],[AC System Output (W)]]/1000","v":0},{"$f":"IF(A4300=TOU_CTabulation[[#This Row],[Month]],M4300+TOU_CTabulation[[#This Row],[AC System Output (kW)]],TOU_CTabulation[[#This Row],[AC System Output (kW)]])","v":636.91240499999992},{"$f":"VLOOKUP(TOU_CTabulation[[#This Row],[Month]],Season,2)","v":"Summer"},{"$f":"VLOOKUP(TOU_CTabulation[[#This Row],[Season]],CRate,2)","v":10.3},{"$f":"IF(A4302>TOU_CTabulation[[#This Row],[Month]],TOU_CTabulation[[#This Row],[Day]]*TOU_CTabulation[[#This Row],[Base Allow]],0)","v":0},{"$f":"IF(A4302>TOU_CTabulation[[#This Row],[Month]],TOU_CTabulation[[#This Row],[Month Cumm]],0)","v":0},{"$f":"IF(TOU_CTabulation[[#This Row],[Month Base Gen]]=0,0,TOU_CTabulation[[#This Row],[Month Base Gen]]-TOU_CTabulation[[#This Row],[Day]]*TOU_CTabulation[[#This Row],[Base Allow]])","v":0},{"$f":"VLOOKUP(TOU_CTabulation[[#This Row],[Hour]],daypart,2)","v":"All"},{"$f":"TOU_CTabulation[[#This Row],[Season]]&TOU_CTabulation[[#This Row],[Day-Part]]","v":"SummerAll"},{"$f":"VLOOKUP(TOU_CTabulation[[#This Row],[Daypart]],TOUC,2)","v":0.25901999999999997},{"$f":"VLOOKUP(TOU_CTabulation[[#This Row],[Daypart]],TOUC,3)","v":0.32596000000000003},{"$f":"TOU_CTabulation[[#This Row],[Month Base Allow]]*TOU_CTabulation[[#This Row],[Base Rate]]","v":0},{"$f":"TOU_CTabulation[[#This Row],[Month Overbase Gen]]*TOU_CTabulation[[#This Row],[Over Rate]]","v":0},{"$f":"TOU_CTabulation[[#This Row],[Base Value]]+TOU_CTabulation[[#This Row],[Over Value]]","v":0}]
[6,28,3,0,0,21,0,0,21,0,0,{"$f":"TOU_CTabulation[[#This Row],[AC System Output (W)]]/1000","v":0},{"$f":"IF(A4303=TOU_CTabulation[[#This Row],[Month]],M4303+TOU_CTabulation[[#This Row],[AC System Output (kW)]],TOU_CTabulation[[#This Row],[AC System Output (kW)]])","v":636.91240499999992},{"$f":"VLOOKUP(TOU_CTabulation[[#This Row],[Month]],Season,2)","v":"Summer"},{"$f":"VLOOKUP(TOU_CTabulation[[#This Row],[Season]],CRate,2)","v":10.3},{"$f":"IF(A4305>TOU_CTabulation[[#This Row],[Month]],TOU_CTabulation[[#This Row],[Day]]*TOU_CTabulation[[#This Row],[Base Allow]],0)","v":0},{"$f":"IF(A4305>TOU_CTabulation[[#This Row],[Month]],TOU_CTabulation[[#This Row],[Month Cumm]],0)","v":0},{"$f":"IF(TOU_CTabulation[[#This Row],[Month Base Gen]]=0,0,TOU_CTabulation[[#This Row],[Month Base Gen]]-TOU_CTabulation[[#This Row],[Day]]*TOU_CTabulation[[#This Row],[Base Allow]])","v":0},{"$f":"VLOOKUP(TOU_CTabulation[[#This Row],[Hour]],daypart,2)","v":"All"},{"$f":"TOU_CTabulation[[#This Row],[Season]]&TOU_CTabulation[[#This Row],[Day-Part]]","v":"SummerAll"},{"$f":"VLOOKUP(TOU_CTabulation[[#This Row],[Daypart]],TOUC,2)","v":0.25901999999999997},{"$f":"VLOOKUP(TOU_CTabulation[[#This Row],[Daypart]],TOUC,3)","v":0.32596000000000003},{"$f":"TOU_CTabulation[[#This Row],[Month Base Allow]]*TOU_CTabulation[[#This Row],[Base Rate]]","v":0},{"$f":"TOU_CTabulation[[#This Row],[Month Overbase Gen]]*TOU_CTabulation[[#This Row],[Over Rate]]","v":0},{"$f":"TOU_CTabulation[[#This Row],[Base Value]]+TOU_CTabulation[[#This Row],[Over Value]]","v":0}]
[6,28,9,901,88,34,0,812.36800000000005,64.040000000000006,2269.1680000000001,2184.018,{"$f":"TOU_CTabulation[[#This Row],[AC System Output (W)]]/1000","v":2.184018},{"$f":"IF(A4309=TOU_CTabulation[[#This Row],[Month]],M4309+TOU_CTabulation[[#This Row],[AC System Output (kW)]],TOU_CTabulation[[#This Row],[AC System Output (kW)]])","v":642.47196299999996},{"$f":"VLOOKUP(TOU_CTabulation[[#This Row],[Month]],Season,2)","v":"Summer"},{"$f":"VLOOKUP(TOU_CTabulation[[#This Row],[Season]],CRate,2)","v":10.3},{"$f":"IF(A4311>TOU_CTabulation[[#This Row],[Month]],TOU_CTabulation[[#This Row],[Day]]*TOU_CTabulation[[#This Row],[Base Allow]],0)","v":0},{"$f":"IF(A4311>TOU_CTabulation[[#This Row],[Month]],TOU_CTabulation[[#This Row],[Month Cumm]],0)","v":0},{"$f":"IF(TOU_CTabulation[[#This Row],[Month Base Gen]]=0,0,TOU_CTabulation[[#This Row],[Month Base Gen]]-TOU_CTabulation[[#This Row],[Day]]*TOU_CTabulation[[#This Row],[Base Allow]])","v":0},{"$f":"VLOOKUP(TOU_CTabulation[[#This Row],[Hour]],daypart,2)","v":"All"},{"$f":"TOU_CTabulation[[#This Row],[Season]]&TOU_CTabulation[[#This Row],[Day-Part]]","v":"SummerAll"},{"$f":"VLOOKUP(TOU_CTabulation[[#This Row],[Daypart]],TOUC,2)","v":0.25901999999999997},{"$f":"VLOOKUP(TOU_CTabulation[[#This Row],[Daypart]],TOUC,3)","v":0.32596000000000003},{"$f":"TOU_CTabulation[[#This Row],[Month Base Allow]]*TOU_CTabulation[[#This Row],[Base Rate]]","v":0},{"$f":"TOU_CTabulation[[#This Row],[Month Overbase Gen]]*TOU_CTabulation[[#This Row],[Over Rate]]","v":0},{"$f":"TOU_CTabulation[[#This Row],[Base Value]]+TOU_CTabulation[[#This Row],[Over Value]]","v":0}]
[6,28,17,658,67,32,3,224.691,37.125999999999998,600.33799999999997,567.45799999999997,{"$f":"TOU_CTabulation[[#This Row],[AC System Output (W)]]/1000","v":0.56745800000000002},{"$f":"IF(A4317=TOU_CTabulation[[#This Row],[Month]],M4317+TOU_CTabulation[[#This Row],[AC System Output (kW)]],TOU_CTabulation[[#This Row],[AC System Output (kW)]])","v":659.33572000000004},{"$f":"VLOOKUP(TOU_CTabulation[[#This Row],[Month]],Season,2)","v":"Summer"},{"$f":"VLOOKUP(TOU_CTabulation[[#This Row],[Season]],CRate,2)","v":10.3},{"$f":"IF(A4319>TOU_CTabulation[[#This Row],[Month]],TOU_CTabulation[[#This Row],[Day]]*TOU_CTabulation[[#This Row],[Base Allow]],0)","v":0},{"$f":"IF(A4319>TOU_CTabulation[[#This Row],[Month]],TOU_CTabulation[[#This Row],[Month Cumm]],0)","v":0},{"$f":"IF(TOU_CTabulation[[#This Row],[Month Base Gen]]=0,0,TOU_CTabulation[[#This Row],[Month Base Gen]]-TOU_CTabulation[[#This Row],[Day]]*TOU_CTabulation[[#This Row],[Base Allow]])","v":0},{"$f":"VLOOKUP(TOU_CTabulation[[#This Row],[Hour]],daypart,2)","v":"All"},{"$f":"TOU_CTabulation[[#This Row],[Season]]&TOU_CTabulation[[#This Row],[Day-Part]]","v":"SummerAll"},{"$f":"VLOOKUP(TOU_CTabulation[[#This Row],[Daypart]],TOUC,2)","v":0.25901999999999997},{"$f":"VLOOKUP(TOU_CTabulation[[#This Row],[Daypart]],TOUC,3)","v":0.32596000000000003},{"$f":"TOU_CTabulation[[#This Row],[Month Base Allow]]*TOU_CTabulation[[#This Row],[Base Rate]]","v":0},{"$f":"TOU_CTabulation[[#This Row],[Month Overbase Gen]]*TOU_CTabulation[[#This Row],[Over Rate]]","v":0},{"$f":"TOU_CTabulation[[#This Row],[Base Value]]+TOU_CTabulation[[#This Row],[Over Value]]","v":0}]
[6,29,2,0,0,21,0,0,21,0,0,{"$f":"TOU_CTabulation[[#This Row],[AC System Output (W)]]/1000","v":0},{"$f":"IF(A4326=TOU_CTabulation[[#This Row],[Month]],M4326+TOU_CTabulation[[#This Row],[AC System Output (kW)]],TOU_CTabulation[[#This Row],[AC System Output (kW)]])","v":659.42271300000004},{"$f":"VLOOKUP(TOU_CTabulation[[#This Row],[Month]],Season,2)","v":"Summer"},{"$f":"VLOOKUP(TOU_CTabulation[[#This Row],[Season]],CRate,2)","v":10.3},{"$f":"IF(A4328>TOU_CTabulation[[#This Row],[Month]],TOU_CTabulation[[#This Row],[Day]]*TOU_CTabulation[[#This Row],[Base Allow]],0)","v":0},{"$f":"IF(A4328>TOU_CTabulation[[#This Row],[Month]],TOU_CTabulation[[#This Row],[Month Cumm]],0)","v":0},{"$f":"IF(TOU_CTabulation[[#This Row],[Month Base Gen]]=0,0,TOU_CTabulation[[#This Row],[Month Base Gen]]-TOU_CTabulation[[#This Row],[Day]]*TOU_CTabulation[[#This Row],[Base Allow]])","v":0},{"$f":"VLOOKUP(TOU_CTabulation[[#This Row],[Hour]],daypart,2)","v":"All"},{"$f":"TOU_CTabulation[[#This Row],[Season]]&TOU_CTabulation[[#This Row],[Day-Part]]","v":"SummerAll"},{"$f":"VLOOKUP(TOU_CTabulation[[#This Row],[Daypart]],TOUC,2)","v":0.25901999999999997},{"$f":"VLOOKUP(TOU_CTabulation[[#This Row],[Daypart]],TOUC,3)","v":0.32596000000000003},{"$f":"TOU_CTabulation[[#This Row],[Month Base Allow]]*TOU_CTabulation[[#This Row],[Base Rate]]","v":0},{"$f":"TOU_CTabulation[[#This Row],[Month Overbase Gen]]*TOU_CTabulation[[#This Row],[Over Rate]]","v":0},{"$f":"TOU_CTabulation[[#This Row],[Base Value]]+TOU_CTabulation[[#This Row],[Over Value]]","v":0}]
[6,29,10,938,93,37,2,960.40700000000004,61.917999999999999,2725.8,2621.837,{"$f":"TOU_CTabulation[[#This Row],[AC System Output (W)]]/1000","v":2.6218370000000002},{"$f":"IF(A4334=TOU_CTabulation[[#This Row],[Month]],M4334+TOU_CTabulation[[#This Row],[AC System Output (kW)]],TOU_CTabulation[[#This Row],[AC System Output (kW)]])","v":667.80473499999994},{"$f":"VLOOKUP(TOU_CTabulation[[#This Row],[Month]],Season,2)","v":"Summer"},{"$f":"VLOOKUP(TOU_CTabulation[[#This Row],[Season]],CRate,2)","v":10.3},{"$f":"IF(A4336>TOU_CTabulation[[#This Row],[Month]],TOU_CTabulation[[#This Row],[Day]]*TOU_CTabulation[[#This Row],[Base Allow]],0)","v":0},{"$f":"IF(A4336>TOU_CTabulation[[#This Row],[Month]],TOU_CTabulation[[#This Row],[Month Cumm]],0)","v":0},{"$f":"IF(TOU_CTabulation[[#This Row],[Month Base Gen]]=0,0,TOU_CTabulation[[#This Row],[Month Base Gen]]-TOU_CTabulation[[#This Row],[Day]]*TOU_CTabulation[[#This Row],[Base Allow]])","v":0},{"$f":"VLOOKUP(TOU_CTabulation[[#This Row],[Hour]],daypart,2)","v":"All"},{"$f":"TOU_CTabulation[[#This Row],[Season]]&TOU_CTabulation[[#This Row],[Day-Part]]","v":"SummerAll"},{"$f":"VLOOKUP(TOU_CTabulation[[#This Row],[Daypart]],TOUC,2)","v":0.25901999999999997},{"$f":"VLOOKUP(TOU_CTabulation[[#This Row],[Daypart]],TOUC,3)","v":0.32596000000000003},{"$f":"TOU_CTabulation[[#This Row],[Month Base Allow]]*TOU_CTabulation[[#This Row],[Base Rate]]","v":0},{"$f":"TOU_CTabulation[[#This Row],[Month Overbase Gen]]*TOU_CTabulation[[#This Row],[Over Rate]]","v":0},{"$f":"TOU_CTabulation[[#This Row],[Base Value]]+TOU_CTabulation[[#This Row],[Over Value]]","v":0}]
[6,29,19,0,0,27,2,0,27,0,0,{"$f":"TOU_CTabulation[[#This Row],[AC System Output (W)]]/1000","v":0},{"$f":"IF(A4343=TOU_CTabulation[[#This Row],[Month]],M4343+TOU_CTabulation[[#This Row],[AC System Output (kW)]],TOU_CTabulation[[#This Row],[AC System Output (kW)]])","v":682.3754439999999},{"$f":"VLOOKUP(TOU_CTabulation[[#This Row],[Month]],Season,2)","v":"Summer"},{"$f":"VLOOKUP(TOU_CTabulation[[#This Row],[Season]],CRate,2)","v":10.3},{"$f":"IF(A4345>TOU_CTabulation[[#This Row],[Month]],TOU_CTabulation[[#This Row],[Day]]*TOU_CTabulation[[#This Row],[Base Allow]],0)","v":0},{"$f":"IF(A4345>TOU_CTabulation[[#This Row],[Month]],TOU_CTabulation[[#This Row],[Month Cumm]],0)","v":0},{"$f":"IF(TOU_CTabulation[[#This Row],[Month Base Gen]]=0,0,TOU_CTabulation[[#This Row],[Month Base Gen]]-TOU_CTabulation[[#This Row],[Day]]*TOU_CTabulation[[#This Row],[Base Allow]])","v":0},{"$f":"VLOOKUP(TOU_CTabulation[[#This Row],[Hour]],daypart,2)","v":"All"},{"$f":"TOU_CTabulation[[#This Row],[Season]]&TOU_CTabulation[[#This Row],[Day-Part]]","v":"SummerAll"},{"$f":"VLOOKUP(TOU_CTabulation[[#This Row],[Daypart]],TOUC,2)","v":0.25901999999999997},{"$f":"VLOOKUP(TOU_CTabulation[[#This Row],[Daypart]],TOUC,3)","v":0.32596000000000003},{"$f":"TOU_CTabulation[[#This Row],[Month Base Allow]]*TOU_CTabulation[[#This Row],[Base Rate]]","v":0},{"$f":"TOU_CTabulation[[#This Row],[Month Overbase Gen]]*TOU_CTabulation[[#This Row],[Over Rate]]","v":0},{"$f":"TOU_CTabulation[[#This Row],[Base Value]]+TOU_CTabulation[[#This Row],[Over Value]]","v":0}]
[6,30,0,0,0,22,1,0,22,0,0,{"$f":"TOU_CTabulation[[#This Row],[AC System Output (W)]]/1000","v":0},{"$f":"IF(A4348=TOU_CTabulation[[#This Row],[Month]],M4348+TOU_CTabulation[[#This Row],[AC System Output (kW)]],TOU_CTabulation[[#This Row],[AC System Output (kW)]])","v":682.3754439999999},{"$f":"VLOOKUP(TOU_CTabulation[[#This Row],[Month]],Season,2)","v":"Summer"},{"$f":"VLOOKUP(TOU_CTabulation[[#This Row],[Season]],CRate,2)","v":10.3},{"$f":"IF(A4350>TOU_CTabulation[[#This Row],[Month]],TOU_CTabulation[[#This Row],[Day]]*TOU_CTabulation[[#This Row],[Base Allow]],0)","v":0},{"$f":"IF(A4350>TOU_CTabulation[[#This Row],[Month]],TOU_CTabulation[[#This Row],[Month Cumm]],0)","v":0},{"$f":"IF(TOU_CTabulation[[#This Row],[Month Base Gen]]=0,0,TOU_CTabulation[[#This Row],[Month Base Gen]]-TOU_CTabulation[[#This Row],[Day]]*TOU_CTabulation[[#This Row],[Base Allow]])","v":0},{"$f":"VLOOKUP(TOU_CTabulation[[#This Row],[Hour]],daypart,2)","v":"All"},{"$f":"TOU_CTabulation[[#This Row],[Season]]&TOU_CTabulation[[#This Row],[Day-Part]]","v":"SummerAll"},{"$f":"VLOOKUP(TOU_CTabulation[[#This Row],[Daypart]],TOUC,2)","v":0.25901999999999997},{"$f":"VLOOKUP(TOU_CTabulation[[#This Row],[Daypart]],TOUC,3)","v":0.32596000000000003},{"$f":"TOU_CTabulation[[#This Row],[Month Base Allow]]*TOU_CTabulation[[#This Row],[Base Rate]]","v":0},{"$f":"TOU_CTabulation[[#This Row],[Month Overbase Gen]]*TOU_CTabulation[[#This Row],[Over Rate]]","v":0},{"$f":"TOU_CTabulation[[#This Row],[Base Value]]+TOU_CTabulation[[#This Row],[Over Value]]","v":0}]
[6,30,12,855,161,38,2,1012.252,64.557000000000002,2831.98,2723.3649999999998,{"$f":"TOU_CTabulation[[#This Row],[AC System Output (W)]]/1000","v":2.7233649999999998},{"$f":"IF(A4360=TOU_CTabulation[[#This Row],[Month]],M4360+TOU_CTabulation[[#This Row],[AC System Output (kW)]],TOU_CTabulation[[#This Row],[AC System Output (kW)]])","v":695.84576199999992},{"$f":"VLOOKUP(TOU_CTabulation[[#This Row],[Month]],Season,2)","v":"Summer"},{"$f":"VLOOKUP(TOU_CTabulation[[#This Row],[Season]],CRate,2)","v":10.3},{"$f":"IF(A4362>TOU_CTabulation[[#This Row],[Month]],TOU_CTabulation[[#This Row],[Day]]*TOU_CTabulation[[#This Row],[Base Allow]],0)","v":0},{"$f":"IF(A4362>TOU_CTabulation[[#This Row],[Month]],TOU_CTabulation[[#This Row],[Month Cumm]],0)","v":0},{"$f":"IF(TOU_CTabulation[[#This Row],[Month Base Gen]]=0,0,TOU_CTabulation[[#This Row],[Month Base Gen]]-TOU_CTabulation[[#This Row],[Day]]*TOU_CTabulation[[#This Row],[Base Allow]])","v":0},{"$f":"VLOOKUP(TOU_CTabulation[[#This Row],[Hour]],daypart,2)","v":"All"},{"$f":"TOU_CTabulation[[#This Row],[Season]]&TOU_CTabulation[[#This Row],[Day-Part]]","v":"SummerAll"},{"$f":"VLOOKUP(TOU_CTabulation[[#This Row],[Daypart]],TOUC,2)","v":0.25901999999999997},{"$f":"VLOOKUP(TOU_CTabulation[[#This Row],[Daypart]],TOUC,3)","v":0.32596000000000003},{"$f":"TOU_CTabulation[[#This Row],[Month Base Allow]]*TOU_CTabulation[[#This Row],[Base Rate]]","v":0},{"$f":"TOU_CTabulation[[#This Row],[Month Overbase Gen]]*TOU_CTabulation[[#This Row],[Over Rate]]","v":0},{"$f":"TOU_CTabulation[[#This Row],[Base Value]]+TOU_CTabulation[[#This Row],[Over Value]]","v":0}]
[6,30,14,731,197,37,3,811.36800000000005,56.320999999999998,2371.3690000000001,2282.1770000000001,{"$f":"TOU_CTabulation[[#This Row],[AC System Output (W)]]/1000","v":2.2821770000000003},{"$f":"IF(A4362=TOU_CTabulation[[#This Row],[Month]],M4362+TOU_CTabulation[[#This Row],[AC System Output (kW)]],TOU_CTabulation[[#This Row],[AC System Output (kW)]])","v":700.70938699999999},{"$f":"VLOOKUP(TOU_CTabulation[[#This Row],[Month]],Season,2)","v":"Summer"},{"$f":"VLOOKUP(TOU_CTabulation[[#This Row],[Season]],CRate,2)","v":10.3},{"$f":"IF(A4364>TOU_CTabulation[[#This Row],[Month]],TOU_CTabulation[[#This Row],[Day]]*TOU_CTabulation[[#This Row],[Base Allow]],0)","v":0},{"$f":"IF(A4364>TOU_CTabulation[[#This Row],[Month]],TOU_CTabulation[[#This Row],[Month Cumm]],0)","v":0},{"$f":"IF(TOU_CTabulation[[#This Row],[Month Base Gen]]=0,0,TOU_CTabulation[[#This Row],[Month Base Gen]]-TOU_CTabulation[[#This Row],[Day]]*TOU_CTabulation[[#This Row],[Base Allow]])","v":0},{"$f":"VLOOKUP(TOU_CTabulation[[#This Row],[Hour]],daypart,2)","v":"All"},{"$f":"TOU_CTabulation[[#This Row],[Season]]&TOU_CTabulation[[#This Row],[Day-Part]]","v":"SummerAll"},{"$f":"VLOOKUP(TOU_CTabulation[[#This Row],[Daypart]],TOUC,2)","v":0.25901999999999997},{"$f":"VLOOKUP(TOU_CTabulation[[#This Row],[Daypart]],TOUC,3)","v":0.32596000000000003},{"$f":"TOU_CTabulation[[#This Row],[Month Base Allow]]*TOU_CTabulation[[#This Row],[Base Rate]]","v":0},{"$f":"TOU_CTabulation[[#This Row],[Month Overbase Gen]]*TOU_CTabulation[[#This Row],[Over Rate]]","v":0},{"$f":"TOU_CTabulation[[#This Row],[Base Value]]+TOU_CTabulation[[#This Row],[Over Value]]","v":0}]
[6,30,21,0,0,17,2,0,17,0,0,{"$f":"TOU_CTabulation[[#This Row],[AC System Output (W)]]/1000","v":0},{"$f":"IF(A4369=TOU_CTabulation[[#This Row],[Month]],M4369+TOU_CTabulation[[#This Row],[AC System Output (kW)]],TOU_CTabulation[[#This Row],[AC System Output (kW)]])","v":704.57105100000001},{"$f":"VLOOKUP(TOU_CTabulation[[#This Row],[Month]],Season,2)","v":"Summer"},{"$f":"VLOOKUP(TOU_CTabulation[[#This Row],[Season]],CRate,2)","v":10.3},{"$f":"IF(A4371>TOU_CTabulation[[#This Row],[Month]],TOU_CTabulation[[#This Row],[Day]]*TOU_CTabulation[[#This Row],[Base Allow]],0)","v":0},{"$f":"IF(A4371>TOU_CTabulation[[#This Row],[Month]],TOU_CTabulation[[#This Row],[Month Cumm]],0)","v":0},{"$f":"IF(TOU_CTabulation[[#This Row],[Month Base Gen]]=0,0,TOU_CTabulation[[#This Row],[Month Base Gen]]-TOU_CTabulation[[#This Row],[Day]]*TOU_CTabulation[[#This Row],[Base Allow]])","v":0},{"$f":"VLOOKUP(TOU_CTabulation[[#This Row],[Hour]],daypart,2)","v":"All"},{"$f":"TOU_CTabulation[[#This Row],[Season]]&TOU_CTabulation[[#This Row],[Day-Part]]","v":"SummerAll"},{"$f":"VLOOKUP(TOU_CTabulation[[#This Row],[Daypart]],TOUC,2)","v":0.25901999999999997},{"$f":"VLOOKUP(TOU_CTabulation[[#This Row],[Daypart]],TOUC,3)","v":0.32596000000000003},{"$f":"TOU_CTabulation[[#This Row],[Month Base Allow]]*TOU_CTabulation[[#This Row],[Base Rate]]","v":0},{"$f":"TOU_CTabulation[[#This Row],[Month Overbase Gen]]*TOU_CTabulation[[#This Row],[Over Rate]]","v":0},{"$f":"TOU_CTabulation[[#This Row],[Base Value]]+TOU_CTabulation[[#This Row],[Over Value]]","v":0}]
[7,1,6,645,57,18,1,181.83099999999999,21.754999999999999,492.28399999999999,461.89600000000002,{"$f":"TOU_CTabulation[[#This Row],[AC System Output (W)]]/1000","v":0.46189600000000003},{"$f":"IF(A4378=TOU_CTabulation[[#This Row],[Month]],M4378+TOU_CTabulation[[#This Row],[AC System Output (kW)]],TOU_CTabulation[[#This Row],[AC System Output (kW)]])","v":0.52258800000000005},{"$f":"VLOOKUP(TOU_CTabulation[[#This Row],[Month]],Season,2)","v":"Summer"},{"$f":"VLOOKUP(TOU_CTabulation[[#This Row],[Season]],CRate,2)","v":10.3},{"$f":"IF(A4380>TOU_CTabulation[[#This Row],[Month]],TOU_CTabulation[[#This Row],[Day]]*TOU_CTabulation[[#This Row],[Base Allow]],0)","v":0},{"$f":"IF(A4380>TOU_CTabulation[[#This Row],[Month]],TOU_CTabulation[[#This Row],[Month Cumm]],0)","v":0},{"$f":"IF(TOU_CTabulation[[#This Row],[Month Base Gen]]=0,0,TOU_CTabulation[[#This Row],[Month Base Gen]]-TOU_CTabulation[[#This Row],[Day]]*TOU_CTabulation[[#This Row],[Base Allow]])","v":0},{"$f":"VLOOKUP(TOU_CTabulation[[#This Row],[Hour]],daypart,2)","v":"All"},{"$f":"TOU_CTabulation[[#This Row],[Season]]&TOU_CTabulation[[#This Row],[Day-Part]]","v":"SummerAll"},{"$f":"VLOOKUP(TOU_CTabulation[[#This Row],[Daypart]],TOUC,2)","v":0.25901999999999997},{"$f":"VLOOKUP(TOU_CTabulation[[#This Row],[Daypart]],TOUC,3)","v":0.32596000000000003},{"$f":"TOU_CTabulation[[#This Row],[Month Base Allow]]*TOU_CTabulation[[#This Row],[Base Rate]]","v":0},{"$f":"TOU_CTabulation[[#This Row],[Month Overbase Gen]]*TOU_CTabulation[[#This Row],[Over Rate]]","v":0},{"$f":"TOU_CTabulation[[#This Row],[Base Value]]+TOU_CTabulation[[#This Row],[Over Value]]","v":0}]
[7,1,13,925,110,27,4,982.80100000000004,48.491,3003.2109999999998,2886.8719999999998,{"$f":"TOU_CTabulation[[#This Row],[AC System Output (W)]]/1000","v":2.8868719999999999},{"$f":"IF(A4385=TOU_CTabulation[[#This Row],[Month]],M4385+TOU_CTabulation[[#This Row],[AC System Output (kW)]],TOU_CTabulation[[#This Row],[AC System Output (kW)]])","v":17.233719999999998},{"$f":"VLOOKUP(TOU_CTabulation[[#This Row],[Month]],Season,2)","v":"Summer"},{"$f":"VLOOKUP(TOU_CTabulation[[#This Row],[Season]],CRate,2)","v":10.3},{"$f":"IF(A4387>TOU_CTabulation[[#This Row],[Month]],TOU_CTabulation[[#This Row],[Day]]*TOU_CTabulation[[#This Row],[Base Allow]],0)","v":0},{"$f":"IF(A4387>TOU_CTabulation[[#This Row],[Month]],TOU_CTabulation[[#This Row],[Month Cumm]],0)","v":0},{"$f":"IF(TOU_CTabulation[[#This Row],[Month Base Gen]]=0,0,TOU_CTabulation[[#This Row],[Month Base Gen]]-TOU_CTabulation[[#This Row],[Day]]*TOU_CTabulation[[#This Row],[Base Allow]])","v":0},{"$f":"VLOOKUP(TOU_CTabulation[[#This Row],[Hour]],daypart,2)","v":"All"},{"$f":"TOU_CTabulation[[#This Row],[Season]]&TOU_CTabulation[[#This Row],[Day-Part]]","v":"SummerAll"},{"$f":"VLOOKUP(TOU_CTabulation[[#This Row],[Daypart]],TOUC,2)","v":0.25901999999999997},{"$f":"VLOOKUP(TOU_CTabulation[[#This Row],[Daypart]],TOUC,3)","v":0.32596000000000003},{"$f":"TOU_CTabulation[[#This Row],[Month Base Allow]]*TOU_CTabulation[[#This Row],[Base Rate]]","v":0},{"$f":"TOU_CTabulation[[#This Row],[Month Overbase Gen]]*TOU_CTabulation[[#This Row],[Over Rate]]","v":0},{"$f":"TOU_CTabulation[[#This Row],[Base Value]]+TOU_CTabulation[[#This Row],[Over Value]]","v":0}]
[7,1,23,0,0,13,1,0,13,0,0,{"$f":"TOU_CTabulation[[#This Row],[AC System Output (W)]]/1000","v":0},{"$f":"IF(A4395=TOU_CTabulation[[#This Row],[Month]],M4395+TOU_CTabulation[[#This Row],[AC System Output (kW)]],TOU_CTabulation[[#This Row],[AC System Output (kW)]])","v":23.949928999999994},{"$f":"VLOOKUP(TOU_CTabulation[[#This Row],[Month]],Season,2)","v":"Summer"},{"$f":"VLOOKUP(TOU_CTabulation[[#This Row],[Season]],CRate,2)","v":10.3},{"$f":"IF(A4397>TOU_CTabulation[[#This Row],[Month]],TOU_CTabulation[[#This Row],[Day]]*TOU_CTabulation[[#This Row],[Base Allow]],0)","v":0},{"$f":"IF(A4397>TOU_CTabulation[[#This Row],[Month]],TOU_CTabulation[[#This Row],[Month Cumm]],0)","v":0},{"$f":"IF(TOU_CTabulation[[#This Row],[Month Base Gen]]=0,0,TOU_CTabulation[[#This Row],[Month Base Gen]]-TOU_CTabulation[[#This Row],[Day]]*TOU_CTabulation[[#This Row],[Base Allow]])","v":0},{"$f":"VLOOKUP(TOU_CTabulation[[#This Row],[Hour]],daypart,2)","v":"All"},{"$f":"TOU_CTabulation[[#This Row],[Season]]&TOU_CTabulation[[#This Row],[Day-Part]]","v":"SummerAll"},{"$f":"VLOOKUP(TOU_CTabulation[[#This Row],[Daypart]],TOUC,2)","v":0.25901999999999997},{"$f":"VLOOKUP(TOU_CTabulation[[#This Row],[Daypart]],TOUC,3)","v":0.32596000000000003},{"$f":"TOU_CTabulation[[#This Row],[Month Base Allow]]*TOU_CTabulation[[#This Row],[Base Rate]]","v":0},{"$f":"TOU_CTabulation[[#This Row],[Month Overbase Gen]]*TOU_CTabulation[[#This Row],[Over Rate]]","v":0},{"$f":"TOU_CTabulation[[#This Row],[Base Value]]+TOU_CTabulation[[#This Row],[Over Value]]","v":0}]
[7,2,10,919,111,25,2,960.62099999999998,50.435000000000002,2904.4679999999998,2792.616,{"$f":"TOU_CTabulation[[#This Row],[AC System Output (W)]]/1000","v":2.7926159999999998},{"$f":"IF(A4406=TOU_CTabulation[[#This Row],[Month]],M4406+TOU_CTabulation[[#This Row],[AC System Output (kW)]],TOU_CTabulation[[#This Row],[AC System Output (kW)]])","v":31.953034999999996},{"$f":"VLOOKUP(TOU_CTabulation[[#This Row],[Month]],Season,2)","v":"Summer"},{"$f":"VLOOKUP(TOU_CTabulation[[#This Row],[Season]],CRate,2)","v":10.3},{"$f":"IF(A4408>TOU_CTabulation[[#This Row],[Month]],TOU_CTabulation[[#This Row],[Day]]*TOU_CTabulation[[#This Row],[Base Allow]],0)","v":0},{"$f":"IF(A4408>TOU_CTabulation[[#This Row],[Month]],TOU_CTabulation[[#This Row],[Month Cumm]],0)","v":0},{"$f":"IF(TOU_CTabulation[[#This Row],[Month Base Gen]]=0,0,TOU_CTabulation[[#This Row],[Month Base Gen]]-TOU_CTabulation[[#This Row],[Day]]*TOU_CTabulation[[#This Row],[Base Allow]])","v":0},{"$f":"VLOOKUP(TOU_CTabulation[[#This Row],[Hour]],daypart,2)","v":"All"},{"$f":"TOU_CTabulation[[#This Row],[Season]]&TOU_CTabulation[[#This Row],[Day-Part]]","v":"SummerAll"},{"$f":"VLOOKUP(TOU_CTabulation[[#This Row],[Daypart]],TOUC,2)","v":0.25901999999999997},{"$f":"VLOOKUP(TOU_CTabulation[[#This Row],[Daypart]],TOUC,3)","v":0.32596000000000003},{"$f":"TOU_CTabulation[[#This Row],[Month Base Allow]]*TOU_CTabulation[[#This Row],[Base Rate]]","v":0},{"$f":"TOU_CTabulation[[#This Row],[Month Overbase Gen]]*TOU_CTabulation[[#This Row],[Over Rate]]","v":0},{"$f":"TOU_CTabulation[[#This Row],[Base Value]]+TOU_CTabulation[[#This Row],[Over Value]]","v":0}]
[7,2,16,757,96,23,4,453.916,32.834000000000003,1425.018,1369.5429999999999,{"$f":"TOU_CTabulation[[#This Row],[AC System Output (W)]]/1000","v":1.369543},{"$f":"IF(A4412=TOU_CTabulation[[#This Row],[Month]],M4412+TOU_CTabulation[[#This Row],[AC System Output (kW)]],TOU_CTabulation[[#This Row],[AC System Output (kW)]])","v":46.849792999999998},{"$f":"VLOOKUP(TOU_CTabulation[[#This Row],[Month]],Season,2)","v":"Summer"},{"$f":"VLOOKUP(TOU_CTabulation[[#This Row],[Season]],CRate,2)","v":10.3},{"$f":"IF(A4414>TOU_CTabulation[[#This Row],[Month]],TOU_CTabulation[[#This Row],[Day]]*TOU_CTabulation[[#This Row],[Base Allow]],0)","v":0},{"$f":"IF(A4414>TOU_CTabulation[[#This Row],[Month]],TOU_CTabulation[[#This Row],[Month Cumm]],0)","v":0},{"$f":"IF(TOU_CTabulation[[#This Row],[Month Base Gen]]=0,0,TOU_CTabulation[[#This Row],[Month Base Gen]]-TOU_CTabulation[[#This Row],[Day]]*TOU_CTabulation[[#This Row],[Base Allow]])","v":0},{"$f":"VLOOKUP(TOU_CTabulation[[#This Row],[Hour]],daypart,2)","v":"All"},{"$f":"TOU_CTabulation[[#This Row],[Season]]&TOU_CTabulation[[#This Row],[Day-Part]]","v":"SummerAll"},{"$f":"VLOOKUP(TOU_CTabulation[[#This Row],[Daypart]],TOUC,2)","v":0.25901999999999997},{"$f":"VLOOKUP(TOU_CTabulation[[#This Row],[Daypart]],TOUC,3)","v":0.32596000000000003},{"$f":"TOU_CTabulation[[#This Row],[Month Base Allow]]*TOU_CTabulation[[#This Row],[Base Rate]]","v":0},{"$f":"TOU_CTabulation[[#This Row],[Month Overbase Gen]]*TOU_CTabulation[[#This Row],[Over Rate]]","v":0},{"$f":"TOU_CTabulation[[#This Row],[Base Value]]+TOU_CTabulation[[#This Row],[Over Value]]","v":0}]
[7,3,0,0,0,13,1,0,13,0,0,{"$f":"TOU_CTabulation[[#This Row],[AC System Output (W)]]/1000","v":0},{"$f":"IF(A4420=TOU_CTabulation[[#This Row],[Month]],M4420+TOU_CTabulation[[#This Row],[AC System Output (kW)]],TOU_CTabulation[[#This Row],[AC System Output (kW)]])","v":47.567605},{"$f":"VLOOKUP(TOU_CTabulation[[#This Row],[Month]],Season,2)","v":"Summer"},{"$f":"VLOOKUP(TOU_CTabulation[[#This Row],[Season]],CRate,2)","v":10.3},{"$f":"IF(A4422>TOU_CTabulation[[#This Row],[Month]],TOU_CTabulation[[#This Row],[Day]]*TOU_CTabulation[[#This Row],[Base Allow]],0)","v":0},{"$f":"IF(A4422>TOU_CTabulation[[#This Row],[Month]],TOU_CTabulation[[#This Row],[Month Cumm]],0)","v":0},{"$f":"IF(TOU_CTabulation[[#This Row],[Month Base Gen]]=0,0,TOU_CTabulation[[#This Row],[Month Base Gen]]-TOU_CTabulation[[#This Row],[Day]]*TOU_CTabulation[[#This Row],[Base Allow]])","v":0},{"$f":"VLOOKUP(TOU_CTabulation[[#This Row],[Hour]],daypart,2)","v":"All"},{"$f":"TOU_CTabulation[[#This Row],[Season]]&TOU_CTabulation[[#This Row],[Day-Part]]","v":"SummerAll"},{"$f":"VLOOKUP(TOU_CTabulation[[#This Row],[Daypart]],TOUC,2)","v":0.25901999999999997},{"$f":"VLOOKUP(TOU_CTabulation[[#This Row],[Daypart]],TOUC,3)","v":0.32596000000000003},{"$f":"TOU_CTabulation[[#This Row],[Month Base Allow]]*TOU_CTabulation[[#This Row],[Base Rate]]","v":0},{"$f":"TOU_CTabulation[[#This Row],[Month Overbase Gen]]*TOU_CTabulation[[#This Row],[Over Rate]]","v":0},{"$f":"TOU_CTabulation[[#This Row],[Base Value]]+TOU_CTabulation[[#This Row],[Over Value]]","v":0}]
[7,3,9,920,94,24,2,831.83900000000006,45.819000000000003,2567.0549999999998,2469.8530000000001,{"$f":"TOU_CTabulation[[#This Row],[AC System Output (W)]]/1000","v":2.4698530000000001},{"$f":"IF(A4429=TOU_CTabulation[[#This Row],[Month]],M4429+TOU_CTabulation[[#This Row],[AC System Output (kW)]],TOU_CTabulation[[#This Row],[AC System Output (kW)]])","v":53.633165999999996},{"$f":"VLOOKUP(TOU_CTabulation[[#This Row],[Month]],Season,2)","v":"Summer"},{"$f":"VLOOKUP(TOU_CTabulation[[#This Row],[Season]],CRate,2)","v":10.3},{"$f":"IF(A4431>TOU_CTabulation[[#This Row],[Month]],TOU_CTabulation[[#This Row],[Day]]*TOU_CTabulation[[#This Row],[Base Allow]],0)","v":0},{"$f":"IF(A4431>TOU_CTabulation[[#This Row],[Month]],TOU_CTabulation[[#This Row],[Month Cumm]],0)","v":0},{"$f":"IF(TOU_CTabulation[[#This Row],[Month Base Gen]]=0,0,TOU_CTabulation[[#This Row],[Month Base Gen]]-TOU_CTabulation[[#This Row],[Day]]*TOU_CTabulation[[#This Row],[Base Allow]])","v":0},{"$f":"VLOOKUP(TOU_CTabulation[[#This Row],[Hour]],daypart,2)","v":"All"},{"$f":"TOU_CTabulation[[#This Row],[Season]]&TOU_CTabulation[[#This Row],[Day-Part]]","v":"SummerAll"},{"$f":"VLOOKUP(TOU_CTabulation[[#This Row],[Daypart]],TOUC,2)","v":0.25901999999999997},{"$f":"VLOOKUP(TOU_CTabulation[[#This Row],[Daypart]],TOUC,3)","v":0.32596000000000003},{"$f":"TOU_CTabulation[[#This Row],[Month Base Allow]]*TOU_CTabulation[[#This Row],[Base Rate]]","v":0},{"$f":"TOU_CTabulation[[#This Row],[Month Overbase Gen]]*TOU_CTabulation[[#This Row],[Over Rate]]","v":0},{"$f":"TOU_CTabulation[[#This Row],[Base Value]]+TOU_CTabulation[[#This Row],[Over Value]]","v":0}]
[7,3,10,947,99,26,2,974.21299999999997,51.732999999999997,2925.096,2812.3150000000001,{"$f":"TOU_CTabulation[[#This Row],[AC System Output (W)]]/1000","v":2.8123149999999999},{"$f":"IF(A4430=TOU_CTabulation[[#This Row],[Month]],M4430+TOU_CTabulation[[#This Row],[AC System Output (kW)]],TOU_CTabulation[[#This Row],[AC System Output (kW)]])","v":56.445480999999994},{"$f":"VLOOKUP(TOU_CTabulation[[#This Row],[Month]],Season,2)","v":"Summer"},{"$f":"VLOOKUP(TOU_CTabulation[[#This Row],[Season]],CRate,2)","v":10.3},{"$f":"IF(A4432>TOU_CTabulation[[#This Row],[Month]],TOU_CTabulation[[#This Row],[Day]]*TOU_CTabulation[[#This Row],[Base Allow]],0)","v":0},{"$f":"IF(A4432>TOU_CTabulation[[#This Row],[Month]],TOU_CTabulation[[#This Row],[Month Cumm]],0)","v":0},{"$f":"IF(TOU_CTabulation[[#This Row],[Month Base Gen]]=0,0,TOU_CTabulation[[#This Row],[Month Base Gen]]-TOU_CTabulation[[#This Row],[Day]]*TOU_CTabulation[[#This Row],[Base Allow]])","v":0},{"$f":"VLOOKUP(TOU_CTabulation[[#This Row],[Hour]],daypart,2)","v":"All"},{"$f":"TOU_CTabulation[[#This Row],[Season]]&TOU_CTabulation[[#This Row],[Day-Part]]","v":"SummerAll"},{"$f":"VLOOKUP(TOU_CTabulation[[#This Row],[Daypart]],TOUC,2)","v":0.25901999999999997},{"$f":"VLOOKUP(TOU_CTabulation[[#This Row],[Daypart]],TOUC,3)","v":0.32596000000000003},{"$f":"TOU_CTabulation[[#This Row],[Month Base Allow]]*TOU_CTabulation[[#This Row],[Base Rate]]","v":0},{"$f":"TOU_CTabulation[[#This Row],[Month Overbase Gen]]*TOU_CTabulation[[#This Row],[Over Rate]]","v":0},{"$f":"TOU_CTabulation[[#This Row],[Base Value]]+TOU_CTabulation[[#This Row],[Over Value]]","v":0}]
[7,3,18,395,44,19,3,41.228000000000002,18.978999999999999,125.729,102.98699999999999,{"$f":"TOU_CTabulation[[#This Row],[AC System Output (W)]]/1000","v":0.102987},{"$f":"IF(A4438=TOU_CTabulation[[#This Row],[Month]],M4438+TOU_CTabulation[[#This Row],[AC System Output (kW)]],TOU_CTabulation[[#This Row],[AC System Output (kW)]])","v":72.046420000000012},{"$f":"VLOOKUP(TOU_CTabulation[[#This Row],[Month]],Season,2)","v":"Summer"},{"$f":"VLOOKUP(TOU_CTabulation[[#This Row],[Season]],CRate,2)","v":10.3},{"$f":"IF(A4440>TOU_CTabulation[[#This Row],[Month]],TOU_CTabulation[[#This Row],[Day]]*TOU_CTabulation[[#This Row],[Base Allow]],0)","v":0},{"$f":"IF(A4440>TOU_CTabulation[[#This Row],[Month]],TOU_CTabulation[[#This Row],[Month Cumm]],0)","v":0},{"$f":"IF(TOU_CTabulation[[#This Row],[Month Base Gen]]=0,0,TOU_CTabulation[[#This Row],[Month Base Gen]]-TOU_CTabulation[[#This Row],[Day]]*TOU_CTabulation[[#This Row],[Base Allow]])","v":0},{"$f":"VLOOKUP(TOU_CTabulation[[#This Row],[Hour]],daypart,2)","v":"All"},{"$f":"TOU_CTabulation[[#This Row],[Season]]&TOU_CTabulation[[#This Row],[Day-Part]]","v":"SummerAll"},{"$f":"VLOOKUP(TOU_CTabulation[[#This Row],[Daypart]],TOUC,2)","v":0.25901999999999997},{"$f":"VLOOKUP(TOU_CTabulation[[#This Row],[Daypart]],TOUC,3)","v":0.32596000000000003},{"$f":"TOU_CTabulation[[#This Row],[Month Base Allow]]*TOU_CTabulation[[#This Row],[Base Rate]]","v":0},{"$f":"TOU_CTabulation[[#This Row],[Month Overbase Gen]]*TOU_CTabulation[[#This Row],[Over Rate]]","v":0},{"$f":"TOU_CTabulation[[#This Row],[Base Value]]+TOU_CTabulation[[#This Row],[Over Value]]","v":0}]
[7,4,7,740,91,17,2,403.88900000000001,26.649000000000001,1283.127,1231.99,{"$f":"TOU_CTabulation[[#This Row],[AC System Output (W)]]/1000","v":1.2319899999999999},{"$f":"IF(A4451=TOU_CTabulation[[#This Row],[Month]],M4451+TOU_CTabulation[[#This Row],[AC System Output (kW)]],TOU_CTabulation[[#This Row],[AC System Output (kW)]])","v":73.835798000000011},{"$f":"VLOOKUP(TOU_CTabulation[[#This Row],[Month]],Season,2)","v":"Summer"},{"$f":"VLOOKUP(TOU_CTabulation[[#This Row],[Season]],CRate,2)","v":10.3},{"$f":"IF(A4453>TOU_CTabulation[[#This Row],[Month]],TOU_CTabulation[[#This Row],[Day]]*TOU_CTabulation[[#This Row],[Base Allow]],0)","v":0},{"$f":"IF(A4453>TOU_CTabulation[[#This Row],[Month]],TOU_CTabulation[[#This Row],[Month Cumm]],0)","v":0},{"$f":"IF(TOU_CTabulation[[#This Row],[Month Base Gen]]=0,0,TOU_CTabulation[[#This Row],[Month Base Gen]]-TOU_CTabulation[[#This Row],[Day]]*TOU_CTabulation[[#This Row],[Base Allow]])","v":0},{"$f":"VLOOKUP(TOU_CTabulation[[#This Row],[Hour]],daypart,2)","v":"All"},{"$f":"TOU_CTabulation[[#This Row],[Season]]&TOU_CTabulation[[#This Row],[Day-Part]]","v":"SummerAll"},{"$f":"VLOOKUP(TOU_CTabulation[[#This Row],[Daypart]],TOUC,2)","v":0.25901999999999997},{"$f":"VLOOKUP(TOU_CTabulation[[#This Row],[Daypart]],TOUC,3)","v":0.32596000000000003},{"$f":"TOU_CTabulation[[#This Row],[Month Base Allow]]*TOU_CTabulation[[#This Row],[Base Rate]]","v":0},{"$f":"TOU_CTabulation[[#This Row],[Month Overbase Gen]]*TOU_CTabulation[[#This Row],[Over Rate]]","v":0},{"$f":"TOU_CTabulation[[#This Row],[Base Value]]+TOU_CTabulation[[#This Row],[Over Value]]","v":0}]
[7,4,11,921,122,22,3,1034.4970000000001,46.69,3192.6410000000001,3067.4409999999998,{"$f":"TOU_CTabulation[[#This Row],[AC System Output (W)]]/1000","v":3.0674409999999996},{"$f":"IF(A4455=TOU_CTabulation[[#This Row],[Month]],M4455+TOU_CTabulation[[#This Row],[AC System Output (kW)]],TOU_CTabulation[[#This Row],[AC System Output (kW)]])","v":84.231527000000014},{"$f":"VLOOKUP(TOU_CTabulation[[#This Row],[Month]],Season,2)","v":"Summer"},{"$f":"VLOOKUP(TOU_CTabulation[[#This Row],[Season]],CRate,2)","v":10.3},{"$f":"IF(A4457>TOU_CTabulation[[#This Row],[Month]],TOU_CTabulation[[#This Row],[Day]]*TOU_CTabulation[[#This Row],[Base Allow]],0)","v":0},{"$f":"IF(A4457>TOU_CTabulation[[#This Row],[Month]],TOU_CTabulation[[#This Row],[Month Cumm]],0)","v":0},{"$f":"IF(TOU_CTabulation[[#This Row],[Month Base Gen]]=0,0,TOU_CTabulation[[#This Row],[Month Base Gen]]-TOU_CTabulation[[#This Row],[Day]]*TOU_CTabulation[[#This Row],[Base Allow]])","v":0},{"$f":"VLOOKUP(TOU_CTabulation[[#This Row],[Hour]],daypart,2)","v":"All"},{"$f":"TOU_CTabulation[[#This Row],[Season]]&TOU_CTabulation[[#This Row],[Day-Part]]","v":"SummerAll"},{"$f":"VLOOKUP(TOU_CTabulation[[#This Row],[Daypart]],TOUC,2)","v":0.25901999999999997},{"$f":"VLOOKUP(TOU_CTabulation[[#This Row],[Daypart]],TOUC,3)","v":0.32596000000000003},{"$f":"TOU_CTabulation[[#This Row],[Month Base Allow]]*TOU_CTabulation[[#This Row],[Base Rate]]","v":0},{"$f":"TOU_CTabulation[[#This Row],[Month Overbase Gen]]*TOU_CTabulation[[#This Row],[Over Rate]]","v":0},{"$f":"TOU_CTabulation[[#This Row],[Base Value]]+TOU_CTabulation[[#This Row],[Over Value]]","v":0}]
[7,4,21,0,0,12,2,0,12,0,0,{"$f":"TOU_CTabulation[[#This Row],[AC System Output (W)]]/1000","v":0},{"$f":"IF(A4465=TOU_CTabulation[[#This Row],[Month]],M4465+TOU_CTabulation[[#This Row],[AC System Output (kW)]],TOU_CTabulation[[#This Row],[AC System Output (kW)]])","v":97.190342999999999},{"$f":"VLOOKUP(TOU_CTabulation[[#This Row],[Month]],Season,2)","v":"Summer"},{"$f":"VLOOKUP(TOU_CTabulation[[#This Row],[Season]],CRate,2)","v":10.3},{"$f":"IF(A4467>TOU_CTabulation[[#This Row],[Month]],TOU_CTabulation[[#This Row],[Day]]*TOU_CTabulation[[#This Row],[Base Allow]],0)","v":0},{"$f":"IF(A4467>TOU_CTabulation[[#This Row],[Month]],TOU_CTabulation[[#This Row],[Month Cumm]],0)","v":0},{"$f":"IF(TOU_CTabulation[[#This Row],[Month Base Gen]]=0,0,TOU_CTabulation[[#This Row],[Month Base Gen]]-TOU_CTabulation[[#This Row],[Day]]*TOU_CTabulation[[#This Row],[Base Allow]])","v":0},{"$f":"VLOOKUP(TOU_CTabulation[[#This Row],[Hour]],daypart,2)","v":"All"},{"$f":"TOU_CTabulation[[#This Row],[Season]]&TOU_CTabulation[[#This Row],[Day-Part]]","v":"SummerAll"},{"$f":"VLOOKUP(TOU_CTabulation[[#This Row],[Daypart]],TOUC,2)","v":0.25901999999999997},{"$f":"VLOOKUP(TOU_CTabulation[[#This Row],[Daypart]],TOUC,3)","v":0.32596000000000003},{"$f":"TOU_CTabulation[[#This Row],[Month Base Allow]]*TOU_CTabulation[[#This Row],[Base Rate]]","v":0},{"$f":"TOU_CTabulation[[#This Row],[Month Overbase Gen]]*TOU_CTabulation[[#This Row],[Over Rate]]","v":0},{"$f":"TOU_CTabulation[[#This Row],[Base Value]]+TOU_CTabulation[[#This Row],[Over Value]]","v":0}]
[7,5,4,0,0,11,1,0,11,0,0,{"$f":"TOU_CTabulation[[#This Row],[AC System Output (W)]]/1000","v":0},{"$f":"IF(A4472=TOU_CTabulation[[#This Row],[Month]],M4472+TOU_CTabulation[[#This Row],[AC System Output (kW)]],TOU_CTabulation[[#This Row],[AC System Output (kW)]])","v":97.190342999999999},{"$f":"VLOOKUP(TOU_CTabulation[[#This Row],[Month]],Season,2)","v":"Summer"},{"$f":"VLOOKUP(TOU_CTabulation[[#This Row],[Season]],CRate,2)","v":10.3},{"$f":"IF(A4474>TOU_CTabulation[[#This Row],[Month]],TOU_CTabulation[[#This Row],[Day]]*TOU_CTabulation[[#This Row],[Base Allow]],0)","v":0},{"$f":"IF(A4474>TOU_CTabulation[[#This Row],[Month]],TOU_CTabulation[[#This Row],[Month Cumm]],0)","v":0},{"$f":"IF(TOU_CTabulation[[#This Row],[Month Base Gen]]=0,0,TOU_CTabulation[[#This Row],[Month Base Gen]]-TOU_CTabulation[[#This Row],[Day]]*TOU_CTabulation[[#This Row],[Base Allow]])","v":0},{"$f":"VLOOKUP(TOU_CTabulation[[#This Row],[Hour]],daypart,2)","v":"All"},{"$f":"TOU_CTabulation[[#This Row],[Season]]&TOU_CTabulation[[#This Row],[Day-Part]]","v":"SummerAll"},{"$f":"VLOOKUP(TOU_CTabulation[[#This Row],[Daypart]],TOUC,2)","v":0.25901999999999997},{"$f":"VLOOKUP(TOU_CTabulation[[#This Row],[Daypart]],TOUC,3)","v":0.32596000000000003},{"$f":"TOU_CTabulation[[#This Row],[Month Base Allow]]*TOU_CTabulation[[#This Row],[Base Rate]]","v":0},{"$f":"TOU_CTabulation[[#This Row],[Month Overbase Gen]]*TOU_CTabulation[[#This Row],[Over Rate]]","v":0},{"$f":"TOU_CTabulation[[#This Row],[Base Value]]+TOU_CTabulation[[#This Row],[Over Value]]","v":0}]
[7,5,13,924,115,26,3,988.51400000000001,49.722999999999999,3001.0680000000002,2884.828,{"$f":"TOU_CTabulation[[#This Row],[AC System Output (W)]]/1000","v":2.8848280000000002},{"$f":"IF(A4481=TOU_CTabulation[[#This Row],[Month]],M4481+TOU_CTabulation[[#This Row],[AC System Output (kW)]],TOU_CTabulation[[#This Row],[AC System Output (kW)]])","v":112.13490899999999},{"$f":"VLOOKUP(TOU_CTabulation[[#This Row],[Month]],Season,2)","v":"Summer"},{"$f":"VLOOKUP(TOU_CTabulation[[#This Row],[Season]],CRate,2)","v":10.3},{"$f":"IF(A4483>TOU_CTabulation[[#This Row],[Month]],TOU_CTabulation[[#This Row],[Day]]*TOU_CTabulation[[#This Row],[Base Allow]],0)","v":0},{"$f":"IF(A4483>TOU_CTabulation[[#This Row],[Month]],TOU_CTabulation[[#This Row],[Month Cumm]],0)","v":0},{"$f":"IF(TOU_CTabulation[[#This Row],[Month Base Gen]]=0,0,TOU_CTabulation[[#This Row],[Month Base Gen]]-TOU_CTabulation[[#This Row],[Day]]*TOU_CTabulation[[#This Row],[Base Allow]])","v":0},{"$f":"VLOOKUP(TOU_CTabulation[[#This Row],[Hour]],daypart,2)","v":"All"},{"$f":"TOU_CTabulation[[#This Row],[Season]]&TOU_CTabulation[[#This Row],[Day-Part]]","v":"SummerAll"},{"$f":"VLOOKUP(TOU_CTabulation[[#This Row],[Daypart]],TOUC,2)","v":0.25901999999999997},{"$f":"VLOOKUP(TOU_CTabulation[[#This Row],[Daypart]],TOUC,3)","v":0.32596000000000003},{"$f":"TOU_CTabulation[[#This Row],[Month Base Allow]]*TOU_CTabulation[[#This Row],[Base Rate]]","v":0},{"$f":"TOU_CTabulation[[#This Row],[Month Overbase Gen]]*TOU_CTabulation[[#This Row],[Over Rate]]","v":0},{"$f":"TOU_CTabulation[[#This Row],[Base Value]]+TOU_CTabulation[[#This Row],[Over Value]]","v":0}]
[7,5,20,0,0,15,1,0,15,0,0,{"$f":"TOU_CTabulation[[#This Row],[AC System Output (W)]]/1000","v":0},{"$f":"IF(A4488=TOU_CTabulation[[#This Row],[Month]],M4488+TOU_CTabulation[[#This Row],[AC System Output (kW)]],TOU_CTabulation[[#This Row],[AC System Output (kW)]])","v":118.921126},{"$f":"VLOOKUP(TOU_CTabulation[[#This Row],[Month]],Season,2)","v":"Summer"},{"$f":"VLOOKUP(TOU_CTabulation[[#This Row],[Season]],CRate,2)","v":10.3},{"$f":"IF(A4490>TOU_CTabulation[[#This Row],[Month]],TOU_CTabulation[[#This Row],[Day]]*TOU_CTabulation[[#This Row],[Base Allow]],0)","v":0},{"$f":"IF(A4490>TOU_CTabulation[[#This Row],[Month]],TOU_CTabulation[[#This Row],[Month Cumm]],0)","v":0},{"$f":"IF(TOU_CTabulation[[#This Row],[Month Base Gen]]=0,0,TOU_CTabulation[[#This Row],[Month Base Gen]]-TOU_CTabulation[[#This Row],[Day]]*TOU_CTabulation[[#This Row],[Base Allow]])","v":0},{"$f":"VLOOKUP(TOU_CTabulation[[#This Row],[Hour]],daypart,2)","v":"All"},{"$f":"TOU_CTabulation[[#This Row],[Season]]&TOU_CTabulation[[#This Row],[Day-Part]]","v":"SummerAll"},{"$f":"VLOOKUP(TOU_CTabulation[[#This Row],[Daypart]],TOUC,2)","v":0.25901999999999997},{"$f":"VLOOKUP(TOU_CTabulation[[#This Row],[Daypart]],TOUC,3)","v":0.32596000000000003},{"$f":"TOU_CTabulation[[#This Row],[Month Base Allow]]*TOU_CTabulation[[#This Row],[Base Rate]]","v":0},{"$f":"TOU_CTabulation[[#This Row],[Month Overbase Gen]]*TOU_CTabulation[[#This Row],[Over Rate]]","v":0},{"$f":"TOU_CTabulation[[#This Row],[Base Value]]+TOU_CTabulation[[#This Row],[Over Value]]","v":0}]
[7,5,22,0,0,13,0,0,13,0,0,{"$f":"TOU_CTabulation[[#This Row],[AC System Output (W)]]/1000","v":0},{"$f":"IF(A4490=TOU_CTabulation[[#This Row],[Month]],M4490+TOU_CTabulation[[#This Row],[AC System Output (kW)]],TOU_CTabulation[[#This Row],[AC System Output (kW)]])","v":118.921126},{"$f":"VLOOKUP(TOU_CTabulation[[#This Row],[Month]],Season,2)","v":"Summer"},{"$f":"VLOOKUP(TOU_CTabulation[[#This Row],[Season]],CRate,2)","v":10.3},{"$f":"IF(A4492>TOU_CTabulation[[#This Row],[Month]],TOU_CTabulation[[#This Row],[Day]]*TOU_CTabulation[[#This Row],[Base Allow]],0)","v":0},{"$f":"IF(A4492>TOU_CTabulation[[#This Row],[Month]],TOU_CTabulation[[#This Row],[Month Cumm]],0)","v":0},{"$f":"IF(TOU_CTabulation[[#This Row],[Month Base Gen]]=0,0,TOU_CTabulation[[#This Row],[Month Base Gen]]-TOU_CTabulation[[#This Row],[Day]]*TOU_CTabulation[[#This Row],[Base Allow]])","v":0},{"$f":"VLOOKUP(TOU_CTabulation[[#This Row],[Hour]],daypart,2)","v":"All"},{"$f":"TOU_CTabulation[[#This Row],[Season]]&TOU_CTabulation[[#This Row],[Day-Part]]","v":"SummerAll"},{"$f":"VLOOKUP(TOU_CTabulation[[#This Row],[Daypart]],TOUC,2)","v":0.25901999999999997},{"$f":"VLOOKUP(TOU_CTabulation[[#This Row],[Daypart]],TOUC,3)","v":0.32596000000000003},{"$f":"TOU_CTabulation[[#This Row],[Month Base Allow]]*TOU_CTabulation[[#This Row],[Base Rate]]","v":0},{"$f":"TOU_CTabulation[[#This Row],[Month Overbase Gen]]*TOU_CTabulation[[#This Row],[Over Rate]]","v":0},{"$f":"TOU_CTabulation[[#This Row],[Base Value]]+TOU_CTabulation[[#This Row],[Over Value]]","v":0}]
[7,6,10,946,102,26,1,976.11099999999999,56.151000000000003,2861.1979999999999,2751.2849999999999,{"$f":"TOU_CTabulation[[#This Row],[AC System Output (W)]]/1000","v":2.7512849999999998},{"$f":"IF(A4502=TOU_CTabulation[[#This Row],[Month]],M4502+TOU_CTabulation[[#This Row],[AC System Output (kW)]],TOU_CTabulation[[#This Row],[AC System Output (kW)]])","v":127.775612},{"$f":"VLOOKUP(TOU_CTabulation[[#This Row],[Month]],Season,2)","v":"Summer"},{"$f":"VLOOKUP(TOU_CTabulation[[#This Row],[Season]],CRate,2)","v":10.3},{"$f":"IF(A4504>TOU_CTabulation[[#This Row],[Month]],TOU_CTabulation[[#This Row],[Day]]*TOU_CTabulation[[#This Row],[Base Allow]],0)","v":0},{"$f":"IF(A4504>TOU_CTabulation[[#This Row],[Month]],TOU_CTabulation[[#This Row],[Month Cumm]],0)","v":0},{"$f":"IF(TOU_CTabulation[[#This Row],[Month Base Gen]]=0,0,TOU_CTabulation[[#This Row],[Month Base Gen]]-TOU_CTabulation[[#This Row],[Day]]*TOU_CTabulation[[#This Row],[Base Allow]])","v":0},{"$f":"VLOOKUP(TOU_CTabulation[[#This Row],[Hour]],daypart,2)","v":"All"},{"$f":"TOU_CTabulation[[#This Row],[Season]]&TOU_CTabulation[[#This Row],[Day-Part]]","v":"SummerAll"},{"$f":"VLOOKUP(TOU_CTabulation[[#This Row],[Daypart]],TOUC,2)","v":0.25901999999999997},{"$f":"VLOOKUP(TOU_CTabulation[[#This Row],[Daypart]],TOUC,3)","v":0.32596000000000003},{"$f":"TOU_CTabulation[[#This Row],[Month Base Allow]]*TOU_CTabulation[[#This Row],[Base Rate]]","v":0},{"$f":"TOU_CTabulation[[#This Row],[Month Overbase Gen]]*TOU_CTabulation[[#This Row],[Over Rate]]","v":0},{"$f":"TOU_CTabulation[[#This Row],[Base Value]]+TOU_CTabulation[[#This Row],[Over Value]]","v":0}]
[7,6,15,884,93,25,4,690.18600000000004,40.183999999999997,2171.2339999999999,2089.8670000000002,{"$f":"TOU_CTabulation[[#This Row],[AC System Output (W)]]/1000","v":2.0898670000000004},{"$f":"IF(A4507=TOU_CTabulation[[#This Row],[Month]],M4507+TOU_CTabulation[[#This Row],[AC System Output (kW)]],TOU_CTabulation[[#This Row],[AC System Output (kW)]])","v":141.25943100000001},{"$f":"VLOOKUP(TOU_CTabulation[[#This Row],[Month]],Season,2)","v":"Summer"},{"$f":"VLOOKUP(TOU_CTabulation[[#This Row],[Season]],CRate,2)","v":10.3},{"$f":"IF(A4509>TOU_CTabulation[[#This Row],[Month]],TOU_CTabulation[[#This Row],[Day]]*TOU_CTabulation[[#This Row],[Base Allow]],0)","v":0},{"$f":"IF(A4509>TOU_CTabulation[[#This Row],[Month]],TOU_CTabulation[[#This Row],[Month Cumm]],0)","v":0},{"$f":"IF(TOU_CTabulation[[#This Row],[Month Base Gen]]=0,0,TOU_CTabulation[[#This Row],[Month Base Gen]]-TOU_CTabulation[[#This Row],[Day]]*TOU_CTabulation[[#This Row],[Base Allow]])","v":0},{"$f":"VLOOKUP(TOU_CTabulation[[#This Row],[Hour]],daypart,2)","v":"All"},{"$f":"TOU_CTabulation[[#This Row],[Season]]&TOU_CTabulation[[#This Row],[Day-Part]]","v":"SummerAll"},{"$f":"VLOOKUP(TOU_CTabulation[[#This Row],[Daypart]],TOUC,2)","v":0.25901999999999997},{"$f":"VLOOKUP(TOU_CTabulation[[#This Row],[Daypart]],TOUC,3)","v":0.32596000000000003},{"$f":"TOU_CTabulation[[#This Row],[Month Base Allow]]*TOU_CTabulation[[#This Row],[Base Rate]]","v":0},{"$f":"TOU_CTabulation[[#This Row],[Month Overbase Gen]]*TOU_CTabulation[[#This Row],[Over Rate]]","v":0},{"$f":"TOU_CTabulation[[#This Row],[Base Value]]+TOU_CTabulation[[#This Row],[Over Value]]","v":0}]
[7,7,3,0,0,13,0,0,13,0,0,{"$f":"TOU_CTabulation[[#This Row],[AC System Output (W)]]/1000","v":0},{"$f":"IF(A4519=TOU_CTabulation[[#This Row],[Month]],M4519+TOU_CTabulation[[#This Row],[AC System Output (kW)]],TOU_CTabulation[[#This Row],[AC System Output (kW)]])","v":143.38286500000001},{"$f":"VLOOKUP(TOU_CTabulation[[#This Row],[Month]],Season,2)","v":"Summer"},{"$f":"VLOOKUP(TOU_CTabulation[[#This Row],[Season]],CRate,2)","v":10.3},{"$f":"IF(A4521>TOU_CTabulation[[#This Row],[Month]],TOU_CTabulation[[#This Row],[Day]]*TOU_CTabulation[[#This Row],[Base Allow]],0)","v":0},{"$f":"IF(A4521>TOU_CTabulation[[#This Row],[Month]],TOU_CTabulation[[#This Row],[Month Cumm]],0)","v":0},{"$f":"IF(TOU_CTabulation[[#This Row],[Month Base Gen]]=0,0,TOU_CTabulation[[#This Row],[Month Base Gen]]-TOU_CTabulation[[#This Row],[Day]]*TOU_CTabulation[[#This Row],[Base Allow]])","v":0},{"$f":"VLOOKUP(TOU_CTabulation[[#This Row],[Hour]],daypart,2)","v":"All"},{"$f":"TOU_CTabulation[[#This Row],[Season]]&TOU_CTabulation[[#This Row],[Day-Part]]","v":"SummerAll"},{"$f":"VLOOKUP(TOU_CTabulation[[#This Row],[Daypart]],TOUC,2)","v":0.25901999999999997},{"$f":"VLOOKUP(TOU_CTabulation[[#This Row],[Daypart]],TOUC,3)","v":0.32596000000000003},{"$f":"TOU_CTabulation[[#This Row],[Month Base Allow]]*TOU_CTabulation[[#This Row],[Base Rate]]","v":0},{"$f":"TOU_CTabulation[[#This Row],[Month Overbase Gen]]*TOU_CTabulation[[#This Row],[Over Rate]]","v":0},{"$f":"TOU_CTabulation[[#This Row],[Base Value]]+TOU_CTabulation[[#This Row],[Over Value]]","v":0}]
[7,7,8,859,93,24,0,633.93799999999999,48.058999999999997,1903.91,1832.414,{"$f":"TOU_CTabulation[[#This Row],[AC System Output (W)]]/1000","v":1.832414},{"$f":"IF(A4524=TOU_CTabulation[[#This Row],[Month]],M4524+TOU_CTabulation[[#This Row],[AC System Output (kW)]],TOU_CTabulation[[#This Row],[AC System Output (kW)]])","v":146.91301700000002},{"$f":"VLOOKUP(TOU_CTabulation[[#This Row],[Month]],Season,2)","v":"Summer"},{"$f":"VLOOKUP(TOU_CTabulation[[#This Row],[Season]],CRate,2)","v":10.3},{"$f":"IF(A4526>TOU_CTabulation[[#This Row],[Month]],TOU_CTabulation[[#This Row],[Day]]*TOU_CTabulation[[#This Row],[Base Allow]],0)","v":0},{"$f":"IF(A4526>TOU_CTabulation[[#This Row],[Month]],TOU_CTabulation[[#This Row],[Month Cumm]],0)","v":0},{"$f":"IF(TOU_CTabulation[[#This Row],[Month Base Gen]]=0,0,TOU_CTabulation[[#This Row],[Month Base Gen]]-TOU_CTabulation[[#This Row],[Day]]*TOU_CTabulation[[#This Row],[Base Allow]])","v":0},{"$f":"VLOOKUP(TOU_CTabulation[[#This Row],[Hour]],daypart,2)","v":"All"},{"$f":"TOU_CTabulation[[#This Row],[Season]]&TOU_CTabulation[[#This Row],[Day-Part]]","v":"SummerAll"},{"$f":"VLOOKUP(TOU_CTabulation[[#This Row],[Daypart]],TOUC,2)","v":0.25901999999999997},{"$f":"VLOOKUP(TOU_CTabulation[[#This Row],[Daypart]],TOUC,3)","v":0.32596000000000003},{"$f":"TOU_CTabulation[[#This Row],[Month Base Allow]]*TOU_CTabulation[[#This Row],[Base Rate]]","v":0},{"$f":"TOU_CTabulation[[#This Row],[Month Overbase Gen]]*TOU_CTabulation[[#This Row],[Over Rate]]","v":0},{"$f":"TOU_CTabulation[[#This Row],[Base Value]]+TOU_CTabulation[[#This Row],[Over Value]]","v":0}]
[7,7,17,676,70,20,3,234.852,25.254999999999999,667.84100000000001,633.35,{"$f":"TOU_CTabulation[[#This Row],[AC System Output (W)]]/1000","v":0.63334999999999997},{"$f":"IF(A4533=TOU_CTabulation[[#This Row],[Month]],M4533+TOU_CTabulation[[#This Row],[AC System Output (kW)]],TOU_CTabulation[[#This Row],[AC System Output (kW)]])","v":167.49846000000005},{"$f":"VLOOKUP(TOU_CTabulation[[#This Row],[Month]],Season,2)","v":"Summer"},{"$f":"VLOOKUP(TOU_CTabulation[[#This Row],[Season]],CRate,2)","v":10.3},{"$f":"IF(A4535>TOU_CTabulation[[#This Row],[Month]],TOU_CTabulation[[#This Row],[Day]]*TOU_CTabulation[[#This Row],[Base Allow]],0)","v":0},{"$f":"IF(A4535>TOU_CTabulation[[#This Row],[Month]],TOU_CTabulation[[#This Row],[Month Cumm]],0)","v":0},{"$f":"IF(TOU_CTabulation[[#This Row],[Month Base Gen]]=0,0,TOU_CTabulation[[#This Row],[Month Base Gen]]-TOU_CTabulation[[#This Row],[Day]]*TOU_CTabulation[[#This Row],[Base Allow]])","v":0},{"$f":"VLOOKUP(TOU_CTabulation[[#This Row],[Hour]],daypart,2)","v":"All"},{"$f":"TOU_CTabulation[[#This Row],[Season]]&TOU_CTabulation[[#This Row],[Day-Part]]","v":"SummerAll"},{"$f":"VLOOKUP(TOU_CTabulation[[#This Row],[Daypart]],TOUC,2)","v":0.25901999999999997},{"$f":"VLOOKUP(TOU_CTabulation[[#This Row],[Daypart]],TOUC,3)","v":0.32596000000000003},{"$f":"TOU_CTabulation[[#This Row],[Month Base Allow]]*TOU_CTabulation[[#This Row],[Base Rate]]","v":0},{"$f":"TOU_CTabulation[[#This Row],[Month Overbase Gen]]*TOU_CTabulation[[#This Row],[Over Rate]]","v":0},{"$f":"TOU_CTabulation[[#This Row],[Base Value]]+TOU_CTabulation[[#This Row],[Over Value]]","v":0}]
[7,8,1,0,0,12,0,0,12,0,0,{"$f":"TOU_CTabulation[[#This Row],[AC System Output (W)]]/1000","v":0},{"$f":"IF(A4541=TOU_CTabulation[[#This Row],[Month]],M4541+TOU_CTabulation[[#This Row],[AC System Output (kW)]],TOU_CTabulation[[#This Row],[AC System Output (kW)]])","v":167.59312900000006},{"$f":"VLOOKUP(TOU_CTabulation[[#This Row],[Month]],Season,2)","v":"Summer"},{"$f":"VLOOKUP(TOU_CTabulation[[#This Row],[Season]],CRate,2)","v":10.3},{"$f":"IF(A4543>TOU_CTabulation[[#This Row],[Month]],TOU_CTabulation[[#This Row],[Day]]*TOU_CTabulation[[#This Row],[Base Allow]],0)","v":0},{"$f":"IF(A4543>TOU_CTabulation[[#This Row],[Month]],TOU_CTabulation[[#This Row],[Month Cumm]],0)","v":0},{"$f":"IF(TOU_CTabulation[[#This Row],[Month Base Gen]]=0,0,TOU_CTabulation[[#This Row],[Month Base Gen]]-TOU_CTabulation[[#This Row],[Day]]*TOU_CTabulation[[#This Row],[Base Allow]])","v":0},{"$f":"VLOOKUP(TOU_CTabulation[[#This Row],[Hour]],daypart,2)","v":"All"},{"$f":"TOU_CTabulation[[#This Row],[Season]]&TOU_CTabulation[[#This Row],[Day-Part]]","v":"SummerAll"},{"$f":"VLOOKUP(TOU_CTabulation[[#This Row],[Daypart]],TOUC,2)","v":0.25901999999999997},{"$f":"VLOOKUP(TOU_CTabulation[[#This Row],[Daypart]],TOUC,3)","v":0.32596000000000003},{"$f":"TOU_CTabulation[[#This Row],[Month Base Allow]]*TOU_CTabulation[[#This Row],[Base Rate]]","v":0},{"$f":"TOU_CTabulation[[#This Row],[Month Overbase Gen]]*TOU_CTabulation[[#This Row],[Over Rate]]","v":0},{"$f":"TOU_CTabulation[[#This Row],[Base Value]]+TOU_CTabulation[[#This Row],[Over Value]]","v":0}]
[7,8,7,791,78,21,0,410.161,36.232999999999997,1237.973,1188.1780000000001,{"$f":"TOU_CTabulation[[#This Row],[AC System Output (W)]]/1000","v":1.1881780000000002},{"$f":"IF(A4547=TOU_CTabulation[[#This Row],[Month]],M4547+TOU_CTabulation[[#This Row],[AC System Output (kW)]],TOU_CTabulation[[#This Row],[AC System Output (kW)]])","v":169.29228500000005},{"$f":"VLOOKUP(TOU_CTabulation[[#This Row],[Month]],Season,2)","v":"Summer"},{"$f":"VLOOKUP(TOU_CTabulation[[#This Row],[Season]],CRate,2)","v":10.3},{"$f":"IF(A4549>TOU_CTabulation[[#This Row],[Month]],TOU_CTabulation[[#This Row],[Day]]*TOU_CTabulation[[#This Row],[Base Allow]],0)","v":0},{"$f":"IF(A4549>TOU_CTabulation[[#This Row],[Month]],TOU_CTabulation[[#This Row],[Month Cumm]],0)","v":0},{"$f":"IF(TOU_CTabulation[[#This Row],[Month Base Gen]]=0,0,TOU_CTabulation[[#This Row],[Month Base Gen]]-TOU_CTabulation[[#This Row],[Day]]*TOU_CTabulation[[#This Row],[Base Allow]])","v":0},{"$f":"VLOOKUP(TOU_CTabulation[[#This Row],[Hour]],daypart,2)","v":"All"},{"$f":"TOU_CTabulation[[#This Row],[Season]]&TOU_CTabulation[[#This Row],[Day-Part]]","v":"SummerAll"},{"$f":"VLOOKUP(TOU_CTabulation[[#This Row],[Daypart]],TOUC,2)","v":0.25901999999999997},{"$f":"VLOOKUP(TOU_CTabulation[[#This Row],[Daypart]],TOUC,3)","v":0.32596000000000003},{"$f":"TOU_CTabulation[[#This Row],[Month Base Allow]]*TOU_CTabulation[[#This Row],[Base Rate]]","v":0},{"$f":"TOU_CTabulation[[#This Row],[Month Overbase Gen]]*TOU_CTabulation[[#This Row],[Over Rate]]","v":0},{"$f":"TOU_CTabulation[[#This Row],[Base Value]]+TOU_CTabulation[[#This Row],[Over Value]]","v":0}]
[7,8,10,953,100,27,1,980.47699999999998,57.207000000000001,2857.2629999999999,2747.5250000000001,{"$f":"TOU_CTabulation[[#This Row],[AC System Output (W)]]/1000","v":2.747525},{"$f":"IF(A4550=TOU_CTabulation[[#This Row],[Month]],M4550+TOU_CTabulation[[#This Row],[AC System Output (kW)]],TOU_CTabulation[[#This Row],[AC System Output (kW)]])","v":176.28978700000005},{"$f":"VLOOKUP(TOU_CTabulation[[#This Row],[Month]],Season,2)","v":"Summer"},{"$f":"VLOOKUP(TOU_CTabulation[[#This Row],[Season]],CRate,2)","v":10.3},{"$f":"IF(A4552>TOU_CTabulation[[#This Row],[Month]],TOU_CTabulation[[#This Row],[Day]]*TOU_CTabulation[[#This Row],[Base Allow]],0)","v":0},{"$f":"IF(A4552>TOU_CTabulation[[#This Row],[Month]],TOU_CTabulation[[#This Row],[Month Cumm]],0)","v":0},{"$f":"IF(TOU_CTabulation[[#This Row],[Month Base Gen]]=0,0,TOU_CTabulation[[#This Row],[Month Base Gen]]-TOU_CTabulation[[#This Row],[Day]]*TOU_CTabulation[[#This Row],[Base Allow]])","v":0},{"$f":"VLOOKUP(TOU_CTabulation[[#This Row],[Hour]],daypart,2)","v":"All"},{"$f":"TOU_CTabulation[[#This Row],[Season]]&TOU_CTabulation[[#This Row],[Day-Part]]","v":"SummerAll"},{"$f":"VLOOKUP(TOU_CTabulation[[#This Row],[Daypart]],TOUC,2)","v":0.25901999999999997},{"$f":"VLOOKUP(TOU_CTabulation[[#This Row],[Daypart]],TOUC,3)","v":0.32596000000000003},{"$f":"TOU_CTabulation[[#This Row],[Month Base Allow]]*TOU_CTabulation[[#This Row],[Base Rate]]","v":0},{"$f":"TOU_CTabulation[[#This Row],[Month Overbase Gen]]*TOU_CTabulation[[#This Row],[Over Rate]]","v":0},{"$f":"TOU_CTabulation[[#This Row],[Base Value]]+TOU_CTabulation[[#This Row],[Over Value]]","v":0}]
[7,8,21,0,0,14,1,0,14,0,0,{"$f":"TOU_CTabulation[[#This Row],[AC System Output (W)]]/1000","v":0},{"$f":"IF(A4561=TOU_CTabulation[[#This Row],[Month]],M4561+TOU_CTabulation[[#This Row],[AC System Output (kW)]],TOU_CTabulation[[#This Row],[AC System Output (kW)]])","v":192.14548800000006},{"$f":"VLOOKUP(TOU_CTabulation[[#This Row],[Month]],Season,2)","v":"Summer"},{"$f":"VLOOKUP(TOU_CTabulation[[#This Row],[Season]],CRate,2)","v":10.3},{"$f":"IF(A4563>TOU_CTabulation[[#This Row],[Month]],TOU_CTabulation[[#This Row],[Day]]*TOU_CTabulation[[#This Row],[Base Allow]],0)","v":0},{"$f":"IF(A4563>TOU_CTabulation[[#This Row],[Month]],TOU_CTabulation[[#This Row],[Month Cumm]],0)","v":0},{"$f":"IF(TOU_CTabulation[[#This Row],[Month Base Gen]]=0,0,TOU_CTabulation[[#This Row],[Month Base Gen]]-TOU_CTabulation[[#This Row],[Day]]*TOU_CTabulation[[#This Row],[Base Allow]])","v":0},{"$f":"VLOOKUP(TOU_CTabulation[[#This Row],[Hour]],daypart,2)","v":"All"},{"$f":"TOU_CTabulation[[#This Row],[Season]]&TOU_CTabulation[[#This Row],[Day-Part]]","v":"SummerAll"},{"$f":"VLOOKUP(TOU_CTabulation[[#This Row],[Daypart]],TOUC,2)","v":0.25901999999999997},{"$f":"VLOOKUP(TOU_CTabulation[[#This Row],[Daypart]],TOUC,3)","v":0.32596000000000003},{"$f":"TOU_CTabulation[[#This Row],[Month Base Allow]]*TOU_CTabulation[[#This Row],[Base Rate]]","v":0},{"$f":"TOU_CTabulation[[#This Row],[Month Overbase Gen]]*TOU_CTabulation[[#This Row],[Over Rate]]","v":0},{"$f":"TOU_CTabulation[[#This Row],[Base Value]]+TOU_CTabulation[[#This Row],[Over Value]]","v":0}]
[7,9,3,0,0,13,1,0,13,0,0,{"$f":"TOU_CTabulation[[#This Row],[AC System Output (W)]]/1000","v":0},{"$f":"IF(A4567=TOU_CTabulation[[#This Row],[Month]],M4567+TOU_CTabulation[[#This Row],[AC System Output (kW)]],TOU_CTabulation[[#This Row],[AC System Output (kW)]])","v":192.14548800000006},{"$f":"VLOOKUP(TOU_CTabulation[[#This Row],[Month]],Season,2)","v":"Summer"},{"$f":"VLOOKUP(TOU_CTabulation[[#This Row],[Season]],CRate,2)","v":10.3},{"$f":"IF(A4569>TOU_CTabulation[[#This Row],[Month]],TOU_CTabulation[[#This Row],[Day]]*TOU_CTabulation[[#This Row],[Base Allow]],0)","v":0},{"$f":"IF(A4569>TOU_CTabulation[[#This Row],[Month]],TOU_CTabulation[[#This Row],[Month Cumm]],0)","v":0},{"$f":"IF(TOU_CTabulation[[#This Row],[Month Base Gen]]=0,0,TOU_CTabulation[[#This Row],[Month Base Gen]]-TOU_CTabulation[[#This Row],[Day]]*TOU_CTabulation[[#This Row],[Base Allow]])","v":0},{"$f":"VLOOKUP(TOU_CTabulation[[#This Row],[Hour]],daypart,2)","v":"All"},{"$f":"TOU_CTabulation[[#This Row],[Season]]&TOU_CTabulation[[#This Row],[Day-Part]]","v":"SummerAll"},{"$f":"VLOOKUP(TOU_CTabulation[[#This Row],[Daypart]],TOUC,2)","v":0.25901999999999997},{"$f":"VLOOKUP(TOU_CTabulation[[#This Row],[Daypart]],TOUC,3)","v":0.32596000000000003},{"$f":"TOU_CTabulation[[#This Row],[Month Base Allow]]*TOU_CTabulation[[#This Row],[Base Rate]]","v":0},{"$f":"TOU_CTabulation[[#This Row],[Month Overbase Gen]]*TOU_CTabulation[[#This Row],[Over Rate]]","v":0},{"$f":"TOU_CTabulation[[#This Row],[Base Value]]+TOU_CTabulation[[#This Row],[Over Value]]","v":0}]
[7,9,12,944,112,33,1,1055.4760000000001,65.47,2937.357,2824.0210000000002,{"$f":"TOU_CTabulation[[#This Row],[AC System Output (W)]]/1000","v":2.8240210000000001},{"$f":"IF(A4576=TOU_CTabulation[[#This Row],[Month]],M4576+TOU_CTabulation[[#This Row],[AC System Output (kW)]],TOU_CTabulation[[#This Row],[AC System Output (kW)]])","v":206.41756900000001},{"$f":"VLOOKUP(TOU_CTabulation[[#This Row],[Month]],Season,2)","v":"Summer"},{"$f":"VLOOKUP(TOU_CTabulation[[#This Row],[Season]],CRate,2)","v":10.3},{"$f":"IF(A4578>TOU_CTabulation[[#This Row],[Month]],TOU_CTabulation[[#This Row],[Day]]*TOU_CTabulation[[#This Row],[Base Allow]],0)","v":0},{"$f":"IF(A4578>TOU_CTabulation[[#This Row],[Month]],TOU_CTabulation[[#This Row],[Month Cumm]],0)","v":0},{"$f":"IF(TOU_CTabulation[[#This Row],[Month Base Gen]]=0,0,TOU_CTabulation[[#This Row],[Month Base Gen]]-TOU_CTabulation[[#This Row],[Day]]*TOU_CTabulation[[#This Row],[Base Allow]])","v":0},{"$f":"VLOOKUP(TOU_CTabulation[[#This Row],[Hour]],daypart,2)","v":"All"},{"$f":"TOU_CTabulation[[#This Row],[Season]]&TOU_CTabulation[[#This Row],[Day-Part]]","v":"SummerAll"},{"$f":"VLOOKUP(TOU_CTabulation[[#This Row],[Daypart]],TOUC,2)","v":0.25901999999999997},{"$f":"VLOOKUP(TOU_CTabulation[[#This Row],[Daypart]],TOUC,3)","v":0.32596000000000003},{"$f":"TOU_CTabulation[[#This Row],[Month Base Allow]]*TOU_CTabulation[[#This Row],[Base Rate]]","v":0},{"$f":"TOU_CTabulation[[#This Row],[Month Overbase Gen]]*TOU_CTabulation[[#This Row],[Over Rate]]","v":0},{"$f":"TOU_CTabulation[[#This Row],[Base Value]]+TOU_CTabulation[[#This Row],[Over Value]]","v":0}]
[7,9,20,0,0,19,1,0,19,0,0,{"$f":"TOU_CTabulation[[#This Row],[AC System Output (W)]]/1000","v":0},{"$f":"IF(A4584=TOU_CTabulation[[#This Row],[Month]],M4584+TOU_CTabulation[[#This Row],[AC System Output (kW)]],TOU_CTabulation[[#This Row],[AC System Output (kW)]])","v":215.70350700000003},{"$f":"VLOOKUP(TOU_CTabulation[[#This Row],[Month]],Season,2)","v":"Summer"},{"$f":"VLOOKUP(TOU_CTabulation[[#This Row],[Season]],CRate,2)","v":10.3},{"$f":"IF(A4586>TOU_CTabulation[[#This Row],[Month]],TOU_CTabulation[[#This Row],[Day]]*TOU_CTabulation[[#This Row],[Base Allow]],0)","v":0},{"$f":"IF(A4586>TOU_CTabulation[[#This Row],[Month]],TOU_CTabulation[[#This Row],[Month Cumm]],0)","v":0},{"$f":"IF(TOU_CTabulation[[#This Row],[Month Base Gen]]=0,0,TOU_CTabulation[[#This Row],[Month Base Gen]]-TOU_CTabulation[[#This Row],[Day]]*TOU_CTabulation[[#This Row],[Base Allow]])","v":0},{"$f":"VLOOKUP(TOU_CTabulation[[#This Row],[Hour]],daypart,2)","v":"All"},{"$f":"TOU_CTabulation[[#This Row],[Season]]&TOU_CTabulation[[#This Row],[Day-Part]]","v":"SummerAll"},{"$f":"VLOOKUP(TOU_CTabulation[[#This Row],[Daypart]],TOUC,2)","v":0.25901999999999997},{"$f":"VLOOKUP(TOU_CTabulation[[#This Row],[Daypart]],TOUC,3)","v":0.32596000000000003},{"$f":"TOU_CTabulation[[#This Row],[Month Base Allow]]*TOU_CTabulation[[#This Row],[Base Rate]]","v":0},{"$f":"TOU_CTabulation[[#This Row],[Month Overbase Gen]]*TOU_CTabulation[[#This Row],[Over Rate]]","v":0},{"$f":"TOU_CTabulation[[#This Row],[Base Value]]+TOU_CTabulation[[#This Row],[Over Value]]","v":0}]
[7,10,5,334,27,21,1,20.75,19.43,73.179000000000002,51.430999999999997,{"$f":"TOU_CTabulation[[#This Row],[AC System Output (W)]]/1000","v":5.1430999999999998E-2},{"$f":"IF(A4593=TOU_CTabulation[[#This Row],[Month]],M4593+TOU_CTabulation[[#This Row],[AC System Output (kW)]],TOU_CTabulation[[#This Row],[AC System Output (kW)]])","v":215.75493800000004},{"$f":"VLOOKUP(TOU_CTabulation[[#This Row],[Month]],Season,2)","v":"Summer"},{"$f":"VLOOKUP(TOU_CTabulation[[#This Row],[Season]],CRate,2)","v":10.3},{"$f":"IF(A4595>TOU_CTabulation[[#This Row],[Month]],TOU_CTabulation[[#This Row],[Day]]*TOU_CTabulation[[#This Row],[Base Allow]],0)","v":0},{"$f":"IF(A4595>TOU_CTabulation[[#This Row],[Month]],TOU_CTabulation[[#This Row],[Month Cumm]],0)","v":0},{"$f":"IF(TOU_CTabulation[[#This Row],[Month Base Gen]]=0,0,TOU_CTabulation[[#This Row],[Month Base Gen]]-TOU_CTabulation[[#This Row],[Day]]*TOU_CTabulation[[#This Row],[Base Allow]])","v":0},{"$f":"VLOOKUP(TOU_CTabulation[[#This Row],[Hour]],daypart,2)","v":"All"},{"$f":"TOU_CTabulation[[#This Row],[Season]]&TOU_CTabulation[[#This Row],[Day-Part]]","v":"SummerAll"},{"$f":"VLOOKUP(TOU_CTabulation[[#This Row],[Daypart]],TOUC,2)","v":0.25901999999999997},{"$f":"VLOOKUP(TOU_CTabulation[[#This Row],[Daypart]],TOUC,3)","v":0.32596000000000003},{"$f":"TOU_CTabulation[[#This Row],[Month Base Allow]]*TOU_CTabulation[[#This Row],[Base Rate]]","v":0},{"$f":"TOU_CTabulation[[#This Row],[Month Overbase Gen]]*TOU_CTabulation[[#This Row],[Over Rate]]","v":0},{"$f":"TOU_CTabulation[[#This Row],[Base Value]]+TOU_CTabulation[[#This Row],[Over Value]]","v":0}]
[7,10,10,920,104,32,0,954.21900000000005,67.069000000000003,2628.873,2529.0659999999998,{"$f":"TOU_CTabulation[[#This Row],[AC System Output (W)]]/1000","v":2.5290659999999998},{"$f":"IF(A4598=TOU_CTabulation[[#This Row],[Month]],M4598+TOU_CTabulation[[#This Row],[AC System Output (kW)]],TOU_CTabulation[[#This Row],[AC System Output (kW)]])","v":223.79385900000005},{"$f":"VLOOKUP(TOU_CTabulation[[#This Row],[Month]],Season,2)","v":"Summer"},{"$f":"VLOOKUP(TOU_CTabulation[[#This Row],[Season]],CRate,2)","v":10.3},{"$f":"IF(A4600>TOU_CTabulation[[#This Row],[Month]],TOU_CTabulation[[#This Row],[Day]]*TOU_CTabulation[[#This Row],[Base Allow]],0)","v":0},{"$f":"IF(A4600>TOU_CTabulation[[#This Row],[Month]],TOU_CTabulation[[#This Row],[Month Cumm]],0)","v":0},{"$f":"IF(TOU_CTabulation[[#This Row],[Month Base Gen]]=0,0,TOU_CTabulation[[#This Row],[Month Base Gen]]-TOU_CTabulation[[#This Row],[Day]]*TOU_CTabulation[[#This Row],[Base Allow]])","v":0},{"$f":"VLOOKUP(TOU_CTabulation[[#This Row],[Hour]],daypart,2)","v":"All"},{"$f":"TOU_CTabulation[[#This Row],[Season]]&TOU_CTabulation[[#This Row],[Day-Part]]","v":"SummerAll"},{"$f":"VLOOKUP(TOU_CTabulation[[#This Row],[Daypart]],TOUC,2)","v":0.25901999999999997},{"$f":"VLOOKUP(TOU_CTabulation[[#This Row],[Daypart]],TOUC,3)","v":0.32596000000000003},{"$f":"TOU_CTabulation[[#This Row],[Month Base Allow]]*TOU_CTabulation[[#This Row],[Base Rate]]","v":0},{"$f":"TOU_CTabulation[[#This Row],[Month Overbase Gen]]*TOU_CTabulation[[#This Row],[Over Rate]]","v":0},{"$f":"TOU_CTabulation[[#This Row],[Base Value]]+TOU_CTabulation[[#This Row],[Over Value]]","v":0}]
[7,10,22,0,0,20,0,0,20,0,0,{"$f":"TOU_CTabulation[[#This Row],[AC System Output (W)]]/1000","v":0},{"$f":"IF(A4610=TOU_CTabulation[[#This Row],[Month]],M4610+TOU_CTabulation[[#This Row],[AC System Output (kW)]],TOU_CTabulation[[#This Row],[AC System Output (kW)]])","v":238.29296100000005},{"$f":"VLOOKUP(TOU_CTabulation[[#This Row],[Month]],Season,2)","v":"Summer"},{"$f":"VLOOKUP(TOU_CTabulation[[#This Row],[Season]],CRate,2)","v":10.3},{"$f":"IF(A4612>TOU_CTabulation[[#This Row],[Month]],TOU_CTabulation[[#This Row],[Day]]*TOU_CTabulation[[#This Row],[Base Allow]],0)","v":0},{"$f":"IF(A4612>TOU_CTabulation[[#This Row],[Month]],TOU_CTabulation[[#This Row],[Month Cumm]],0)","v":0},{"$f":"IF(TOU_CTabulation[[#This Row],[Month Base Gen]]=0,0,TOU_CTabulation[[#This Row],[Month Base Gen]]-TOU_CTabulation[[#This Row],[Day]]*TOU_CTabulation[[#This Row],[Base Allow]])","v":0},{"$f":"VLOOKUP(TOU_CTabulation[[#This Row],[Hour]],daypart,2)","v":"All"},{"$f":"TOU_CTabulation[[#This Row],[Season]]&TOU_CTabulation[[#This Row],[Day-Part]]","v":"SummerAll"},{"$f":"VLOOKUP(TOU_CTabulation[[#This Row],[Daypart]],TOUC,2)","v":0.25901999999999997},{"$f":"VLOOKUP(TOU_CTabulation[[#This Row],[Daypart]],TOUC,3)","v":0.32596000000000003},{"$f":"TOU_CTabulation[[#This Row],[Month Base Allow]]*TOU_CTabulation[[#This Row],[Base Rate]]","v":0},{"$f":"TOU_CTabulation[[#This Row],[Month Overbase Gen]]*TOU_CTabulation[[#This Row],[Over Rate]]","v":0},{"$f":"TOU_CTabulation[[#This Row],[Base Value]]+TOU_CTabulation[[#This Row],[Over Value]]","v":0}]
[7,11,3,0,0,18,0,0,18,0,0,{"$f":"TOU_CTabulation[[#This Row],[AC System Output (W)]]/1000","v":0},{"$f":"IF(A4615=TOU_CTabulation[[#This Row],[Month]],M4615+TOU_CTabulation[[#This Row],[AC System Output (kW)]],TOU_CTabulation[[#This Row],[AC System Output (kW)]])","v":238.29296100000005},{"$f":"VLOOKUP(TOU_CTabulation[[#This Row],[Month]],Season,2)","v":"Summer"},{"$f":"VLOOKUP(TOU_CTabulation[[#This Row],[Season]],CRate,2)","v":10.3},{"$f":"IF(A4617>TOU_CTabulation[[#This Row],[Month]],TOU_CTabulation[[#This Row],[Day]]*TOU_CTabulation[[#This Row],[Base Allow]],0)","v":0},{"$f":"IF(A4617>TOU_CTabulation[[#This Row],[Month]],TOU_CTabulation[[#This Row],[Month Cumm]],0)","v":0},{"$f":"IF(TOU_CTabulation[[#This Row],[Month Base Gen]]=0,0,TOU_CTabulation[[#This Row],[Month Base Gen]]-TOU_CTabulation[[#This Row],[Day]]*TOU_CTabulation[[#This Row],[Base Allow]])","v":0},{"$f":"VLOOKUP(TOU_CTabulation[[#This Row],[Hour]],daypart,2)","v":"All"},{"$f":"TOU_CTabulation[[#This Row],[Season]]&TOU_CTabulation[[#This Row],[Day-Part]]","v":"SummerAll"},{"$f":"VLOOKUP(TOU_CTabulation[[#This Row],[Daypart]],TOUC,2)","v":0.25901999999999997},{"$f":"VLOOKUP(TOU_CTabulation[[#This Row],[Daypart]],TOUC,3)","v":0.32596000000000003},{"$f":"TOU_CTabulation[[#This Row],[Month Base Allow]]*TOU_CTabulation[[#This Row],[Base Rate]]","v":0},{"$f":"TOU_CTabulation[[#This Row],[Month Overbase Gen]]*TOU_CTabulation[[#This Row],[Over Rate]]","v":0},{"$f":"TOU_CTabulation[[#This Row],[Base Value]]+TOU_CTabulation[[#This Row],[Over Value]]","v":0}]
[7,11,7,774,79,26,0,402.327,40.652000000000001,1187.1510000000001,1138.8430000000001,{"$f":"TOU_CTabulation[[#This Row],[AC System Output (W)]]/1000","v":1.138843},{"$f":"IF(A4619=TOU_CTabulation[[#This Row],[Month]],M4619+TOU_CTabulation[[#This Row],[AC System Output (kW)]],TOU_CTabulation[[#This Row],[AC System Output (kW)]])","v":239.89044500000006},{"$f":"VLOOKUP(TOU_CTabulation[[#This Row],[Month]],Season,2)","v":"Summer"},{"$f":"VLOOKUP(TOU_CTabulation[[#This Row],[Season]],CRate,2)","v":10.3},{"$f":"IF(A4621>TOU_CTabulation[[#This Row],[Month]],TOU_CTabulation[[#This Row],[Day]]*TOU_CTabulation[[#This Row],[Base Allow]],0)","v":0},{"$f":"IF(A4621>TOU_CTabulation[[#This Row],[Month]],TOU_CTabulation[[#This Row],[Month Cumm]],0)","v":0},{"$f":"IF(TOU_CTabulation[[#This Row],[Month Base Gen]]=0,0,TOU_CTabulation[[#This Row],[Month Base Gen]]-TOU_CTabulation[[#This Row],[Day]]*TOU_CTabulation[[#This Row],[Base Allow]])","v":0},{"$f":"VLOOKUP(TOU_CTabulation[[#This Row],[Hour]],daypart,2)","v":"All"},{"$f":"TOU_CTabulation[[#This Row],[Season]]&TOU_CTabulation[[#This Row],[Day-Part]]","v":"SummerAll"},{"$f":"VLOOKUP(TOU_CTabulation[[#This Row],[Daypart]],TOUC,2)","v":0.25901999999999997},{"$f":"VLOOKUP(TOU_CTabulation[[#This Row],[Daypart]],TOUC,3)","v":0.32596000000000003},{"$f":"TOU_CTabulation[[#This Row],[Month Base Allow]]*TOU_CTabulation[[#This Row],[Base Rate]]","v":0},{"$f":"TOU_CTabulation[[#This Row],[Month Overbase Gen]]*TOU_CTabulation[[#This Row],[Over Rate]]","v":0},{"$f":"TOU_CTabulation[[#This Row],[Base Value]]+TOU_CTabulation[[#This Row],[Over Value]]","v":0}]
[7,11,17,607,79,24,2,226.68199999999999,29.702999999999999,640.327,606.49699999999996,{"$f":"TOU_CTabulation[[#This Row],[AC System Output (W)]]/1000","v":0.60649699999999995},{"$f":"IF(A4629=TOU_CTabulation[[#This Row],[Month]],M4629+TOU_CTabulation[[#This Row],[AC System Output (kW)]],TOU_CTabulation[[#This Row],[AC System Output (kW)]])","v":260.6511440000001},{"$f":"VLOOKUP(TOU_CTabulation[[#This Row],[Month]],Season,2)","v":"Summer"},{"$f":"VLOOKUP(TOU_CTabulation[[#This Row],[Season]],CRate,2)","v":10.3},{"$f":"IF(A4631>TOU_CTabulation[[#This Row],[Month]],TOU_CTabulation[[#This Row],[Day]]*TOU_CTabulation[[#This Row],[Base Allow]],0)","v":0},{"$f":"IF(A4631>TOU_CTabulation[[#This Row],[Month]],TOU_CTabulation[[#This Row],[Month Cumm]],0)","v":0},{"$f":"IF(TOU_CTabulation[[#This Row],[Month Base Gen]]=0,0,TOU_CTabulation[[#This Row],[Month Base Gen]]-TOU_CTabulation[[#This Row],[Day]]*TOU_CTabulation[[#This Row],[Base Allow]])","v":0},{"$f":"VLOOKUP(TOU_CTabulation[[#This Row],[Hour]],daypart,2)","v":"All"},{"$f":"TOU_CTabulation[[#This Row],[Season]]&TOU_CTabulation[[#This Row],[Day-Part]]","v":"SummerAll"},{"$f":"VLOOKUP(TOU_CTabulation[[#This Row],[Daypart]],TOUC,2)","v":0.25901999999999997},{"$f":"VLOOKUP(TOU_CTabulation[[#This Row],[Daypart]],TOUC,3)","v":0.32596000000000003},{"$f":"TOU_CTabulation[[#This Row],[Month Base Allow]]*TOU_CTabulation[[#This Row],[Base Rate]]","v":0},{"$f":"TOU_CTabulation[[#This Row],[Month Overbase Gen]]*TOU_CTabulation[[#This Row],[Over Rate]]","v":0},{"$f":"TOU_CTabulation[[#This Row],[Base Value]]+TOU_CTabulation[[#This Row],[Over Value]]","v":0}]
[7,12,0,0,0,18,0,0,18,0,0,{"$f":"TOU_CTabulation[[#This Row],[AC System Output (W)]]/1000","v":0},{"$f":"IF(A4636=TOU_CTabulation[[#This Row],[Month]],M4636+TOU_CTabulation[[#This Row],[AC System Output (kW)]],TOU_CTabulation[[#This Row],[AC System Output (kW)]])","v":260.75001100000009},{"$f":"VLOOKUP(TOU_CTabulation[[#This Row],[Month]],Season,2)","v":"Summer"},{"$f":"VLOOKUP(TOU_CTabulation[[#This Row],[Season]],CRate,2)","v":10.3},{"$f":"IF(A4638>TOU_CTabulation[[#This Row],[Month]],TOU_CTabulation[[#This Row],[Day]]*TOU_CTabulation[[#This Row],[Base Allow]],0)","v":0},{"$f":"IF(A4638>TOU_CTabulation[[#This Row],[Month]],TOU_CTabulation[[#This Row],[Month Cumm]],0)","v":0},{"$f":"IF(TOU_CTabulation[[#This Row],[Month Base Gen]]=0,0,TOU_CTabulation[[#This Row],[Month Base Gen]]-TOU_CTabulation[[#This Row],[Day]]*TOU_CTabulation[[#This Row],[Base Allow]])","v":0},{"$f":"VLOOKUP(TOU_CTabulation[[#This Row],[Hour]],daypart,2)","v":"All"},{"$f":"TOU_CTabulation[[#This Row],[Season]]&TOU_CTabulation[[#This Row],[Day-Part]]","v":"SummerAll"},{"$f":"VLOOKUP(TOU_CTabulation[[#This Row],[Daypart]],TOUC,2)","v":0.25901999999999997},{"$f":"VLOOKUP(TOU_CTabulation[[#This Row],[Daypart]],TOUC,3)","v":0.32596000000000003},{"$f":"TOU_CTabulation[[#This Row],[Month Base Allow]]*TOU_CTabulation[[#This Row],[Base Rate]]","v":0},{"$f":"TOU_CTabulation[[#This Row],[Month Overbase Gen]]*TOU_CTabulation[[#This Row],[Over Rate]]","v":0},{"$f":"TOU_CTabulation[[#This Row],[Base Value]]+TOU_CTabulation[[#This Row],[Over Value]]","v":0}]
[7,12,7,143,202,22,3,251.64599999999999,26.908999999999999,838.50099999999998,799.745,{"$f":"TOU_CTabulation[[#This Row],[AC System Output (W)]]/1000","v":0.79974500000000004},{"$f":"IF(A4643=TOU_CTabulation[[#This Row],[Month]],M4643+TOU_CTabulation[[#This Row],[AC System Output (kW)]],TOU_CTabulation[[#This Row],[AC System Output (kW)]])","v":262.03559000000007},{"$f":"VLOOKUP(TOU_CTabulation[[#This Row],[Month]],Season,2)","v":"Summer"},{"$f":"VLOOKUP(TOU_CTabulation[[#This Row],[Season]],CRate,2)","v":10.3},{"$f":"IF(A4645>TOU_CTabulation[[#This Row],[Month]],TOU_CTabulation[[#This Row],[Day]]*TOU_CTabulation[[#This Row],[Base Allow]],0)","v":0},{"$f":"IF(A4645>TOU_CTabulation[[#This Row],[Month]],TOU_CTabulation[[#This Row],[Month Cumm]],0)","v":0},{"$f":"IF(TOU_CTabulation[[#This Row],[Month Base Gen]]=0,0,TOU_CTabulation[[#This Row],[Month Base Gen]]-TOU_CTabulation[[#This Row],[Day]]*TOU_CTabulation[[#This Row],[Base Allow]])","v":0},{"$f":"VLOOKUP(TOU_CTabulation[[#This Row],[Hour]],daypart,2)","v":"All"},{"$f":"TOU_CTabulation[[#This Row],[Season]]&TOU_CTabulation[[#This Row],[Day-Part]]","v":"SummerAll"},{"$f":"VLOOKUP(TOU_CTabulation[[#This Row],[Daypart]],TOUC,2)","v":0.25901999999999997},{"$f":"VLOOKUP(TOU_CTabulation[[#This Row],[Daypart]],TOUC,3)","v":0.32596000000000003},{"$f":"TOU_CTabulation[[#This Row],[Month Base Allow]]*TOU_CTabulation[[#This Row],[Base Rate]]","v":0},{"$f":"TOU_CTabulation[[#This Row],[Month Overbase Gen]]*TOU_CTabulation[[#This Row],[Over Rate]]","v":0},{"$f":"TOU_CTabulation[[#This Row],[Base Value]]+TOU_CTabulation[[#This Row],[Over Value]]","v":0}]
[7,12,17,0,54,25,1,51.252000000000002,26.209,175.143,151.44300000000001,{"$f":"TOU_CTabulation[[#This Row],[AC System Output (W)]]/1000","v":0.15144300000000002},{"$f":"IF(A4653=TOU_CTabulation[[#This Row],[Month]],M4653+TOU_CTabulation[[#This Row],[AC System Output (kW)]],TOU_CTabulation[[#This Row],[AC System Output (kW)]])","v":278.09290699999997},{"$f":"VLOOKUP(TOU_CTabulation[[#This Row],[Month]],Season,2)","v":"Summer"},{"$f":"VLOOKUP(TOU_CTabulation[[#This Row],[Season]],CRate,2)","v":10.3},{"$f":"IF(A4655>TOU_CTabulation[[#This Row],[Month]],TOU_CTabulation[[#This Row],[Day]]*TOU_CTabulation[[#This Row],[Base Allow]],0)","v":0},{"$f":"IF(A4655>TOU_CTabulation[[#This Row],[Month]],TOU_CTabulation[[#This Row],[Month Cumm]],0)","v":0},{"$f":"IF(TOU_CTabulation[[#This Row],[Month Base Gen]]=0,0,TOU_CTabulation[[#This Row],[Month Base Gen]]-TOU_CTabulation[[#This Row],[Day]]*TOU_CTabulation[[#This Row],[Base Allow]])","v":0},{"$f":"VLOOKUP(TOU_CTabulation[[#This Row],[Hour]],daypart,2)","v":"All"},{"$f":"TOU_CTabulation[[#This Row],[Season]]&TOU_CTabulation[[#This Row],[Day-Part]]","v":"SummerAll"},{"$f":"VLOOKUP(TOU_CTabulation[[#This Row],[Daypart]],TOUC,2)","v":0.25901999999999997},{"$f":"VLOOKUP(TOU_CTabulation[[#This Row],[Daypart]],TOUC,3)","v":0.32596000000000003},{"$f":"TOU_CTabulation[[#This Row],[Month Base Allow]]*TOU_CTabulation[[#This Row],[Base Rate]]","v":0},{"$f":"TOU_CTabulation[[#This Row],[Month Overbase Gen]]*TOU_CTabulation[[#This Row],[Over Rate]]","v":0},{"$f":"TOU_CTabulation[[#This Row],[Base Value]]+TOU_CTabulation[[#This Row],[Over Value]]","v":0}]
[7,12,21,0,0,20,1,0,20,0,0,{"$f":"TOU_CTabulation[[#This Row],[AC System Output (W)]]/1000","v":0},{"$f":"IF(A4657=TOU_CTabulation[[#This Row],[Month]],M4657+TOU_CTabulation[[#This Row],[AC System Output (kW)]],TOU_CTabulation[[#This Row],[AC System Output (kW)]])","v":278.22513799999996},{"$f":"VLOOKUP(TOU_CTabulation[[#This Row],[Month]],Season,2)","v":"Summer"},{"$f":"VLOOKUP(TOU_CTabulation[[#This Row],[Season]],CRate,2)","v":10.3},{"$f":"IF(A4659>TOU_CTabulation[[#This Row],[Month]],TOU_CTabulation[[#This Row],[Day]]*TOU_CTabulation[[#This Row],[Base Allow]],0)","v":0},{"$f":"IF(A4659>TOU_CTabulation[[#This Row],[Month]],TOU_CTabulation[[#This Row],[Month Cumm]],0)","v":0},{"$f":"IF(TOU_CTabulation[[#This Row],[Month Base Gen]]=0,0,TOU_CTabulation[[#This Row],[Month Base Gen]]-TOU_CTabulation[[#This Row],[Day]]*TOU_CTabulation[[#This Row],[Base Allow]])","v":0},{"$f":"VLOOKUP(TOU_CTabulation[[#This Row],[Hour]],daypart,2)","v":"All"},{"$f":"TOU_CTabulation[[#This Row],[Season]]&TOU_CTabulation[[#This Row],[Day-Part]]","v":"SummerAll"},{"$f":"VLOOKUP(TOU_CTabulation[[#This Row],[Daypart]],TOUC,2)","v":0.25901999999999997},{"$f":"VLOOKUP(TOU_CTabulation[[#This Row],[Daypart]],TOUC,3)","v":0.32596000000000003},{"$f":"TOU_CTabulation[[#This Row],[Month Base Allow]]*TOU_CTabulation[[#This Row],[Base Rate]]","v":0},{"$f":"TOU_CTabulation[[#This Row],[Month Overbase Gen]]*TOU_CTabulation[[#This Row],[Over Rate]]","v":0},{"$f":"TOU_CTabulation[[#This Row],[Base Value]]+TOU_CTabulation[[#This Row],[Over Value]]","v":0}]
[7,13,10,844,148,28,4,928.22400000000005,47.878,2844.902,2735.7139999999999,{"$f":"TOU_CTabulation[[#This Row],[AC System Output (W)]]/1000","v":2.7357139999999998},{"$f":"IF(A4670=TOU_CTabulation[[#This Row],[Month]],M4670+TOU_CTabulation[[#This Row],[AC System Output (kW)]],TOU_CTabulation[[#This Row],[AC System Output (kW)]])","v":286.25261599999993},{"$f":"VLOOKUP(TOU_CTabulation[[#This Row],[Month]],Season,2)","v":"Summer"},{"$f":"VLOOKUP(TOU_CTabulation[[#This Row],[Season]],CRate,2)","v":10.3},{"$f":"IF(A4672>TOU_CTabulation[[#This Row],[Month]],TOU_CTabulation[[#This Row],[Day]]*TOU_CTabulation[[#This Row],[Base Allow]],0)","v":0},{"$f":"IF(A4672>TOU_CTabulation[[#This Row],[Month]],TOU_CTabulation[[#This Row],[Month Cumm]],0)","v":0},{"$f":"IF(TOU_CTabulation[[#This Row],[Month Base Gen]]=0,0,TOU_CTabulation[[#This Row],[Month Base Gen]]-TOU_CTabulation[[#This Row],[Day]]*TOU_CTabulation[[#This Row],[Base Allow]])","v":0},{"$f":"VLOOKUP(TOU_CTabulation[[#This Row],[Hour]],daypart,2)","v":"All"},{"$f":"TOU_CTabulation[[#This Row],[Season]]&TOU_CTabulation[[#This Row],[Day-Part]]","v":"SummerAll"},{"$f":"VLOOKUP(TOU_CTabulation[[#This Row],[Daypart]],TOUC,2)","v":0.25901999999999997},{"$f":"VLOOKUP(TOU_CTabulation[[#This Row],[Daypart]],TOUC,3)","v":0.32596000000000003},{"$f":"TOU_CTabulation[[#This Row],[Month Base Allow]]*TOU_CTabulation[[#This Row],[Base Rate]]","v":0},{"$f":"TOU_CTabulation[[#This Row],[Month Overbase Gen]]*TOU_CTabulation[[#This Row],[Over Rate]]","v":0},{"$f":"TOU_CTabulation[[#This Row],[Base Value]]+TOU_CTabulation[[#This Row],[Over Value]]","v":0}]
[7,13,11,863,151,28,4,1007.6079999999999,49.744999999999997,3059.9789999999998,2941.02,{"$f":"TOU_CTabulation[[#This Row],[AC System Output (W)]]/1000","v":2.94102},{"$f":"IF(A4671=TOU_CTabulation[[#This Row],[Month]],M4671+TOU_CTabulation[[#This Row],[AC System Output (kW)]],TOU_CTabulation[[#This Row],[AC System Output (kW)]])","v":289.19363599999991},{"$f":"VLOOKUP(TOU_CTabulation[[#This Row],[Month]],Season,2)","v":"Summer"},{"$f":"VLOOKUP(TOU_CTabulation[[#This Row],[Season]],CRate,2)","v":10.3},{"$f":"IF(A4673>TOU_CTabulation[[#This Row],[Month]],TOU_CTabulation[[#This Row],[Day]]*TOU_CTabulation[[#This Row],[Base Allow]],0)","v":0},{"$f":"IF(A4673>TOU_CTabulation[[#This Row],[Month]],TOU_CTabulation[[#This Row],[Month Cumm]],0)","v":0},{"$f":"IF(TOU_CTabulation[[#This Row],[Month Base Gen]]=0,0,TOU_CTabulation[[#This Row],[Month Base Gen]]-TOU_CTabulation[[#This Row],[Day]]*TOU_CTabulation[[#This Row],[Base Allow]])","v":0},{"$f":"VLOOKUP(TOU_CTabulation[[#This Row],[Hour]],daypart,2)","v":"All"},{"$f":"TOU_CTabulation[[#This Row],[Season]]&TOU_CTabulation[[#This Row],[Day-Part]]","v":"SummerAll"},{"$f":"VLOOKUP(TOU_CTabulation[[#This Row],[Daypart]],TOUC,2)","v":0.25901999999999997},{"$f":"VLOOKUP(TOU_CTabulation[[#This Row],[Daypart]],TOUC,3)","v":0.32596000000000003},{"$f":"TOU_CTabulation[[#This Row],[Month Base Allow]]*TOU_CTabulation[[#This Row],[Base Rate]]","v":0},{"$f":"TOU_CTabulation[[#This Row],[Month Overbase Gen]]*TOU_CTabulation[[#This Row],[Over Rate]]","v":0},{"$f":"TOU_CTabulation[[#This Row],[Base Value]]+TOU_CTabulation[[#This Row],[Over Value]]","v":0}]
[7,13,20,0,0,16,1,0,16,0,0,{"$f":"TOU_CTabulation[[#This Row],[AC System Output (W)]]/1000","v":0},{"$f":"IF(A4680=TOU_CTabulation[[#This Row],[Month]],M4680+TOU_CTabulation[[#This Row],[AC System Output (kW)]],TOU_CTabulation[[#This Row],[AC System Output (kW)]])","v":301.73532299999988},{"$f":"VLOOKUP(TOU_CTabulation[[#This Row],[Month]],Season,2)","v":"Summer"},{"$f":"VLOOKUP(TOU_CTabulation[[#This Row],[Season]],CRate,2)","v":10.3},{"$f":"IF(A4682>TOU_CTabulation[[#This Row],[Month]],TOU_CTabulation[[#This Row],[Day]]*TOU_CTabulation[[#This Row],[Base Allow]],0)","v":0},{"$f":"IF(A4682>TOU_CTabulation[[#This Row],[Month]],TOU_CTabulation[[#This Row],[Month Cumm]],0)","v":0},{"$f":"IF(TOU_CTabulation[[#This Row],[Month Base Gen]]=0,0,TOU_CTabulation[[#This Row],[Month Base Gen]]-TOU_CTabulation[[#This Row],[Day]]*TOU_CTabulation[[#This Row],[Base Allow]])","v":0},{"$f":"VLOOKUP(TOU_CTabulation[[#This Row],[Hour]],daypart,2)","v":"All"},{"$f":"TOU_CTabulation[[#This Row],[Season]]&TOU_CTabulation[[#This Row],[Day-Part]]","v":"SummerAll"},{"$f":"VLOOKUP(TOU_CTabulation[[#This Row],[Daypart]],TOUC,2)","v":0.25901999999999997},{"$f":"VLOOKUP(TOU_CTabulation[[#This Row],[Daypart]],TOUC,3)","v":0.32596000000000003},{"$f":"TOU_CTabulation[[#This Row],[Month Base Allow]]*TOU_CTabulation[[#This Row],[Base Rate]]","v":0},{"$f":"TOU_CTabulation[[#This Row],[Month Overbase Gen]]*TOU_CTabulation[[#This Row],[Over Rate]]","v":0},{"$f":"TOU_CTabulation[[#This Row],[Base Value]]+TOU_CTabulation[[#This Row],[Over Value]]","v":0}]
[7,14,4,0,0,11,1,0,11,0,0,{"$f":"TOU_CTabulation[[#This Row],[AC System Output (W)]]/1000","v":0},{"$f":"IF(A4688=TOU_CTabulation[[#This Row],[Month]],M4688+TOU_CTabulation[[#This Row],[AC System Output (kW)]],TOU_CTabulation[[#This Row],[AC System Output (kW)]])","v":301.73532299999988},{"$f":"VLOOKUP(TOU_CTabulation[[#This Row],[Month]],Season,2)","v":"Summer"},{"$f":"VLOOKUP(TOU_CTabulation[[#This Row],[Season]],CRate,2)","v":10.3},{"$f":"IF(A4690>TOU_CTabulation[[#This Row],[Month]],TOU_CTabulation[[#This Row],[Day]]*TOU_CTabulation[[#This Row],[Base Allow]],0)","v":0},{"$f":"IF(A4690>TOU_CTabulation[[#This Row],[Month]],TOU_CTabulation[[#This Row],[Month Cumm]],0)","v":0},{"$f":"IF(TOU_CTabulation[[#This Row],[Month Base Gen]]=0,0,TOU_CTabulation[[#This Row],[Month Base Gen]]-TOU_CTabulation[[#This Row],[Day]]*TOU_CTabulation[[#This Row],[Base Allow]])","v":0},{"$f":"VLOOKUP(TOU_CTabulation[[#This Row],[Hour]],daypart,2)","v":"All"},{"$f":"TOU_CTabulation[[#This Row],[Season]]&TOU_CTabulation[[#This Row],[Day-Part]]","v":"SummerAll"},{"$f":"VLOOKUP(TOU_CTabulation[[#This Row],[Daypart]],TOUC,2)","v":0.25901999999999997},{"$f":"VLOOKUP(TOU_CTabulation[[#This Row],[Daypart]],TOUC,3)","v":0.32596000000000003},{"$f":"TOU_CTabulation[[#This Row],[Month Base Allow]]*TOU_CTabulation[[#This Row],[Base Rate]]","v":0},{"$f":"TOU_CTabulation[[#This Row],[Month Overbase Gen]]*TOU_CTabulation[[#This Row],[Over Rate]]","v":0},{"$f":"TOU_CTabulation[[#This Row],[Base Value]]+TOU_CTabulation[[#This Row],[Over Value]]","v":0}]
[7,14,10,940,104,24,2,972.84699999999998,49.783000000000001,2951.614,2837.6309999999999,{"$f":"TOU_CTabulation[[#This Row],[AC System Output (W)]]/1000","v":2.837631},{"$f":"IF(A4694=TOU_CTabulation[[#This Row],[Month]],M4694+TOU_CTabulation[[#This Row],[AC System Output (kW)]],TOU_CTabulation[[#This Row],[AC System Output (kW)]])","v":309.75990499999983},{"$f":"VLOOKUP(TOU_CTabulation[[#This Row],[Month]],Season,2)","v":"Summer"},{"$f":"VLOOKUP(TOU_CTabulation[[#This Row],[Season]],CRate,2)","v":10.3},{"$f":"IF(A4696>TOU_CTabulation[[#This Row],[Month]],TOU_CTabulation[[#This Row],[Day]]*TOU_CTabulation[[#This Row],[Base Allow]],0)","v":0},{"$f":"IF(A4696>TOU_CTabulation[[#This Row],[Month]],TOU_CTabulation[[#This Row],[Month Cumm]],0)","v":0},{"$f":"IF(TOU_CTabulation[[#This Row],[Month Base Gen]]=0,0,TOU_CTabulation[[#This Row],[Month Base Gen]]-TOU_CTabulation[[#This Row],[Day]]*TOU_CTabulation[[#This Row],[Base Allow]])","v":0},{"$f":"VLOOKUP(TOU_CTabulation[[#This Row],[Hour]],daypart,2)","v":"All"},{"$f":"TOU_CTabulation[[#This Row],[Season]]&TOU_CTabulation[[#This Row],[Day-Part]]","v":"SummerAll"},{"$f":"VLOOKUP(TOU_CTabulation[[#This Row],[Daypart]],TOUC,2)","v":0.25901999999999997},{"$f":"VLOOKUP(TOU_CTabulation[[#This Row],[Daypart]],TOUC,3)","v":0.32596000000000003},{"$f":"TOU_CTabulation[[#This Row],[Month Base Allow]]*TOU_CTabulation[[#This Row],[Base Rate]]","v":0},{"$f":"TOU_CTabulation[[#This Row],[Month Overbase Gen]]*TOU_CTabulation[[#This Row],[Over Rate]]","v":0},{"$f":"TOU_CTabulation[[#This Row],[Base Value]]+TOU_CTabulation[[#This Row],[Over Value]]","v":0}]
[7,14,21,0,0,12,2,0,12,0,0,{"$f":"TOU_CTabulation[[#This Row],[AC System Output (W)]]/1000","v":0},{"$f":"IF(A4705=TOU_CTabulation[[#This Row],[Month]],M4705+TOU_CTabulation[[#This Row],[AC System Output (kW)]],TOU_CTabulation[[#This Row],[AC System Output (kW)]])","v":325.9281919999998},{"$f":"VLOOKUP(TOU_CTabulation[[#This Row],[Month]],Season,2)","v":"Summer"},{"$f":"VLOOKUP(TOU_CTabulation[[#This Row],[Season]],CRate,2)","v":10.3},{"$f":"IF(A4707>TOU_CTabulation[[#This Row],[Month]],TOU_CTabulation[[#This Row],[Day]]*TOU_CTabulation[[#This Row],[Base Allow]],0)","v":0},{"$f":"IF(A4707>TOU_CTabulation[[#This Row],[Month]],TOU_CTabulation[[#This Row],[Month Cumm]],0)","v":0},{"$f":"IF(TOU_CTabulation[[#This Row],[Month Base Gen]]=0,0,TOU_CTabulation[[#This Row],[Month Base Gen]]-TOU_CTabulation[[#This Row],[Day]]*TOU_CTabulation[[#This Row],[Base Allow]])","v":0},{"$f":"VLOOKUP(TOU_CTabulation[[#This Row],[Hour]],daypart,2)","v":"All"},{"$f":"TOU_CTabulation[[#This Row],[Season]]&TOU_CTabulation[[#This Row],[Day-Part]]","v":"SummerAll"},{"$f":"VLOOKUP(TOU_CTabulation[[#This Row],[Daypart]],TOUC,2)","v":0.25901999999999997},{"$f":"VLOOKUP(TOU_CTabulation[[#This Row],[Daypart]],TOUC,3)","v":0.32596000000000003},{"$f":"TOU_CTabulation[[#This Row],[Month Base Allow]]*TOU_CTabulation[[#This Row],[Base Rate]]","v":0},{"$f":"TOU_CTabulation[[#This Row],[Month Overbase Gen]]*TOU_CTabulation[[#This Row],[Over Rate]]","v":0},{"$f":"TOU_CTabulation[[#This Row],[Base Value]]+TOU_CTabulation[[#This Row],[Over Value]]","v":0}]
[7,15,3,0,0,11,1,0,11,0,0,{"$f":"TOU_CTabulation[[#This Row],[AC System Output (W)]]/1000","v":0},{"$f":"IF(A4711=TOU_CTabulation[[#This Row],[Month]],M4711+TOU_CTabulation[[#This Row],[AC System Output (kW)]],TOU_CTabulation[[#This Row],[AC System Output (kW)]])","v":325.9281919999998},{"$f":"VLOOKUP(TOU_CTabulation[[#This Row],[Month]],Season,2)","v":"Summer"},{"$f":"VLOOKUP(TOU_CTabulation[[#This Row],[Season]],CRate,2)","v":10.3},{"$f":"IF(A4713>TOU_CTabulation[[#This Row],[Month]],TOU_CTabulation[[#This Row],[Day]]*TOU_CTabulation[[#This Row],[Base Allow]],0)","v":0},{"$f":"IF(A4713>TOU_CTabulation[[#This Row],[Month]],TOU_CTabulation[[#This Row],[Month Cumm]],0)","v":0},{"$f":"IF(TOU_CTabulation[[#This Row],[Month Base Gen]]=0,0,TOU_CTabulation[[#This Row],[Month Base Gen]]-TOU_CTabulation[[#This Row],[Day]]*TOU_CTabulation[[#This Row],[Base Allow]])","v":0},{"$f":"VLOOKUP(TOU_CTabulation[[#This Row],[Hour]],daypart,2)","v":"All"},{"$f":"TOU_CTabulation[[#This Row],[Season]]&TOU_CTabulation[[#This Row],[Day-Part]]","v":"SummerAll"},{"$f":"VLOOKUP(TOU_CTabulation[[#This Row],[Daypart]],TOUC,2)","v":0.25901999999999997},{"$f":"VLOOKUP(TOU_CTabulation[[#This Row],[Daypart]],TOUC,3)","v":0.32596000000000003},{"$f":"TOU_CTabulation[[#This Row],[Month Base Allow]]*TOU_CTabulation[[#This Row],[Base Rate]]","v":0},{"$f":"TOU_CTabulation[[#This Row],[Month Overbase Gen]]*TOU_CTabulation[[#This Row],[Over Rate]]","v":0},{"$f":"TOU_CTabulation[[#This Row],[Base Value]]+TOU_CTabulation[[#This Row],[Over Value]]","v":0}]
[7,15,14,896,110,23,4,862.75699999999995,42.027000000000001,2719.6439999999998,2615.9479999999999,{"$f":"TOU_CTabulation[[#This Row],[AC System Output (W)]]/1000","v":2.6159479999999999},{"$f":"IF(A4722=TOU_CTabulation[[#This Row],[Month]],M4722+TOU_CTabulation[[#This Row],[AC System Output (kW)]],TOU_CTabulation[[#This Row],[AC System Output (kW)]])","v":345.97600399999982},{"$f":"VLOOKUP(TOU_CTabulation[[#This Row],[Month]],Season,2)","v":"Summer"},{"$f":"VLOOKUP(TOU_CTabulation[[#This Row],[Season]],CRate,2)","v":10.3},{"$f":"IF(A4724>TOU_CTabulation[[#This Row],[Month]],TOU_CTabulation[[#This Row],[Day]]*TOU_CTabulation[[#This Row],[Base Allow]],0)","v":0},{"$f":"IF(A4724>TOU_CTabulation[[#This Row],[Month]],TOU_CTabulation[[#This Row],[Month Cumm]],0)","v":0},{"$f":"IF(TOU_CTabulation[[#This Row],[Month Base Gen]]=0,0,TOU_CTabulation[[#This Row],[Month Base Gen]]-TOU_CTabulation[[#This Row],[Day]]*TOU_CTabulation[[#This Row],[Base Allow]])","v":0},{"$f":"VLOOKUP(TOU_CTabulation[[#This Row],[Hour]],daypart,2)","v":"All"},{"$f":"TOU_CTabulation[[#This Row],[Season]]&TOU_CTabulation[[#This Row],[Day-Part]]","v":"SummerAll"},{"$f":"VLOOKUP(TOU_CTabulation[[#This Row],[Daypart]],TOUC,2)","v":0.25901999999999997},{"$f":"VLOOKUP(TOU_CTabulation[[#This Row],[Daypart]],TOUC,3)","v":0.32596000000000003},{"$f":"TOU_CTabulation[[#This Row],[Month Base Allow]]*TOU_CTabulation[[#This Row],[Base Rate]]","v":0},{"$f":"TOU_CTabulation[[#This Row],[Month Overbase Gen]]*TOU_CTabulation[[#This Row],[Over Rate]]","v":0},{"$f":"TOU_CTabulation[[#This Row],[Base Value]]+TOU_CTabulation[[#This Row],[Over Value]]","v":0}]
[7,15,17,590,82,17,3,225.35300000000001,21.988,662.89599999999996,628.524,{"$f":"TOU_CTabulation[[#This Row],[AC System Output (W)]]/1000","v":0.62852399999999997},{"$f":"IF(A4725=TOU_CTabulation[[#This Row],[Month]],M4725+TOU_CTabulation[[#This Row],[AC System Output (kW)]],TOU_CTabulation[[#This Row],[AC System Output (kW)]])","v":350.11574799999983},{"$f":"VLOOKUP(TOU_CTabulation[[#This Row],[Month]],Season,2)","v":"Summer"},{"$f":"VLOOKUP(TOU_CTabulation[[#This Row],[Season]],CRate,2)","v":10.3},{"$f":"IF(A4727>TOU_CTabulation[[#This Row],[Month]],TOU_CTabulation[[#This Row],[Day]]*TOU_CTabulation[[#This Row],[Base Allow]],0)","v":0},{"$f":"IF(A4727>TOU_CTabulation[[#This Row],[Month]],TOU_CTabulation[[#This Row],[Month Cumm]],0)","v":0},{"$f":"IF(TOU_CTabulation[[#This Row],[Month Base Gen]]=0,0,TOU_CTabulation[[#This Row],[Month Base Gen]]-TOU_CTabulation[[#This Row],[Day]]*TOU_CTabulation[[#This Row],[Base Allow]])","v":0},{"$f":"VLOOKUP(TOU_CTabulation[[#This Row],[Hour]],daypart,2)","v":"All"},{"$f":"TOU_CTabulation[[#This Row],[Season]]&TOU_CTabulation[[#This Row],[Day-Part]]","v":"SummerAll"},{"$f":"VLOOKUP(TOU_CTabulation[[#This Row],[Daypart]],TOUC,2)","v":0.25901999999999997},{"$f":"VLOOKUP(TOU_CTabulation[[#This Row],[Daypart]],TOUC,3)","v":0.32596000000000003},{"$f":"TOU_CTabulation[[#This Row],[Month Base Allow]]*TOU_CTabulation[[#This Row],[Base Rate]]","v":0},{"$f":"TOU_CTabulation[[#This Row],[Month Overbase Gen]]*TOU_CTabulation[[#This Row],[Over Rate]]","v":0},{"$f":"TOU_CTabulation[[#This Row],[Base Value]]+TOU_CTabulation[[#This Row],[Over Value]]","v":0}]
[7,15,23,0,0,11,2,0,11,0,0,{"$f":"TOU_CTabulation[[#This Row],[AC System Output (W)]]/1000","v":0},{"$f":"IF(A4731=TOU_CTabulation[[#This Row],[Month]],M4731+TOU_CTabulation[[#This Row],[AC System Output (kW)]],TOU_CTabulation[[#This Row],[AC System Output (kW)]])","v":350.22302699999983},{"$f":"VLOOKUP(TOU_CTabulation[[#This Row],[Month]],Season,2)","v":"Summer"},{"$f":"VLOOKUP(TOU_CTabulation[[#This Row],[Season]],CRate,2)","v":10.3},{"$f":"IF(A4733>TOU_CTabulation[[#This Row],[Month]],TOU_CTabulation[[#This Row],[Day]]*TOU_CTabulation[[#This Row],[Base Allow]],0)","v":0},{"$f":"IF(A4733>TOU_CTabulation[[#This Row],[Month]],TOU_CTabulation[[#This Row],[Month Cumm]],0)","v":0},{"$f":"IF(TOU_CTabulation[[#This Row],[Month Base Gen]]=0,0,TOU_CTabulation[[#This Row],[Month Base Gen]]-TOU_CTabulation[[#This Row],[Day]]*TOU_CTabulation[[#This Row],[Base Allow]])","v":0},{"$f":"VLOOKUP(TOU_CTabulation[[#This Row],[Hour]],daypart,2)","v":"All"},{"$f":"TOU_CTabulation[[#This Row],[Season]]&TOU_CTabulation[[#This Row],[Day-Part]]","v":"SummerAll"},{"$f":"VLOOKUP(TOU_CTabulation[[#This Row],[Daypart]],TOUC,2)","v":0.25901999999999997},{"$f":"VLOOKUP(TOU_CTabulation[[#This Row],[Daypart]],TOUC,3)","v":0.32596000000000003},{"$f":"TOU_CTabulation[[#This Row],[Month Base Allow]]*TOU_CTabulation[[#This Row],[Base Rate]]","v":0},{"$f":"TOU_CTabulation[[#This Row],[Month Overbase Gen]]*TOU_CTabulation[[#This Row],[Over Rate]]","v":0},{"$f":"TOU_CTabulation[[#This Row],[Base Value]]+TOU_CTabulation[[#This Row],[Over Value]]","v":0}]
[7,16,7,2,148,15,3,140.94499999999999,16.882000000000001,502.60899999999998,471.988,{"$f":"TOU_CTabulation[[#This Row],[AC System Output (W)]]/1000","v":0.47198800000000002},{"$f":"IF(A4739=TOU_CTabulation[[#This Row],[Month]],M4739+TOU_CTabulation[[#This Row],[AC System Output (kW)]],TOU_CTabulation[[#This Row],[AC System Output (kW)]])","v":350.94508199999984},{"$f":"VLOOKUP(TOU_CTabulation[[#This Row],[Month]],Season,2)","v":"Summer"},{"$f":"VLOOKUP(TOU_CTabulation[[#This Row],[Season]],CRate,2)","v":10.3},{"$f":"IF(A4741>TOU_CTabulation[[#This Row],[Month]],TOU_CTabulation[[#This Row],[Day]]*TOU_CTabulation[[#This Row],[Base Allow]],0)","v":0},{"$f":"IF(A4741>TOU_CTabulation[[#This Row],[Month]],TOU_CTabulation[[#This Row],[Month Cumm]],0)","v":0},{"$f":"IF(TOU_CTabulation[[#This Row],[Month Base Gen]]=0,0,TOU_CTabulation[[#This Row],[Month Base Gen]]-TOU_CTabulation[[#This Row],[Day]]*TOU_CTabulation[[#This Row],[Base Allow]])","v":0},{"$f":"VLOOKUP(TOU_CTabulation[[#This Row],[Hour]],daypart,2)","v":"All"},{"$f":"TOU_CTabulation[[#This Row],[Season]]&TOU_CTabulation[[#This Row],[Day-Part]]","v":"SummerAll"},{"$f":"VLOOKUP(TOU_CTabulation[[#This Row],[Daypart]],TOUC,2)","v":0.25901999999999997},{"$f":"VLOOKUP(TOU_CTabulation[[#This Row],[Daypart]],TOUC,3)","v":0.32596000000000003},{"$f":"TOU_CTabulation[[#This Row],[Month Base Allow]]*TOU_CTabulation[[#This Row],[Base Rate]]","v":0},{"$f":"TOU_CTabulation[[#This Row],[Month Overbase Gen]]*TOU_CTabulation[[#This Row],[Over Rate]]","v":0},{"$f":"TOU_CTabulation[[#This Row],[Base Value]]+TOU_CTabulation[[#This Row],[Over Value]]","v":0}]
[7,16,16,673,122,18,3,442.476,28.614999999999998,1425.577,1370.085,{"$f":"TOU_CTabulation[[#This Row],[AC System Output (W)]]/1000","v":1.370085},{"$f":"IF(A4748=TOU_CTabulation[[#This Row],[Month]],M4748+TOU_CTabulation[[#This Row],[AC System Output (kW)]],TOU_CTabulation[[#This Row],[AC System Output (kW)]])","v":373.11410299999989},{"$f":"VLOOKUP(TOU_CTabulation[[#This Row],[Month]],Season,2)","v":"Summer"},{"$f":"VLOOKUP(TOU_CTabulation[[#This Row],[Season]],CRate,2)","v":10.3},{"$f":"IF(A4750>TOU_CTabulation[[#This Row],[Month]],TOU_CTabulation[[#This Row],[Day]]*TOU_CTabulation[[#This Row],[Base Allow]],0)","v":0},{"$f":"IF(A4750>TOU_CTabulation[[#This Row],[Month]],TOU_CTabulation[[#This Row],[Month Cumm]],0)","v":0},{"$f":"IF(TOU_CTabulation[[#This Row],[Month Base Gen]]=0,0,TOU_CTabulation[[#This Row],[Month Base Gen]]-TOU_CTabulation[[#This Row],[Day]]*TOU_CTabulation[[#This Row],[Base Allow]])","v":0},{"$f":"VLOOKUP(TOU_CTabulation[[#This Row],[Hour]],daypart,2)","v":"All"},{"$f":"TOU_CTabulation[[#This Row],[Season]]&TOU_CTabulation[[#This Row],[Day-Part]]","v":"SummerAll"},{"$f":"VLOOKUP(TOU_CTabulation[[#This Row],[Daypart]],TOUC,2)","v":0.25901999999999997},{"$f":"VLOOKUP(TOU_CTabulation[[#This Row],[Daypart]],TOUC,3)","v":0.32596000000000003},{"$f":"TOU_CTabulation[[#This Row],[Month Base Allow]]*TOU_CTabulation[[#This Row],[Base Rate]]","v":0},{"$f":"TOU_CTabulation[[#This Row],[Month Overbase Gen]]*TOU_CTabulation[[#This Row],[Over Rate]]","v":0},{"$f":"TOU_CTabulation[[#This Row],[Base Value]]+TOU_CTabulation[[#This Row],[Over Value]]","v":0}]
[7,17,4,0,0,12,0,0,12,0,0,{"$f":"TOU_CTabulation[[#This Row],[AC System Output (W)]]/1000","v":0},{"$f":"IF(A4760=TOU_CTabulation[[#This Row],[Month]],M4760+TOU_CTabulation[[#This Row],[AC System Output (kW)]],TOU_CTabulation[[#This Row],[AC System Output (kW)]])","v":373.85084099999989},{"$f":"VLOOKUP(TOU_CTabulation[[#This Row],[Month]],Season,2)","v":"Summer"},{"$f":"VLOOKUP(TOU_CTabulation[[#This Row],[Season]],CRate,2)","v":10.3},{"$f":"IF(A4762>TOU_CTabulation[[#This Row],[Month]],TOU_CTabulation[[#This Row],[Day]]*TOU_CTabulation[[#This Row],[Base Allow]],0)","v":0},{"$f":"IF(A4762>TOU_CTabulation[[#This Row],[Month]],TOU_CTabulation[[#This Row],[Month Cumm]],0)","v":0},{"$f":"IF(TOU_CTabulation[[#This Row],[Month Base Gen]]=0,0,TOU_CTabulation[[#This Row],[Month Base Gen]]-TOU_CTabulation[[#This Row],[Day]]*TOU_CTabulation[[#This Row],[Base Allow]])","v":0},{"$f":"VLOOKUP(TOU_CTabulation[[#This Row],[Hour]],daypart,2)","v":"All"},{"$f":"TOU_CTabulation[[#This Row],[Season]]&TOU_CTabulation[[#This Row],[Day-Part]]","v":"SummerAll"},{"$f":"VLOOKUP(TOU_CTabulation[[#This Row],[Daypart]],TOUC,2)","v":0.25901999999999997},{"$f":"VLOOKUP(TOU_CTabulation[[#This Row],[Daypart]],TOUC,3)","v":0.32596000000000003},{"$f":"TOU_CTabulation[[#This Row],[Month Base Allow]]*TOU_CTabulation[[#This Row],[Base Rate]]","v":0},{"$f":"TOU_CTabulation[[#This Row],[Month Overbase Gen]]*TOU_CTabulation[[#This Row],[Over Rate]]","v":0},{"$f":"TOU_CTabulation[[#This Row],[Base Value]]+TOU_CTabulation[[#This Row],[Over Value]]","v":0}]
[7,17,9,29,309,20,2,324.18299999999999,27.491,1100.6769999999999,1054.8440000000001,{"$f":"TOU_CTabulation[[#This Row],[AC System Output (W)]]/1000","v":1.0548440000000001},{"$f":"IF(A4765=TOU_CTabulation[[#This Row],[Month]],M4765+TOU_CTabulation[[#This Row],[AC System Output (kW)]],TOU_CTabulation[[#This Row],[AC System Output (kW)]])","v":376.32983499999989},{"$f":"VLOOKUP(TOU_CTabulation[[#This Row],[Month]],Season,2)","v":"Summer"},{"$f":"VLOOKUP(TOU_CTabulation[[#This Row],[Season]],CRate,2)","v":10.3},{"$f":"IF(A4767>TOU_CTabulation[[#This Row],[Month]],TOU_CTabulation[[#This Row],[Day]]*TOU_CTabulation[[#This Row],[Base Allow]],0)","v":0},{"$f":"IF(A4767>TOU_CTabulation[[#This Row],[Month]],TOU_CTabulation[[#This Row],[Month Cumm]],0)","v":0},{"$f":"IF(TOU_CTabulation[[#This Row],[Month Base Gen]]=0,0,TOU_CTabulation[[#This Row],[Month Base Gen]]-TOU_CTabulation[[#This Row],[Day]]*TOU_CTabulation[[#This Row],[Base Allow]])","v":0},{"$f":"VLOOKUP(TOU_CTabulation[[#This Row],[Hour]],daypart,2)","v":"All"},{"$f":"TOU_CTabulation[[#This Row],[Season]]&TOU_CTabulation[[#This Row],[Day-Part]]","v":"SummerAll"},{"$f":"VLOOKUP(TOU_CTabulation[[#This Row],[Daypart]],TOUC,2)","v":0.25901999999999997},{"$f":"VLOOKUP(TOU_CTabulation[[#This Row],[Daypart]],TOUC,3)","v":0.32596000000000003},{"$f":"TOU_CTabulation[[#This Row],[Month Base Allow]]*TOU_CTabulation[[#This Row],[Base Rate]]","v":0},{"$f":"TOU_CTabulation[[#This Row],[Month Overbase Gen]]*TOU_CTabulation[[#This Row],[Over Rate]]","v":0},{"$f":"TOU_CTabulation[[#This Row],[Base Value]]+TOU_CTabulation[[#This Row],[Over Value]]","v":0}]
[7,17,18,395,38,15,2,35.369,14.804,109.502,87.07,{"$f":"TOU_CTabulation[[#This Row],[AC System Output (W)]]/1000","v":8.7069999999999995E-2},{"$f":"IF(A4774=TOU_CTabulation[[#This Row],[Month]],M4774+TOU_CTabulation[[#This Row],[AC System Output (kW)]],TOU_CTabulation[[#This Row],[AC System Output (kW)]])","v":393.70992899999999},{"$f":"VLOOKUP(TOU_CTabulation[[#This Row],[Month]],Season,2)","v":"Summer"},{"$f":"VLOOKUP(TOU_CTabulation[[#This Row],[Season]],CRate,2)","v":10.3},{"$f":"IF(A4776>TOU_CTabulation[[#This Row],[Month]],TOU_CTabulation[[#This Row],[Day]]*TOU_CTabulation[[#This Row],[Base Allow]],0)","v":0},{"$f":"IF(A4776>TOU_CTabulation[[#This Row],[Month]],TOU_CTabulation[[#This Row],[Month Cumm]],0)","v":0},{"$f":"IF(TOU_CTabulation[[#This Row],[Month Base Gen]]=0,0,TOU_CTabulation[[#This Row],[Month Base Gen]]-TOU_CTabulation[[#This Row],[Day]]*TOU_CTabulation[[#This Row],[Base Allow]])","v":0},{"$f":"VLOOKUP(TOU_CTabulation[[#This Row],[Hour]],daypart,2)","v":"All"},{"$f":"TOU_CTabulation[[#This Row],[Season]]&TOU_CTabulation[[#This Row],[Day-Part]]","v":"SummerAll"},{"$f":"VLOOKUP(TOU_CTabulation[[#This Row],[Daypart]],TOUC,2)","v":0.25901999999999997},{"$f":"VLOOKUP(TOU_CTabulation[[#This Row],[Daypart]],TOUC,3)","v":0.32596000000000003},{"$f":"TOU_CTabulation[[#This Row],[Month Base Allow]]*TOU_CTabulation[[#This Row],[Base Rate]]","v":0},{"$f":"TOU_CTabulation[[#This Row],[Month Overbase Gen]]*TOU_CTabulation[[#This Row],[Over Rate]]","v":0},{"$f":"TOU_CTabulation[[#This Row],[Base Value]]+TOU_CTabulation[[#This Row],[Over Value]]","v":0}]
[7,18,3,0,0,11,0,0,11,0,0,{"$f":"TOU_CTabulation[[#This Row],[AC System Output (W)]]/1000","v":0},{"$f":"IF(A4783=TOU_CTabulation[[#This Row],[Month]],M4783+TOU_CTabulation[[#This Row],[AC System Output (kW)]],TOU_CTabulation[[#This Row],[AC System Output (kW)]])","v":393.70992899999999},{"$f":"VLOOKUP(TOU_CTabulation[[#This Row],[Month]],Season,2)","v":"Summer"},{"$f":"VLOOKUP(TOU_CTabulation[[#This Row],[Season]],CRate,2)","v":10.3},{"$f":"IF(A4785>TOU_CTabulation[[#This Row],[Month]],TOU_CTabulation[[#This Row],[Day]]*TOU_CTabulation[[#This Row],[Base Allow]],0)","v":0},{"$f":"IF(A4785>TOU_CTabulation[[#This Row],[Month]],TOU_CTabulation[[#This Row],[Month Cumm]],0)","v":0},{"$f":"IF(TOU_CTabulation[[#This Row],[Month Base Gen]]=0,0,TOU_CTabulation[[#This Row],[Month Base Gen]]-TOU_CTabulation[[#This Row],[Day]]*TOU_CTabulation[[#This Row],[Base Allow]])","v":0},{"$f":"VLOOKUP(TOU_CTabulation[[#This Row],[Hour]],daypart,2)","v":"All"},{"$f":"TOU_CTabulation[[#This Row],[Season]]&TOU_CTabulation[[#This Row],[Day-Part]]","v":"SummerAll"},{"$f":"VLOOKUP(TOU_CTabulation[[#This Row],[Daypart]],TOUC,2)","v":0.25901999999999997},{"$f":"VLOOKUP(TOU_CTabulation[[#This Row],[Daypart]],TOUC,3)","v":0.32596000000000003},{"$f":"TOU_CTabulation[[#This Row],[Month Base Allow]]*TOU_CTabulation[[#This Row],[Base Rate]]","v":0},{"$f":"TOU_CTabulation[[#This Row],[Month Overbase Gen]]*TOU_CTabulation[[#This Row],[Over Rate]]","v":0},{"$f":"TOU_CTabulation[[#This Row],[Base Value]]+TOU_CTabulation[[#This Row],[Over Value]]","v":0}]
[7,18,11,468,408,27,2,887.33699999999999,50.055,2690.377,2587.9430000000002,{"$f":"TOU_CTabulation[[#This Row],[AC System Output (W)]]/1000","v":2.5879430000000001},{"$f":"IF(A4791=TOU_CTabulation[[#This Row],[Month]],M4791+TOU_CTabulation[[#This Row],[AC System Output (kW)]],TOU_CTabulation[[#This Row],[AC System Output (kW)]])","v":403.16314699999998},{"$f":"VLOOKUP(TOU_CTabulation[[#This Row],[Month]],Season,2)","v":"Summer"},{"$f":"VLOOKUP(TOU_CTabulation[[#This Row],[Season]],CRate,2)","v":10.3},{"$f":"IF(A4793>TOU_CTabulation[[#This Row],[Month]],TOU_CTabulation[[#This Row],[Day]]*TOU_CTabulation[[#This Row],[Base Allow]],0)","v":0},{"$f":"IF(A4793>TOU_CTabulation[[#This Row],[Month]],TOU_CTabulation[[#This Row],[Month Cumm]],0)","v":0},{"$f":"IF(TOU_CTabulation[[#This Row],[Month Base Gen]]=0,0,TOU_CTabulation[[#This Row],[Month Base Gen]]-TOU_CTabulation[[#This Row],[Day]]*TOU_CTabulation[[#This Row],[Base Allow]])","v":0},{"$f":"VLOOKUP(TOU_CTabulation[[#This Row],[Hour]],daypart,2)","v":"All"},{"$f":"TOU_CTabulation[[#This Row],[Season]]&TOU_CTabulation[[#This Row],[Day-Part]]","v":"SummerAll"},{"$f":"VLOOKUP(TOU_CTabulation[[#This Row],[Daypart]],TOUC,2)","v":0.25901999999999997},{"$f":"VLOOKUP(TOU_CTabulation[[#This Row],[Daypart]],TOUC,3)","v":0.32596000000000003},{"$f":"TOU_CTabulation[[#This Row],[Month Base Allow]]*TOU_CTabulation[[#This Row],[Base Rate]]","v":0},{"$f":"TOU_CTabulation[[#This Row],[Month Overbase Gen]]*TOU_CTabulation[[#This Row],[Over Rate]]","v":0},{"$f":"TOU_CTabulation[[#This Row],[Base Value]]+TOU_CTabulation[[#This Row],[Over Value]]","v":0}]
[7,18,17,44,125,20,2,127.642,22.677,434.346,405.25,{"$f":"TOU_CTabulation[[#This Row],[AC System Output (W)]]/1000","v":0.40525},{"$f":"IF(A4797=TOU_CTabulation[[#This Row],[Month]],M4797+TOU_CTabulation[[#This Row],[AC System Output (kW)]],TOU_CTabulation[[#This Row],[AC System Output (kW)]])","v":412.56700600000005},{"$f":"VLOOKUP(TOU_CTabulation[[#This Row],[Month]],Season,2)","v":"Summer"},{"$f":"VLOOKUP(TOU_CTabulation[[#This Row],[Season]],CRate,2)","v":10.3},{"$f":"IF(A4799>TOU_CTabulation[[#This Row],[Month]],TOU_CTabulation[[#This Row],[Day]]*TOU_CTabulation[[#This Row],[Base Allow]],0)","v":0},{"$f":"IF(A4799>TOU_CTabulation[[#This Row],[Month]],TOU_CTabulation[[#This Row],[Month Cumm]],0)","v":0},{"$f":"IF(TOU_CTabulation[[#This Row],[Month Base Gen]]=0,0,TOU_CTabulation[[#This Row],[Month Base Gen]]-TOU_CTabulation[[#This Row],[Day]]*TOU_CTabulation[[#This Row],[Base Allow]])","v":0},{"$f":"VLOOKUP(TOU_CTabulation[[#This Row],[Hour]],daypart,2)","v":"All"},{"$f":"TOU_CTabulation[[#This Row],[Season]]&TOU_CTabulation[[#This Row],[Day-Part]]","v":"SummerAll"},{"$f":"VLOOKUP(TOU_CTabulation[[#This Row],[Daypart]],TOUC,2)","v":0.25901999999999997},{"$f":"VLOOKUP(TOU_CTabulation[[#This Row],[Daypart]],TOUC,3)","v":0.32596000000000003},{"$f":"TOU_CTabulation[[#This Row],[Month Base Allow]]*TOU_CTabulation[[#This Row],[Base Rate]]","v":0},{"$f":"TOU_CTabulation[[#This Row],[Month Overbase Gen]]*TOU_CTabulation[[#This Row],[Over Rate]]","v":0},{"$f":"TOU_CTabulation[[#This Row],[Base Value]]+TOU_CTabulation[[#This Row],[Over Value]]","v":0}]
[7,18,20,0,0,16,1,0,16,0,0,{"$f":"TOU_CTabulation[[#This Row],[AC System Output (W)]]/1000","v":0},{"$f":"IF(A4800=TOU_CTabulation[[#This Row],[Month]],M4800+TOU_CTabulation[[#This Row],[AC System Output (kW)]],TOU_CTabulation[[#This Row],[AC System Output (kW)]])","v":412.67362800000006},{"$f":"VLOOKUP(TOU_CTabulation[[#This Row],[Month]],Season,2)","v":"Summer"},{"$f":"VLOOKUP(TOU_CTabulation[[#This Row],[Season]],CRate,2)","v":10.3},{"$f":"IF(A4802>TOU_CTabulation[[#This Row],[Month]],TOU_CTabulation[[#This Row],[Day]]*TOU_CTabulation[[#This Row],[Base Allow]],0)","v":0},{"$f":"IF(A4802>TOU_CTabulation[[#This Row],[Month]],TOU_CTabulation[[#This Row],[Month Cumm]],0)","v":0},{"$f":"IF(TOU_CTabulation[[#This Row],[Month Base Gen]]=0,0,TOU_CTabulation[[#This Row],[Month Base Gen]]-TOU_CTabulation[[#This Row],[Day]]*TOU_CTabulation[[#This Row],[Base Allow]])","v":0},{"$f":"VLOOKUP(TOU_CTabulation[[#This Row],[Hour]],daypart,2)","v":"All"},{"$f":"TOU_CTabulation[[#This Row],[Season]]&TOU_CTabulation[[#This Row],[Day-Part]]","v":"SummerAll"},{"$f":"VLOOKUP(TOU_CTabulation[[#This Row],[Daypart]],TOUC,2)","v":0.25901999999999997},{"$f":"VLOOKUP(TOU_CTabulation[[#This Row],[Daypart]],TOUC,3)","v":0.32596000000000003},{"$f":"TOU_CTabulation[[#This Row],[Month Base Allow]]*TOU_CTabulation[[#This Row],[Base Rate]]","v":0},{"$f":"TOU_CTabulation[[#This Row],[Month Overbase Gen]]*TOU_CTabulation[[#This Row],[Over Rate]]","v":0},{"$f":"TOU_CTabulation[[#This Row],[Base Value]]+TOU_CTabulation[[#This Row],[Over Value]]","v":0}]
[7,19,3,0,0,15,1,0,15,0,0,{"$f":"TOU_CTabulation[[#This Row],[AC System Output (W)]]/1000","v":0},{"$f":"IF(A4807=TOU_CTabulation[[#This Row],[Month]],M4807+TOU_CTabulation[[#This Row],[AC System Output (kW)]],TOU_CTabulation[[#This Row],[AC System Output (kW)]])","v":412.67362800000006},{"$f":"VLOOKUP(TOU_CTabulation[[#This Row],[Month]],Season,2)","v":"Summer"},{"$f":"VLOOKUP(TOU_CTabulation[[#This Row],[Season]],CRate,2)","v":10.3},{"$f":"IF(A4809>TOU_CTabulation[[#This Row],[Month]],TOU_CTabulation[[#This Row],[Day]]*TOU_CTabulation[[#This Row],[Base Allow]],0)","v":0},{"$f":"IF(A4809>TOU_CTabulation[[#This Row],[Month]],TOU_CTabulation[[#This Row],[Month Cumm]],0)","v":0},{"$f":"IF(TOU_CTabulation[[#This Row],[Month Base Gen]]=0,0,TOU_CTabulation[[#This Row],[Month Base Gen]]-TOU_CTabulation[[#This Row],[Day]]*TOU_CTabulation[[#This Row],[Base Allow]])","v":0},{"$f":"VLOOKUP(TOU_CTabulation[[#This Row],[Hour]],daypart,2)","v":"All"},{"$f":"TOU_CTabulation[[#This Row],[Season]]&TOU_CTabulation[[#This Row],[Day-Part]]","v":"SummerAll"},{"$f":"VLOOKUP(TOU_CTabulation[[#This Row],[Daypart]],TOUC,2)","v":0.25901999999999997},{"$f":"VLOOKUP(TOU_CTabulation[[#This Row],[Daypart]],TOUC,3)","v":0.32596000000000003},{"$f":"TOU_CTabulation[[#This Row],[Month Base Allow]]*TOU_CTabulation[[#This Row],[Base Rate]]","v":0},{"$f":"TOU_CTabulation[[#This Row],[Month Overbase Gen]]*TOU_CTabulation[[#This Row],[Over Rate]]","v":0},{"$f":"TOU_CTabulation[[#This Row],[Base Value]]+TOU_CTabulation[[#This Row],[Over Value]]","v":0}]
[7,19,13,903,107,27,4,966.40800000000002,48.118000000000002,2959.1950000000002,2844.8679999999999,{"$f":"TOU_CTabulation[[#This Row],[AC System Output (W)]]/1000","v":2.844868},{"$f":"IF(A4817=TOU_CTabulation[[#This Row],[Month]],M4817+TOU_CTabulation[[#This Row],[AC System Output (kW)]],TOU_CTabulation[[#This Row],[AC System Output (kW)]])","v":428.34702300000009},{"$f":"VLOOKUP(TOU_CTabulation[[#This Row],[Month]],Season,2)","v":"Summer"},{"$f":"VLOOKUP(TOU_CTabulation[[#This Row],[Season]],CRate,2)","v":10.3},{"$f":"IF(A4819>TOU_CTabulation[[#This Row],[Month]],TOU_CTabulation[[#This Row],[Day]]*TOU_CTabulation[[#This Row],[Base Allow]],0)","v":0},{"$f":"IF(A4819>TOU_CTabulation[[#This Row],[Month]],TOU_CTabulation[[#This Row],[Month Cumm]],0)","v":0},{"$f":"IF(TOU_CTabulation[[#This Row],[Month Base Gen]]=0,0,TOU_CTabulation[[#This Row],[Month Base Gen]]-TOU_CTabulation[[#This Row],[Day]]*TOU_CTabulation[[#This Row],[Base Allow]])","v":0},{"$f":"VLOOKUP(TOU_CTabulation[[#This Row],[Hour]],daypart,2)","v":"All"},{"$f":"TOU_CTabulation[[#This Row],[Season]]&TOU_CTabulation[[#This Row],[Day-Part]]","v":"SummerAll"},{"$f":"VLOOKUP(TOU_CTabulation[[#This Row],[Daypart]],TOUC,2)","v":0.25901999999999997},{"$f":"VLOOKUP(TOU_CTabulation[[#This Row],[Daypart]],TOUC,3)","v":0.32596000000000003},{"$f":"TOU_CTabulation[[#This Row],[Month Base Allow]]*TOU_CTabulation[[#This Row],[Base Rate]]","v":0},{"$f":"TOU_CTabulation[[#This Row],[Month Overbase Gen]]*TOU_CTabulation[[#This Row],[Over Rate]]","v":0},{"$f":"TOU_CTabulation[[#This Row],[Base Value]]+TOU_CTabulation[[#This Row],[Over Value]]","v":0}]
[7,20,0,0,0,15,0,0,15,0,0,{"$f":"TOU_CTabulation[[#This Row],[AC System Output (W)]]/1000","v":0},{"$f":"IF(A4828=TOU_CTabulation[[#This Row],[Month]],M4828+TOU_CTabulation[[#This Row],[AC System Output (kW)]],TOU_CTabulation[[#This Row],[AC System Output (kW)]])","v":434.9471650000001},{"$f":"VLOOKUP(TOU_CTabulation[[#This Row],[Month]],Season,2)","v":"Summer"},{"$f":"VLOOKUP(TOU_CTabulation[[#This Row],[Season]],CRate,2)","v":10.3},{"$f":"IF(A4830>TOU_CTabulation[[#This Row],[Month]],TOU_CTabulation[[#This Row],[Day]]*TOU_CTabulation[[#This Row],[Base Allow]],0)","v":0},{"$f":"IF(A4830>TOU_CTabulation[[#This Row],[Month]],TOU_CTabulation[[#This Row],[Month Cumm]],0)","v":0},{"$f":"IF(TOU_CTabulation[[#This Row],[Month Base Gen]]=0,0,TOU_CTabulation[[#This Row],[Month Base Gen]]-TOU_CTabulation[[#This Row],[Day]]*TOU_CTabulation[[#This Row],[Base Allow]])","v":0},{"$f":"VLOOKUP(TOU_CTabulation[[#This Row],[Hour]],daypart,2)","v":"All"},{"$f":"TOU_CTabulation[[#This Row],[Season]]&TOU_CTabulation[[#This Row],[Day-Part]]","v":"SummerAll"},{"$f":"VLOOKUP(TOU_CTabulation[[#This Row],[Daypart]],TOUC,2)","v":0.25901999999999997},{"$f":"VLOOKUP(TOU_CTabulation[[#This Row],[Daypart]],TOUC,3)","v":0.32596000000000003},{"$f":"TOU_CTabulation[[#This Row],[Month Base Allow]]*TOU_CTabulation[[#This Row],[Base Rate]]","v":0},{"$f":"TOU_CTabulation[[#This Row],[Month Overbase Gen]]*TOU_CTabulation[[#This Row],[Over Rate]]","v":0},{"$f":"TOU_CTabulation[[#This Row],[Base Value]]+TOU_CTabulation[[#This Row],[Over Value]]","v":0}]
[7,20,6,662,48,19,1,164.34700000000001,22.175000000000001,425.83499999999998,396.92700000000002,{"$f":"TOU_CTabulation[[#This Row],[AC System Output (W)]]/1000","v":0.39692700000000003},{"$f":"IF(A4834=TOU_CTabulation[[#This Row],[Month]],M4834+TOU_CTabulation[[#This Row],[AC System Output (kW)]],TOU_CTabulation[[#This Row],[AC System Output (kW)]])","v":435.38397700000013},{"$f":"VLOOKUP(TOU_CTabulation[[#This Row],[Month]],Season,2)","v":"Summer"},{"$f":"VLOOKUP(TOU_CTabulation[[#This Row],[Season]],CRate,2)","v":10.3},{"$f":"IF(A4836>TOU_CTabulation[[#This Row],[Month]],TOU_CTabulation[[#This Row],[Day]]*TOU_CTabulation[[#This Row],[Base Allow]],0)","v":0},{"$f":"IF(A4836>TOU_CTabulation[[#This Row],[Month]],TOU_CTabulation[[#This Row],[Month Cumm]],0)","v":0},{"$f":"IF(TOU_CTabulation[[#This Row],[Month Base Gen]]=0,0,TOU_CTabulation[[#This Row],[Month Base Gen]]-TOU_CTabulation[[#This Row],[Day]]*TOU_CTabulation[[#This Row],[Base Allow]])","v":0},{"$f":"VLOOKUP(TOU_CTabulation[[#This Row],[Hour]],daypart,2)","v":"All"},{"$f":"TOU_CTabulation[[#This Row],[Season]]&TOU_CTabulation[[#This Row],[Day-Part]]","v":"SummerAll"},{"$f":"VLOOKUP(TOU_CTabulation[[#This Row],[Daypart]],TOUC,2)","v":0.25901999999999997},{"$f":"VLOOKUP(TOU_CTabulation[[#This Row],[Daypart]],TOUC,3)","v":0.32596000000000003},{"$f":"TOU_CTabulation[[#This Row],[Month Base Allow]]*TOU_CTabulation[[#This Row],[Base Rate]]","v":0},{"$f":"TOU_CTabulation[[#This Row],[Month Overbase Gen]]*TOU_CTabulation[[#This Row],[Over Rate]]","v":0},{"$f":"TOU_CTabulation[[#This Row],[Base Value]]+TOU_CTabulation[[#This Row],[Over Value]]","v":0}]
[7,20,14,905,97,30,2,858.66099999999994,53.207000000000001,2552.14,2455.56,{"$f":"TOU_CTabulation[[#This Row],[AC System Output (W)]]/1000","v":2.4555599999999997},{"$f":"IF(A4842=TOU_CTabulation[[#This Row],[Month]],M4842+TOU_CTabulation[[#This Row],[AC System Output (kW)]],TOU_CTabulation[[#This Row],[AC System Output (kW)]])","v":453.84620300000012},{"$f":"VLOOKUP(TOU_CTabulation[[#This Row],[Month]],Season,2)","v":"Summer"},{"$f":"VLOOKUP(TOU_CTabulation[[#This Row],[Season]],CRate,2)","v":10.3},{"$f":"IF(A4844>TOU_CTabulation[[#This Row],[Month]],TOU_CTabulation[[#This Row],[Day]]*TOU_CTabulation[[#This Row],[Base Allow]],0)","v":0},{"$f":"IF(A4844>TOU_CTabulation[[#This Row],[Month]],TOU_CTabulation[[#This Row],[Month Cumm]],0)","v":0},{"$f":"IF(TOU_CTabulation[[#This Row],[Month Base Gen]]=0,0,TOU_CTabulation[[#This Row],[Month Base Gen]]-TOU_CTabulation[[#This Row],[Day]]*TOU_CTabulation[[#This Row],[Base Allow]])","v":0},{"$f":"VLOOKUP(TOU_CTabulation[[#This Row],[Hour]],daypart,2)","v":"All"},{"$f":"TOU_CTabulation[[#This Row],[Season]]&TOU_CTabulation[[#This Row],[Day-Part]]","v":"SummerAll"},{"$f":"VLOOKUP(TOU_CTabulation[[#This Row],[Daypart]],TOUC,2)","v":0.25901999999999997},{"$f":"VLOOKUP(TOU_CTabulation[[#This Row],[Daypart]],TOUC,3)","v":0.32596000000000003},{"$f":"TOU_CTabulation[[#This Row],[Month Base Allow]]*TOU_CTabulation[[#This Row],[Base Rate]]","v":0},{"$f":"TOU_CTabulation[[#This Row],[Month Overbase Gen]]*TOU_CTabulation[[#This Row],[Over Rate]]","v":0},{"$f":"TOU_CTabulation[[#This Row],[Base Value]]+TOU_CTabulation[[#This Row],[Over Value]]","v":0}]
[7,20,23,0,0,17,0,0,17,0,0,{"$f":"TOU_CTabulation[[#This Row],[AC System Output (W)]]/1000","v":0},{"$f":"IF(A4851=TOU_CTabulation[[#This Row],[Month]],M4851+TOU_CTabulation[[#This Row],[AC System Output (kW)]],TOU_CTabulation[[#This Row],[AC System Output (kW)]])","v":457.8585250000001},{"$f":"VLOOKUP(TOU_CTabulation[[#This Row],[Month]],Season,2)","v":"Summer"},{"$f":"VLOOKUP(TOU_CTabulation[[#This Row],[Season]],CRate,2)","v":10.3},{"$f":"IF(A4853>TOU_CTabulation[[#This Row],[Month]],TOU_CTabulation[[#This Row],[Day]]*TOU_CTabulation[[#This Row],[Base Allow]],0)","v":0},{"$f":"IF(A4853>TOU_CTabulation[[#This Row],[Month]],TOU_CTabulation[[#This Row],[Month Cumm]],0)","v":0},{"$f":"IF(TOU_CTabulation[[#This Row],[Month Base Gen]]=0,0,TOU_CTabulation[[#This Row],[Month Base Gen]]-TOU_CTabulation[[#This Row],[Day]]*TOU_CTabulation[[#This Row],[Base Allow]])","v":0},{"$f":"VLOOKUP(TOU_CTabulation[[#This Row],[Hour]],daypart,2)","v":"All"},{"$f":"TOU_CTabulation[[#This Row],[Season]]&TOU_CTabulation[[#This Row],[Day-Part]]","v":"SummerAll"},{"$f":"VLOOKUP(TOU_CTabulation[[#This Row],[Daypart]],TOUC,2)","v":0.25901999999999997},{"$f":"VLOOKUP(TOU_CTabulation[[#This Row],[Daypart]],TOUC,3)","v":0.32596000000000003},{"$f":"TOU_CTabulation[[#This Row],[Month Base Allow]]*TOU_CTabulation[[#This Row],[Base Rate]]","v":0},{"$f":"TOU_CTabulation[[#This Row],[Month Overbase Gen]]*TOU_CTabulation[[#This Row],[Over Rate]]","v":0},{"$f":"TOU_CTabulation[[#This Row],[Base Value]]+TOU_CTabulation[[#This Row],[Over Value]]","v":0}]
[7,21,4,0,0,15,0,0,15,0,0,{"$f":"TOU_CTabulation[[#This Row],[AC System Output (W)]]/1000","v":0},{"$f":"IF(A4856=TOU_CTabulation[[#This Row],[Month]],M4856+TOU_CTabulation[[#This Row],[AC System Output (kW)]],TOU_CTabulation[[#This Row],[AC System Output (kW)]])","v":457.8585250000001},{"$f":"VLOOKUP(TOU_CTabulation[[#This Row],[Month]],Season,2)","v":"Summer"},{"$f":"VLOOKUP(TOU_CTabulation[[#This Row],[Season]],CRate,2)","v":10.3},{"$f":"IF(A4858>TOU_CTabulation[[#This Row],[Month]],TOU_CTabulation[[#This Row],[Day]]*TOU_CTabulation[[#This Row],[Base Allow]],0)","v":0},{"$f":"IF(A4858>TOU_CTabulation[[#This Row],[Month]],TOU_CTabulation[[#This Row],[Month Cumm]],0)","v":0},{"$f":"IF(TOU_CTabulation[[#This Row],[Month Base Gen]]=0,0,TOU_CTabulation[[#This Row],[Month Base Gen]]-TOU_CTabulation[[#This Row],[Day]]*TOU_CTabulation[[#This Row],[Base Allow]])","v":0},{"$f":"VLOOKUP(TOU_CTabulation[[#This Row],[Hour]],daypart,2)","v":"All"},{"$f":"TOU_CTabulation[[#This Row],[Season]]&TOU_CTabulation[[#This Row],[Day-Part]]","v":"SummerAll"},{"$f":"VLOOKUP(TOU_CTabulation[[#This Row],[Daypart]],TOUC,2)","v":0.25901999999999997},{"$f":"VLOOKUP(TOU_CTabulation[[#This Row],[Daypart]],TOUC,3)","v":0.32596000000000003},{"$f":"TOU_CTabulation[[#This Row],[Month Base Allow]]*TOU_CTabulation[[#This Row],[Base Rate]]","v":0},{"$f":"TOU_CTabulation[[#This Row],[Month Overbase Gen]]*TOU_CTabulation[[#This Row],[Over Rate]]","v":0},{"$f":"TOU_CTabulation[[#This Row],[Base Value]]+TOU_CTabulation[[#This Row],[Over Value]]","v":0}]
[7,21,8,861,88,28,1,625.42399999999998,46.790999999999997,1888.8610000000001,1817.9010000000001,{"$f":"TOU_CTabulation[[#This Row],[AC System Output (W)]]/1000","v":1.817901},{"$f":"IF(A4860=TOU_CTabulation[[#This Row],[Month]],M4860+TOU_CTabulation[[#This Row],[AC System Output (kW)]],TOU_CTabulation[[#This Row],[AC System Output (kW)]])","v":461.26438100000007},{"$f":"VLOOKUP(TOU_CTabulation[[#This Row],[Month]],Season,2)","v":"Summer"},{"$f":"VLOOKUP(TOU_CTabulation[[#This Row],[Season]],CRate,2)","v":10.3},{"$f":"IF(A4862>TOU_CTabulation[[#This Row],[Month]],TOU_CTabulation[[#This Row],[Day]]*TOU_CTabulation[[#This Row],[Base Allow]],0)","v":0},{"$f":"IF(A4862>TOU_CTabulation[[#This Row],[Month]],TOU_CTabulation[[#This Row],[Month Cumm]],0)","v":0},{"$f":"IF(TOU_CTabulation[[#This Row],[Month Base Gen]]=0,0,TOU_CTabulation[[#This Row],[Month Base Gen]]-TOU_CTabulation[[#This Row],[Day]]*TOU_CTabulation[[#This Row],[Base Allow]])","v":0},{"$f":"VLOOKUP(TOU_CTabulation[[#This Row],[Hour]],daypart,2)","v":"All"},{"$f":"TOU_CTabulation[[#This Row],[Season]]&TOU_CTabulation[[#This Row],[Day-Part]]","v":"SummerAll"},{"$f":"VLOOKUP(TOU_CTabulation[[#This Row],[Daypart]],TOUC,2)","v":0.25901999999999997},{"$f":"VLOOKUP(TOU_CTabulation[[#This Row],[Daypart]],TOUC,3)","v":0.32596000000000003},{"$f":"TOU_CTabulation[[#This Row],[Month Base Allow]]*TOU_CTabulation[[#This Row],[Base Rate]]","v":0},{"$f":"TOU_CTabulation[[#This Row],[Month Overbase Gen]]*TOU_CTabulation[[#This Row],[Over Rate]]","v":0},{"$f":"TOU_CTabulation[[#This Row],[Base Value]]+TOU_CTabulation[[#This Row],[Over Value]]","v":0}]
[7,21,17,653,66,26,3,224.828,31.055,620.29700000000003,586.94600000000003,{"$f":"TOU_CTabulation[[#This Row],[AC System Output (W)]]/1000","v":0.58694600000000008},{"$f":"IF(A4869=TOU_CTabulation[[#This Row],[Month]],M4869+TOU_CTabulation[[#This Row],[AC System Output (kW)]],TOU_CTabulation[[#This Row],[AC System Output (kW)]])","v":480.98458700000003},{"$f":"VLOOKUP(TOU_CTabulation[[#This Row],[Month]],Season,2)","v":"Summer"},{"$f":"VLOOKUP(TOU_CTabulation[[#This Row],[Season]],CRate,2)","v":10.3},{"$f":"IF(A4871>TOU_CTabulation[[#This Row],[Month]],TOU_CTabulation[[#This Row],[Day]]*TOU_CTabulation[[#This Row],[Base Allow]],0)","v":0},{"$f":"IF(A4871>TOU_CTabulation[[#This Row],[Month]],TOU_CTabulation[[#This Row],[Month Cumm]],0)","v":0},{"$f":"IF(TOU_CTabulation[[#This Row],[Month Base Gen]]=0,0,TOU_CTabulation[[#This Row],[Month Base Gen]]-TOU_CTabulation[[#This Row],[Day]]*TOU_CTabulation[[#This Row],[Base Allow]])","v":0},{"$f":"VLOOKUP(TOU_CTabulation[[#This Row],[Hour]],daypart,2)","v":"All"},{"$f":"TOU_CTabulation[[#This Row],[Season]]&TOU_CTabulation[[#This Row],[Day-Part]]","v":"SummerAll"},{"$f":"VLOOKUP(TOU_CTabulation[[#This Row],[Daypart]],TOUC,2)","v":0.25901999999999997},{"$f":"VLOOKUP(TOU_CTabulation[[#This Row],[Daypart]],TOUC,3)","v":0.32596000000000003},{"$f":"TOU_CTabulation[[#This Row],[Month Base Allow]]*TOU_CTabulation[[#This Row],[Base Rate]]","v":0},{"$f":"TOU_CTabulation[[#This Row],[Month Overbase Gen]]*TOU_CTabulation[[#This Row],[Over Rate]]","v":0},{"$f":"TOU_CTabulation[[#This Row],[Base Value]]+TOU_CTabulation[[#This Row],[Over Value]]","v":0}]
[7,22,3,0,0,15,0,0,15,0,0,{"$f":"TOU_CTabulation[[#This Row],[AC System Output (W)]]/1000","v":0},{"$f":"IF(A4879=TOU_CTabulation[[#This Row],[Month]],M4879+TOU_CTabulation[[#This Row],[AC System Output (kW)]],TOU_CTabulation[[#This Row],[AC System Output (kW)]])","v":481.06449100000003},{"$f":"VLOOKUP(TOU_CTabulation[[#This Row],[Month]],Season,2)","v":"Summer"},{"$f":"VLOOKUP(TOU_CTabulation[[#This Row],[Season]],CRate,2)","v":10.3},{"$f":"IF(A4881>TOU_CTabulation[[#This Row],[Month]],TOU_CTabulation[[#This Row],[Day]]*TOU_CTabulation[[#This Row],[Base Allow]],0)","v":0},{"$f":"IF(A4881>TOU_CTabulation[[#This Row],[Month]],TOU_CTabulation[[#This Row],[Month Cumm]],0)","v":0},{"$f":"IF(TOU_CTabulation[[#This Row],[Month Base Gen]]=0,0,TOU_CTabulation[[#This Row],[Month Base Gen]]-TOU_CTabulation[[#This Row],[Day]]*TOU_CTabulation[[#This Row],[Base Allow]])","v":0},{"$f":"VLOOKUP(TOU_CTabulation[[#This Row],[Hour]],daypart,2)","v":"All"},{"$f":"TOU_CTabulation[[#This Row],[Season]]&TOU_CTabulation[[#This Row],[Day-Part]]","v":"SummerAll"},{"$f":"VLOOKUP(TOU_CTabulation[[#This Row],[Daypart]],TOUC,2)","v":0.25901999999999997},{"$f":"VLOOKUP(TOU_CTabulation[[#This Row],[Daypart]],TOUC,3)","v":0.32596000000000003},{"$f":"TOU_CTabulation[[#This Row],[Month Base Allow]]*TOU_CTabulation[[#This Row],[Base Rate]]","v":0},{"$f":"TOU_CTabulation[[#This Row],[Month Overbase Gen]]*TOU_CTabulation[[#This Row],[Over Rate]]","v":0},{"$f":"TOU_CTabulation[[#This Row],[Base Value]]+TOU_CTabulation[[#This Row],[Over Value]]","v":0}]
[7,22,10,879,116,28,2,930.12,52.463999999999999,2781.808,2675.404,{"$f":"TOU_CTabulation[[#This Row],[AC System Output (W)]]/1000","v":2.6754039999999999},{"$f":"IF(A4886=TOU_CTabulation[[#This Row],[Month]],M4886+TOU_CTabulation[[#This Row],[AC System Output (kW)]],TOU_CTabulation[[#This Row],[AC System Output (kW)]])","v":489.34713500000004},{"$f":"VLOOKUP(TOU_CTabulation[[#This Row],[Month]],Season,2)","v":"Summer"},{"$f":"VLOOKUP(TOU_CTabulation[[#This Row],[Season]],CRate,2)","v":10.3},{"$f":"IF(A4888>TOU_CTabulation[[#This Row],[Month]],TOU_CTabulation[[#This Row],[Day]]*TOU_CTabulation[[#This Row],[Base Allow]],0)","v":0},{"$f":"IF(A4888>TOU_CTabulation[[#This Row],[Month]],TOU_CTabulation[[#This Row],[Month Cumm]],0)","v":0},{"$f":"IF(TOU_CTabulation[[#This Row],[Month Base Gen]]=0,0,TOU_CTabulation[[#This Row],[Month Base Gen]]-TOU_CTabulation[[#This Row],[Day]]*TOU_CTabulation[[#This Row],[Base Allow]])","v":0},{"$f":"VLOOKUP(TOU_CTabulation[[#This Row],[Hour]],daypart,2)","v":"All"},{"$f":"TOU_CTabulation[[#This Row],[Season]]&TOU_CTabulation[[#This Row],[Day-Part]]","v":"SummerAll"},{"$f":"VLOOKUP(TOU_CTabulation[[#This Row],[Daypart]],TOUC,2)","v":0.25901999999999997},{"$f":"VLOOKUP(TOU_CTabulation[[#This Row],[Daypart]],TOUC,3)","v":0.32596000000000003},{"$f":"TOU_CTabulation[[#This Row],[Month Base Allow]]*TOU_CTabulation[[#This Row],[Base Rate]]","v":0},{"$f":"TOU_CTabulation[[#This Row],[Month Overbase Gen]]*TOU_CTabulation[[#This Row],[Over Rate]]","v":0},{"$f":"TOU_CTabulation[[#This Row],[Base Value]]+TOU_CTabulation[[#This Row],[Over Value]]","v":0}]
[7,22,17,592,73,20,4,216.154,24.236000000000001,623.31700000000001,589.89400000000001,{"$f":"TOU_CTabulation[[#This Row],[AC System Output (W)]]/1000","v":0.58989400000000003},{"$f":"IF(A4893=TOU_CTabulation[[#This Row],[Month]],M4893+TOU_CTabulation[[#This Row],[AC System Output (kW)]],TOU_CTabulation[[#This Row],[AC System Output (kW)]])","v":504.51254799999998},{"$f":"VLOOKUP(TOU_CTabulation[[#This Row],[Month]],Season,2)","v":"Summer"},{"$f":"VLOOKUP(TOU_CTabulation[[#This Row],[Season]],CRate,2)","v":10.3},{"$f":"IF(A4895>TOU_CTabulation[[#This Row],[Month]],TOU_CTabulation[[#This Row],[Day]]*TOU_CTabulation[[#This Row],[Base Allow]],0)","v":0},{"$f":"IF(A4895>TOU_CTabulation[[#This Row],[Month]],TOU_CTabulation[[#This Row],[Month Cumm]],0)","v":0},{"$f":"IF(TOU_CTabulation[[#This Row],[Month Base Gen]]=0,0,TOU_CTabulation[[#This Row],[Month Base Gen]]-TOU_CTabulation[[#This Row],[Day]]*TOU_CTabulation[[#This Row],[Base Allow]])","v":0},{"$f":"VLOOKUP(TOU_CTabulation[[#This Row],[Hour]],daypart,2)","v":"All"},{"$f":"TOU_CTabulation[[#This Row],[Season]]&TOU_CTabulation[[#This Row],[Day-Part]]","v":"SummerAll"},{"$f":"VLOOKUP(TOU_CTabulation[[#This Row],[Daypart]],TOUC,2)","v":0.25901999999999997},{"$f":"VLOOKUP(TOU_CTabulation[[#This Row],[Daypart]],TOUC,3)","v":0.32596000000000003},{"$f":"TOU_CTabulation[[#This Row],[Month Base Allow]]*TOU_CTabulation[[#This Row],[Base Rate]]","v":0},{"$f":"TOU_CTabulation[[#This Row],[Month Overbase Gen]]*TOU_CTabulation[[#This Row],[Over Rate]]","v":0},{"$f":"TOU_CTabulation[[#This Row],[Base Value]]+TOU_CTabulation[[#This Row],[Over Value]]","v":0}]
[7,23,3,0,0,12,2,0,12,0,0,{"$f":"TOU_CTabulation[[#This Row],[AC System Output (W)]]/1000","v":0},{"$f":"IF(A4903=TOU_CTabulation[[#This Row],[Month]],M4903+TOU_CTabulation[[#This Row],[AC System Output (kW)]],TOU_CTabulation[[#This Row],[AC System Output (kW)]])","v":504.60454399999998},{"$f":"VLOOKUP(TOU_CTabulation[[#This Row],[Month]],Season,2)","v":"Summer"},{"$f":"VLOOKUP(TOU_CTabulation[[#This Row],[Season]],CRate,2)","v":10.3},{"$f":"IF(A4905>TOU_CTabulation[[#This Row],[Month]],TOU_CTabulation[[#This Row],[Day]]*TOU_CTabulation[[#This Row],[Base Allow]],0)","v":0},{"$f":"IF(A4905>TOU_CTabulation[[#This Row],[Month]],TOU_CTabulation[[#This Row],[Month Cumm]],0)","v":0},{"$f":"IF(TOU_CTabulation[[#This Row],[Month Base Gen]]=0,0,TOU_CTabulation[[#This Row],[Month Base Gen]]-TOU_CTabulation[[#This Row],[Day]]*TOU_CTabulation[[#This Row],[Base Allow]])","v":0},{"$f":"VLOOKUP(TOU_CTabulation[[#This Row],[Hour]],daypart,2)","v":"All"},{"$f":"TOU_CTabulation[[#This Row],[Season]]&TOU_CTabulation[[#This Row],[Day-Part]]","v":"SummerAll"},{"$f":"VLOOKUP(TOU_CTabulation[[#This Row],[Daypart]],TOUC,2)","v":0.25901999999999997},{"$f":"VLOOKUP(TOU_CTabulation[[#This Row],[Daypart]],TOUC,3)","v":0.32596000000000003},{"$f":"TOU_CTabulation[[#This Row],[Month Base Allow]]*TOU_CTabulation[[#This Row],[Base Rate]]","v":0},{"$f":"TOU_CTabulation[[#This Row],[Month Overbase Gen]]*TOU_CTabulation[[#This Row],[Over Rate]]","v":0},{"$f":"TOU_CTabulation[[#This Row],[Base Value]]+TOU_CTabulation[[#This Row],[Over Value]]","v":0}]
[7,23,10,951,99,23,3,979.29899999999998,46.143999999999998,3028.7269999999999,2911.2150000000001,{"$f":"TOU_CTabulation[[#This Row],[AC System Output (W)]]/1000","v":2.9112150000000003},{"$f":"IF(A4910=TOU_CTabulation[[#This Row],[Month]],M4910+TOU_CTabulation[[#This Row],[AC System Output (kW)]],TOU_CTabulation[[#This Row],[AC System Output (kW)]])","v":513.61207999999988},{"$f":"VLOOKUP(TOU_CTabulation[[#This Row],[Month]],Season,2)","v":"Summer"},{"$f":"VLOOKUP(TOU_CTabulation[[#This Row],[Season]],CRate,2)","v":10.3},{"$f":"IF(A4912>TOU_CTabulation[[#This Row],[Month]],TOU_CTabulation[[#This Row],[Day]]*TOU_CTabulation[[#This Row],[Base Allow]],0)","v":0},{"$f":"IF(A4912>TOU_CTabulation[[#This Row],[Month]],TOU_CTabulation[[#This Row],[Month Cumm]],0)","v":0},{"$f":"IF(TOU_CTabulation[[#This Row],[Month Base Gen]]=0,0,TOU_CTabulation[[#This Row],[Month Base Gen]]-TOU_CTabulation[[#This Row],[Day]]*TOU_CTabulation[[#This Row],[Base Allow]])","v":0},{"$f":"VLOOKUP(TOU_CTabulation[[#This Row],[Hour]],daypart,2)","v":"All"},{"$f":"TOU_CTabulation[[#This Row],[Season]]&TOU_CTabulation[[#This Row],[Day-Part]]","v":"SummerAll"},{"$f":"VLOOKUP(TOU_CTabulation[[#This Row],[Daypart]],TOUC,2)","v":0.25901999999999997},{"$f":"VLOOKUP(TOU_CTabulation[[#This Row],[Daypart]],TOUC,3)","v":0.32596000000000003},{"$f":"TOU_CTabulation[[#This Row],[Month Base Allow]]*TOU_CTabulation[[#This Row],[Base Rate]]","v":0},{"$f":"TOU_CTabulation[[#This Row],[Month Overbase Gen]]*TOU_CTabulation[[#This Row],[Over Rate]]","v":0},{"$f":"TOU_CTabulation[[#This Row],[Base Value]]+TOU_CTabulation[[#This Row],[Over Value]]","v":0}]
[7,23,12,971,101,25,4,1076.652,48.484999999999999,3291.7269999999999,3161.759,{"$f":"TOU_CTabulation[[#This Row],[AC System Output (W)]]/1000","v":3.161759},{"$f":"IF(A4912=TOU_CTabulation[[#This Row],[Month]],M4912+TOU_CTabulation[[#This Row],[AC System Output (kW)]],TOU_CTabulation[[#This Row],[AC System Output (kW)]])","v":519.88476399999979},{"$f":"VLOOKUP(TOU_CTabulation[[#This Row],[Month]],Season,2)","v":"Summer"},{"$f":"VLOOKUP(TOU_CTabulation[[#This Row],[Season]],CRate,2)","v":10.3},{"$f":"IF(A4914>TOU_CTabulation[[#This Row],[Month]],TOU_CTabulation[[#This Row],[Day]]*TOU_CTabulation[[#This Row],[Base Allow]],0)","v":0},{"$f":"IF(A4914>TOU_CTabulation[[#This Row],[Month]],TOU_CTabulation[[#This Row],[Month Cumm]],0)","v":0},{"$f":"IF(TOU_CTabulation[[#This Row],[Month Base Gen]]=0,0,TOU_CTabulation[[#This Row],[Month Base Gen]]-TOU_CTabulation[[#This Row],[Day]]*TOU_CTabulation[[#This Row],[Base Allow]])","v":0},{"$f":"VLOOKUP(TOU_CTabulation[[#This Row],[Hour]],daypart,2)","v":"All"},{"$f":"TOU_CTabulation[[#This Row],[Season]]&TOU_CTabulation[[#This Row],[Day-Part]]","v":"SummerAll"},{"$f":"VLOOKUP(TOU_CTabulation[[#This Row],[Daypart]],TOUC,2)","v":0.25901999999999997},{"$f":"VLOOKUP(TOU_CTabulation[[#This Row],[Daypart]],TOUC,3)","v":0.32596000000000003},{"$f":"TOU_CTabulation[[#This Row],[Month Base Allow]]*TOU_CTabulation[[#This Row],[Base Rate]]","v":0},{"$f":"TOU_CTabulation[[#This Row],[Month Overbase Gen]]*TOU_CTabulation[[#This Row],[Over Rate]]","v":0},{"$f":"TOU_CTabulation[[#This Row],[Base Value]]+TOU_CTabulation[[#This Row],[Over Value]]","v":0}]
[7,24,0,0,0,12,1,0,12,0,0,{"$f":"TOU_CTabulation[[#This Row],[AC System Output (W)]]/1000","v":0},{"$f":"IF(A4924=TOU_CTabulation[[#This Row],[Month]],M4924+TOU_CTabulation[[#This Row],[AC System Output (kW)]],TOU_CTabulation[[#This Row],[AC System Output (kW)]])","v":529.91307899999981},{"$f":"VLOOKUP(TOU_CTabulation[[#This Row],[Month]],Season,2)","v":"Summer"},{"$f":"VLOOKUP(TOU_CTabulation[[#This Row],[Season]],CRate,2)","v":10.3},{"$f":"IF(A4926>TOU_CTabulation[[#This Row],[Month]],TOU_CTabulation[[#This Row],[Day]]*TOU_CTabulation[[#This Row],[Base Allow]],0)","v":0},{"$f":"IF(A4926>TOU_CTabulation[[#This Row],[Month]],TOU_CTabulation[[#This Row],[Month Cumm]],0)","v":0},{"$f":"IF(TOU_CTabulation[[#This Row],[Month Base Gen]]=0,0,TOU_CTabulation[[#This Row],[Month Base Gen]]-TOU_CTabulation[[#This Row],[Day]]*TOU_CTabulation[[#This Row],[Base Allow]])","v":0},{"$f":"VLOOKUP(TOU_CTabulation[[#This Row],[Hour]],daypart,2)","v":"All"},{"$f":"TOU_CTabulation[[#This Row],[Season]]&TOU_CTabulation[[#This Row],[Day-Part]]","v":"SummerAll"},{"$f":"VLOOKUP(TOU_CTabulation[[#This Row],[Daypart]],TOUC,2)","v":0.25901999999999997},{"$f":"VLOOKUP(TOU_CTabulation[[#This Row],[Daypart]],TOUC,3)","v":0.32596000000000003},{"$f":"TOU_CTabulation[[#This Row],[Month Base Allow]]*TOU_CTabulation[[#This Row],[Base Rate]]","v":0},{"$f":"TOU_CTabulation[[#This Row],[Month Overbase Gen]]*TOU_CTabulation[[#This Row],[Over Rate]]","v":0},{"$f":"TOU_CTabulation[[#This Row],[Base Value]]+TOU_CTabulation[[#This Row],[Over Value]]","v":0}]
[7,24,5,239,23,13,1,17.591000000000001,11.042,64.421000000000006,42.835999999999999,{"$f":"TOU_CTabulation[[#This Row],[AC System Output (W)]]/1000","v":4.2835999999999999E-2},{"$f":"IF(A4929=TOU_CTabulation[[#This Row],[Month]],M4929+TOU_CTabulation[[#This Row],[AC System Output (kW)]],TOU_CTabulation[[#This Row],[AC System Output (kW)]])","v":529.95591499999978},{"$f":"VLOOKUP(TOU_CTabulation[[#This Row],[Month]],Season,2)","v":"Summer"},{"$f":"VLOOKUP(TOU_CTabulation[[#This Row],[Season]],CRate,2)","v":10.3},{"$f":"IF(A4931>TOU_CTabulation[[#This Row],[Month]],TOU_CTabulation[[#This Row],[Day]]*TOU_CTabulation[[#This Row],[Base Allow]],0)","v":0},{"$f":"IF(A4931>TOU_CTabulation[[#This Row],[Month]],TOU_CTabulation[[#This Row],[Month Cumm]],0)","v":0},{"$f":"IF(TOU_CTabulation[[#This Row],[Month Base Gen]]=0,0,TOU_CTabulation[[#This Row],[Month Base Gen]]-TOU_CTabulation[[#This Row],[Day]]*TOU_CTabulation[[#This Row],[Base Allow]])","v":0},{"$f":"VLOOKUP(TOU_CTabulation[[#This Row],[Hour]],daypart,2)","v":"All"},{"$f":"TOU_CTabulation[[#This Row],[Season]]&TOU_CTabulation[[#This Row],[Day-Part]]","v":"SummerAll"},{"$f":"VLOOKUP(TOU_CTabulation[[#This Row],[Daypart]],TOUC,2)","v":0.25901999999999997},{"$f":"VLOOKUP(TOU_CTabulation[[#This Row],[Daypart]],TOUC,3)","v":0.32596000000000003},{"$f":"TOU_CTabulation[[#This Row],[Month Base Allow]]*TOU_CTabulation[[#This Row],[Base Rate]]","v":0},{"$f":"TOU_CTabulation[[#This Row],[Month Overbase Gen]]*TOU_CTabulation[[#This Row],[Over Rate]]","v":0},{"$f":"TOU_CTabulation[[#This Row],[Base Value]]+TOU_CTabulation[[#This Row],[Over Value]]","v":0}]
[7,24,14,932,101,24,4,886.08399999999995,43.53,2771.8069999999998,2665.8409999999999,{"$f":"TOU_CTabulation[[#This Row],[AC System Output (W)]]/1000","v":2.6658409999999999},{"$f":"IF(A4938=TOU_CTabulation[[#This Row],[Month]],M4938+TOU_CTabulation[[#This Row],[AC System Output (kW)]],TOU_CTabulation[[#This Row],[AC System Output (kW)]])","v":550.6248999999998},{"$f":"VLOOKUP(TOU_CTabulation[[#This Row],[Month]],Season,2)","v":"Summer"},{"$f":"VLOOKUP(TOU_CTabulation[[#This Row],[Season]],CRate,2)","v":10.3},{"$f":"IF(A4940>TOU_CTabulation[[#This Row],[Month]],TOU_CTabulation[[#This Row],[Day]]*TOU_CTabulation[[#This Row],[Base Allow]],0)","v":0},{"$f":"IF(A4940>TOU_CTabulation[[#This Row],[Month]],TOU_CTabulation[[#This Row],[Month Cumm]],0)","v":0},{"$f":"IF(TOU_CTabulation[[#This Row],[Month Base Gen]]=0,0,TOU_CTabulation[[#This Row],[Month Base Gen]]-TOU_CTabulation[[#This Row],[Day]]*TOU_CTabulation[[#This Row],[Base Allow]])","v":0},{"$f":"VLOOKUP(TOU_CTabulation[[#This Row],[Hour]],daypart,2)","v":"All"},{"$f":"TOU_CTabulation[[#This Row],[Season]]&TOU_CTabulation[[#This Row],[Day-Part]]","v":"SummerAll"},{"$f":"VLOOKUP(TOU_CTabulation[[#This Row],[Daypart]],TOUC,2)","v":0.25901999999999997},{"$f":"VLOOKUP(TOU_CTabulation[[#This Row],[Daypart]],TOUC,3)","v":0.32596000000000003},{"$f":"TOU_CTabulation[[#This Row],[Month Base Allow]]*TOU_CTabulation[[#This Row],[Base Rate]]","v":0},{"$f":"TOU_CTabulation[[#This Row],[Month Overbase Gen]]*TOU_CTabulation[[#This Row],[Over Rate]]","v":0},{"$f":"TOU_CTabulation[[#This Row],[Base Value]]+TOU_CTabulation[[#This Row],[Over Value]]","v":0}]
[7,24,22,0,0,12,2,0,12,0,0,{"$f":"TOU_CTabulation[[#This Row],[AC System Output (W)]]/1000","v":0},{"$f":"IF(A4946=TOU_CTabulation[[#This Row],[Month]],M4946+TOU_CTabulation[[#This Row],[AC System Output (kW)]],TOU_CTabulation[[#This Row],[AC System Output (kW)]])","v":554.89484099999981},{"$f":"VLOOKUP(TOU_CTabulation[[#This Row],[Month]],Season,2)","v":"Summer"},{"$f":"VLOOKUP(TOU_CTabulation[[#This Row],[Season]],CRate,2)","v":10.3},{"$f":"IF(A4948>TOU_CTabulation[[#This Row],[Month]],TOU_CTabulation[[#This Row],[Day]]*TOU_CTabulation[[#This Row],[Base Allow]],0)","v":0},{"$f":"IF(A4948>TOU_CTabulation[[#This Row],[Month]],TOU_CTabulation[[#This Row],[Month Cumm]],0)","v":0},{"$f":"IF(TOU_CTabulation[[#This Row],[Month Base Gen]]=0,0,TOU_CTabulation[[#This Row],[Month Base Gen]]-TOU_CTabulation[[#This Row],[Day]]*TOU_CTabulation[[#This Row],[Base Allow]])","v":0},{"$f":"VLOOKUP(TOU_CTabulation[[#This Row],[Hour]],daypart,2)","v":"All"},{"$f":"TOU_CTabulation[[#This Row],[Season]]&TOU_CTabulation[[#This Row],[Day-Part]]","v":"SummerAll"},{"$f":"VLOOKUP(TOU_CTabulation[[#This Row],[Daypart]],TOUC,2)","v":0.25901999999999997},{"$f":"VLOOKUP(TOU_CTabulation[[#This Row],[Daypart]],TOUC,3)","v":0.32596000000000003},{"$f":"TOU_CTabulation[[#This Row],[Month Base Allow]]*TOU_CTabulation[[#This Row],[Base Rate]]","v":0},{"$f":"TOU_CTabulation[[#This Row],[Month Overbase Gen]]*TOU_CTabulation[[#This Row],[Over Rate]]","v":0},{"$f":"TOU_CTabulation[[#This Row],[Base Value]]+TOU_CTabulation[[#This Row],[Over Value]]","v":0}]
[7,25,4,0,0,11,0,0,11,0,0,{"$f":"TOU_CTabulation[[#This Row],[AC System Output (W)]]/1000","v":0},{"$f":"IF(A4952=TOU_CTabulation[[#This Row],[Month]],M4952+TOU_CTabulation[[#This Row],[AC System Output (kW)]],TOU_CTabulation[[#This Row],[AC System Output (kW)]])","v":554.89484099999981},{"$f":"VLOOKUP(TOU_CTabulation[[#This Row],[Month]],Season,2)","v":"Summer"},{"$f":"VLOOKUP(TOU_CTabulation[[#This Row],[Season]],CRate,2)","v":10.3},{"$f":"IF(A4954>TOU_CTabulation[[#This Row],[Month]],TOU_CTabulation[[#This Row],[Day]]*TOU_CTabulation[[#This Row],[Base Allow]],0)","v":0},{"$f":"IF(A4954>TOU_CTabulation[[#This Row],[Month]],TOU_CTabulation[[#This Row],[Month Cumm]],0)","v":0},{"$f":"IF(TOU_CTabulation[[#This Row],[Month Base Gen]]=0,0,TOU_CTabulation[[#This Row],[Month Base Gen]]-TOU_CTabulation[[#This Row],[Day]]*TOU_CTabulation[[#This Row],[Base Allow]])","v":0},{"$f":"VLOOKUP(TOU_CTabulation[[#This Row],[Hour]],daypart,2)","v":"All"},{"$f":"TOU_CTabulation[[#This Row],[Season]]&TOU_CTabulation[[#This Row],[Day-Part]]","v":"SummerAll"},{"$f":"VLOOKUP(TOU_CTabulation[[#This Row],[Daypart]],TOUC,2)","v":0.25901999999999997},{"$f":"VLOOKUP(TOU_CTabulation[[#This Row],[Daypart]],TOUC,3)","v":0.32596000000000003},{"$f":"TOU_CTabulation[[#This Row],[Month Base Allow]]*TOU_CTabulation[[#This Row],[Base Rate]]","v":0},{"$f":"TOU_CTabulation[[#This Row],[Month Overbase Gen]]*TOU_CTabulation[[#This Row],[Over Rate]]","v":0},{"$f":"TOU_CTabulation[[#This Row],[Base Value]]+TOU_CTabulation[[#This Row],[Over Value]]","v":0}]
[7,25,15,894,87,23,4,694.85299999999995,38.323999999999998,2207.0230000000001,2124.2840000000001,{"$f":"TOU_CTabulation[[#This Row],[AC System Output (W)]]/1000","v":2.1242840000000003},{"$f":"IF(A4963=TOU_CTabulation[[#This Row],[Month]],M4963+TOU_CTabulation[[#This Row],[AC System Output (kW)]],TOU_CTabulation[[#This Row],[AC System Output (kW)]])","v":577.5741049999998},{"$f":"VLOOKUP(TOU_CTabulation[[#This Row],[Month]],Season,2)","v":"Summer"},{"$f":"VLOOKUP(TOU_CTabulation[[#This Row],[Season]],CRate,2)","v":10.3},{"$f":"IF(A4965>TOU_CTabulation[[#This Row],[Month]],TOU_CTabulation[[#This Row],[Day]]*TOU_CTabulation[[#This Row],[Base Allow]],0)","v":0},{"$f":"IF(A4965>TOU_CTabulation[[#This Row],[Month]],TOU_CTabulation[[#This Row],[Month Cumm]],0)","v":0},{"$f":"IF(TOU_CTabulation[[#This Row],[Month Base Gen]]=0,0,TOU_CTabulation[[#This Row],[Month Base Gen]]-TOU_CTabulation[[#This Row],[Day]]*TOU_CTabulation[[#This Row],[Base Allow]])","v":0},{"$f":"VLOOKUP(TOU_CTabulation[[#This Row],[Hour]],daypart,2)","v":"All"},{"$f":"TOU_CTabulation[[#This Row],[Season]]&TOU_CTabulation[[#This Row],[Day-Part]]","v":"SummerAll"},{"$f":"VLOOKUP(TOU_CTabulation[[#This Row],[Daypart]],TOUC,2)","v":0.25901999999999997},{"$f":"VLOOKUP(TOU_CTabulation[[#This Row],[Daypart]],TOUC,3)","v":0.32596000000000003},{"$f":"TOU_CTabulation[[#This Row],[Month Base Allow]]*TOU_CTabulation[[#This Row],[Base Rate]]","v":0},{"$f":"TOU_CTabulation[[#This Row],[Month Overbase Gen]]*TOU_CTabulation[[#This Row],[Over Rate]]","v":0},{"$f":"TOU_CTabulation[[#This Row],[Base Value]]+TOU_CTabulation[[#This Row],[Over Value]]","v":0}]
[7,26,0,0,0,11,1,0,11,0,0,{"$f":"TOU_CTabulation[[#This Row],[AC System Output (W)]]/1000","v":0},{"$f":"IF(A4972=TOU_CTabulation[[#This Row],[Month]],M4972+TOU_CTabulation[[#This Row],[AC System Output (kW)]],TOU_CTabulation[[#This Row],[AC System Output (kW)]])","v":579.70350999999982},{"$f":"VLOOKUP(TOU_CTabulation[[#This Row],[Month]],Season,2)","v":"Summer"},{"$f":"VLOOKUP(TOU_CTabulation[[#This Row],[Season]],CRate,2)","v":10.3},{"$f":"IF(A4974>TOU_CTabulation[[#This Row],[Month]],TOU_CTabulation[[#This Row],[Day]]*TOU_CTabulation[[#This Row],[Base Allow]],0)","v":0},{"$f":"IF(A4974>TOU_CTabulation[[#This Row],[Month]],TOU_CTabulation[[#This Row],[Month Cumm]],0)","v":0},{"$f":"IF(TOU_CTabulation[[#This Row],[Month Base Gen]]=0,0,TOU_CTabulation[[#This Row],[Month Base Gen]]-TOU_CTabulation[[#This Row],[Day]]*TOU_CTabulation[[#This Row],[Base Allow]])","v":0},{"$f":"VLOOKUP(TOU_CTabulation[[#This Row],[Hour]],daypart,2)","v":"All"},{"$f":"TOU_CTabulation[[#This Row],[Season]]&TOU_CTabulation[[#This Row],[Day-Part]]","v":"SummerAll"},{"$f":"VLOOKUP(TOU_CTabulation[[#This Row],[Daypart]],TOUC,2)","v":0.25901999999999997},{"$f":"VLOOKUP(TOU_CTabulation[[#This Row],[Daypart]],TOUC,3)","v":0.32596000000000003},{"$f":"TOU_CTabulation[[#This Row],[Month Base Allow]]*TOU_CTabulation[[#This Row],[Base Rate]]","v":0},{"$f":"TOU_CTabulation[[#This Row],[Month Overbase Gen]]*TOU_CTabulation[[#This Row],[Over Rate]]","v":0},{"$f":"TOU_CTabulation[[#This Row],[Base Value]]+TOU_CTabulation[[#This Row],[Over Value]]","v":0}]
[7,26,3,0,0,11,1,0,11,0,0,{"$f":"TOU_CTabulation[[#This Row],[AC System Output (W)]]/1000","v":0},{"$f":"IF(A4975=TOU_CTabulation[[#This Row],[Month]],M4975+TOU_CTabulation[[#This Row],[AC System Output (kW)]],TOU_CTabulation[[#This Row],[AC System Output (kW)]])","v":579.70350999999982},{"$f":"VLOOKUP(TOU_CTabulation[[#This Row],[Month]],Season,2)","v":"Summer"},{"$f":"VLOOKUP(TOU_CTabulation[[#This Row],[Season]],CRate,2)","v":10.3},{"$f":"IF(A4977>TOU_CTabulation[[#This Row],[Month]],TOU_CTabulation[[#This Row],[Day]]*TOU_CTabulation[[#This Row],[Base Allow]],0)","v":0},{"$f":"IF(A4977>TOU_CTabulation[[#This Row],[Month]],TOU_CTabulation[[#This Row],[Month Cumm]],0)","v":0},{"$f":"IF(TOU_CTabulation[[#This Row],[Month Base Gen]]=0,0,TOU_CTabulation[[#This Row],[Month Base Gen]]-TOU_CTabulation[[#This Row],[Day]]*TOU_CTabulation[[#This Row],[Base Allow]])","v":0},{"$f":"VLOOKUP(TOU_CTabulation[[#This Row],[Hour]],daypart,2)","v":"All"},{"$f":"TOU_CTabulation[[#This Row],[Season]]&TOU_CTabulation[[#This Row],[Day-Part]]","v":"SummerAll"},{"$f":"VLOOKUP(TOU_CTabulation[[#This Row],[Daypart]],TOUC,2)","v":0.25901999999999997},{"$f":"VLOOKUP(TOU_CTabulation[[#This Row],[Daypart]],TOUC,3)","v":0.32596000000000003},{"$f":"TOU_CTabulation[[#This Row],[Month Base Allow]]*TOU_CTabulation[[#This Row],[Base Rate]]","v":0},{"$f":"TOU_CTabulation[[#This Row],[Month Overbase Gen]]*TOU_CTabulation[[#This Row],[Over Rate]]","v":0},{"$f":"TOU_CTabulation[[#This Row],[Base Value]]+TOU_CTabulation[[#This Row],[Over Value]]","v":0}]
[7,26,9,911,92,21,2,819.94899999999996,42.59,2572.386,2474.96,{"$f":"TOU_CTabulation[[#This Row],[AC System Output (W)]]/1000","v":2.4749599999999998},{"$f":"IF(A4981=TOU_CTabulation[[#This Row],[Month]],M4981+TOU_CTabulation[[#This Row],[AC System Output (kW)]],TOU_CTabulation[[#This Row],[AC System Output (kW)]])","v":585.72468599999991},{"$f":"VLOOKUP(TOU_CTabulation[[#This Row],[Month]],Season,2)","v":"Summer"},{"$f":"VLOOKUP(TOU_CTabulation[[#This Row],[Season]],CRate,2)","v":10.3},{"$f":"IF(A4983>TOU_CTabulation[[#This Row],[Month]],TOU_CTabulation[[#This Row],[Day]]*TOU_CTabulation[[#This Row],[Base Allow]],0)","v":0},{"$f":"IF(A4983>TOU_CTabulation[[#This Row],[Month]],TOU_CTabulation[[#This Row],[Month Cumm]],0)","v":0},{"$f":"IF(TOU_CTabulation[[#This Row],[Month Base Gen]]=0,0,TOU_CTabulation[[#This Row],[Month Base Gen]]-TOU_CTabulation[[#This Row],[Day]]*TOU_CTabulation[[#This Row],[Base Allow]])","v":0},{"$f":"VLOOKUP(TOU_CTabulation[[#This Row],[Hour]],daypart,2)","v":"All"},{"$f":"TOU_CTabulation[[#This Row],[Season]]&TOU_CTabulation[[#This Row],[Day-Part]]","v":"SummerAll"},{"$f":"VLOOKUP(TOU_CTabulation[[#This Row],[Daypart]],TOUC,2)","v":0.25901999999999997},{"$f":"VLOOKUP(TOU_CTabulation[[#This Row],[Daypart]],TOUC,3)","v":0.32596000000000003},{"$f":"TOU_CTabulation[[#This Row],[Month Base Allow]]*TOU_CTabulation[[#This Row],[Base Rate]]","v":0},{"$f":"TOU_CTabulation[[#This Row],[Month Overbase Gen]]*TOU_CTabulation[[#This Row],[Over Rate]]","v":0},{"$f":"TOU_CTabulation[[#This Row],[Base Value]]+TOU_CTabulation[[#This Row],[Over Value]]","v":0}]
[7,26,17,690,61,18,3,228.511,23.091000000000001,648.53099999999995,614.505,{"$f":"TOU_CTabulation[[#This Row],[AC System Output (W)]]/1000","v":0.61450499999999997},{"$f":"IF(A4989=TOU_CTabulation[[#This Row],[Month]],M4989+TOU_CTabulation[[#This Row],[AC System Output (kW)]],TOU_CTabulation[[#This Row],[AC System Output (kW)]])","v":604.53555899999992},{"$f":"VLOOKUP(TOU_CTabulation[[#This Row],[Month]],Season,2)","v":"Summer"},{"$f":"VLOOKUP(TOU_CTabulation[[#This Row],[Season]],CRate,2)","v":10.3},{"$f":"IF(A4991>TOU_CTabulation[[#This Row],[Month]],TOU_CTabulation[[#This Row],[Day]]*TOU_CTabulation[[#This Row],[Base Allow]],0)","v":0},{"$f":"IF(A4991>TOU_CTabulation[[#This Row],[Month]],TOU_CTabulation[[#This Row],[Month Cumm]],0)","v":0},{"$f":"IF(TOU_CTabulation[[#This Row],[Month Base Gen]]=0,0,TOU_CTabulation[[#This Row],[Month Base Gen]]-TOU_CTabulation[[#This Row],[Day]]*TOU_CTabulation[[#This Row],[Base Allow]])","v":0},{"$f":"VLOOKUP(TOU_CTabulation[[#This Row],[Hour]],daypart,2)","v":"All"},{"$f":"TOU_CTabulation[[#This Row],[Season]]&TOU_CTabulation[[#This Row],[Day-Part]]","v":"SummerAll"},{"$f":"VLOOKUP(TOU_CTabulation[[#This Row],[Daypart]],TOUC,2)","v":0.25901999999999997},{"$f":"VLOOKUP(TOU_CTabulation[[#This Row],[Daypart]],TOUC,3)","v":0.32596000000000003},{"$f":"TOU_CTabulation[[#This Row],[Month Base Allow]]*TOU_CTabulation[[#This Row],[Base Rate]]","v":0},{"$f":"TOU_CTabulation[[#This Row],[Month Overbase Gen]]*TOU_CTabulation[[#This Row],[Over Rate]]","v":0},{"$f":"TOU_CTabulation[[#This Row],[Base Value]]+TOU_CTabulation[[#This Row],[Over Value]]","v":0}]
[7,27,2,0,0,10,1,0,10,0,0,{"$f":"TOU_CTabulation[[#This Row],[AC System Output (W)]]/1000","v":0},{"$f":"IF(A4998=TOU_CTabulation[[#This Row],[Month]],M4998+TOU_CTabulation[[#This Row],[AC System Output (kW)]],TOU_CTabulation[[#This Row],[AC System Output (kW)]])","v":604.61431899999991},{"$f":"VLOOKUP(TOU_CTabulation[[#This Row],[Month]],Season,2)","v":"Summer"},{"$f":"VLOOKUP(TOU_CTabulation[[#This Row],[Season]],CRate,2)","v":10.3},{"$f":"IF(A5000>TOU_CTabulation[[#This Row],[Month]],TOU_CTabulation[[#This Row],[Day]]*TOU_CTabulation[[#This Row],[Base Allow]],0)","v":0},{"$f":"IF(A5000>TOU_CTabulation[[#This Row],[Month]],TOU_CTabulation[[#This Row],[Month Cumm]],0)","v":0},{"$f":"IF(TOU_CTabulation[[#This Row],[Month Base Gen]]=0,0,TOU_CTabulation[[#This Row],[Month Base Gen]]-TOU_CTabulation[[#This Row],[Day]]*TOU_CTabulation[[#This Row],[Base Allow]])","v":0},{"$f":"VLOOKUP(TOU_CTabulation[[#This Row],[Hour]],daypart,2)","v":"All"},{"$f":"TOU_CTabulation[[#This Row],[Season]]&TOU_CTabulation[[#This Row],[Day-Part]]","v":"SummerAll"},{"$f":"VLOOKUP(TOU_CTabulation[[#This Row],[Daypart]],TOUC,2)","v":0.25901999999999997},{"$f":"VLOOKUP(TOU_CTabulation[[#This Row],[Daypart]],TOUC,3)","v":0.32596000000000003},{"$f":"TOU_CTabulation[[#This Row],[Month Base Allow]]*TOU_CTabulation[[#This Row],[Base Rate]]","v":0},{"$f":"TOU_CTabulation[[#This Row],[Month Overbase Gen]]*TOU_CTabulation[[#This Row],[Over Rate]]","v":0},{"$f":"TOU_CTabulation[[#This Row],[Base Value]]+TOU_CTabulation[[#This Row],[Over Value]]","v":0}]
[7,27,10,964,93,24,2,986.01599999999996,50.131,2986.0709999999999,2870.518,{"$f":"TOU_CTabulation[[#This Row],[AC System Output (W)]]/1000","v":2.8705180000000001},{"$f":"IF(A5006=TOU_CTabulation[[#This Row],[Month]],M5006+TOU_CTabulation[[#This Row],[AC System Output (kW)]],TOU_CTabulation[[#This Row],[AC System Output (kW)]])","v":612.78917999999987},{"$f":"VLOOKUP(TOU_CTabulation[[#This Row],[Month]],Season,2)","v":"Summer"},{"$f":"VLOOKUP(TOU_CTabulation[[#This Row],[Season]],CRate,2)","v":10.3},{"$f":"IF(A5008>TOU_CTabulation[[#This Row],[Month]],TOU_CTabulation[[#This Row],[Day]]*TOU_CTabulation[[#This Row],[Base Allow]],0)","v":0},{"$f":"IF(A5008>TOU_CTabulation[[#This Row],[Month]],TOU_CTabulation[[#This Row],[Month Cumm]],0)","v":0},{"$f":"IF(TOU_CTabulation[[#This Row],[Month Base Gen]]=0,0,TOU_CTabulation[[#This Row],[Month Base Gen]]-TOU_CTabulation[[#This Row],[Day]]*TOU_CTabulation[[#This Row],[Base Allow]])","v":0},{"$f":"VLOOKUP(TOU_CTabulation[[#This Row],[Hour]],daypart,2)","v":"All"},{"$f":"TOU_CTabulation[[#This Row],[Season]]&TOU_CTabulation[[#This Row],[Day-Part]]","v":"SummerAll"},{"$f":"VLOOKUP(TOU_CTabulation[[#This Row],[Daypart]],TOUC,2)","v":0.25901999999999997},{"$f":"VLOOKUP(TOU_CTabulation[[#This Row],[Daypart]],TOUC,3)","v":0.32596000000000003},{"$f":"TOU_CTabulation[[#This Row],[Month Base Allow]]*TOU_CTabulation[[#This Row],[Base Rate]]","v":0},{"$f":"TOU_CTabulation[[#This Row],[Month Overbase Gen]]*TOU_CTabulation[[#This Row],[Over Rate]]","v":0},{"$f":"TOU_CTabulation[[#This Row],[Base Value]]+TOU_CTabulation[[#This Row],[Over Value]]","v":0}]
[7,27,19,0,0,14,2,0,14,0,0,{"$f":"TOU_CTabulation[[#This Row],[AC System Output (W)]]/1000","v":0},{"$f":"IF(A5015=TOU_CTabulation[[#This Row],[Month]],M5015+TOU_CTabulation[[#This Row],[AC System Output (kW)]],TOU_CTabulation[[#This Row],[AC System Output (kW)]])","v":628.95570799999996},{"$f":"VLOOKUP(TOU_CTabulation[[#This Row],[Month]],Season,2)","v":"Summer"},{"$f":"VLOOKUP(TOU_CTabulation[[#This Row],[Season]],CRate,2)","v":10.3},{"$f":"IF(A5017>TOU_CTabulation[[#This Row],[Month]],TOU_CTabulation[[#This Row],[Day]]*TOU_CTabulation[[#This Row],[Base Allow]],0)","v":0},{"$f":"IF(A5017>TOU_CTabulation[[#This Row],[Month]],TOU_CTabulation[[#This Row],[Month Cumm]],0)","v":0},{"$f":"IF(TOU_CTabulation[[#This Row],[Month Base Gen]]=0,0,TOU_CTabulation[[#This Row],[Month Base Gen]]-TOU_CTabulation[[#This Row],[Day]]*TOU_CTabulation[[#This Row],[Base Allow]])","v":0},{"$f":"VLOOKUP(TOU_CTabulation[[#This Row],[Hour]],daypart,2)","v":"All"},{"$f":"TOU_CTabulation[[#This Row],[Season]]&TOU_CTabulation[[#This Row],[Day-Part]]","v":"SummerAll"},{"$f":"VLOOKUP(TOU_CTabulation[[#This Row],[Daypart]],TOUC,2)","v":0.25901999999999997},{"$f":"VLOOKUP(TOU_CTabulation[[#This Row],[Daypart]],TOUC,3)","v":0.32596000000000003},{"$f":"TOU_CTabulation[[#This Row],[Month Base Allow]]*TOU_CTabulation[[#This Row],[Base Rate]]","v":0},{"$f":"TOU_CTabulation[[#This Row],[Month Overbase Gen]]*TOU_CTabulation[[#This Row],[Over Rate]]","v":0},{"$f":"TOU_CTabulation[[#This Row],[Base Value]]+TOU_CTabulation[[#This Row],[Over Value]]","v":0}]
[7,28,0,0,0,12,1,0,12,0,0,{"$f":"TOU_CTabulation[[#This Row],[AC System Output (W)]]/1000","v":0},{"$f":"IF(A5020=TOU_CTabulation[[#This Row],[Month]],M5020+TOU_CTabulation[[#This Row],[AC System Output (kW)]],TOU_CTabulation[[#This Row],[AC System Output (kW)]])","v":628.95570799999996},{"$f":"VLOOKUP(TOU_CTabulation[[#This Row],[Month]],Season,2)","v":"Summer"},{"$f":"VLOOKUP(TOU_CTabulation[[#This Row],[Season]],CRate,2)","v":10.3},{"$f":"IF(A5022>TOU_CTabulation[[#This Row],[Month]],TOU_CTabulation[[#This Row],[Day]]*TOU_CTabulation[[#This Row],[Base Allow]],0)","v":0},{"$f":"IF(A5022>TOU_CTabulation[[#This Row],[Month]],TOU_CTabulation[[#This Row],[Month Cumm]],0)","v":0},{"$f":"IF(TOU_CTabulation[[#This Row],[Month Base Gen]]=0,0,TOU_CTabulation[[#This Row],[Month Base Gen]]-TOU_CTabulation[[#This Row],[Day]]*TOU_CTabulation[[#This Row],[Base Allow]])","v":0},{"$f":"VLOOKUP(TOU_CTabulation[[#This Row],[Hour]],daypart,2)","v":"All"},{"$f":"TOU_CTabulation[[#This Row],[Season]]&TOU_CTabulation[[#This Row],[Day-Part]]","v":"SummerAll"},{"$f":"VLOOKUP(TOU_CTabulation[[#This Row],[Daypart]],TOUC,2)","v":0.25901999999999997},{"$f":"VLOOKUP(TOU_CTabulation[[#This Row],[Daypart]],TOUC,3)","v":0.32596000000000003},{"$f":"TOU_CTabulation[[#This Row],[Month Base Allow]]*TOU_CTabulation[[#This Row],[Base Rate]]","v":0},{"$f":"TOU_CTabulation[[#This Row],[Month Overbase Gen]]*TOU_CTabulation[[#This Row],[Over Rate]]","v":0},{"$f":"TOU_CTabulation[[#This Row],[Base Value]]+TOU_CTabulation[[#This Row],[Over Value]]","v":0}]
[7,28,12,972,97,30,3,1075.29,55.487000000000002,3165.9650000000001,3042.0320000000002,{"$f":"TOU_CTabulation[[#This Row],[AC System Output (W)]]/1000","v":3.0420320000000003},{"$f":"IF(A5032=TOU_CTabulation[[#This Row],[Month]],M5032+TOU_CTabulation[[#This Row],[AC System Output (kW)]],TOU_CTabulation[[#This Row],[AC System Output (kW)]])","v":643.41606299999978},{"$f":"VLOOKUP(TOU_CTabulation[[#This Row],[Month]],Season,2)","v":"Summer"},{"$f":"VLOOKUP(TOU_CTabulation[[#This Row],[Season]],CRate,2)","v":10.3},{"$f":"IF(A5034>TOU_CTabulation[[#This Row],[Month]],TOU_CTabulation[[#This Row],[Day]]*TOU_CTabulation[[#This Row],[Base Allow]],0)","v":0},{"$f":"IF(A5034>TOU_CTabulation[[#This Row],[Month]],TOU_CTabulation[[#This Row],[Month Cumm]],0)","v":0},{"$f":"IF(TOU_CTabulation[[#This Row],[Month Base Gen]]=0,0,TOU_CTabulation[[#This Row],[Month Base Gen]]-TOU_CTabulation[[#This Row],[Day]]*TOU_CTabulation[[#This Row],[Base Allow]])","v":0},{"$f":"VLOOKUP(TOU_CTabulation[[#This Row],[Hour]],daypart,2)","v":"All"},{"$f":"TOU_CTabulation[[#This Row],[Season]]&TOU_CTabulation[[#This Row],[Day-Part]]","v":"SummerAll"},{"$f":"VLOOKUP(TOU_CTabulation[[#This Row],[Daypart]],TOUC,2)","v":0.25901999999999997},{"$f":"VLOOKUP(TOU_CTabulation[[#This Row],[Daypart]],TOUC,3)","v":0.32596000000000003},{"$f":"TOU_CTabulation[[#This Row],[Month Base Allow]]*TOU_CTabulation[[#This Row],[Base Rate]]","v":0},{"$f":"TOU_CTabulation[[#This Row],[Month Overbase Gen]]*TOU_CTabulation[[#This Row],[Over Rate]]","v":0},{"$f":"TOU_CTabulation[[#This Row],[Base Value]]+TOU_CTabulation[[#This Row],[Over Value]]","v":0}]
[7,28,14,925,98,30,4,877.51599999999996,49.207000000000001,2664.7530000000002,2563.4180000000001,{"$f":"TOU_CTabulation[[#This Row],[AC System Output (W)]]/1000","v":2.563418},{"$f":"IF(A5034=TOU_CTabulation[[#This Row],[Month]],M5034+TOU_CTabulation[[#This Row],[AC System Output (kW)]],TOU_CTabulation[[#This Row],[AC System Output (kW)]])","v":648.84216099999969},{"$f":"VLOOKUP(TOU_CTabulation[[#This Row],[Month]],Season,2)","v":"Summer"},{"$f":"VLOOKUP(TOU_CTabulation[[#This Row],[Season]],CRate,2)","v":10.3},{"$f":"IF(A5036>TOU_CTabulation[[#This Row],[Month]],TOU_CTabulation[[#This Row],[Day]]*TOU_CTabulation[[#This Row],[Base Allow]],0)","v":0},{"$f":"IF(A5036>TOU_CTabulation[[#This Row],[Month]],TOU_CTabulation[[#This Row],[Month Cumm]],0)","v":0},{"$f":"IF(TOU_CTabulation[[#This Row],[Month Base Gen]]=0,0,TOU_CTabulation[[#This Row],[Month Base Gen]]-TOU_CTabulation[[#This Row],[Day]]*TOU_CTabulation[[#This Row],[Base Allow]])","v":0},{"$f":"VLOOKUP(TOU_CTabulation[[#This Row],[Hour]],daypart,2)","v":"All"},{"$f":"TOU_CTabulation[[#This Row],[Season]]&TOU_CTabulation[[#This Row],[Day-Part]]","v":"SummerAll"},{"$f":"VLOOKUP(TOU_CTabulation[[#This Row],[Daypart]],TOUC,2)","v":0.25901999999999997},{"$f":"VLOOKUP(TOU_CTabulation[[#This Row],[Daypart]],TOUC,3)","v":0.32596000000000003},{"$f":"TOU_CTabulation[[#This Row],[Month Base Allow]]*TOU_CTabulation[[#This Row],[Base Rate]]","v":0},{"$f":"TOU_CTabulation[[#This Row],[Month Overbase Gen]]*TOU_CTabulation[[#This Row],[Over Rate]]","v":0},{"$f":"TOU_CTabulation[[#This Row],[Base Value]]+TOU_CTabulation[[#This Row],[Over Value]]","v":0}]
[7,28,21,0,0,17,2,0,17,0,0,{"$f":"TOU_CTabulation[[#This Row],[AC System Output (W)]]/1000","v":0},{"$f":"IF(A5041=TOU_CTabulation[[#This Row],[Month]],M5041+TOU_CTabulation[[#This Row],[AC System Output (kW)]],TOU_CTabulation[[#This Row],[AC System Output (kW)]])","v":652.90309499999978},{"$f":"VLOOKUP(TOU_CTabulation[[#This Row],[Month]],Season,2)","v":"Summer"},{"$f":"VLOOKUP(TOU_CTabulation[[#This Row],[Season]],CRate,2)","v":10.3},{"$f":"IF(A5043>TOU_CTabulation[[#This Row],[Month]],TOU_CTabulation[[#This Row],[Day]]*TOU_CTabulation[[#This Row],[Base Allow]],0)","v":0},{"$f":"IF(A5043>TOU_CTabulation[[#This Row],[Month]],TOU_CTabulation[[#This Row],[Month Cumm]],0)","v":0},{"$f":"IF(TOU_CTabulation[[#This Row],[Month Base Gen]]=0,0,TOU_CTabulation[[#This Row],[Month Base Gen]]-TOU_CTabulation[[#This Row],[Day]]*TOU_CTabulation[[#This Row],[Base Allow]])","v":0},{"$f":"VLOOKUP(TOU_CTabulation[[#This Row],[Hour]],daypart,2)","v":"All"},{"$f":"TOU_CTabulation[[#This Row],[Season]]&TOU_CTabulation[[#This Row],[Day-Part]]","v":"SummerAll"},{"$f":"VLOOKUP(TOU_CTabulation[[#This Row],[Daypart]],TOUC,2)","v":0.25901999999999997},{"$f":"VLOOKUP(TOU_CTabulation[[#This Row],[Daypart]],TOUC,3)","v":0.32596000000000003},{"$f":"TOU_CTabulation[[#This Row],[Month Base Allow]]*TOU_CTabulation[[#This Row],[Base Rate]]","v":0},{"$f":"TOU_CTabulation[[#This Row],[Month Overbase Gen]]*TOU_CTabulation[[#This Row],[Over Rate]]","v":0},{"$f":"TOU_CTabulation[[#This Row],[Base Value]]+TOU_CTabulation[[#This Row],[Over Value]]","v":0}]
[7,29,4,0,0,13,0,0,13,0,0,{"$f":"TOU_CTabulation[[#This Row],[AC System Output (W)]]/1000","v":0},{"$f":"IF(A5048=TOU_CTabulation[[#This Row],[Month]],M5048+TOU_CTabulation[[#This Row],[AC System Output (kW)]],TOU_CTabulation[[#This Row],[AC System Output (kW)]])","v":652.90309499999978},{"$f":"VLOOKUP(TOU_CTabulation[[#This Row],[Month]],Season,2)","v":"Summer"},{"$f":"VLOOKUP(TOU_CTabulation[[#This Row],[Season]],CRate,2)","v":10.3},{"$f":"IF(A5050>TOU_CTabulation[[#This Row],[Month]],TOU_CTabulation[[#This Row],[Day]]*TOU_CTabulation[[#This Row],[Base Allow]],0)","v":0},{"$f":"IF(A5050>TOU_CTabulation[[#This Row],[Month]],TOU_CTabulation[[#This Row],[Month Cumm]],0)","v":0},{"$f":"IF(TOU_CTabulation[[#This Row],[Month Base Gen]]=0,0,TOU_CTabulation[[#This Row],[Month Base Gen]]-TOU_CTabulation[[#This Row],[Day]]*TOU_CTabulation[[#This Row],[Base Allow]])","v":0},{"$f":"VLOOKUP(TOU_CTabulation[[#This Row],[Hour]],daypart,2)","v":"All"},{"$f":"TOU_CTabulation[[#This Row],[Season]]&TOU_CTabulation[[#This Row],[Day-Part]]","v":"SummerAll"},{"$f":"VLOOKUP(TOU_CTabulation[[#This Row],[Daypart]],TOUC,2)","v":0.25901999999999997},{"$f":"VLOOKUP(TOU_CTabulation[[#This Row],[Daypart]],TOUC,3)","v":0.32596000000000003},{"$f":"TOU_CTabulation[[#This Row],[Month Base Allow]]*TOU_CTabulation[[#This Row],[Base Rate]]","v":0},{"$f":"TOU_CTabulation[[#This Row],[Month Overbase Gen]]*TOU_CTabulation[[#This Row],[Over Rate]]","v":0},{"$f":"TOU_CTabulation[[#This Row],[Base Value]]+TOU_CTabulation[[#This Row],[Over Value]]","v":0}]
[7,29,14,934,98,28,4,885.04100000000005,47.414000000000001,2713.152,2609.7370000000001,{"$f":"TOU_CTabulation[[#This Row],[AC System Output (W)]]/1000","v":2.609737},{"$f":"IF(A5058=TOU_CTabulation[[#This Row],[Month]],M5058+TOU_CTabulation[[#This Row],[AC System Output (kW)]],TOU_CTabulation[[#This Row],[AC System Output (kW)]])","v":672.34302899999977},{"$f":"VLOOKUP(TOU_CTabulation[[#This Row],[Month]],Season,2)","v":"Summer"},{"$f":"VLOOKUP(TOU_CTabulation[[#This Row],[Season]],CRate,2)","v":10.3},{"$f":"IF(A5060>TOU_CTabulation[[#This Row],[Month]],TOU_CTabulation[[#This Row],[Day]]*TOU_CTabulation[[#This Row],[Base Allow]],0)","v":0},{"$f":"IF(A5060>TOU_CTabulation[[#This Row],[Month]],TOU_CTabulation[[#This Row],[Month Cumm]],0)","v":0},{"$f":"IF(TOU_CTabulation[[#This Row],[Month Base Gen]]=0,0,TOU_CTabulation[[#This Row],[Month Base Gen]]-TOU_CTabulation[[#This Row],[Day]]*TOU_CTabulation[[#This Row],[Base Allow]])","v":0},{"$f":"VLOOKUP(TOU_CTabulation[[#This Row],[Hour]],daypart,2)","v":"All"},{"$f":"TOU_CTabulation[[#This Row],[Season]]&TOU_CTabulation[[#This Row],[Day-Part]]","v":"SummerAll"},{"$f":"VLOOKUP(TOU_CTabulation[[#This Row],[Daypart]],TOUC,2)","v":0.25901999999999997},{"$f":"VLOOKUP(TOU_CTabulation[[#This Row],[Daypart]],TOUC,3)","v":0.32596000000000003},{"$f":"TOU_CTabulation[[#This Row],[Month Base Allow]]*TOU_CTabulation[[#This Row],[Base Rate]]","v":0},{"$f":"TOU_CTabulation[[#This Row],[Month Overbase Gen]]*TOU_CTabulation[[#This Row],[Over Rate]]","v":0},{"$f":"TOU_CTabulation[[#This Row],[Base Value]]+TOU_CTabulation[[#This Row],[Over Value]]","v":0}]
[7,29,23,0,0,16,1,0,16,0,0,{"$f":"TOU_CTabulation[[#This Row],[AC System Output (W)]]/1000","v":0},{"$f":"IF(A5067=TOU_CTabulation[[#This Row],[Month]],M5067+TOU_CTabulation[[#This Row],[AC System Output (kW)]],TOU_CTabulation[[#This Row],[AC System Output (kW)]])","v":676.4694099999997},{"$f":"VLOOKUP(TOU_CTabulation[[#This Row],[Month]],Season,2)","v":"Summer"},{"$f":"VLOOKUP(TOU_CTabulation[[#This Row],[Season]],CRate,2)","v":10.3},{"$f":"IF(A5069>TOU_CTabulation[[#This Row],[Month]],TOU_CTabulation[[#This Row],[Day]]*TOU_CTabulation[[#This Row],[Base Allow]],0)","v":0},{"$f":"IF(A5069>TOU_CTabulation[[#This Row],[Month]],TOU_CTabulation[[#This Row],[Month Cumm]],0)","v":0},{"$f":"IF(TOU_CTabulation[[#This Row],[Month Base Gen]]=0,0,TOU_CTabulation[[#This Row],[Month Base Gen]]-TOU_CTabulation[[#This Row],[Day]]*TOU_CTabulation[[#This Row],[Base Allow]])","v":0},{"$f":"VLOOKUP(TOU_CTabulation[[#This Row],[Hour]],daypart,2)","v":"All"},{"$f":"TOU_CTabulation[[#This Row],[Season]]&TOU_CTabulation[[#This Row],[Day-Part]]","v":"SummerAll"},{"$f":"VLOOKUP(TOU_CTabulation[[#This Row],[Daypart]],TOUC,2)","v":0.25901999999999997},{"$f":"VLOOKUP(TOU_CTabulation[[#This Row],[Daypart]],TOUC,3)","v":0.32596000000000003},{"$f":"TOU_CTabulation[[#This Row],[Month Base Allow]]*TOU_CTabulation[[#This Row],[Base Rate]]","v":0},{"$f":"TOU_CTabulation[[#This Row],[Month Overbase Gen]]*TOU_CTabulation[[#This Row],[Over Rate]]","v":0},{"$f":"TOU_CTabulation[[#This Row],[Base Value]]+TOU_CTabulation[[#This Row],[Over Value]]","v":0}]
[7,30,3,0,0,15,0,0,15,0,0,{"$f":"TOU_CTabulation[[#This Row],[AC System Output (W)]]/1000","v":0},{"$f":"IF(A5071=TOU_CTabulation[[#This Row],[Month]],M5071+TOU_CTabulation[[#This Row],[AC System Output (kW)]],TOU_CTabulation[[#This Row],[AC System Output (kW)]])","v":676.4694099999997},{"$f":"VLOOKUP(TOU_CTabulation[[#This Row],[Month]],Season,2)","v":"Summer"},{"$f":"VLOOKUP(TOU_CTabulation[[#This Row],[Season]],CRate,2)","v":10.3},{"$f":"IF(A5073>TOU_CTabulation[[#This Row],[Month]],TOU_CTabulation[[#This Row],[Day]]*TOU_CTabulation[[#This Row],[Base Allow]],0)","v":0},{"$f":"IF(A5073>TOU_CTabulation[[#This Row],[Month]],TOU_CTabulation[[#This Row],[Month Cumm]],0)","v":0},{"$f":"IF(TOU_CTabulation[[#This Row],[Month Base Gen]]=0,0,TOU_CTabulation[[#This Row],[Month Base Gen]]-TOU_CTabulation[[#This Row],[Day]]*TOU_CTabulation[[#This Row],[Base Allow]])","v":0},{"$f":"VLOOKUP(TOU_CTabulation[[#This Row],[Hour]],daypart,2)","v":"All"},{"$f":"TOU_CTabulation[[#This Row],[Season]]&TOU_CTabulation[[#This Row],[Day-Part]]","v":"SummerAll"},{"$f":"VLOOKUP(TOU_CTabulation[[#This Row],[Daypart]],TOUC,2)","v":0.25901999999999997},{"$f":"VLOOKUP(TOU_CTabulation[[#This Row],[Daypart]],TOUC,3)","v":0.32596000000000003},{"$f":"TOU_CTabulation[[#This Row],[Month Base Allow]]*TOU_CTabulation[[#This Row],[Base Rate]]","v":0},{"$f":"TOU_CTabulation[[#This Row],[Month Overbase Gen]]*TOU_CTabulation[[#This Row],[Over Rate]]","v":0},{"$f":"TOU_CTabulation[[#This Row],[Base Value]]+TOU_CTabulation[[#This Row],[Over Value]]","v":0}]
[7,30,16,816,78,29,3,464.66300000000001,40.170999999999999,1402.0619999999999,1347.3019999999999,{"$f":"TOU_CTabulation[[#This Row],[AC System Output (W)]]/1000","v":1.347302},{"$f":"IF(A5084=TOU_CTabulation[[#This Row],[Month]],M5084+TOU_CTabulation[[#This Row],[AC System Output (kW)]],TOU_CTabulation[[#This Row],[AC System Output (kW)]])","v":699.3531439999997},{"$f":"VLOOKUP(TOU_CTabulation[[#This Row],[Month]],Season,2)","v":"Summer"},{"$f":"VLOOKUP(TOU_CTabulation[[#This Row],[Season]],CRate,2)","v":10.3},{"$f":"IF(A5086>TOU_CTabulation[[#This Row],[Month]],TOU_CTabulation[[#This Row],[Day]]*TOU_CTabulation[[#This Row],[Base Allow]],0)","v":0},{"$f":"IF(A5086>TOU_CTabulation[[#This Row],[Month]],TOU_CTabulation[[#This Row],[Month Cumm]],0)","v":0},{"$f":"IF(TOU_CTabulation[[#This Row],[Month Base Gen]]=0,0,TOU_CTabulation[[#This Row],[Month Base Gen]]-TOU_CTabulation[[#This Row],[Day]]*TOU_CTabulation[[#This Row],[Base Allow]])","v":0},{"$f":"VLOOKUP(TOU_CTabulation[[#This Row],[Hour]],daypart,2)","v":"All"},{"$f":"TOU_CTabulation[[#This Row],[Season]]&TOU_CTabulation[[#This Row],[Day-Part]]","v":"SummerAll"},{"$f":"VLOOKUP(TOU_CTabulation[[#This Row],[Daypart]],TOUC,2)","v":0.25901999999999997},{"$f":"VLOOKUP(TOU_CTabulation[[#This Row],[Daypart]],TOUC,3)","v":0.32596000000000003},{"$f":"TOU_CTabulation[[#This Row],[Month Base Allow]]*TOU_CTabulation[[#This Row],[Base Rate]]","v":0},{"$f":"TOU_CTabulation[[#This Row],[Month Overbase Gen]]*TOU_CTabulation[[#This Row],[Over Rate]]","v":0},{"$f":"TOU_CTabulation[[#This Row],[Base Value]]+TOU_CTabulation[[#This Row],[Over Value]]","v":0}]
[7,31,0,0,0,15,0,0,15,0,0,{"$f":"TOU_CTabulation[[#This Row],[AC System Output (W)]]/1000","v":0},{"$f":"IF(A5092=TOU_CTabulation[[#This Row],[Month]],M5092+TOU_CTabulation[[#This Row],[AC System Output (kW)]],TOU_CTabulation[[#This Row],[AC System Output (kW)]])","v":699.99677099999963},{"$f":"VLOOKUP(TOU_CTabulation[[#This Row],[Month]],Season,2)","v":"Summer"},{"$f":"VLOOKUP(TOU_CTabulation[[#This Row],[Season]],CRate,2)","v":10.3},{"$f":"IF(A5094>TOU_CTabulation[[#This Row],[Month]],TOU_CTabulation[[#This Row],[Day]]*TOU_CTabulation[[#This Row],[Base Allow]],0)","v":0},{"$f":"IF(A5094>TOU_CTabulation[[#This Row],[Month]],TOU_CTabulation[[#This Row],[Month Cumm]],0)","v":0},{"$f":"IF(TOU_CTabulation[[#This Row],[Month Base Gen]]=0,0,TOU_CTabulation[[#This Row],[Month Base Gen]]-TOU_CTabulation[[#This Row],[Day]]*TOU_CTabulation[[#This Row],[Base Allow]])","v":0},{"$f":"VLOOKUP(TOU_CTabulation[[#This Row],[Hour]],daypart,2)","v":"All"},{"$f":"TOU_CTabulation[[#This Row],[Season]]&TOU_CTabulation[[#This Row],[Day-Part]]","v":"SummerAll"},{"$f":"VLOOKUP(TOU_CTabulation[[#This Row],[Daypart]],TOUC,2)","v":0.25901999999999997},{"$f":"VLOOKUP(TOU_CTabulation[[#This Row],[Daypart]],TOUC,3)","v":0.32596000000000003},{"$f":"TOU_CTabulation[[#This Row],[Month Base Allow]]*TOU_CTabulation[[#This Row],[Base Rate]]","v":0},{"$f":"TOU_CTabulation[[#This Row],[Month Overbase Gen]]*TOU_CTabulation[[#This Row],[Over Rate]]","v":0},{"$f":"TOU_CTabulation[[#This Row],[Base Value]]+TOU_CTabulation[[#This Row],[Over Value]]","v":0}]
[7,31,1,0,0,15,0,0,15,0,0,{"$f":"TOU_CTabulation[[#This Row],[AC System Output (W)]]/1000","v":0},{"$f":"IF(A5093=TOU_CTabulation[[#This Row],[Month]],M5093+TOU_CTabulation[[#This Row],[AC System Output (kW)]],TOU_CTabulation[[#This Row],[AC System Output (kW)]])","v":699.99677099999963},{"$f":"VLOOKUP(TOU_CTabulation[[#This Row],[Month]],Season,2)","v":"Summer"},{"$f":"VLOOKUP(TOU_CTabulation[[#This Row],[Season]],CRate,2)","v":10.3},{"$f":"IF(A5095>TOU_CTabulation[[#This Row],[Month]],TOU_CTabulation[[#This Row],[Day]]*TOU_CTabulation[[#This Row],[Base Allow]],0)","v":0},{"$f":"IF(A5095>TOU_CTabulation[[#This Row],[Month]],TOU_CTabulation[[#This Row],[Month Cumm]],0)","v":0},{"$f":"IF(TOU_CTabulation[[#This Row],[Month Base Gen]]=0,0,TOU_CTabulation[[#This Row],[Month Base Gen]]-TOU_CTabulation[[#This Row],[Day]]*TOU_CTabulation[[#This Row],[Base Allow]])","v":0},{"$f":"VLOOKUP(TOU_CTabulation[[#This Row],[Hour]],daypart,2)","v":"All"},{"$f":"TOU_CTabulation[[#This Row],[Season]]&TOU_CTabulation[[#This Row],[Day-Part]]","v":"SummerAll"},{"$f":"VLOOKUP(TOU_CTabulation[[#This Row],[Daypart]],TOUC,2)","v":0.25901999999999997},{"$f":"VLOOKUP(TOU_CTabulation[[#This Row],[Daypart]],TOUC,3)","v":0.32596000000000003},{"$f":"TOU_CTabulation[[#This Row],[Month Base Allow]]*TOU_CTabulation[[#This Row],[Base Rate]]","v":0},{"$f":"TOU_CTabulation[[#This Row],[Month Overbase Gen]]*TOU_CTabulation[[#This Row],[Over Rate]]","v":0},{"$f":"TOU_CTabulation[[#This Row],[Base Value]]+TOU_CTabulation[[#This Row],[Over Value]]","v":0}]
[7,31,10,919,104,28,2,956.89700000000005,53.17,2851.0129999999999,2741.5529999999999,{"$f":"TOU_CTabulation[[#This Row],[AC System Output (W)]]/1000","v":2.7415529999999997},{"$f":"IF(A5102=TOU_CTabulation[[#This Row],[Month]],M5102+TOU_CTabulation[[#This Row],[AC System Output (kW)]],TOU_CTabulation[[#This Row],[AC System Output (kW)]])","v":708.42633599999954},{"$f":"VLOOKUP(TOU_CTabulation[[#This Row],[Month]],Season,2)","v":"Summer"},{"$f":"VLOOKUP(TOU_CTabulation[[#This Row],[Season]],CRate,2)","v":10.3},{"$f":"IF(A5104>TOU_CTabulation[[#This Row],[Month]],TOU_CTabulation[[#This Row],[Day]]*TOU_CTabulation[[#This Row],[Base Allow]],0)","v":0},{"$f":"IF(A5104>TOU_CTabulation[[#This Row],[Month]],TOU_CTabulation[[#This Row],[Month Cumm]],0)","v":0},{"$f":"IF(TOU_CTabulation[[#This Row],[Month Base Gen]]=0,0,TOU_CTabulation[[#This Row],[Month Base Gen]]-TOU_CTabulation[[#This Row],[Day]]*TOU_CTabulation[[#This Row],[Base Allow]])","v":0},{"$f":"VLOOKUP(TOU_CTabulation[[#This Row],[Hour]],daypart,2)","v":"All"},{"$f":"TOU_CTabulation[[#This Row],[Season]]&TOU_CTabulation[[#This Row],[Day-Part]]","v":"SummerAll"},{"$f":"VLOOKUP(TOU_CTabulation[[#This Row],[Daypart]],TOUC,2)","v":0.25901999999999997},{"$f":"VLOOKUP(TOU_CTabulation[[#This Row],[Daypart]],TOUC,3)","v":0.32596000000000003},{"$f":"TOU_CTabulation[[#This Row],[Month Base Allow]]*TOU_CTabulation[[#This Row],[Base Rate]]","v":0},{"$f":"TOU_CTabulation[[#This Row],[Month Overbase Gen]]*TOU_CTabulation[[#This Row],[Over Rate]]","v":0},{"$f":"TOU_CTabulation[[#This Row],[Base Value]]+TOU_CTabulation[[#This Row],[Over Value]]","v":0}]
[7,31,18,172,40,21,2,31.102,20.719000000000001,109.041,86.617000000000004,{"$f":"TOU_CTabulation[[#This Row],[AC System Output (W)]]/1000","v":8.6617E-2},{"$f":"IF(A5110=TOU_CTabulation[[#This Row],[Month]],M5110+TOU_CTabulation[[#This Row],[AC System Output (kW)]],TOU_CTabulation[[#This Row],[AC System Output (kW)]])","v":723.61728799999958},{"$f":"VLOOKUP(TOU_CTabulation[[#This Row],[Month]],Season,2)","v":"Summer"},{"$f":"VLOOKUP(TOU_CTabulation[[#This Row],[Season]],CRate,2)","v":10.3},{"$f":"IF(A5112>TOU_CTabulation[[#This Row],[Month]],TOU_CTabulation[[#This Row],[Day]]*TOU_CTabulation[[#This Row],[Base Allow]],0)","v":0},{"$f":"IF(A5112>TOU_CTabulation[[#This Row],[Month]],TOU_CTabulation[[#This Row],[Month Cumm]],0)","v":0},{"$f":"IF(TOU_CTabulation[[#This Row],[Month Base Gen]]=0,0,TOU_CTabulation[[#This Row],[Month Base Gen]]-TOU_CTabulation[[#This Row],[Day]]*TOU_CTabulation[[#This Row],[Base Allow]])","v":0},{"$f":"VLOOKUP(TOU_CTabulation[[#This Row],[Hour]],daypart,2)","v":"All"},{"$f":"TOU_CTabulation[[#This Row],[Season]]&TOU_CTabulation[[#This Row],[Day-Part]]","v":"SummerAll"},{"$f":"VLOOKUP(TOU_CTabulation[[#This Row],[Daypart]],TOUC,2)","v":0.25901999999999997},{"$f":"VLOOKUP(TOU_CTabulation[[#This Row],[Daypart]],TOUC,3)","v":0.32596000000000003},{"$f":"TOU_CTabulation[[#This Row],[Month Base Allow]]*TOU_CTabulation[[#This Row],[Base Rate]]","v":0},{"$f":"TOU_CTabulation[[#This Row],[Month Overbase Gen]]*TOU_CTabulation[[#This Row],[Over Rate]]","v":0},{"$f":"TOU_CTabulation[[#This Row],[Base Value]]+TOU_CTabulation[[#This Row],[Over Value]]","v":0}]
[8,1,0,0,0,17,1,0,17,0,0,{"$f":"TOU_CTabulation[[#This Row],[AC System Output (W)]]/1000","v":0},{"$f":"IF(A5116=TOU_CTabulation[[#This Row],[Month]],M5116+TOU_CTabulation[[#This Row],[AC System Output (kW)]],TOU_CTabulation[[#This Row],[AC System Output (kW)]])","v":0},{"$f":"VLOOKUP(TOU_CTabulation[[#This Row],[Month]],Season,2)","v":"Summer"},{"$f":"VLOOKUP(TOU_CTabulation[[#This Row],[Season]],CRate,2)","v":10.3},{"$f":"IF(A5118>TOU_CTabulation[[#This Row],[Month]],TOU_CTabulation[[#This Row],[Day]]*TOU_CTabulation[[#This Row],[Base Allow]],0)","v":0},{"$f":"IF(A5118>TOU_CTabulation[[#This Row],[Month]],TOU_CTabulation[[#This Row],[Month Cumm]],0)","v":0},{"$f":"IF(TOU_CTabulation[[#This Row],[Month Base Gen]]=0,0,TOU_CTabulation[[#This Row],[Month Base Gen]]-TOU_CTabulation[[#This Row],[Day]]*TOU_CTabulation[[#This Row],[Base Allow]])","v":0},{"$f":"VLOOKUP(TOU_CTabulation[[#This Row],[Hour]],daypart,2)","v":"All"},{"$f":"TOU_CTabulation[[#This Row],[Season]]&TOU_CTabulation[[#This Row],[Day-Part]]","v":"SummerAll"},{"$f":"VLOOKUP(TOU_CTabulation[[#This Row],[Daypart]],TOUC,2)","v":0.25901999999999997},{"$f":"VLOOKUP(TOU_CTabulation[[#This Row],[Daypart]],TOUC,3)","v":0.32596000000000003},{"$f":"TOU_CTabulation[[#This Row],[Month Base Allow]]*TOU_CTabulation[[#This Row],[Base Rate]]","v":0},{"$f":"TOU_CTabulation[[#This Row],[Month Overbase Gen]]*TOU_CTabulation[[#This Row],[Over Rate]]","v":0},{"$f":"TOU_CTabulation[[#This Row],[Base Value]]+TOU_CTabulation[[#This Row],[Over Value]]","v":0}]
[8,1,11,841,146,28,2,987.21500000000003,54.170999999999999,2927.5320000000002,2814.6410000000001,{"$f":"TOU_CTabulation[[#This Row],[AC System Output (W)]]/1000","v":2.8146409999999999},{"$f":"IF(A5127=TOU_CTabulation[[#This Row],[Month]],M5127+TOU_CTabulation[[#This Row],[AC System Output (kW)]],TOU_CTabulation[[#This Row],[AC System Output (kW)]])","v":10.887189000000001},{"$f":"VLOOKUP(TOU_CTabulation[[#This Row],[Month]],Season,2)","v":"Summer"},{"$f":"VLOOKUP(TOU_CTabulation[[#This Row],[Season]],CRate,2)","v":10.3},{"$f":"IF(A5129>TOU_CTabulation[[#This Row],[Month]],TOU_CTabulation[[#This Row],[Day]]*TOU_CTabulation[[#This Row],[Base Allow]],0)","v":0},{"$f":"IF(A5129>TOU_CTabulation[[#This Row],[Month]],TOU_CTabulation[[#This Row],[Month Cumm]],0)","v":0},{"$f":"IF(TOU_CTabulation[[#This Row],[Month Base Gen]]=0,0,TOU_CTabulation[[#This Row],[Month Base Gen]]-TOU_CTabulation[[#This Row],[Day]]*TOU_CTabulation[[#This Row],[Base Allow]])","v":0},{"$f":"VLOOKUP(TOU_CTabulation[[#This Row],[Hour]],daypart,2)","v":"All"},{"$f":"TOU_CTabulation[[#This Row],[Season]]&TOU_CTabulation[[#This Row],[Day-Part]]","v":"SummerAll"},{"$f":"VLOOKUP(TOU_CTabulation[[#This Row],[Daypart]],TOUC,2)","v":0.25901999999999997},{"$f":"VLOOKUP(TOU_CTabulation[[#This Row],[Daypart]],TOUC,3)","v":0.32596000000000003},{"$f":"TOU_CTabulation[[#This Row],[Month Base Allow]]*TOU_CTabulation[[#This Row],[Base Rate]]","v":0},{"$f":"TOU_CTabulation[[#This Row],[Month Overbase Gen]]*TOU_CTabulation[[#This Row],[Over Rate]]","v":0},{"$f":"TOU_CTabulation[[#This Row],[Base Value]]+TOU_CTabulation[[#This Row],[Over Value]]","v":0}]
[8,1,21,0,0,17,2,0,17,0,0,{"$f":"TOU_CTabulation[[#This Row],[AC System Output (W)]]/1000","v":0},{"$f":"IF(A5137=TOU_CTabulation[[#This Row],[Month]],M5137+TOU_CTabulation[[#This Row],[AC System Output (kW)]],TOU_CTabulation[[#This Row],[AC System Output (kW)]])","v":22.792968999999999},{"$f":"VLOOKUP(TOU_CTabulation[[#This Row],[Month]],Season,2)","v":"Summer"},{"$f":"VLOOKUP(TOU_CTabulation[[#This Row],[Season]],CRate,2)","v":10.3},{"$f":"IF(A5139>TOU_CTabulation[[#This Row],[Month]],TOU_CTabulation[[#This Row],[Day]]*TOU_CTabulation[[#This Row],[Base Allow]],0)","v":0},{"$f":"IF(A5139>TOU_CTabulation[[#This Row],[Month]],TOU_CTabulation[[#This Row],[Month Cumm]],0)","v":0},{"$f":"IF(TOU_CTabulation[[#This Row],[Month Base Gen]]=0,0,TOU_CTabulation[[#This Row],[Month Base Gen]]-TOU_CTabulation[[#This Row],[Day]]*TOU_CTabulation[[#This Row],[Base Allow]])","v":0},{"$f":"VLOOKUP(TOU_CTabulation[[#This Row],[Hour]],daypart,2)","v":"All"},{"$f":"TOU_CTabulation[[#This Row],[Season]]&TOU_CTabulation[[#This Row],[Day-Part]]","v":"SummerAll"},{"$f":"VLOOKUP(TOU_CTabulation[[#This Row],[Daypart]],TOUC,2)","v":0.25901999999999997},{"$f":"VLOOKUP(TOU_CTabulation[[#This Row],[Daypart]],TOUC,3)","v":0.32596000000000003},{"$f":"TOU_CTabulation[[#This Row],[Month Base Allow]]*TOU_CTabulation[[#This Row],[Base Rate]]","v":0},{"$f":"TOU_CTabulation[[#This Row],[Month Overbase Gen]]*TOU_CTabulation[[#This Row],[Over Rate]]","v":0},{"$f":"TOU_CTabulation[[#This Row],[Base Value]]+TOU_CTabulation[[#This Row],[Over Value]]","v":0}]
[8,2,4,0,0,15,1,0,15,0,0,{"$f":"TOU_CTabulation[[#This Row],[AC System Output (W)]]/1000","v":0},{"$f":"IF(A5144=TOU_CTabulation[[#This Row],[Month]],M5144+TOU_CTabulation[[#This Row],[AC System Output (kW)]],TOU_CTabulation[[#This Row],[AC System Output (kW)]])","v":22.792968999999999},{"$f":"VLOOKUP(TOU_CTabulation[[#This Row],[Month]],Season,2)","v":"Summer"},{"$f":"VLOOKUP(TOU_CTabulation[[#This Row],[Season]],CRate,2)","v":10.3},{"$f":"IF(A5146>TOU_CTabulation[[#This Row],[Month]],TOU_CTabulation[[#This Row],[Day]]*TOU_CTabulation[[#This Row],[Base Allow]],0)","v":0},{"$f":"IF(A5146>TOU_CTabulation[[#This Row],[Month]],TOU_CTabulation[[#This Row],[Month Cumm]],0)","v":0},{"$f":"IF(TOU_CTabulation[[#This Row],[Month Base Gen]]=0,0,TOU_CTabulation[[#This Row],[Month Base Gen]]-TOU_CTabulation[[#This Row],[Day]]*TOU_CTabulation[[#This Row],[Base Allow]])","v":0},{"$f":"VLOOKUP(TOU_CTabulation[[#This Row],[Hour]],daypart,2)","v":"All"},{"$f":"TOU_CTabulation[[#This Row],[Season]]&TOU_CTabulation[[#This Row],[Day-Part]]","v":"SummerAll"},{"$f":"VLOOKUP(TOU_CTabulation[[#This Row],[Daypart]],TOUC,2)","v":0.25901999999999997},{"$f":"VLOOKUP(TOU_CTabulation[[#This Row],[Daypart]],TOUC,3)","v":0.32596000000000003},{"$f":"TOU_CTabulation[[#This Row],[Month Base Allow]]*TOU_CTabulation[[#This Row],[Base Rate]]","v":0},{"$f":"TOU_CTabulation[[#This Row],[Month Overbase Gen]]*TOU_CTabulation[[#This Row],[Over Rate]]","v":0},{"$f":"TOU_CTabulation[[#This Row],[Base Value]]+TOU_CTabulation[[#This Row],[Over Value]]","v":0}]
[8,2,11,357,428,27,3,797.58299999999997,45.843000000000004,2472.538,2379.2489999999998,{"$f":"TOU_CTabulation[[#This Row],[AC System Output (W)]]/1000","v":2.3792489999999997},{"$f":"IF(A5151=TOU_CTabulation[[#This Row],[Month]],M5151+TOU_CTabulation[[#This Row],[AC System Output (kW)]],TOU_CTabulation[[#This Row],[AC System Output (kW)]])","v":33.086798999999999},{"$f":"VLOOKUP(TOU_CTabulation[[#This Row],[Month]],Season,2)","v":"Summer"},{"$f":"VLOOKUP(TOU_CTabulation[[#This Row],[Season]],CRate,2)","v":10.3},{"$f":"IF(A5153>TOU_CTabulation[[#This Row],[Month]],TOU_CTabulation[[#This Row],[Day]]*TOU_CTabulation[[#This Row],[Base Allow]],0)","v":0},{"$f":"IF(A5153>TOU_CTabulation[[#This Row],[Month]],TOU_CTabulation[[#This Row],[Month Cumm]],0)","v":0},{"$f":"IF(TOU_CTabulation[[#This Row],[Month Base Gen]]=0,0,TOU_CTabulation[[#This Row],[Month Base Gen]]-TOU_CTabulation[[#This Row],[Day]]*TOU_CTabulation[[#This Row],[Base Allow]])","v":0},{"$f":"VLOOKUP(TOU_CTabulation[[#This Row],[Hour]],daypart,2)","v":"All"},{"$f":"TOU_CTabulation[[#This Row],[Season]]&TOU_CTabulation[[#This Row],[Day-Part]]","v":"SummerAll"},{"$f":"VLOOKUP(TOU_CTabulation[[#This Row],[Daypart]],TOUC,2)","v":0.25901999999999997},{"$f":"VLOOKUP(TOU_CTabulation[[#This Row],[Daypart]],TOUC,3)","v":0.32596000000000003},{"$f":"TOU_CTabulation[[#This Row],[Month Base Allow]]*TOU_CTabulation[[#This Row],[Base Rate]]","v":0},{"$f":"TOU_CTabulation[[#This Row],[Month Overbase Gen]]*TOU_CTabulation[[#This Row],[Over Rate]]","v":0},{"$f":"TOU_CTabulation[[#This Row],[Base Value]]+TOU_CTabulation[[#This Row],[Over Value]]","v":0}]
[8,2,13,438,372,26,4,805.44399999999996,43.567999999999998,2525.971,2430.48,{"$f":"TOU_CTabulation[[#This Row],[AC System Output (W)]]/1000","v":2.4304800000000002},{"$f":"IF(A5153=TOU_CTabulation[[#This Row],[Month]],M5153+TOU_CTabulation[[#This Row],[AC System Output (kW)]],TOU_CTabulation[[#This Row],[AC System Output (kW)]])","v":38.114550999999999},{"$f":"VLOOKUP(TOU_CTabulation[[#This Row],[Month]],Season,2)","v":"Summer"},{"$f":"VLOOKUP(TOU_CTabulation[[#This Row],[Season]],CRate,2)","v":10.3},{"$f":"IF(A5155>TOU_CTabulation[[#This Row],[Month]],TOU_CTabulation[[#This Row],[Day]]*TOU_CTabulation[[#This Row],[Base Allow]],0)","v":0},{"$f":"IF(A5155>TOU_CTabulation[[#This Row],[Month]],TOU_CTabulation[[#This Row],[Month Cumm]],0)","v":0},{"$f":"IF(TOU_CTabulation[[#This Row],[Month Base Gen]]=0,0,TOU_CTabulation[[#This Row],[Month Base Gen]]-TOU_CTabulation[[#This Row],[Day]]*TOU_CTabulation[[#This Row],[Base Allow]])","v":0},{"$f":"VLOOKUP(TOU_CTabulation[[#This Row],[Hour]],daypart,2)","v":"All"},{"$f":"TOU_CTabulation[[#This Row],[Season]]&TOU_CTabulation[[#This Row],[Day-Part]]","v":"SummerAll"},{"$f":"VLOOKUP(TOU_CTabulation[[#This Row],[Daypart]],TOUC,2)","v":0.25901999999999997},{"$f":"VLOOKUP(TOU_CTabulation[[#This Row],[Daypart]],TOUC,3)","v":0.32596000000000003},{"$f":"TOU_CTabulation[[#This Row],[Month Base Allow]]*TOU_CTabulation[[#This Row],[Base Rate]]","v":0},{"$f":"TOU_CTabulation[[#This Row],[Month Overbase Gen]]*TOU_CTabulation[[#This Row],[Over Rate]]","v":0},{"$f":"TOU_CTabulation[[#This Row],[Base Value]]+TOU_CTabulation[[#This Row],[Over Value]]","v":0}]
[8,2,22,0,0,15,2,0,15,0,0,{"$f":"TOU_CTabulation[[#This Row],[AC System Output (W)]]/1000","v":0},{"$f":"IF(A5162=TOU_CTabulation[[#This Row],[Month]],M5162+TOU_CTabulation[[#This Row],[AC System Output (kW)]],TOU_CTabulation[[#This Row],[AC System Output (kW)]])","v":44.611613999999989},{"$f":"VLOOKUP(TOU_CTabulation[[#This Row],[Month]],Season,2)","v":"Summer"},{"$f":"VLOOKUP(TOU_CTabulation[[#This Row],[Season]],CRate,2)","v":10.3},{"$f":"IF(A5164>TOU_CTabulation[[#This Row],[Month]],TOU_CTabulation[[#This Row],[Day]]*TOU_CTabulation[[#This Row],[Base Allow]],0)","v":0},{"$f":"IF(A5164>TOU_CTabulation[[#This Row],[Month]],TOU_CTabulation[[#This Row],[Month Cumm]],0)","v":0},{"$f":"IF(TOU_CTabulation[[#This Row],[Month Base Gen]]=0,0,TOU_CTabulation[[#This Row],[Month Base Gen]]-TOU_CTabulation[[#This Row],[Day]]*TOU_CTabulation[[#This Row],[Base Allow]])","v":0},{"$f":"VLOOKUP(TOU_CTabulation[[#This Row],[Hour]],daypart,2)","v":"All"},{"$f":"TOU_CTabulation[[#This Row],[Season]]&TOU_CTabulation[[#This Row],[Day-Part]]","v":"SummerAll"},{"$f":"VLOOKUP(TOU_CTabulation[[#This Row],[Daypart]],TOUC,2)","v":0.25901999999999997},{"$f":"VLOOKUP(TOU_CTabulation[[#This Row],[Daypart]],TOUC,3)","v":0.32596000000000003},{"$f":"TOU_CTabulation[[#This Row],[Month Base Allow]]*TOU_CTabulation[[#This Row],[Base Rate]]","v":0},{"$f":"TOU_CTabulation[[#This Row],[Month Overbase Gen]]*TOU_CTabulation[[#This Row],[Over Rate]]","v":0},{"$f":"TOU_CTabulation[[#This Row],[Base Value]]+TOU_CTabulation[[#This Row],[Over Value]]","v":0}]
[8,3,10,904,107,26,2,946.94899999999996,50.994999999999997,2854.6559999999999,2745.0340000000001,{"$f":"TOU_CTabulation[[#This Row],[AC System Output (W)]]/1000","v":2.745034},{"$f":"IF(A5174=TOU_CTabulation[[#This Row],[Month]],M5174+TOU_CTabulation[[#This Row],[AC System Output (kW)]],TOU_CTabulation[[#This Row],[AC System Output (kW)]])","v":52.333742999999991},{"$f":"VLOOKUP(TOU_CTabulation[[#This Row],[Month]],Season,2)","v":"Summer"},{"$f":"VLOOKUP(TOU_CTabulation[[#This Row],[Season]],CRate,2)","v":10.3},{"$f":"IF(A5176>TOU_CTabulation[[#This Row],[Month]],TOU_CTabulation[[#This Row],[Day]]*TOU_CTabulation[[#This Row],[Base Allow]],0)","v":0},{"$f":"IF(A5176>TOU_CTabulation[[#This Row],[Month]],TOU_CTabulation[[#This Row],[Month Cumm]],0)","v":0},{"$f":"IF(TOU_CTabulation[[#This Row],[Month Base Gen]]=0,0,TOU_CTabulation[[#This Row],[Month Base Gen]]-TOU_CTabulation[[#This Row],[Day]]*TOU_CTabulation[[#This Row],[Base Allow]])","v":0},{"$f":"VLOOKUP(TOU_CTabulation[[#This Row],[Hour]],daypart,2)","v":"All"},{"$f":"TOU_CTabulation[[#This Row],[Season]]&TOU_CTabulation[[#This Row],[Day-Part]]","v":"SummerAll"},{"$f":"VLOOKUP(TOU_CTabulation[[#This Row],[Daypart]],TOUC,2)","v":0.25901999999999997},{"$f":"VLOOKUP(TOU_CTabulation[[#This Row],[Daypart]],TOUC,3)","v":0.32596000000000003},{"$f":"TOU_CTabulation[[#This Row],[Month Base Allow]]*TOU_CTabulation[[#This Row],[Base Rate]]","v":0},{"$f":"TOU_CTabulation[[#This Row],[Month Overbase Gen]]*TOU_CTabulation[[#This Row],[Over Rate]]","v":0},{"$f":"TOU_CTabulation[[#This Row],[Base Value]]+TOU_CTabulation[[#This Row],[Over Value]]","v":0}]
[8,3,15,851,92,24,4,668.58600000000001,38.704999999999998,2119.1610000000001,2039.769,{"$f":"TOU_CTabulation[[#This Row],[AC System Output (W)]]/1000","v":2.0397690000000002},{"$f":"IF(A5179=TOU_CTabulation[[#This Row],[Month]],M5179+TOU_CTabulation[[#This Row],[AC System Output (kW)]],TOU_CTabulation[[#This Row],[AC System Output (kW)]])","v":65.820560999999998},{"$f":"VLOOKUP(TOU_CTabulation[[#This Row],[Month]],Season,2)","v":"Summer"},{"$f":"VLOOKUP(TOU_CTabulation[[#This Row],[Season]],CRate,2)","v":10.3},{"$f":"IF(A5181>TOU_CTabulation[[#This Row],[Month]],TOU_CTabulation[[#This Row],[Day]]*TOU_CTabulation[[#This Row],[Base Allow]],0)","v":0},{"$f":"IF(A5181>TOU_CTabulation[[#This Row],[Month]],TOU_CTabulation[[#This Row],[Month Cumm]],0)","v":0},{"$f":"IF(TOU_CTabulation[[#This Row],[Month Base Gen]]=0,0,TOU_CTabulation[[#This Row],[Month Base Gen]]-TOU_CTabulation[[#This Row],[Day]]*TOU_CTabulation[[#This Row],[Base Allow]])","v":0},{"$f":"VLOOKUP(TOU_CTabulation[[#This Row],[Hour]],daypart,2)","v":"All"},{"$f":"TOU_CTabulation[[#This Row],[Season]]&TOU_CTabulation[[#This Row],[Day-Part]]","v":"SummerAll"},{"$f":"VLOOKUP(TOU_CTabulation[[#This Row],[Daypart]],TOUC,2)","v":0.25901999999999997},{"$f":"VLOOKUP(TOU_CTabulation[[#This Row],[Daypart]],TOUC,3)","v":0.32596000000000003},{"$f":"TOU_CTabulation[[#This Row],[Month Base Allow]]*TOU_CTabulation[[#This Row],[Base Rate]]","v":0},{"$f":"TOU_CTabulation[[#This Row],[Month Overbase Gen]]*TOU_CTabulation[[#This Row],[Over Rate]]","v":0},{"$f":"TOU_CTabulation[[#This Row],[Base Value]]+TOU_CTabulation[[#This Row],[Over Value]]","v":0}]
[8,3,20,0,0,16,3,0,16,0,0,{"$f":"TOU_CTabulation[[#This Row],[AC System Output (W)]]/1000","v":0},{"$f":"IF(A5184=TOU_CTabulation[[#This Row],[Month]],M5184+TOU_CTabulation[[#This Row],[AC System Output (kW)]],TOU_CTabulation[[#This Row],[AC System Output (kW)]])","v":67.794725999999997},{"$f":"VLOOKUP(TOU_CTabulation[[#This Row],[Month]],Season,2)","v":"Summer"},{"$f":"VLOOKUP(TOU_CTabulation[[#This Row],[Season]],CRate,2)","v":10.3},{"$f":"IF(A5186>TOU_CTabulation[[#This Row],[Month]],TOU_CTabulation[[#This Row],[Day]]*TOU_CTabulation[[#This Row],[Base Allow]],0)","v":0},{"$f":"IF(A5186>TOU_CTabulation[[#This Row],[Month]],TOU_CTabulation[[#This Row],[Month Cumm]],0)","v":0},{"$f":"IF(TOU_CTabulation[[#This Row],[Month Base Gen]]=0,0,TOU_CTabulation[[#This Row],[Month Base Gen]]-TOU_CTabulation[[#This Row],[Day]]*TOU_CTabulation[[#This Row],[Base Allow]])","v":0},{"$f":"VLOOKUP(TOU_CTabulation[[#This Row],[Hour]],daypart,2)","v":"All"},{"$f":"TOU_CTabulation[[#This Row],[Season]]&TOU_CTabulation[[#This Row],[Day-Part]]","v":"SummerAll"},{"$f":"VLOOKUP(TOU_CTabulation[[#This Row],[Daypart]],TOUC,2)","v":0.25901999999999997},{"$f":"VLOOKUP(TOU_CTabulation[[#This Row],[Daypart]],TOUC,3)","v":0.32596000000000003},{"$f":"TOU_CTabulation[[#This Row],[Month Base Allow]]*TOU_CTabulation[[#This Row],[Base Rate]]","v":0},{"$f":"TOU_CTabulation[[#This Row],[Month Overbase Gen]]*TOU_CTabulation[[#This Row],[Over Rate]]","v":0},{"$f":"TOU_CTabulation[[#This Row],[Base Value]]+TOU_CTabulation[[#This Row],[Over Value]]","v":0}]
[8,4,8,874,77,22,1,620.61400000000003,40.795999999999999,1931.4960000000001,1859.0119999999999,{"$f":"TOU_CTabulation[[#This Row],[AC System Output (W)]]/1000","v":1.8590119999999999},{"$f":"IF(A5196=TOU_CTabulation[[#This Row],[Month]],M5196+TOU_CTabulation[[#This Row],[AC System Output (kW)]],TOU_CTabulation[[#This Row],[AC System Output (kW)]])","v":71.183489999999978},{"$f":"VLOOKUP(TOU_CTabulation[[#This Row],[Month]],Season,2)","v":"Summer"},{"$f":"VLOOKUP(TOU_CTabulation[[#This Row],[Season]],CRate,2)","v":10.3},{"$f":"IF(A5198>TOU_CTabulation[[#This Row],[Month]],TOU_CTabulation[[#This Row],[Day]]*TOU_CTabulation[[#This Row],[Base Allow]],0)","v":0},{"$f":"IF(A5198>TOU_CTabulation[[#This Row],[Month]],TOU_CTabulation[[#This Row],[Month Cumm]],0)","v":0},{"$f":"IF(TOU_CTabulation[[#This Row],[Month Base Gen]]=0,0,TOU_CTabulation[[#This Row],[Month Base Gen]]-TOU_CTabulation[[#This Row],[Day]]*TOU_CTabulation[[#This Row],[Base Allow]])","v":0},{"$f":"VLOOKUP(TOU_CTabulation[[#This Row],[Hour]],daypart,2)","v":"All"},{"$f":"TOU_CTabulation[[#This Row],[Season]]&TOU_CTabulation[[#This Row],[Day-Part]]","v":"SummerAll"},{"$f":"VLOOKUP(TOU_CTabulation[[#This Row],[Daypart]],TOUC,2)","v":0.25901999999999997},{"$f":"VLOOKUP(TOU_CTabulation[[#This Row],[Daypart]],TOUC,3)","v":0.32596000000000003},{"$f":"TOU_CTabulation[[#This Row],[Month Base Allow]]*TOU_CTabulation[[#This Row],[Base Rate]]","v":0},{"$f":"TOU_CTabulation[[#This Row],[Month Overbase Gen]]*TOU_CTabulation[[#This Row],[Over Rate]]","v":0},{"$f":"TOU_CTabulation[[#This Row],[Base Value]]+TOU_CTabulation[[#This Row],[Over Value]]","v":0}]
[8,4,17,718,52,20,4,219.84800000000001,24.364000000000001,606.85500000000002,573.822,{"$f":"TOU_CTabulation[[#This Row],[AC System Output (W)]]/1000","v":0.57382200000000005},{"$f":"IF(A5205=TOU_CTabulation[[#This Row],[Month]],M5205+TOU_CTabulation[[#This Row],[AC System Output (kW)]],TOU_CTabulation[[#This Row],[AC System Output (kW)]])","v":90.124705999999975},{"$f":"VLOOKUP(TOU_CTabulation[[#This Row],[Month]],Season,2)","v":"Summer"},{"$f":"VLOOKUP(TOU_CTabulation[[#This Row],[Season]],CRate,2)","v":10.3},{"$f":"IF(A5207>TOU_CTabulation[[#This Row],[Month]],TOU_CTabulation[[#This Row],[Day]]*TOU_CTabulation[[#This Row],[Base Allow]],0)","v":0},{"$f":"IF(A5207>TOU_CTabulation[[#This Row],[Month]],TOU_CTabulation[[#This Row],[Month Cumm]],0)","v":0},{"$f":"IF(TOU_CTabulation[[#This Row],[Month Base Gen]]=0,0,TOU_CTabulation[[#This Row],[Month Base Gen]]-TOU_CTabulation[[#This Row],[Day]]*TOU_CTabulation[[#This Row],[Base Allow]])","v":0},{"$f":"VLOOKUP(TOU_CTabulation[[#This Row],[Hour]],daypart,2)","v":"All"},{"$f":"TOU_CTabulation[[#This Row],[Season]]&TOU_CTabulation[[#This Row],[Day-Part]]","v":"SummerAll"},{"$f":"VLOOKUP(TOU_CTabulation[[#This Row],[Daypart]],TOUC,2)","v":0.25901999999999997},{"$f":"VLOOKUP(TOU_CTabulation[[#This Row],[Daypart]],TOUC,3)","v":0.32596000000000003},{"$f":"TOU_CTabulation[[#This Row],[Month Base Allow]]*TOU_CTabulation[[#This Row],[Base Rate]]","v":0},{"$f":"TOU_CTabulation[[#This Row],[Month Overbase Gen]]*TOU_CTabulation[[#This Row],[Over Rate]]","v":0},{"$f":"TOU_CTabulation[[#This Row],[Base Value]]+TOU_CTabulation[[#This Row],[Over Value]]","v":0}]
[8,5,1,0,0,13,1,0,13,0,0,{"$f":"TOU_CTabulation[[#This Row],[AC System Output (W)]]/1000","v":0},{"$f":"IF(A5213=TOU_CTabulation[[#This Row],[Month]],M5213+TOU_CTabulation[[#This Row],[AC System Output (kW)]],TOU_CTabulation[[#This Row],[AC System Output (kW)]])","v":90.17961499999997},{"$f":"VLOOKUP(TOU_CTabulation[[#This Row],[Month]],Season,2)","v":"Summer"},{"$f":"VLOOKUP(TOU_CTabulation[[#This Row],[Season]],CRate,2)","v":10.3},{"$f":"IF(A5215>TOU_CTabulation[[#This Row],[Month]],TOU_CTabulation[[#This Row],[Day]]*TOU_CTabulation[[#This Row],[Base Allow]],0)","v":0},{"$f":"IF(A5215>TOU_CTabulation[[#This Row],[Month]],TOU_CTabulation[[#This Row],[Month Cumm]],0)","v":0},{"$f":"IF(TOU_CTabulation[[#This Row],[Month Base Gen]]=0,0,TOU_CTabulation[[#This Row],[Month Base Gen]]-TOU_CTabulation[[#This Row],[Day]]*TOU_CTabulation[[#This Row],[Base Allow]])","v":0},{"$f":"VLOOKUP(TOU_CTabulation[[#This Row],[Hour]],daypart,2)","v":"All"},{"$f":"TOU_CTabulation[[#This Row],[Season]]&TOU_CTabulation[[#This Row],[Day-Part]]","v":"SummerAll"},{"$f":"VLOOKUP(TOU_CTabulation[[#This Row],[Daypart]],TOUC,2)","v":0.25901999999999997},{"$f":"VLOOKUP(TOU_CTabulation[[#This Row],[Daypart]],TOUC,3)","v":0.32596000000000003},{"$f":"TOU_CTabulation[[#This Row],[Month Base Allow]]*TOU_CTabulation[[#This Row],[Base Rate]]","v":0},{"$f":"TOU_CTabulation[[#This Row],[Month Overbase Gen]]*TOU_CTabulation[[#This Row],[Over Rate]]","v":0},{"$f":"TOU_CTabulation[[#This Row],[Base Value]]+TOU_CTabulation[[#This Row],[Over Value]]","v":0}]
[8,5,7,374,154,19,2,302.82799999999997,25.576000000000001,986.625,943.94899999999996,{"$f":"TOU_CTabulation[[#This Row],[AC System Output (W)]]/1000","v":0.94394899999999993},{"$f":"IF(A5219=TOU_CTabulation[[#This Row],[Month]],M5219+TOU_CTabulation[[#This Row],[AC System Output (kW)]],TOU_CTabulation[[#This Row],[AC System Output (kW)]])","v":91.325443999999976},{"$f":"VLOOKUP(TOU_CTabulation[[#This Row],[Month]],Season,2)","v":"Summer"},{"$f":"VLOOKUP(TOU_CTabulation[[#This Row],[Season]],CRate,2)","v":10.3},{"$f":"IF(A5221>TOU_CTabulation[[#This Row],[Month]],TOU_CTabulation[[#This Row],[Day]]*TOU_CTabulation[[#This Row],[Base Allow]],0)","v":0},{"$f":"IF(A5221>TOU_CTabulation[[#This Row],[Month]],TOU_CTabulation[[#This Row],[Month Cumm]],0)","v":0},{"$f":"IF(TOU_CTabulation[[#This Row],[Month Base Gen]]=0,0,TOU_CTabulation[[#This Row],[Month Base Gen]]-TOU_CTabulation[[#This Row],[Day]]*TOU_CTabulation[[#This Row],[Base Allow]])","v":0},{"$f":"VLOOKUP(TOU_CTabulation[[#This Row],[Hour]],daypart,2)","v":"All"},{"$f":"TOU_CTabulation[[#This Row],[Season]]&TOU_CTabulation[[#This Row],[Day-Part]]","v":"SummerAll"},{"$f":"VLOOKUP(TOU_CTabulation[[#This Row],[Daypart]],TOUC,2)","v":0.25901999999999997},{"$f":"VLOOKUP(TOU_CTabulation[[#This Row],[Daypart]],TOUC,3)","v":0.32596000000000003},{"$f":"TOU_CTabulation[[#This Row],[Month Base Allow]]*TOU_CTabulation[[#This Row],[Base Rate]]","v":0},{"$f":"TOU_CTabulation[[#This Row],[Month Overbase Gen]]*TOU_CTabulation[[#This Row],[Over Rate]]","v":0},{"$f":"TOU_CTabulation[[#This Row],[Base Value]]+TOU_CTabulation[[#This Row],[Over Value]]","v":0}]
[8,5,10,935,97,27,0,965.74599999999998,62.872999999999998,2726.1579999999999,2622.18,{"$f":"TOU_CTabulation[[#This Row],[AC System Output (W)]]/1000","v":2.6221799999999997},{"$f":"IF(A5222=TOU_CTabulation[[#This Row],[Month]],M5222+TOU_CTabulation[[#This Row],[AC System Output (kW)]],TOU_CTabulation[[#This Row],[AC System Output (kW)]])","v":98.121402999999972},{"$f":"VLOOKUP(TOU_CTabulation[[#This Row],[Month]],Season,2)","v":"Summer"},{"$f":"VLOOKUP(TOU_CTabulation[[#This Row],[Season]],CRate,2)","v":10.3},{"$f":"IF(A5224>TOU_CTabulation[[#This Row],[Month]],TOU_CTabulation[[#This Row],[Day]]*TOU_CTabulation[[#This Row],[Base Allow]],0)","v":0},{"$f":"IF(A5224>TOU_CTabulation[[#This Row],[Month]],TOU_CTabulation[[#This Row],[Month Cumm]],0)","v":0},{"$f":"IF(TOU_CTabulation[[#This Row],[Month Base Gen]]=0,0,TOU_CTabulation[[#This Row],[Month Base Gen]]-TOU_CTabulation[[#This Row],[Day]]*TOU_CTabulation[[#This Row],[Base Allow]])","v":0},{"$f":"VLOOKUP(TOU_CTabulation[[#This Row],[Hour]],daypart,2)","v":"All"},{"$f":"TOU_CTabulation[[#This Row],[Season]]&TOU_CTabulation[[#This Row],[Day-Part]]","v":"SummerAll"},{"$f":"VLOOKUP(TOU_CTabulation[[#This Row],[Daypart]],TOUC,2)","v":0.25901999999999997},{"$f":"VLOOKUP(TOU_CTabulation[[#This Row],[Daypart]],TOUC,3)","v":0.32596000000000003},{"$f":"TOU_CTabulation[[#This Row],[Month Base Allow]]*TOU_CTabulation[[#This Row],[Base Rate]]","v":0},{"$f":"TOU_CTabulation[[#This Row],[Month Overbase Gen]]*TOU_CTabulation[[#This Row],[Over Rate]]","v":0},{"$f":"TOU_CTabulation[[#This Row],[Base Value]]+TOU_CTabulation[[#This Row],[Over Value]]","v":0}]
[8,5,21,0,0,16,2,0,16,0,0,{"$f":"TOU_CTabulation[[#This Row],[AC System Output (W)]]/1000","v":0},{"$f":"IF(A5233=TOU_CTabulation[[#This Row],[Month]],M5233+TOU_CTabulation[[#This Row],[AC System Output (kW)]],TOU_CTabulation[[#This Row],[AC System Output (kW)]])","v":113.41823899999997},{"$f":"VLOOKUP(TOU_CTabulation[[#This Row],[Month]],Season,2)","v":"Summer"},{"$f":"VLOOKUP(TOU_CTabulation[[#This Row],[Season]],CRate,2)","v":10.3},{"$f":"IF(A5235>TOU_CTabulation[[#This Row],[Month]],TOU_CTabulation[[#This Row],[Day]]*TOU_CTabulation[[#This Row],[Base Allow]],0)","v":0},{"$f":"IF(A5235>TOU_CTabulation[[#This Row],[Month]],TOU_CTabulation[[#This Row],[Month Cumm]],0)","v":0},{"$f":"IF(TOU_CTabulation[[#This Row],[Month Base Gen]]=0,0,TOU_CTabulation[[#This Row],[Month Base Gen]]-TOU_CTabulation[[#This Row],[Day]]*TOU_CTabulation[[#This Row],[Base Allow]])","v":0},{"$f":"VLOOKUP(TOU_CTabulation[[#This Row],[Hour]],daypart,2)","v":"All"},{"$f":"TOU_CTabulation[[#This Row],[Season]]&TOU_CTabulation[[#This Row],[Day-Part]]","v":"SummerAll"},{"$f":"VLOOKUP(TOU_CTabulation[[#This Row],[Daypart]],TOUC,2)","v":0.25901999999999997},{"$f":"VLOOKUP(TOU_CTabulation[[#This Row],[Daypart]],TOUC,3)","v":0.32596000000000003},{"$f":"TOU_CTabulation[[#This Row],[Month Base Allow]]*TOU_CTabulation[[#This Row],[Base Rate]]","v":0},{"$f":"TOU_CTabulation[[#This Row],[Month Overbase Gen]]*TOU_CTabulation[[#This Row],[Over Rate]]","v":0},{"$f":"TOU_CTabulation[[#This Row],[Base Value]]+TOU_CTabulation[[#This Row],[Over Value]]","v":0}]
[8,6,3,0,0,13,1,0,13,0,0,{"$f":"TOU_CTabulation[[#This Row],[AC System Output (W)]]/1000","v":0},{"$f":"IF(A5239=TOU_CTabulation[[#This Row],[Month]],M5239+TOU_CTabulation[[#This Row],[AC System Output (kW)]],TOU_CTabulation[[#This Row],[AC System Output (kW)]])","v":113.41823899999997},{"$f":"VLOOKUP(TOU_CTabulation[[#This Row],[Month]],Season,2)","v":"Summer"},{"$f":"VLOOKUP(TOU_CTabulation[[#This Row],[Season]],CRate,2)","v":10.3},{"$f":"IF(A5241>TOU_CTabulation[[#This Row],[Month]],TOU_CTabulation[[#This Row],[Day]]*TOU_CTabulation[[#This Row],[Base Allow]],0)","v":0},{"$f":"IF(A5241>TOU_CTabulation[[#This Row],[Month]],TOU_CTabulation[[#This Row],[Month Cumm]],0)","v":0},{"$f":"IF(TOU_CTabulation[[#This Row],[Month Base Gen]]=0,0,TOU_CTabulation[[#This Row],[Month Base Gen]]-TOU_CTabulation[[#This Row],[Day]]*TOU_CTabulation[[#This Row],[Base Allow]])","v":0},{"$f":"VLOOKUP(TOU_CTabulation[[#This Row],[Hour]],daypart,2)","v":"All"},{"$f":"TOU_CTabulation[[#This Row],[Season]]&TOU_CTabulation[[#This Row],[Day-Part]]","v":"SummerAll"},{"$f":"VLOOKUP(TOU_CTabulation[[#This Row],[Daypart]],TOUC,2)","v":0.25901999999999997},{"$f":"VLOOKUP(TOU_CTabulation[[#This Row],[Daypart]],TOUC,3)","v":0.32596000000000003},{"$f":"TOU_CTabulation[[#This Row],[Month Base Allow]]*TOU_CTabulation[[#This Row],[Base Rate]]","v":0},{"$f":"TOU_CTabulation[[#This Row],[Month Overbase Gen]]*TOU_CTabulation[[#This Row],[Over Rate]]","v":0},{"$f":"TOU_CTabulation[[#This Row],[Base Value]]+TOU_CTabulation[[#This Row],[Over Value]]","v":0}]
[8,6,11,966,93,26,3,1058.912,51.097999999999999,3192.7139999999999,3067.51,{"$f":"TOU_CTabulation[[#This Row],[AC System Output (W)]]/1000","v":3.0675100000000004},{"$f":"IF(A5247=TOU_CTabulation[[#This Row],[Month]],M5247+TOU_CTabulation[[#This Row],[AC System Output (kW)]],TOU_CTabulation[[#This Row],[AC System Output (kW)]])","v":124.42202399999998},{"$f":"VLOOKUP(TOU_CTabulation[[#This Row],[Month]],Season,2)","v":"Summer"},{"$f":"VLOOKUP(TOU_CTabulation[[#This Row],[Season]],CRate,2)","v":10.3},{"$f":"IF(A5249>TOU_CTabulation[[#This Row],[Month]],TOU_CTabulation[[#This Row],[Day]]*TOU_CTabulation[[#This Row],[Base Allow]],0)","v":0},{"$f":"IF(A5249>TOU_CTabulation[[#This Row],[Month]],TOU_CTabulation[[#This Row],[Month Cumm]],0)","v":0},{"$f":"IF(TOU_CTabulation[[#This Row],[Month Base Gen]]=0,0,TOU_CTabulation[[#This Row],[Month Base Gen]]-TOU_CTabulation[[#This Row],[Day]]*TOU_CTabulation[[#This Row],[Base Allow]])","v":0},{"$f":"VLOOKUP(TOU_CTabulation[[#This Row],[Hour]],daypart,2)","v":"All"},{"$f":"TOU_CTabulation[[#This Row],[Season]]&TOU_CTabulation[[#This Row],[Day-Part]]","v":"SummerAll"},{"$f":"VLOOKUP(TOU_CTabulation[[#This Row],[Daypart]],TOUC,2)","v":0.25901999999999997},{"$f":"VLOOKUP(TOU_CTabulation[[#This Row],[Daypart]],TOUC,3)","v":0.32596000000000003},{"$f":"TOU_CTabulation[[#This Row],[Month Base Allow]]*TOU_CTabulation[[#This Row],[Base Rate]]","v":0},{"$f":"TOU_CTabulation[[#This Row],[Month Overbase Gen]]*TOU_CTabulation[[#This Row],[Over Rate]]","v":0},{"$f":"TOU_CTabulation[[#This Row],[Base Value]]+TOU_CTabulation[[#This Row],[Over Value]]","v":0}]
[8,6,20,0,0,17,2,0,17,0,0,{"$f":"TOU_CTabulation[[#This Row],[AC System Output (W)]]/1000","v":0},{"$f":"IF(A5256=TOU_CTabulation[[#This Row],[Month]],M5256+TOU_CTabulation[[#This Row],[AC System Output (kW)]],TOU_CTabulation[[#This Row],[AC System Output (kW)]])","v":137.09715599999998},{"$f":"VLOOKUP(TOU_CTabulation[[#This Row],[Month]],Season,2)","v":"Summer"},{"$f":"VLOOKUP(TOU_CTabulation[[#This Row],[Season]],CRate,2)","v":10.3},{"$f":"IF(A5258>TOU_CTabulation[[#This Row],[Month]],TOU_CTabulation[[#This Row],[Day]]*TOU_CTabulation[[#This Row],[Base Allow]],0)","v":0},{"$f":"IF(A5258>TOU_CTabulation[[#This Row],[Month]],TOU_CTabulation[[#This Row],[Month Cumm]],0)","v":0},{"$f":"IF(TOU_CTabulation[[#This Row],[Month Base Gen]]=0,0,TOU_CTabulation[[#This Row],[Month Base Gen]]-TOU_CTabulation[[#This Row],[Day]]*TOU_CTabulation[[#This Row],[Base Allow]])","v":0},{"$f":"VLOOKUP(TOU_CTabulation[[#This Row],[Hour]],daypart,2)","v":"All"},{"$f":"TOU_CTabulation[[#This Row],[Season]]&TOU_CTabulation[[#This Row],[Day-Part]]","v":"SummerAll"},{"$f":"VLOOKUP(TOU_CTabulation[[#This Row],[Daypart]],TOUC,2)","v":0.25901999999999997},{"$f":"VLOOKUP(TOU_CTabulation[[#This Row],[Daypart]],TOUC,3)","v":0.32596000000000003},{"$f":"TOU_CTabulation[[#This Row],[Month Base Allow]]*TOU_CTabulation[[#This Row],[Base Rate]]","v":0},{"$f":"TOU_CTabulation[[#This Row],[Month Overbase Gen]]*TOU_CTabulation[[#This Row],[Over Rate]]","v":0},{"$f":"TOU_CTabulation[[#This Row],[Base Value]]+TOU_CTabulation[[#This Row],[Over Value]]","v":0}]
[8,7,5,148,14,14,1,10.125999999999999,11.946,36.936999999999998,15.859,{"$f":"TOU_CTabulation[[#This Row],[AC System Output (W)]]/1000","v":1.5859000000000002E-2},{"$f":"IF(A5265=TOU_CTabulation[[#This Row],[Month]],M5265+TOU_CTabulation[[#This Row],[AC System Output (kW)]],TOU_CTabulation[[#This Row],[AC System Output (kW)]])","v":137.11301499999999},{"$f":"VLOOKUP(TOU_CTabulation[[#This Row],[Month]],Season,2)","v":"Summer"},{"$f":"VLOOKUP(TOU_CTabulation[[#This Row],[Season]],CRate,2)","v":10.3},{"$f":"IF(A5267>TOU_CTabulation[[#This Row],[Month]],TOU_CTabulation[[#This Row],[Day]]*TOU_CTabulation[[#This Row],[Base Allow]],0)","v":0},{"$f":"IF(A5267>TOU_CTabulation[[#This Row],[Month]],TOU_CTabulation[[#This Row],[Month Cumm]],0)","v":0},{"$f":"IF(TOU_CTabulation[[#This Row],[Month Base Gen]]=0,0,TOU_CTabulation[[#This Row],[Month Base Gen]]-TOU_CTabulation[[#This Row],[Day]]*TOU_CTabulation[[#This Row],[Base Allow]])","v":0},{"$f":"VLOOKUP(TOU_CTabulation[[#This Row],[Hour]],daypart,2)","v":"All"},{"$f":"TOU_CTabulation[[#This Row],[Season]]&TOU_CTabulation[[#This Row],[Day-Part]]","v":"SummerAll"},{"$f":"VLOOKUP(TOU_CTabulation[[#This Row],[Daypart]],TOUC,2)","v":0.25901999999999997},{"$f":"VLOOKUP(TOU_CTabulation[[#This Row],[Daypart]],TOUC,3)","v":0.32596000000000003},{"$f":"TOU_CTabulation[[#This Row],[Month Base Allow]]*TOU_CTabulation[[#This Row],[Base Rate]]","v":0},{"$f":"TOU_CTabulation[[#This Row],[Month Overbase Gen]]*TOU_CTabulation[[#This Row],[Over Rate]]","v":0},{"$f":"TOU_CTabulation[[#This Row],[Base Value]]+TOU_CTabulation[[#This Row],[Over Value]]","v":0}]
[8,7,10,939,102,28,1,975.11400000000003,57.969000000000001,2829.8150000000001,2721.2959999999998,{"$f":"TOU_CTabulation[[#This Row],[AC System Output (W)]]/1000","v":2.7212959999999997},{"$f":"IF(A5270=TOU_CTabulation[[#This Row],[Month]],M5270+TOU_CTabulation[[#This Row],[AC System Output (kW)]],TOU_CTabulation[[#This Row],[AC System Output (kW)]])","v":145.58129499999998},{"$f":"VLOOKUP(TOU_CTabulation[[#This Row],[Month]],Season,2)","v":"Summer"},{"$f":"VLOOKUP(TOU_CTabulation[[#This Row],[Season]],CRate,2)","v":10.3},{"$f":"IF(A5272>TOU_CTabulation[[#This Row],[Month]],TOU_CTabulation[[#This Row],[Day]]*TOU_CTabulation[[#This Row],[Base Allow]],0)","v":0},{"$f":"IF(A5272>TOU_CTabulation[[#This Row],[Month]],TOU_CTabulation[[#This Row],[Month Cumm]],0)","v":0},{"$f":"IF(TOU_CTabulation[[#This Row],[Month Base Gen]]=0,0,TOU_CTabulation[[#This Row],[Month Base Gen]]-TOU_CTabulation[[#This Row],[Day]]*TOU_CTabulation[[#This Row],[Base Allow]])","v":0},{"$f":"VLOOKUP(TOU_CTabulation[[#This Row],[Hour]],daypart,2)","v":"All"},{"$f":"TOU_CTabulation[[#This Row],[Season]]&TOU_CTabulation[[#This Row],[Day-Part]]","v":"SummerAll"},{"$f":"VLOOKUP(TOU_CTabulation[[#This Row],[Daypart]],TOUC,2)","v":0.25901999999999997},{"$f":"VLOOKUP(TOU_CTabulation[[#This Row],[Daypart]],TOUC,3)","v":0.32596000000000003},{"$f":"TOU_CTabulation[[#This Row],[Month Base Allow]]*TOU_CTabulation[[#This Row],[Base Rate]]","v":0},{"$f":"TOU_CTabulation[[#This Row],[Month Overbase Gen]]*TOU_CTabulation[[#This Row],[Over Rate]]","v":0},{"$f":"TOU_CTabulation[[#This Row],[Base Value]]+TOU_CTabulation[[#This Row],[Over Value]]","v":0}]
[8,7,14,921,96,29,4,870.50099999999998,48.073999999999998,2659.056,2557.9639999999999,{"$f":"TOU_CTabulation[[#This Row],[AC System Output (W)]]/1000","v":2.5579640000000001},{"$f":"IF(A5274=TOU_CTabulation[[#This Row],[Month]],M5274+TOU_CTabulation[[#This Row],[AC System Output (kW)]],TOU_CTabulation[[#This Row],[AC System Output (kW)]])","v":156.96901999999997},{"$f":"VLOOKUP(TOU_CTabulation[[#This Row],[Month]],Season,2)","v":"Summer"},{"$f":"VLOOKUP(TOU_CTabulation[[#This Row],[Season]],CRate,2)","v":10.3},{"$f":"IF(A5276>TOU_CTabulation[[#This Row],[Month]],TOU_CTabulation[[#This Row],[Day]]*TOU_CTabulation[[#This Row],[Base Allow]],0)","v":0},{"$f":"IF(A5276>TOU_CTabulation[[#This Row],[Month]],TOU_CTabulation[[#This Row],[Month Cumm]],0)","v":0},{"$f":"IF(TOU_CTabulation[[#This Row],[Month Base Gen]]=0,0,TOU_CTabulation[[#This Row],[Month Base Gen]]-TOU_CTabulation[[#This Row],[Day]]*TOU_CTabulation[[#This Row],[Base Allow]])","v":0},{"$f":"VLOOKUP(TOU_CTabulation[[#This Row],[Hour]],daypart,2)","v":"All"},{"$f":"TOU_CTabulation[[#This Row],[Season]]&TOU_CTabulation[[#This Row],[Day-Part]]","v":"SummerAll"},{"$f":"VLOOKUP(TOU_CTabulation[[#This Row],[Daypart]],TOUC,2)","v":0.25901999999999997},{"$f":"VLOOKUP(TOU_CTabulation[[#This Row],[Daypart]],TOUC,3)","v":0.32596000000000003},{"$f":"TOU_CTabulation[[#This Row],[Month Base Allow]]*TOU_CTabulation[[#This Row],[Base Rate]]","v":0},{"$f":"TOU_CTabulation[[#This Row],[Month Overbase Gen]]*TOU_CTabulation[[#This Row],[Over Rate]]","v":0},{"$f":"TOU_CTabulation[[#This Row],[Base Value]]+TOU_CTabulation[[#This Row],[Over Value]]","v":0}]
[8,8,3,0,0,13,1,0,13,0,0,{"$f":"TOU_CTabulation[[#This Row],[AC System Output (W)]]/1000","v":0},{"$f":"IF(A5287=TOU_CTabulation[[#This Row],[Month]],M5287+TOU_CTabulation[[#This Row],[AC System Output (kW)]],TOU_CTabulation[[#This Row],[AC System Output (kW)]])","v":160.87554499999999},{"$f":"VLOOKUP(TOU_CTabulation[[#This Row],[Month]],Season,2)","v":"Summer"},{"$f":"VLOOKUP(TOU_CTabulation[[#This Row],[Season]],CRate,2)","v":10.3},{"$f":"IF(A5289>TOU_CTabulation[[#This Row],[Month]],TOU_CTabulation[[#This Row],[Day]]*TOU_CTabulation[[#This Row],[Base Allow]],0)","v":0},{"$f":"IF(A5289>TOU_CTabulation[[#This Row],[Month]],TOU_CTabulation[[#This Row],[Month Cumm]],0)","v":0},{"$f":"IF(TOU_CTabulation[[#This Row],[Month Base Gen]]=0,0,TOU_CTabulation[[#This Row],[Month Base Gen]]-TOU_CTabulation[[#This Row],[Day]]*TOU_CTabulation[[#This Row],[Base Allow]])","v":0},{"$f":"VLOOKUP(TOU_CTabulation[[#This Row],[Hour]],daypart,2)","v":"All"},{"$f":"TOU_CTabulation[[#This Row],[Season]]&TOU_CTabulation[[#This Row],[Day-Part]]","v":"SummerAll"},{"$f":"VLOOKUP(TOU_CTabulation[[#This Row],[Daypart]],TOUC,2)","v":0.25901999999999997},{"$f":"VLOOKUP(TOU_CTabulation[[#This Row],[Daypart]],TOUC,3)","v":0.32596000000000003},{"$f":"TOU_CTabulation[[#This Row],[Month Base Allow]]*TOU_CTabulation[[#This Row],[Base Rate]]","v":0},{"$f":"TOU_CTabulation[[#This Row],[Month Overbase Gen]]*TOU_CTabulation[[#This Row],[Over Rate]]","v":0},{"$f":"TOU_CTabulation[[#This Row],[Base Value]]+TOU_CTabulation[[#This Row],[Over Value]]","v":0}]
[8,8,7,807,62,20,1,389.077,30.911000000000001,1191.7170000000001,1143.2760000000001,{"$f":"TOU_CTabulation[[#This Row],[AC System Output (W)]]/1000","v":1.143276},{"$f":"IF(A5291=TOU_CTabulation[[#This Row],[Month]],M5291+TOU_CTabulation[[#This Row],[AC System Output (kW)]],TOU_CTabulation[[#This Row],[AC System Output (kW)]])","v":162.38677699999997},{"$f":"VLOOKUP(TOU_CTabulation[[#This Row],[Month]],Season,2)","v":"Summer"},{"$f":"VLOOKUP(TOU_CTabulation[[#This Row],[Season]],CRate,2)","v":10.3},{"$f":"IF(A5293>TOU_CTabulation[[#This Row],[Month]],TOU_CTabulation[[#This Row],[Day]]*TOU_CTabulation[[#This Row],[Base Allow]],0)","v":0},{"$f":"IF(A5293>TOU_CTabulation[[#This Row],[Month]],TOU_CTabulation[[#This Row],[Month Cumm]],0)","v":0},{"$f":"IF(TOU_CTabulation[[#This Row],[Month Base Gen]]=0,0,TOU_CTabulation[[#This Row],[Month Base Gen]]-TOU_CTabulation[[#This Row],[Day]]*TOU_CTabulation[[#This Row],[Base Allow]])","v":0},{"$f":"VLOOKUP(TOU_CTabulation[[#This Row],[Hour]],daypart,2)","v":"All"},{"$f":"TOU_CTabulation[[#This Row],[Season]]&TOU_CTabulation[[#This Row],[Day-Part]]","v":"SummerAll"},{"$f":"VLOOKUP(TOU_CTabulation[[#This Row],[Daypart]],TOUC,2)","v":0.25901999999999997},{"$f":"VLOOKUP(TOU_CTabulation[[#This Row],[Daypart]],TOUC,3)","v":0.32596000000000003},{"$f":"TOU_CTabulation[[#This Row],[Month Base Allow]]*TOU_CTabulation[[#This Row],[Base Rate]]","v":0},{"$f":"TOU_CTabulation[[#This Row],[Month Overbase Gen]]*TOU_CTabulation[[#This Row],[Over Rate]]","v":0},{"$f":"TOU_CTabulation[[#This Row],[Base Value]]+TOU_CTabulation[[#This Row],[Over Value]]","v":0}]
[8,8,17,642,62,25,2,207.03800000000001,30.356000000000002,561.39599999999996,529.42700000000002,{"$f":"TOU_CTabulation[[#This Row],[AC System Output (W)]]/1000","v":0.52942699999999998},{"$f":"IF(A5301=TOU_CTabulation[[#This Row],[Month]],M5301+TOU_CTabulation[[#This Row],[AC System Output (kW)]],TOU_CTabulation[[#This Row],[AC System Output (kW)]])","v":184.26030399999993},{"$f":"VLOOKUP(TOU_CTabulation[[#This Row],[Month]],Season,2)","v":"Summer"},{"$f":"VLOOKUP(TOU_CTabulation[[#This Row],[Season]],CRate,2)","v":10.3},{"$f":"IF(A5303>TOU_CTabulation[[#This Row],[Month]],TOU_CTabulation[[#This Row],[Day]]*TOU_CTabulation[[#This Row],[Base Allow]],0)","v":0},{"$f":"IF(A5303>TOU_CTabulation[[#This Row],[Month]],TOU_CTabulation[[#This Row],[Month Cumm]],0)","v":0},{"$f":"IF(TOU_CTabulation[[#This Row],[Month Base Gen]]=0,0,TOU_CTabulation[[#This Row],[Month Base Gen]]-TOU_CTabulation[[#This Row],[Day]]*TOU_CTabulation[[#This Row],[Base Allow]])","v":0},{"$f":"VLOOKUP(TOU_CTabulation[[#This Row],[Hour]],daypart,2)","v":"All"},{"$f":"TOU_CTabulation[[#This Row],[Season]]&TOU_CTabulation[[#This Row],[Day-Part]]","v":"SummerAll"},{"$f":"VLOOKUP(TOU_CTabulation[[#This Row],[Daypart]],TOUC,2)","v":0.25901999999999997},{"$f":"VLOOKUP(TOU_CTabulation[[#This Row],[Daypart]],TOUC,3)","v":0.32596000000000003},{"$f":"TOU_CTabulation[[#This Row],[Month Base Allow]]*TOU_CTabulation[[#This Row],[Base Rate]]","v":0},{"$f":"TOU_CTabulation[[#This Row],[Month Overbase Gen]]*TOU_CTabulation[[#This Row],[Over Rate]]","v":0},{"$f":"TOU_CTabulation[[#This Row],[Base Value]]+TOU_CTabulation[[#This Row],[Over Value]]","v":0}]
[8,9,0,0,0,16,1,0,16,0,0,{"$f":"TOU_CTabulation[[#This Row],[AC System Output (W)]]/1000","v":0},{"$f":"IF(A5308=TOU_CTabulation[[#This Row],[Month]],M5308+TOU_CTabulation[[#This Row],[AC System Output (kW)]],TOU_CTabulation[[#This Row],[AC System Output (kW)]])","v":184.31494799999993},{"$f":"VLOOKUP(TOU_CTabulation[[#This Row],[Month]],Season,2)","v":"Summer"},{"$f":"VLOOKUP(TOU_CTabulation[[#This Row],[Season]],CRate,2)","v":10.3},{"$f":"IF(A5310>TOU_CTabulation[[#This Row],[Month]],TOU_CTabulation[[#This Row],[Day]]*TOU_CTabulation[[#This Row],[Base Allow]],0)","v":0},{"$f":"IF(A5310>TOU_CTabulation[[#This Row],[Month]],TOU_CTabulation[[#This Row],[Month Cumm]],0)","v":0},{"$f":"IF(TOU_CTabulation[[#This Row],[Month Base Gen]]=0,0,TOU_CTabulation[[#This Row],[Month Base Gen]]-TOU_CTabulation[[#This Row],[Day]]*TOU_CTabulation[[#This Row],[Base Allow]])","v":0},{"$f":"VLOOKUP(TOU_CTabulation[[#This Row],[Hour]],daypart,2)","v":"All"},{"$f":"TOU_CTabulation[[#This Row],[Season]]&TOU_CTabulation[[#This Row],[Day-Part]]","v":"SummerAll"},{"$f":"VLOOKUP(TOU_CTabulation[[#This Row],[Daypart]],TOUC,2)","v":0.25901999999999997},{"$f":"VLOOKUP(TOU_CTabulation[[#This Row],[Daypart]],TOUC,3)","v":0.32596000000000003},{"$f":"TOU_CTabulation[[#This Row],[Month Base Allow]]*TOU_CTabulation[[#This Row],[Base Rate]]","v":0},{"$f":"TOU_CTabulation[[#This Row],[Month Overbase Gen]]*TOU_CTabulation[[#This Row],[Over Rate]]","v":0},{"$f":"TOU_CTabulation[[#This Row],[Base Value]]+TOU_CTabulation[[#This Row],[Over Value]]","v":0}]
[8,9,7,789,67,23,2,386.399,32.082999999999998,1178.364,1130.31,{"$f":"TOU_CTabulation[[#This Row],[AC System Output (W)]]/1000","v":1.1303099999999999},{"$f":"IF(A5315=TOU_CTabulation[[#This Row],[Month]],M5315+TOU_CTabulation[[#This Row],[AC System Output (kW)]],TOU_CTabulation[[#This Row],[AC System Output (kW)]])","v":185.81025399999993},{"$f":"VLOOKUP(TOU_CTabulation[[#This Row],[Month]],Season,2)","v":"Summer"},{"$f":"VLOOKUP(TOU_CTabulation[[#This Row],[Season]],CRate,2)","v":10.3},{"$f":"IF(A5317>TOU_CTabulation[[#This Row],[Month]],TOU_CTabulation[[#This Row],[Day]]*TOU_CTabulation[[#This Row],[Base Allow]],0)","v":0},{"$f":"IF(A5317>TOU_CTabulation[[#This Row],[Month]],TOU_CTabulation[[#This Row],[Month Cumm]],0)","v":0},{"$f":"IF(TOU_CTabulation[[#This Row],[Month Base Gen]]=0,0,TOU_CTabulation[[#This Row],[Month Base Gen]]-TOU_CTabulation[[#This Row],[Day]]*TOU_CTabulation[[#This Row],[Base Allow]])","v":0},{"$f":"VLOOKUP(TOU_CTabulation[[#This Row],[Hour]],daypart,2)","v":"All"},{"$f":"TOU_CTabulation[[#This Row],[Season]]&TOU_CTabulation[[#This Row],[Day-Part]]","v":"SummerAll"},{"$f":"VLOOKUP(TOU_CTabulation[[#This Row],[Daypart]],TOUC,2)","v":0.25901999999999997},{"$f":"VLOOKUP(TOU_CTabulation[[#This Row],[Daypart]],TOUC,3)","v":0.32596000000000003},{"$f":"TOU_CTabulation[[#This Row],[Month Base Allow]]*TOU_CTabulation[[#This Row],[Base Rate]]","v":0},{"$f":"TOU_CTabulation[[#This Row],[Month Overbase Gen]]*TOU_CTabulation[[#This Row],[Over Rate]]","v":0},{"$f":"TOU_CTabulation[[#This Row],[Base Value]]+TOU_CTabulation[[#This Row],[Over Value]]","v":0}]
[8,9,17,662,56,27,2,205.87,32.338999999999999,547.80100000000004,516.14599999999996,{"$f":"TOU_CTabulation[[#This Row],[AC System Output (W)]]/1000","v":0.51614599999999999},{"$f":"IF(A5325=TOU_CTabulation[[#This Row],[Month]],M5325+TOU_CTabulation[[#This Row],[AC System Output (kW)]],TOU_CTabulation[[#This Row],[AC System Output (kW)]])","v":207.12604599999989},{"$f":"VLOOKUP(TOU_CTabulation[[#This Row],[Month]],Season,2)","v":"Summer"},{"$f":"VLOOKUP(TOU_CTabulation[[#This Row],[Season]],CRate,2)","v":10.3},{"$f":"IF(A5327>TOU_CTabulation[[#This Row],[Month]],TOU_CTabulation[[#This Row],[Day]]*TOU_CTabulation[[#This Row],[Base Allow]],0)","v":0},{"$f":"IF(A5327>TOU_CTabulation[[#This Row],[Month]],TOU_CTabulation[[#This Row],[Month Cumm]],0)","v":0},{"$f":"IF(TOU_CTabulation[[#This Row],[Month Base Gen]]=0,0,TOU_CTabulation[[#This Row],[Month Base Gen]]-TOU_CTabulation[[#This Row],[Day]]*TOU_CTabulation[[#This Row],[Base Allow]])","v":0},{"$f":"VLOOKUP(TOU_CTabulation[[#This Row],[Hour]],daypart,2)","v":"All"},{"$f":"TOU_CTabulation[[#This Row],[Season]]&TOU_CTabulation[[#This Row],[Day-Part]]","v":"SummerAll"},{"$f":"VLOOKUP(TOU_CTabulation[[#This Row],[Daypart]],TOUC,2)","v":0.25901999999999997},{"$f":"VLOOKUP(TOU_CTabulation[[#This Row],[Daypart]],TOUC,3)","v":0.32596000000000003},{"$f":"TOU_CTabulation[[#This Row],[Month Base Allow]]*TOU_CTabulation[[#This Row],[Base Rate]]","v":0},{"$f":"TOU_CTabulation[[#This Row],[Month Overbase Gen]]*TOU_CTabulation[[#This Row],[Over Rate]]","v":0},{"$f":"TOU_CTabulation[[#This Row],[Base Value]]+TOU_CTabulation[[#This Row],[Over Value]]","v":0}]
[8,9,21,0,0,19,1,0,19,0,0,{"$f":"TOU_CTabulation[[#This Row],[AC System Output (W)]]/1000","v":0},{"$f":"IF(A5329=TOU_CTabulation[[#This Row],[Month]],M5329+TOU_CTabulation[[#This Row],[AC System Output (kW)]],TOU_CTabulation[[#This Row],[AC System Output (kW)]])","v":207.1710599999999},{"$f":"VLOOKUP(TOU_CTabulation[[#This Row],[Month]],Season,2)","v":"Summer"},{"$f":"VLOOKUP(TOU_CTabulation[[#This Row],[Season]],CRate,2)","v":10.3},{"$f":"IF(A5331>TOU_CTabulation[[#This Row],[Month]],TOU_CTabulation[[#This Row],[Day]]*TOU_CTabulation[[#This Row],[Base Allow]],0)","v":0},{"$f":"IF(A5331>TOU_CTabulation[[#This Row],[Month]],TOU_CTabulation[[#This Row],[Month Cumm]],0)","v":0},{"$f":"IF(TOU_CTabulation[[#This Row],[Month Base Gen]]=0,0,TOU_CTabulation[[#This Row],[Month Base Gen]]-TOU_CTabulation[[#This Row],[Day]]*TOU_CTabulation[[#This Row],[Base Allow]])","v":0},{"$f":"VLOOKUP(TOU_CTabulation[[#This Row],[Hour]],daypart,2)","v":"All"},{"$f":"TOU_CTabulation[[#This Row],[Season]]&TOU_CTabulation[[#This Row],[Day-Part]]","v":"SummerAll"},{"$f":"VLOOKUP(TOU_CTabulation[[#This Row],[Daypart]],TOUC,2)","v":0.25901999999999997},{"$f":"VLOOKUP(TOU_CTabulation[[#This Row],[Daypart]],TOUC,3)","v":0.32596000000000003},{"$f":"TOU_CTabulation[[#This Row],[Month Base Allow]]*TOU_CTabulation[[#This Row],[Base Rate]]","v":0},{"$f":"TOU_CTabulation[[#This Row],[Month Overbase Gen]]*TOU_CTabulation[[#This Row],[Over Rate]]","v":0},{"$f":"TOU_CTabulation[[#This Row],[Base Value]]+TOU_CTabulation[[#This Row],[Over Value]]","v":0}]
[8,10,2,0,0,16,1,0,16,0,0,{"$f":"TOU_CTabulation[[#This Row],[AC System Output (W)]]/1000","v":0},{"$f":"IF(A5334=TOU_CTabulation[[#This Row],[Month]],M5334+TOU_CTabulation[[#This Row],[AC System Output (kW)]],TOU_CTabulation[[#This Row],[AC System Output (kW)]])","v":207.1710599999999},{"$f":"VLOOKUP(TOU_CTabulation[[#This Row],[Month]],Season,2)","v":"Summer"},{"$f":"VLOOKUP(TOU_CTabulation[[#This Row],[Season]],CRate,2)","v":10.3},{"$f":"IF(A5336>TOU_CTabulation[[#This Row],[Month]],TOU_CTabulation[[#This Row],[Day]]*TOU_CTabulation[[#This Row],[Base Allow]],0)","v":0},{"$f":"IF(A5336>TOU_CTabulation[[#This Row],[Month]],TOU_CTabulation[[#This Row],[Month Cumm]],0)","v":0},{"$f":"IF(TOU_CTabulation[[#This Row],[Month Base Gen]]=0,0,TOU_CTabulation[[#This Row],[Month Base Gen]]-TOU_CTabulation[[#This Row],[Day]]*TOU_CTabulation[[#This Row],[Base Allow]])","v":0},{"$f":"VLOOKUP(TOU_CTabulation[[#This Row],[Hour]],daypart,2)","v":"All"},{"$f":"TOU_CTabulation[[#This Row],[Season]]&TOU_CTabulation[[#This Row],[Day-Part]]","v":"SummerAll"},{"$f":"VLOOKUP(TOU_CTabulation[[#This Row],[Daypart]],TOUC,2)","v":0.25901999999999997},{"$f":"VLOOKUP(TOU_CTabulation[[#This Row],[Daypart]],TOUC,3)","v":0.32596000000000003},{"$f":"TOU_CTabulation[[#This Row],[Month Base Allow]]*TOU_CTabulation[[#This Row],[Base Rate]]","v":0},{"$f":"TOU_CTabulation[[#This Row],[Month Overbase Gen]]*TOU_CTabulation[[#This Row],[Over Rate]]","v":0},{"$f":"TOU_CTabulation[[#This Row],[Base Value]]+TOU_CTabulation[[#This Row],[Over Value]]","v":0}]
[8,10,11,942,101,33,1,1044.2619999999999,64.894999999999996,2915.835,2803.4720000000002,{"$f":"TOU_CTabulation[[#This Row],[AC System Output (W)]]/1000","v":2.8034720000000002},{"$f":"IF(A5343=TOU_CTabulation[[#This Row],[Month]],M5343+TOU_CTabulation[[#This Row],[AC System Output (kW)]],TOU_CTabulation[[#This Row],[AC System Output (kW)]])","v":218.16777999999988},{"$f":"VLOOKUP(TOU_CTabulation[[#This Row],[Month]],Season,2)","v":"Summer"},{"$f":"VLOOKUP(TOU_CTabulation[[#This Row],[Season]],CRate,2)","v":10.3},{"$f":"IF(A5345>TOU_CTabulation[[#This Row],[Month]],TOU_CTabulation[[#This Row],[Day]]*TOU_CTabulation[[#This Row],[Base Allow]],0)","v":0},{"$f":"IF(A5345>TOU_CTabulation[[#This Row],[Month]],TOU_CTabulation[[#This Row],[Month Cumm]],0)","v":0},{"$f":"IF(TOU_CTabulation[[#This Row],[Month Base Gen]]=0,0,TOU_CTabulation[[#This Row],[Month Base Gen]]-TOU_CTabulation[[#This Row],[Day]]*TOU_CTabulation[[#This Row],[Base Allow]])","v":0},{"$f":"VLOOKUP(TOU_CTabulation[[#This Row],[Hour]],daypart,2)","v":"All"},{"$f":"TOU_CTabulation[[#This Row],[Season]]&TOU_CTabulation[[#This Row],[Day-Part]]","v":"SummerAll"},{"$f":"VLOOKUP(TOU_CTabulation[[#This Row],[Daypart]],TOUC,2)","v":0.25901999999999997},{"$f":"VLOOKUP(TOU_CTabulation[[#This Row],[Daypart]],TOUC,3)","v":0.32596000000000003},{"$f":"TOU_CTabulation[[#This Row],[Month Base Allow]]*TOU_CTabulation[[#This Row],[Base Rate]]","v":0},{"$f":"TOU_CTabulation[[#This Row],[Month Overbase Gen]]*TOU_CTabulation[[#This Row],[Over Rate]]","v":0},{"$f":"TOU_CTabulation[[#This Row],[Base Value]]+TOU_CTabulation[[#This Row],[Over Value]]","v":0}]
[8,10,20,0,0,22,2,0,22,0,0,{"$f":"TOU_CTabulation[[#This Row],[AC System Output (W)]]/1000","v":0},{"$f":"IF(A5352=TOU_CTabulation[[#This Row],[Month]],M5352+TOU_CTabulation[[#This Row],[AC System Output (kW)]],TOU_CTabulation[[#This Row],[AC System Output (kW)]])","v":229.93153399999989},{"$f":"VLOOKUP(TOU_CTabulation[[#This Row],[Month]],Season,2)","v":"Summer"},{"$f":"VLOOKUP(TOU_CTabulation[[#This Row],[Season]],CRate,2)","v":10.3},{"$f":"IF(A5354>TOU_CTabulation[[#This Row],[Month]],TOU_CTabulation[[#This Row],[Day]]*TOU_CTabulation[[#This Row],[Base Allow]],0)","v":0},{"$f":"IF(A5354>TOU_CTabulation[[#This Row],[Month]],TOU_CTabulation[[#This Row],[Month Cumm]],0)","v":0},{"$f":"IF(TOU_CTabulation[[#This Row],[Month Base Gen]]=0,0,TOU_CTabulation[[#This Row],[Month Base Gen]]-TOU_CTabulation[[#This Row],[Day]]*TOU_CTabulation[[#This Row],[Base Allow]])","v":0},{"$f":"VLOOKUP(TOU_CTabulation[[#This Row],[Hour]],daypart,2)","v":"All"},{"$f":"TOU_CTabulation[[#This Row],[Season]]&TOU_CTabulation[[#This Row],[Day-Part]]","v":"SummerAll"},{"$f":"VLOOKUP(TOU_CTabulation[[#This Row],[Daypart]],TOUC,2)","v":0.25901999999999997},{"$f":"VLOOKUP(TOU_CTabulation[[#This Row],[Daypart]],TOUC,3)","v":0.32596000000000003},{"$f":"TOU_CTabulation[[#This Row],[Month Base Allow]]*TOU_CTabulation[[#This Row],[Base Rate]]","v":0},{"$f":"TOU_CTabulation[[#This Row],[Month Overbase Gen]]*TOU_CTabulation[[#This Row],[Over Rate]]","v":0},{"$f":"TOU_CTabulation[[#This Row],[Base Value]]+TOU_CTabulation[[#This Row],[Over Value]]","v":0}]
[8,11,4,0,0,17,2,0,17,0,0,{"$f":"TOU_CTabulation[[#This Row],[AC System Output (W)]]/1000","v":0},{"$f":"IF(A5360=TOU_CTabulation[[#This Row],[Month]],M5360+TOU_CTabulation[[#This Row],[AC System Output (kW)]],TOU_CTabulation[[#This Row],[AC System Output (kW)]])","v":229.93153399999989},{"$f":"VLOOKUP(TOU_CTabulation[[#This Row],[Month]],Season,2)","v":"Summer"},{"$f":"VLOOKUP(TOU_CTabulation[[#This Row],[Season]],CRate,2)","v":10.3},{"$f":"IF(A5362>TOU_CTabulation[[#This Row],[Month]],TOU_CTabulation[[#This Row],[Day]]*TOU_CTabulation[[#This Row],[Base Allow]],0)","v":0},{"$f":"IF(A5362>TOU_CTabulation[[#This Row],[Month]],TOU_CTabulation[[#This Row],[Month Cumm]],0)","v":0},{"$f":"IF(TOU_CTabulation[[#This Row],[Month Base Gen]]=0,0,TOU_CTabulation[[#This Row],[Month Base Gen]]-TOU_CTabulation[[#This Row],[Day]]*TOU_CTabulation[[#This Row],[Base Allow]])","v":0},{"$f":"VLOOKUP(TOU_CTabulation[[#This Row],[Hour]],daypart,2)","v":"All"},{"$f":"TOU_CTabulation[[#This Row],[Season]]&TOU_CTabulation[[#This Row],[Day-Part]]","v":"SummerAll"},{"$f":"VLOOKUP(TOU_CTabulation[[#This Row],[Daypart]],TOUC,2)","v":0.25901999999999997},{"$f":"VLOOKUP(TOU_CTabulation[[#This Row],[Daypart]],TOUC,3)","v":0.32596000000000003},{"$f":"TOU_CTabulation[[#This Row],[Month Base Allow]]*TOU_CTabulation[[#This Row],[Base Rate]]","v":0},{"$f":"TOU_CTabulation[[#This Row],[Month Overbase Gen]]*TOU_CTabulation[[#This Row],[Over Rate]]","v":0},{"$f":"TOU_CTabulation[[#This Row],[Base Value]]+TOU_CTabulation[[#This Row],[Over Value]]","v":0}]
[8,11,10,939,94,32,2,967.77499999999998,57.284999999999997,2819.1970000000001,2711.1469999999999,{"$f":"TOU_CTabulation[[#This Row],[AC System Output (W)]]/1000","v":2.711147},{"$f":"IF(A5366=TOU_CTabulation[[#This Row],[Month]],M5366+TOU_CTabulation[[#This Row],[AC System Output (kW)]],TOU_CTabulation[[#This Row],[AC System Output (kW)]])","v":238.35927799999993},{"$f":"VLOOKUP(TOU_CTabulation[[#This Row],[Month]],Season,2)","v":"Summer"},{"$f":"VLOOKUP(TOU_CTabulation[[#This Row],[Season]],CRate,2)","v":10.3},{"$f":"IF(A5368>TOU_CTabulation[[#This Row],[Month]],TOU_CTabulation[[#This Row],[Day]]*TOU_CTabulation[[#This Row],[Base Allow]],0)","v":0},{"$f":"IF(A5368>TOU_CTabulation[[#This Row],[Month]],TOU_CTabulation[[#This Row],[Month Cumm]],0)","v":0},{"$f":"IF(TOU_CTabulation[[#This Row],[Month Base Gen]]=0,0,TOU_CTabulation[[#This Row],[Month Base Gen]]-TOU_CTabulation[[#This Row],[Day]]*TOU_CTabulation[[#This Row],[Base Allow]])","v":0},{"$f":"VLOOKUP(TOU_CTabulation[[#This Row],[Hour]],daypart,2)","v":"All"},{"$f":"TOU_CTabulation[[#This Row],[Season]]&TOU_CTabulation[[#This Row],[Day-Part]]","v":"SummerAll"},{"$f":"VLOOKUP(TOU_CTabulation[[#This Row],[Daypart]],TOUC,2)","v":0.25901999999999997},{"$f":"VLOOKUP(TOU_CTabulation[[#This Row],[Daypart]],TOUC,3)","v":0.32596000000000003},{"$f":"TOU_CTabulation[[#This Row],[Month Base Allow]]*TOU_CTabulation[[#This Row],[Base Rate]]","v":0},{"$f":"TOU_CTabulation[[#This Row],[Month Overbase Gen]]*TOU_CTabulation[[#This Row],[Over Rate]]","v":0},{"$f":"TOU_CTabulation[[#This Row],[Base Value]]+TOU_CTabulation[[#This Row],[Over Value]]","v":0}]
[8,11,21,0,0,20,2,0,20,0,0,{"$f":"TOU_CTabulation[[#This Row],[AC System Output (W)]]/1000","v":0},{"$f":"IF(A5377=TOU_CTabulation[[#This Row],[Month]],M5377+TOU_CTabulation[[#This Row],[AC System Output (kW)]],TOU_CTabulation[[#This Row],[AC System Output (kW)]])","v":253.10284099999987},{"$f":"VLOOKUP(TOU_CTabulation[[#This Row],[Month]],Season,2)","v":"Summer"},{"$f":"VLOOKUP(TOU_CTabulation[[#This Row],[Season]],CRate,2)","v":10.3},{"$f":"IF(A5379>TOU_CTabulation[[#This Row],[Month]],TOU_CTabulation[[#This Row],[Day]]*TOU_CTabulation[[#This Row],[Base Allow]],0)","v":0},{"$f":"IF(A5379>TOU_CTabulation[[#This Row],[Month]],TOU_CTabulation[[#This Row],[Month Cumm]],0)","v":0},{"$f":"IF(TOU_CTabulation[[#This Row],[Month Base Gen]]=0,0,TOU_CTabulation[[#This Row],[Month Base Gen]]-TOU_CTabulation[[#This Row],[Day]]*TOU_CTabulation[[#This Row],[Base Allow]])","v":0},{"$f":"VLOOKUP(TOU_CTabulation[[#This Row],[Hour]],daypart,2)","v":"All"},{"$f":"TOU_CTabulation[[#This Row],[Season]]&TOU_CTabulation[[#This Row],[Day-Part]]","v":"SummerAll"},{"$f":"VLOOKUP(TOU_CTabulation[[#This Row],[Daypart]],TOUC,2)","v":0.25901999999999997},{"$f":"VLOOKUP(TOU_CTabulation[[#This Row],[Daypart]],TOUC,3)","v":0.32596000000000003},{"$f":"TOU_CTabulation[[#This Row],[Month Base Allow]]*TOU_CTabulation[[#This Row],[Base Rate]]","v":0},{"$f":"TOU_CTabulation[[#This Row],[Month Overbase Gen]]*TOU_CTabulation[[#This Row],[Over Rate]]","v":0},{"$f":"TOU_CTabulation[[#This Row],[Base Value]]+TOU_CTabulation[[#This Row],[Over Value]]","v":0}]
[8,12,3,0,0,15,1,0,15,0,0,{"$f":"TOU_CTabulation[[#This Row],[AC System Output (W)]]/1000","v":0},{"$f":"IF(A5383=TOU_CTabulation[[#This Row],[Month]],M5383+TOU_CTabulation[[#This Row],[AC System Output (kW)]],TOU_CTabulation[[#This Row],[AC System Output (kW)]])","v":253.10284099999987},{"$f":"VLOOKUP(TOU_CTabulation[[#This Row],[Month]],Season,2)","v":"Summer"},{"$f":"VLOOKUP(TOU_CTabulation[[#This Row],[Season]],CRate,2)","v":10.3},{"$f":"IF(A5385>TOU_CTabulation[[#This Row],[Month]],TOU_CTabulation[[#This Row],[Day]]*TOU_CTabulation[[#This Row],[Base Allow]],0)","v":0},{"$f":"IF(A5385>TOU_CTabulation[[#This Row],[Month]],TOU_CTabulation[[#This Row],[Month Cumm]],0)","v":0},{"$f":"IF(TOU_CTabulation[[#This Row],[Month Base Gen]]=0,0,TOU_CTabulation[[#This Row],[Month Base Gen]]-TOU_CTabulation[[#This Row],[Day]]*TOU_CTabulation[[#This Row],[Base Allow]])","v":0},{"$f":"VLOOKUP(TOU_CTabulation[[#This Row],[Hour]],daypart,2)","v":"All"},{"$f":"TOU_CTabulation[[#This Row],[Season]]&TOU_CTabulation[[#This Row],[Day-Part]]","v":"SummerAll"},{"$f":"VLOOKUP(TOU_CTabulation[[#This Row],[Daypart]],TOUC,2)","v":0.25901999999999997},{"$f":"VLOOKUP(TOU_CTabulation[[#This Row],[Daypart]],TOUC,3)","v":0.32596000000000003},{"$f":"TOU_CTabulation[[#This Row],[Month Base Allow]]*TOU_CTabulation[[#This Row],[Base Rate]]","v":0},{"$f":"TOU_CTabulation[[#This Row],[Month Overbase Gen]]*TOU_CTabulation[[#This Row],[Over Rate]]","v":0},{"$f":"TOU_CTabulation[[#This Row],[Base Value]]+TOU_CTabulation[[#This Row],[Over Value]]","v":0}]
[8,12,14,927,100,30,4,877.28399999999999,49.209000000000003,2663.4609999999998,2562.1799999999998,{"$f":"TOU_CTabulation[[#This Row],[AC System Output (W)]]/1000","v":2.5621799999999997},{"$f":"IF(A5394=TOU_CTabulation[[#This Row],[Month]],M5394+TOU_CTabulation[[#This Row],[AC System Output (kW)]],TOU_CTabulation[[#This Row],[AC System Output (kW)]])","v":272.78435799999988},{"$f":"VLOOKUP(TOU_CTabulation[[#This Row],[Month]],Season,2)","v":"Summer"},{"$f":"VLOOKUP(TOU_CTabulation[[#This Row],[Season]],CRate,2)","v":10.3},{"$f":"IF(A5396>TOU_CTabulation[[#This Row],[Month]],TOU_CTabulation[[#This Row],[Day]]*TOU_CTabulation[[#This Row],[Base Allow]],0)","v":0},{"$f":"IF(A5396>TOU_CTabulation[[#This Row],[Month]],TOU_CTabulation[[#This Row],[Month Cumm]],0)","v":0},{"$f":"IF(TOU_CTabulation[[#This Row],[Month Base Gen]]=0,0,TOU_CTabulation[[#This Row],[Month Base Gen]]-TOU_CTabulation[[#This Row],[Day]]*TOU_CTabulation[[#This Row],[Base Allow]])","v":0},{"$f":"VLOOKUP(TOU_CTabulation[[#This Row],[Hour]],daypart,2)","v":"All"},{"$f":"TOU_CTabulation[[#This Row],[Season]]&TOU_CTabulation[[#This Row],[Day-Part]]","v":"SummerAll"},{"$f":"VLOOKUP(TOU_CTabulation[[#This Row],[Daypart]],TOUC,2)","v":0.25901999999999997},{"$f":"VLOOKUP(TOU_CTabulation[[#This Row],[Daypart]],TOUC,3)","v":0.32596000000000003},{"$f":"TOU_CTabulation[[#This Row],[Month Base Allow]]*TOU_CTabulation[[#This Row],[Base Rate]]","v":0},{"$f":"TOU_CTabulation[[#This Row],[Month Overbase Gen]]*TOU_CTabulation[[#This Row],[Over Rate]]","v":0},{"$f":"TOU_CTabulation[[#This Row],[Base Value]]+TOU_CTabulation[[#This Row],[Over Value]]","v":0}]
[8,12,17,648,60,24,3,202.20099999999999,28.472999999999999,547.78399999999999,516.13,{"$f":"TOU_CTabulation[[#This Row],[AC System Output (W)]]/1000","v":0.51612999999999998},{"$f":"IF(A5397=TOU_CTabulation[[#This Row],[Month]],M5397+TOU_CTabulation[[#This Row],[AC System Output (kW)]],TOU_CTabulation[[#This Row],[AC System Output (kW)]])","v":276.64296199999984},{"$f":"VLOOKUP(TOU_CTabulation[[#This Row],[Month]],Season,2)","v":"Summer"},{"$f":"VLOOKUP(TOU_CTabulation[[#This Row],[Season]],CRate,2)","v":10.3},{"$f":"IF(A5399>TOU_CTabulation[[#This Row],[Month]],TOU_CTabulation[[#This Row],[Day]]*TOU_CTabulation[[#This Row],[Base Allow]],0)","v":0},{"$f":"IF(A5399>TOU_CTabulation[[#This Row],[Month]],TOU_CTabulation[[#This Row],[Month Cumm]],0)","v":0},{"$f":"IF(TOU_CTabulation[[#This Row],[Month Base Gen]]=0,0,TOU_CTabulation[[#This Row],[Month Base Gen]]-TOU_CTabulation[[#This Row],[Day]]*TOU_CTabulation[[#This Row],[Base Allow]])","v":0},{"$f":"VLOOKUP(TOU_CTabulation[[#This Row],[Hour]],daypart,2)","v":"All"},{"$f":"TOU_CTabulation[[#This Row],[Season]]&TOU_CTabulation[[#This Row],[Day-Part]]","v":"SummerAll"},{"$f":"VLOOKUP(TOU_CTabulation[[#This Row],[Daypart]],TOUC,2)","v":0.25901999999999997},{"$f":"VLOOKUP(TOU_CTabulation[[#This Row],[Daypart]],TOUC,3)","v":0.32596000000000003},{"$f":"TOU_CTabulation[[#This Row],[Month Base Allow]]*TOU_CTabulation[[#This Row],[Base Rate]]","v":0},{"$f":"TOU_CTabulation[[#This Row],[Month Overbase Gen]]*TOU_CTabulation[[#This Row],[Over Rate]]","v":0},{"$f":"TOU_CTabulation[[#This Row],[Base Value]]+TOU_CTabulation[[#This Row],[Over Value]]","v":0}]
[8,12,23,0,0,16,1,0,16,0,0,{"$f":"TOU_CTabulation[[#This Row],[AC System Output (W)]]/1000","v":0},{"$f":"IF(A5403=TOU_CTabulation[[#This Row],[Month]],M5403+TOU_CTabulation[[#This Row],[AC System Output (kW)]],TOU_CTabulation[[#This Row],[AC System Output (kW)]])","v":276.68933599999986},{"$f":"VLOOKUP(TOU_CTabulation[[#This Row],[Month]],Season,2)","v":"Summer"},{"$f":"VLOOKUP(TOU_CTabulation[[#This Row],[Season]],CRate,2)","v":10.3},{"$f":"IF(A5405>TOU_CTabulation[[#This Row],[Month]],TOU_CTabulation[[#This Row],[Day]]*TOU_CTabulation[[#This Row],[Base Allow]],0)","v":0},{"$f":"IF(A5405>TOU_CTabulation[[#This Row],[Month]],TOU_CTabulation[[#This Row],[Month Cumm]],0)","v":0},{"$f":"IF(TOU_CTabulation[[#This Row],[Month Base Gen]]=0,0,TOU_CTabulation[[#This Row],[Month Base Gen]]-TOU_CTabulation[[#This Row],[Day]]*TOU_CTabulation[[#This Row],[Base Allow]])","v":0},{"$f":"VLOOKUP(TOU_CTabulation[[#This Row],[Hour]],daypart,2)","v":"All"},{"$f":"TOU_CTabulation[[#This Row],[Season]]&TOU_CTabulation[[#This Row],[Day-Part]]","v":"SummerAll"},{"$f":"VLOOKUP(TOU_CTabulation[[#This Row],[Daypart]],TOUC,2)","v":0.25901999999999997},{"$f":"VLOOKUP(TOU_CTabulation[[#This Row],[Daypart]],TOUC,3)","v":0.32596000000000003},{"$f":"TOU_CTabulation[[#This Row],[Month Base Allow]]*TOU_CTabulation[[#This Row],[Base Rate]]","v":0},{"$f":"TOU_CTabulation[[#This Row],[Month Overbase Gen]]*TOU_CTabulation[[#This Row],[Over Rate]]","v":0},{"$f":"TOU_CTabulation[[#This Row],[Base Value]]+TOU_CTabulation[[#This Row],[Over Value]]","v":0}]
[8,13,7,817,65,20,1,395.149,30.942,1209.98,1161.0070000000001,{"$f":"TOU_CTabulation[[#This Row],[AC System Output (W)]]/1000","v":1.1610070000000001},{"$f":"IF(A5411=TOU_CTabulation[[#This Row],[Month]],M5411+TOU_CTabulation[[#This Row],[AC System Output (kW)]],TOU_CTabulation[[#This Row],[AC System Output (kW)]])","v":278.17683399999987},{"$f":"VLOOKUP(TOU_CTabulation[[#This Row],[Month]],Season,2)","v":"Summer"},{"$f":"VLOOKUP(TOU_CTabulation[[#This Row],[Season]],CRate,2)","v":10.3},{"$f":"IF(A5413>TOU_CTabulation[[#This Row],[Month]],TOU_CTabulation[[#This Row],[Day]]*TOU_CTabulation[[#This Row],[Base Allow]],0)","v":0},{"$f":"IF(A5413>TOU_CTabulation[[#This Row],[Month]],TOU_CTabulation[[#This Row],[Month Cumm]],0)","v":0},{"$f":"IF(TOU_CTabulation[[#This Row],[Month Base Gen]]=0,0,TOU_CTabulation[[#This Row],[Month Base Gen]]-TOU_CTabulation[[#This Row],[Day]]*TOU_CTabulation[[#This Row],[Base Allow]])","v":0},{"$f":"VLOOKUP(TOU_CTabulation[[#This Row],[Hour]],daypart,2)","v":"All"},{"$f":"TOU_CTabulation[[#This Row],[Season]]&TOU_CTabulation[[#This Row],[Day-Part]]","v":"SummerAll"},{"$f":"VLOOKUP(TOU_CTabulation[[#This Row],[Daypart]],TOUC,2)","v":0.25901999999999997},{"$f":"VLOOKUP(TOU_CTabulation[[#This Row],[Daypart]],TOUC,3)","v":0.32596000000000003},{"$f":"TOU_CTabulation[[#This Row],[Month Base Allow]]*TOU_CTabulation[[#This Row],[Base Rate]]","v":0},{"$f":"TOU_CTabulation[[#This Row],[Month Overbase Gen]]*TOU_CTabulation[[#This Row],[Over Rate]]","v":0},{"$f":"TOU_CTabulation[[#This Row],[Base Value]]+TOU_CTabulation[[#This Row],[Over Value]]","v":0}]
[8,13,16,798,74,27,3,440.54899999999998,37.579000000000001,1338.971,1286.1500000000001,{"$f":"TOU_CTabulation[[#This Row],[AC System Output (W)]]/1000","v":1.2861500000000001},{"$f":"IF(A5420=TOU_CTabulation[[#This Row],[Month]],M5420+TOU_CTabulation[[#This Row],[AC System Output (kW)]],TOU_CTabulation[[#This Row],[AC System Output (kW)]])","v":299.31918599999995},{"$f":"VLOOKUP(TOU_CTabulation[[#This Row],[Month]],Season,2)","v":"Summer"},{"$f":"VLOOKUP(TOU_CTabulation[[#This Row],[Season]],CRate,2)","v":10.3},{"$f":"IF(A5422>TOU_CTabulation[[#This Row],[Month]],TOU_CTabulation[[#This Row],[Day]]*TOU_CTabulation[[#This Row],[Base Allow]],0)","v":0},{"$f":"IF(A5422>TOU_CTabulation[[#This Row],[Month]],TOU_CTabulation[[#This Row],[Month Cumm]],0)","v":0},{"$f":"IF(TOU_CTabulation[[#This Row],[Month Base Gen]]=0,0,TOU_CTabulation[[#This Row],[Month Base Gen]]-TOU_CTabulation[[#This Row],[Day]]*TOU_CTabulation[[#This Row],[Base Allow]])","v":0},{"$f":"VLOOKUP(TOU_CTabulation[[#This Row],[Hour]],daypart,2)","v":"All"},{"$f":"TOU_CTabulation[[#This Row],[Season]]&TOU_CTabulation[[#This Row],[Day-Part]]","v":"SummerAll"},{"$f":"VLOOKUP(TOU_CTabulation[[#This Row],[Daypart]],TOUC,2)","v":0.25901999999999997},{"$f":"VLOOKUP(TOU_CTabulation[[#This Row],[Daypart]],TOUC,3)","v":0.32596000000000003},{"$f":"TOU_CTabulation[[#This Row],[Month Base Allow]]*TOU_CTabulation[[#This Row],[Base Rate]]","v":0},{"$f":"TOU_CTabulation[[#This Row],[Month Overbase Gen]]*TOU_CTabulation[[#This Row],[Over Rate]]","v":0},{"$f":"TOU_CTabulation[[#This Row],[Base Value]]+TOU_CTabulation[[#This Row],[Over Value]]","v":0}]
[8,13,21,0,0,18,2,0,18,0,0,{"$f":"TOU_CTabulation[[#This Row],[AC System Output (W)]]/1000","v":0},{"$f":"IF(A5425=TOU_CTabulation[[#This Row],[Month]],M5425+TOU_CTabulation[[#This Row],[AC System Output (kW)]],TOU_CTabulation[[#This Row],[AC System Output (kW)]])","v":299.85714699999994},{"$f":"VLOOKUP(TOU_CTabulation[[#This Row],[Month]],Season,2)","v":"Summer"},{"$f":"VLOOKUP(TOU_CTabulation[[#This Row],[Season]],CRate,2)","v":10.3},{"$f":"IF(A5427>TOU_CTabulation[[#This Row],[Month]],TOU_CTabulation[[#This Row],[Day]]*TOU_CTabulation[[#This Row],[Base Allow]],0)","v":0},{"$f":"IF(A5427>TOU_CTabulation[[#This Row],[Month]],TOU_CTabulation[[#This Row],[Month Cumm]],0)","v":0},{"$f":"IF(TOU_CTabulation[[#This Row],[Month Base Gen]]=0,0,TOU_CTabulation[[#This Row],[Month Base Gen]]-TOU_CTabulation[[#This Row],[Day]]*TOU_CTabulation[[#This Row],[Base Allow]])","v":0},{"$f":"VLOOKUP(TOU_CTabulation[[#This Row],[Hour]],daypart,2)","v":"All"},{"$f":"TOU_CTabulation[[#This Row],[Season]]&TOU_CTabulation[[#This Row],[Day-Part]]","v":"SummerAll"},{"$f":"VLOOKUP(TOU_CTabulation[[#This Row],[Daypart]],TOUC,2)","v":0.25901999999999997},{"$f":"VLOOKUP(TOU_CTabulation[[#This Row],[Daypart]],TOUC,3)","v":0.32596000000000003},{"$f":"TOU_CTabulation[[#This Row],[Month Base Allow]]*TOU_CTabulation[[#This Row],[Base Rate]]","v":0},{"$f":"TOU_CTabulation[[#This Row],[Month Overbase Gen]]*TOU_CTabulation[[#This Row],[Over Rate]]","v":0},{"$f":"TOU_CTabulation[[#This Row],[Base Value]]+TOU_CTabulation[[#This Row],[Over Value]]","v":0}]
[8,14,9,879,94,29,1,799.45799999999997,53.378,2369.7109999999998,2280.585,{"$f":"TOU_CTabulation[[#This Row],[AC System Output (W)]]/1000","v":2.2805849999999999},{"$f":"IF(A5437=TOU_CTabulation[[#This Row],[Month]],M5437+TOU_CTabulation[[#This Row],[AC System Output (kW)]],TOU_CTabulation[[#This Row],[AC System Output (kW)]])","v":305.28457099999991},{"$f":"VLOOKUP(TOU_CTabulation[[#This Row],[Month]],Season,2)","v":"Summer"},{"$f":"VLOOKUP(TOU_CTabulation[[#This Row],[Season]],CRate,2)","v":10.3},{"$f":"IF(A5439>TOU_CTabulation[[#This Row],[Month]],TOU_CTabulation[[#This Row],[Day]]*TOU_CTabulation[[#This Row],[Base Allow]],0)","v":0},{"$f":"IF(A5439>TOU_CTabulation[[#This Row],[Month]],TOU_CTabulation[[#This Row],[Month Cumm]],0)","v":0},{"$f":"IF(TOU_CTabulation[[#This Row],[Month Base Gen]]=0,0,TOU_CTabulation[[#This Row],[Month Base Gen]]-TOU_CTabulation[[#This Row],[Day]]*TOU_CTabulation[[#This Row],[Base Allow]])","v":0},{"$f":"VLOOKUP(TOU_CTabulation[[#This Row],[Hour]],daypart,2)","v":"All"},{"$f":"TOU_CTabulation[[#This Row],[Season]]&TOU_CTabulation[[#This Row],[Day-Part]]","v":"SummerAll"},{"$f":"VLOOKUP(TOU_CTabulation[[#This Row],[Daypart]],TOUC,2)","v":0.25901999999999997},{"$f":"VLOOKUP(TOU_CTabulation[[#This Row],[Daypart]],TOUC,3)","v":0.32596000000000003},{"$f":"TOU_CTabulation[[#This Row],[Month Base Allow]]*TOU_CTabulation[[#This Row],[Base Rate]]","v":0},{"$f":"TOU_CTabulation[[#This Row],[Month Overbase Gen]]*TOU_CTabulation[[#This Row],[Over Rate]]","v":0},{"$f":"TOU_CTabulation[[#This Row],[Base Value]]+TOU_CTabulation[[#This Row],[Over Value]]","v":0}]
[8,14,18,214,22,24,2,16.727,23.364999999999998,57.93,36.465000000000003,{"$f":"TOU_CTabulation[[#This Row],[AC System Output (W)]]/1000","v":3.6465000000000004E-2},{"$f":"IF(A5446=TOU_CTabulation[[#This Row],[Month]],M5446+TOU_CTabulation[[#This Row],[AC System Output (kW)]],TOU_CTabulation[[#This Row],[AC System Output (kW)]])","v":322.42271599999992},{"$f":"VLOOKUP(TOU_CTabulation[[#This Row],[Month]],Season,2)","v":"Summer"},{"$f":"VLOOKUP(TOU_CTabulation[[#This Row],[Season]],CRate,2)","v":10.3},{"$f":"IF(A5448>TOU_CTabulation[[#This Row],[Month]],TOU_CTabulation[[#This Row],[Day]]*TOU_CTabulation[[#This Row],[Base Allow]],0)","v":0},{"$f":"IF(A5448>TOU_CTabulation[[#This Row],[Month]],TOU_CTabulation[[#This Row],[Month Cumm]],0)","v":0},{"$f":"IF(TOU_CTabulation[[#This Row],[Month Base Gen]]=0,0,TOU_CTabulation[[#This Row],[Month Base Gen]]-TOU_CTabulation[[#This Row],[Day]]*TOU_CTabulation[[#This Row],[Base Allow]])","v":0},{"$f":"VLOOKUP(TOU_CTabulation[[#This Row],[Hour]],daypart,2)","v":"All"},{"$f":"TOU_CTabulation[[#This Row],[Season]]&TOU_CTabulation[[#This Row],[Day-Part]]","v":"SummerAll"},{"$f":"VLOOKUP(TOU_CTabulation[[#This Row],[Daypart]],TOUC,2)","v":0.25901999999999997},{"$f":"VLOOKUP(TOU_CTabulation[[#This Row],[Daypart]],TOUC,3)","v":0.32596000000000003},{"$f":"TOU_CTabulation[[#This Row],[Month Base Allow]]*TOU_CTabulation[[#This Row],[Base Rate]]","v":0},{"$f":"TOU_CTabulation[[#This Row],[Month Overbase Gen]]*TOU_CTabulation[[#This Row],[Over Rate]]","v":0},{"$f":"TOU_CTabulation[[#This Row],[Base Value]]+TOU_CTabulation[[#This Row],[Over Value]]","v":0}]
[8,14,20,0,0,20,1,0,20,0,0,{"$f":"TOU_CTabulation[[#This Row],[AC System Output (W)]]/1000","v":0},{"$f":"IF(A5448=TOU_CTabulation[[#This Row],[Month]],M5448+TOU_CTabulation[[#This Row],[AC System Output (kW)]],TOU_CTabulation[[#This Row],[AC System Output (kW)]])","v":322.42271599999992},{"$f":"VLOOKUP(TOU_CTabulation[[#This Row],[Month]],Season,2)","v":"Summer"},{"$f":"VLOOKUP(TOU_CTabulation[[#This Row],[Season]],CRate,2)","v":10.3},{"$f":"IF(A5450>TOU_CTabulation[[#This Row],[Month]],TOU_CTabulation[[#This Row],[Day]]*TOU_CTabulation[[#This Row],[Base Allow]],0)","v":0},{"$f":"IF(A5450>TOU_CTabulation[[#This Row],[Month]],TOU_CTabulation[[#This Row],[Month Cumm]],0)","v":0},{"$f":"IF(TOU_CTabulation[[#This Row],[Month Base Gen]]=0,0,TOU_CTabulation[[#This Row],[Month Base Gen]]-TOU_CTabulation[[#This Row],[Day]]*TOU_CTabulation[[#This Row],[Base Allow]])","v":0},{"$f":"VLOOKUP(TOU_CTabulation[[#This Row],[Hour]],daypart,2)","v":"All"},{"$f":"TOU_CTabulation[[#This Row],[Season]]&TOU_CTabulation[[#This Row],[Day-Part]]","v":"SummerAll"},{"$f":"VLOOKUP(TOU_CTabulation[[#This Row],[Daypart]],TOUC,2)","v":0.25901999999999997},{"$f":"VLOOKUP(TOU_CTabulation[[#This Row],[Daypart]],TOUC,3)","v":0.32596000000000003},{"$f":"TOU_CTabulation[[#This Row],[Month Base Allow]]*TOU_CTabulation[[#This Row],[Base Rate]]","v":0},{"$f":"TOU_CTabulation[[#This Row],[Month Overbase Gen]]*TOU_CTabulation[[#This Row],[Over Rate]]","v":0},{"$f":"TOU_CTabulation[[#This Row],[Base Value]]+TOU_CTabulation[[#This Row],[Over Value]]","v":0}]
[8,15,3,0,0,17,1,0,17,0,0,{"$f":"TOU_CTabulation[[#This Row],[AC System Output (W)]]/1000","v":0},{"$f":"IF(A5455=TOU_CTabulation[[#This Row],[Month]],M5455+TOU_CTabulation[[#This Row],[AC System Output (kW)]],TOU_CTabulation[[#This Row],[AC System Output (kW)]])","v":322.42271599999992},{"$f":"VLOOKUP(TOU_CTabulation[[#This Row],[Month]],Season,2)","v":"Summer"},{"$f":"VLOOKUP(TOU_CTabulation[[#This Row],[Season]],CRate,2)","v":10.3},{"$f":"IF(A5457>TOU_CTabulation[[#This Row],[Month]],TOU_CTabulation[[#This Row],[Day]]*TOU_CTabulation[[#This Row],[Base Allow]],0)","v":0},{"$f":"IF(A5457>TOU_CTabulation[[#This Row],[Month]],TOU_CTabulation[[#This Row],[Month Cumm]],0)","v":0},{"$f":"IF(TOU_CTabulation[[#This Row],[Month Base Gen]]=0,0,TOU_CTabulation[[#This Row],[Month Base Gen]]-TOU_CTabulation[[#This Row],[Day]]*TOU_CTabulation[[#This Row],[Base Allow]])","v":0},{"$f":"VLOOKUP(TOU_CTabulation[[#This Row],[Hour]],daypart,2)","v":"All"},{"$f":"TOU_CTabulation[[#This Row],[Season]]&TOU_CTabulation[[#This Row],[Day-Part]]","v":"SummerAll"},{"$f":"VLOOKUP(TOU_CTabulation[[#This Row],[Daypart]],TOUC,2)","v":0.25901999999999997},{"$f":"VLOOKUP(TOU_CTabulation[[#This Row],[Daypart]],TOUC,3)","v":0.32596000000000003},{"$f":"TOU_CTabulation[[#This Row],[Month Base Allow]]*TOU_CTabulation[[#This Row],[Base Rate]]","v":0},{"$f":"TOU_CTabulation[[#This Row],[Month Overbase Gen]]*TOU_CTabulation[[#This Row],[Over Rate]]","v":0},{"$f":"TOU_CTabulation[[#This Row],[Base Value]]+TOU_CTabulation[[#This Row],[Over Value]]","v":0}]
[8,15,17,581,61,28,2,185.18199999999999,32.729999999999997,493.30599999999998,462.89499999999998,{"$f":"TOU_CTabulation[[#This Row],[AC System Output (W)]]/1000","v":0.462895},{"$f":"IF(A5469=TOU_CTabulation[[#This Row],[Month]],M5469+TOU_CTabulation[[#This Row],[AC System Output (kW)]],TOU_CTabulation[[#This Row],[AC System Output (kW)]])","v":345.02571399999994},{"$f":"VLOOKUP(TOU_CTabulation[[#This Row],[Month]],Season,2)","v":"Summer"},{"$f":"VLOOKUP(TOU_CTabulation[[#This Row],[Season]],CRate,2)","v":10.3},{"$f":"IF(A5471>TOU_CTabulation[[#This Row],[Month]],TOU_CTabulation[[#This Row],[Day]]*TOU_CTabulation[[#This Row],[Base Allow]],0)","v":0},{"$f":"IF(A5471>TOU_CTabulation[[#This Row],[Month]],TOU_CTabulation[[#This Row],[Month Cumm]],0)","v":0},{"$f":"IF(TOU_CTabulation[[#This Row],[Month Base Gen]]=0,0,TOU_CTabulation[[#This Row],[Month Base Gen]]-TOU_CTabulation[[#This Row],[Day]]*TOU_CTabulation[[#This Row],[Base Allow]])","v":0},{"$f":"VLOOKUP(TOU_CTabulation[[#This Row],[Hour]],daypart,2)","v":"All"},{"$f":"TOU_CTabulation[[#This Row],[Season]]&TOU_CTabulation[[#This Row],[Day-Part]]","v":"SummerAll"},{"$f":"VLOOKUP(TOU_CTabulation[[#This Row],[Daypart]],TOUC,2)","v":0.25901999999999997},{"$f":"VLOOKUP(TOU_CTabulation[[#This Row],[Daypart]],TOUC,3)","v":0.32596000000000003},{"$f":"TOU_CTabulation[[#This Row],[Month Base Allow]]*TOU_CTabulation[[#This Row],[Base Rate]]","v":0},{"$f":"TOU_CTabulation[[#This Row],[Month Overbase Gen]]*TOU_CTabulation[[#This Row],[Over Rate]]","v":0},{"$f":"TOU_CTabulation[[#This Row],[Base Value]]+TOU_CTabulation[[#This Row],[Over Value]]","v":0}]
[8,15,20,0,0,20,1,0,20,0,0,{"$f":"TOU_CTabulation[[#This Row],[AC System Output (W)]]/1000","v":0},{"$f":"IF(A5472=TOU_CTabulation[[#This Row],[Month]],M5472+TOU_CTabulation[[#This Row],[AC System Output (kW)]],TOU_CTabulation[[#This Row],[AC System Output (kW)]])","v":345.05932199999995},{"$f":"VLOOKUP(TOU_CTabulation[[#This Row],[Month]],Season,2)","v":"Summer"},{"$f":"VLOOKUP(TOU_CTabulation[[#This Row],[Season]],CRate,2)","v":10.3},{"$f":"IF(A5474>TOU_CTabulation[[#This Row],[Month]],TOU_CTabulation[[#This Row],[Day]]*TOU_CTabulation[[#This Row],[Base Allow]],0)","v":0},{"$f":"IF(A5474>TOU_CTabulation[[#This Row],[Month]],TOU_CTabulation[[#This Row],[Month Cumm]],0)","v":0},{"$f":"IF(TOU_CTabulation[[#This Row],[Month Base Gen]]=0,0,TOU_CTabulation[[#This Row],[Month Base Gen]]-TOU_CTabulation[[#This Row],[Day]]*TOU_CTabulation[[#This Row],[Base Allow]])","v":0},{"$f":"VLOOKUP(TOU_CTabulation[[#This Row],[Hour]],daypart,2)","v":"All"},{"$f":"TOU_CTabulation[[#This Row],[Season]]&TOU_CTabulation[[#This Row],[Day-Part]]","v":"SummerAll"},{"$f":"VLOOKUP(TOU_CTabulation[[#This Row],[Daypart]],TOUC,2)","v":0.25901999999999997},{"$f":"VLOOKUP(TOU_CTabulation[[#This Row],[Daypart]],TOUC,3)","v":0.32596000000000003},{"$f":"TOU_CTabulation[[#This Row],[Month Base Allow]]*TOU_CTabulation[[#This Row],[Base Rate]]","v":0},{"$f":"TOU_CTabulation[[#This Row],[Month Overbase Gen]]*TOU_CTabulation[[#This Row],[Over Rate]]","v":0},{"$f":"TOU_CTabulation[[#This Row],[Base Value]]+TOU_CTabulation[[#This Row],[Over Value]]","v":0}]
[8,16,3,0,0,17,0,0,17,0,0,{"$f":"TOU_CTabulation[[#This Row],[AC System Output (W)]]/1000","v":0},{"$f":"IF(A5479=TOU_CTabulation[[#This Row],[Month]],M5479+TOU_CTabulation[[#This Row],[AC System Output (kW)]],TOU_CTabulation[[#This Row],[AC System Output (kW)]])","v":345.05932199999995},{"$f":"VLOOKUP(TOU_CTabulation[[#This Row],[Month]],Season,2)","v":"Summer"},{"$f":"VLOOKUP(TOU_CTabulation[[#This Row],[Season]],CRate,2)","v":10.3},{"$f":"IF(A5481>TOU_CTabulation[[#This Row],[Month]],TOU_CTabulation[[#This Row],[Day]]*TOU_CTabulation[[#This Row],[Base Allow]],0)","v":0},{"$f":"IF(A5481>TOU_CTabulation[[#This Row],[Month]],TOU_CTabulation[[#This Row],[Month Cumm]],0)","v":0},{"$f":"IF(TOU_CTabulation[[#This Row],[Month Base Gen]]=0,0,TOU_CTabulation[[#This Row],[Month Base Gen]]-TOU_CTabulation[[#This Row],[Day]]*TOU_CTabulation[[#This Row],[Base Allow]])","v":0},{"$f":"VLOOKUP(TOU_CTabulation[[#This Row],[Hour]],daypart,2)","v":"All"},{"$f":"TOU_CTabulation[[#This Row],[Season]]&TOU_CTabulation[[#This Row],[Day-Part]]","v":"SummerAll"},{"$f":"VLOOKUP(TOU_CTabulation[[#This Row],[Daypart]],TOUC,2)","v":0.25901999999999997},{"$f":"VLOOKUP(TOU_CTabulation[[#This Row],[Daypart]],TOUC,3)","v":0.32596000000000003},{"$f":"TOU_CTabulation[[#This Row],[Month Base Allow]]*TOU_CTabulation[[#This Row],[Base Rate]]","v":0},{"$f":"TOU_CTabulation[[#This Row],[Month Overbase Gen]]*TOU_CTabulation[[#This Row],[Over Rate]]","v":0},{"$f":"TOU_CTabulation[[#This Row],[Base Value]]+TOU_CTabulation[[#This Row],[Over Value]]","v":0}]
[8,16,13,935,97,31,4,987.43399999999997,52.482999999999997,2953.8850000000002,2839.8,{"$f":"TOU_CTabulation[[#This Row],[AC System Output (W)]]/1000","v":2.8398000000000003},{"$f":"IF(A5489=TOU_CTabulation[[#This Row],[Month]],M5489+TOU_CTabulation[[#This Row],[AC System Output (kW)]],TOU_CTabulation[[#This Row],[AC System Output (kW)]])","v":361.91005099999995},{"$f":"VLOOKUP(TOU_CTabulation[[#This Row],[Month]],Season,2)","v":"Summer"},{"$f":"VLOOKUP(TOU_CTabulation[[#This Row],[Season]],CRate,2)","v":10.3},{"$f":"IF(A5491>TOU_CTabulation[[#This Row],[Month]],TOU_CTabulation[[#This Row],[Day]]*TOU_CTabulation[[#This Row],[Base Allow]],0)","v":0},{"$f":"IF(A5491>TOU_CTabulation[[#This Row],[Month]],TOU_CTabulation[[#This Row],[Month Cumm]],0)","v":0},{"$f":"IF(TOU_CTabulation[[#This Row],[Month Base Gen]]=0,0,TOU_CTabulation[[#This Row],[Month Base Gen]]-TOU_CTabulation[[#This Row],[Day]]*TOU_CTabulation[[#This Row],[Base Allow]])","v":0},{"$f":"VLOOKUP(TOU_CTabulation[[#This Row],[Hour]],daypart,2)","v":"All"},{"$f":"TOU_CTabulation[[#This Row],[Season]]&TOU_CTabulation[[#This Row],[Day-Part]]","v":"SummerAll"},{"$f":"VLOOKUP(TOU_CTabulation[[#This Row],[Daypart]],TOUC,2)","v":0.25901999999999997},{"$f":"VLOOKUP(TOU_CTabulation[[#This Row],[Daypart]],TOUC,3)","v":0.32596000000000003},{"$f":"TOU_CTabulation[[#This Row],[Month Base Allow]]*TOU_CTabulation[[#This Row],[Base Rate]]","v":0},{"$f":"TOU_CTabulation[[#This Row],[Month Overbase Gen]]*TOU_CTabulation[[#This Row],[Over Rate]]","v":0},{"$f":"TOU_CTabulation[[#This Row],[Base Value]]+TOU_CTabulation[[#This Row],[Over Value]]","v":0}]
[8,16,17,601,57,24,3,184.39699999999999,27.995000000000001,497.56299999999999,467.05700000000002,{"$f":"TOU_CTabulation[[#This Row],[AC System Output (W)]]/1000","v":0.467057},{"$f":"IF(A5493=TOU_CTabulation[[#This Row],[Month]],M5493+TOU_CTabulation[[#This Row],[AC System Output (kW)]],TOU_CTabulation[[#This Row],[AC System Output (kW)]])","v":368.06930799999998},{"$f":"VLOOKUP(TOU_CTabulation[[#This Row],[Month]],Season,2)","v":"Summer"},{"$f":"VLOOKUP(TOU_CTabulation[[#This Row],[Season]],CRate,2)","v":10.3},{"$f":"IF(A5495>TOU_CTabulation[[#This Row],[Month]],TOU_CTabulation[[#This Row],[Day]]*TOU_CTabulation[[#This Row],[Base Allow]],0)","v":0},{"$f":"IF(A5495>TOU_CTabulation[[#This Row],[Month]],TOU_CTabulation[[#This Row],[Month Cumm]],0)","v":0},{"$f":"IF(TOU_CTabulation[[#This Row],[Month Base Gen]]=0,0,TOU_CTabulation[[#This Row],[Month Base Gen]]-TOU_CTabulation[[#This Row],[Day]]*TOU_CTabulation[[#This Row],[Base Allow]])","v":0},{"$f":"VLOOKUP(TOU_CTabulation[[#This Row],[Hour]],daypart,2)","v":"All"},{"$f":"TOU_CTabulation[[#This Row],[Season]]&TOU_CTabulation[[#This Row],[Day-Part]]","v":"SummerAll"},{"$f":"VLOOKUP(TOU_CTabulation[[#This Row],[Daypart]],TOUC,2)","v":0.25901999999999997},{"$f":"VLOOKUP(TOU_CTabulation[[#This Row],[Daypart]],TOUC,3)","v":0.32596000000000003},{"$f":"TOU_CTabulation[[#This Row],[Month Base Allow]]*TOU_CTabulation[[#This Row],[Base Rate]]","v":0},{"$f":"TOU_CTabulation[[#This Row],[Month Overbase Gen]]*TOU_CTabulation[[#This Row],[Over Rate]]","v":0},{"$f":"TOU_CTabulation[[#This Row],[Base Value]]+TOU_CTabulation[[#This Row],[Over Value]]","v":0}]
[8,17,6,596,44,18,0,138.797,20.954999999999998,354.20400000000001,326.84399999999999,{"$f":"TOU_CTabulation[[#This Row],[AC System Output (W)]]/1000","v":0.32684399999999997},{"$f":"IF(A5506=TOU_CTabulation[[#This Row],[Month]],M5506+TOU_CTabulation[[#This Row],[AC System Output (kW)]],TOU_CTabulation[[#This Row],[AC System Output (kW)]])","v":368.42767999999995},{"$f":"VLOOKUP(TOU_CTabulation[[#This Row],[Month]],Season,2)","v":"Summer"},{"$f":"VLOOKUP(TOU_CTabulation[[#This Row],[Season]],CRate,2)","v":10.3},{"$f":"IF(A5508>TOU_CTabulation[[#This Row],[Month]],TOU_CTabulation[[#This Row],[Day]]*TOU_CTabulation[[#This Row],[Base Allow]],0)","v":0},{"$f":"IF(A5508>TOU_CTabulation[[#This Row],[Month]],TOU_CTabulation[[#This Row],[Month Cumm]],0)","v":0},{"$f":"IF(TOU_CTabulation[[#This Row],[Month Base Gen]]=0,0,TOU_CTabulation[[#This Row],[Month Base Gen]]-TOU_CTabulation[[#This Row],[Day]]*TOU_CTabulation[[#This Row],[Base Allow]])","v":0},{"$f":"VLOOKUP(TOU_CTabulation[[#This Row],[Hour]],daypart,2)","v":"All"},{"$f":"TOU_CTabulation[[#This Row],[Season]]&TOU_CTabulation[[#This Row],[Day-Part]]","v":"SummerAll"},{"$f":"VLOOKUP(TOU_CTabulation[[#This Row],[Daypart]],TOUC,2)","v":0.25901999999999997},{"$f":"VLOOKUP(TOU_CTabulation[[#This Row],[Daypart]],TOUC,3)","v":0.32596000000000003},{"$f":"TOU_CTabulation[[#This Row],[Month Base Allow]]*TOU_CTabulation[[#This Row],[Base Rate]]","v":0},{"$f":"TOU_CTabulation[[#This Row],[Month Overbase Gen]]*TOU_CTabulation[[#This Row],[Over Rate]]","v":0},{"$f":"TOU_CTabulation[[#This Row],[Base Value]]+TOU_CTabulation[[#This Row],[Over Value]]","v":0}]
[8,17,14,898,101,31,4,850.90300000000002,49.607999999999997,2577.5140000000001,2479.8739999999998,{"$f":"TOU_CTabulation[[#This Row],[AC System Output (W)]]/1000","v":2.4798739999999997},{"$f":"IF(A5514=TOU_CTabulation[[#This Row],[Month]],M5514+TOU_CTabulation[[#This Row],[AC System Output (kW)]],TOU_CTabulation[[#This Row],[AC System Output (kW)]])","v":387.47641499999997},{"$f":"VLOOKUP(TOU_CTabulation[[#This Row],[Month]],Season,2)","v":"Summer"},{"$f":"VLOOKUP(TOU_CTabulation[[#This Row],[Season]],CRate,2)","v":10.3},{"$f":"IF(A5516>TOU_CTabulation[[#This Row],[Month]],TOU_CTabulation[[#This Row],[Day]]*TOU_CTabulation[[#This Row],[Base Allow]],0)","v":0},{"$f":"IF(A5516>TOU_CTabulation[[#This Row],[Month]],TOU_CTabulation[[#This Row],[Month Cumm]],0)","v":0},{"$f":"IF(TOU_CTabulation[[#This Row],[Month Base Gen]]=0,0,TOU_CTabulation[[#This Row],[Month Base Gen]]-TOU_CTabulation[[#This Row],[Day]]*TOU_CTabulation[[#This Row],[Base Allow]])","v":0},{"$f":"VLOOKUP(TOU_CTabulation[[#This Row],[Hour]],daypart,2)","v":"All"},{"$f":"TOU_CTabulation[[#This Row],[Season]]&TOU_CTabulation[[#This Row],[Day-Part]]","v":"SummerAll"},{"$f":"VLOOKUP(TOU_CTabulation[[#This Row],[Daypart]],TOUC,2)","v":0.25901999999999997},{"$f":"VLOOKUP(TOU_CTabulation[[#This Row],[Daypart]],TOUC,3)","v":0.32596000000000003},{"$f":"TOU_CTabulation[[#This Row],[Month Base Allow]]*TOU_CTabulation[[#This Row],[Base Rate]]","v":0},{"$f":"TOU_CTabulation[[#This Row],[Month Overbase Gen]]*TOU_CTabulation[[#This Row],[Over Rate]]","v":0},{"$f":"TOU_CTabulation[[#This Row],[Base Value]]+TOU_CTabulation[[#This Row],[Over Value]]","v":0}]
[8,17,15,846,93,30,4,655.63900000000001,44.37,2015.8430000000001,1940.2950000000001,{"$f":"TOU_CTabulation[[#This Row],[AC System Output (W)]]/1000","v":1.9402950000000001},{"$f":"IF(A5515=TOU_CTabulation[[#This Row],[Month]],M5515+TOU_CTabulation[[#This Row],[AC System Output (kW)]],TOU_CTabulation[[#This Row],[AC System Output (kW)]])","v":389.41670999999997},{"$f":"VLOOKUP(TOU_CTabulation[[#This Row],[Month]],Season,2)","v":"Summer"},{"$f":"VLOOKUP(TOU_CTabulation[[#This Row],[Season]],CRate,2)","v":10.3},{"$f":"IF(A5517>TOU_CTabulation[[#This Row],[Month]],TOU_CTabulation[[#This Row],[Day]]*TOU_CTabulation[[#This Row],[Base Allow]],0)","v":0},{"$f":"IF(A5517>TOU_CTabulation[[#This Row],[Month]],TOU_CTabulation[[#This Row],[Month Cumm]],0)","v":0},{"$f":"IF(TOU_CTabulation[[#This Row],[Month Base Gen]]=0,0,TOU_CTabulation[[#This Row],[Month Base Gen]]-TOU_CTabulation[[#This Row],[Day]]*TOU_CTabulation[[#This Row],[Base Allow]])","v":0},{"$f":"VLOOKUP(TOU_CTabulation[[#This Row],[Hour]],daypart,2)","v":"All"},{"$f":"TOU_CTabulation[[#This Row],[Season]]&TOU_CTabulation[[#This Row],[Day-Part]]","v":"SummerAll"},{"$f":"VLOOKUP(TOU_CTabulation[[#This Row],[Daypart]],TOUC,2)","v":0.25901999999999997},{"$f":"VLOOKUP(TOU_CTabulation[[#This Row],[Daypart]],TOUC,3)","v":0.32596000000000003},{"$f":"TOU_CTabulation[[#This Row],[Month Base Allow]]*TOU_CTabulation[[#This Row],[Base Rate]]","v":0},{"$f":"TOU_CTabulation[[#This Row],[Month Overbase Gen]]*TOU_CTabulation[[#This Row],[Over Rate]]","v":0},{"$f":"TOU_CTabulation[[#This Row],[Base Value]]+TOU_CTabulation[[#This Row],[Over Value]]","v":0}]
[8,18,4,0,0,17,0,0,17,0,0,{"$f":"TOU_CTabulation[[#This Row],[AC System Output (W)]]/1000","v":0},{"$f":"IF(A5528=TOU_CTabulation[[#This Row],[Month]],M5528+TOU_CTabulation[[#This Row],[AC System Output (kW)]],TOU_CTabulation[[#This Row],[AC System Output (kW)]])","v":391.14750199999997},{"$f":"VLOOKUP(TOU_CTabulation[[#This Row],[Month]],Season,2)","v":"Summer"},{"$f":"VLOOKUP(TOU_CTabulation[[#This Row],[Season]],CRate,2)","v":10.3},{"$f":"IF(A5530>TOU_CTabulation[[#This Row],[Month]],TOU_CTabulation[[#This Row],[Day]]*TOU_CTabulation[[#This Row],[Base Allow]],0)","v":0},{"$f":"IF(A5530>TOU_CTabulation[[#This Row],[Month]],TOU_CTabulation[[#This Row],[Month Cumm]],0)","v":0},{"$f":"IF(TOU_CTabulation[[#This Row],[Month Base Gen]]=0,0,TOU_CTabulation[[#This Row],[Month Base Gen]]-TOU_CTabulation[[#This Row],[Day]]*TOU_CTabulation[[#This Row],[Base Allow]])","v":0},{"$f":"VLOOKUP(TOU_CTabulation[[#This Row],[Hour]],daypart,2)","v":"All"},{"$f":"TOU_CTabulation[[#This Row],[Season]]&TOU_CTabulation[[#This Row],[Day-Part]]","v":"SummerAll"},{"$f":"VLOOKUP(TOU_CTabulation[[#This Row],[Daypart]],TOUC,2)","v":0.25901999999999997},{"$f":"VLOOKUP(TOU_CTabulation[[#This Row],[Daypart]],TOUC,3)","v":0.32596000000000003},{"$f":"TOU_CTabulation[[#This Row],[Month Base Allow]]*TOU_CTabulation[[#This Row],[Base Rate]]","v":0},{"$f":"TOU_CTabulation[[#This Row],[Month Overbase Gen]]*TOU_CTabulation[[#This Row],[Over Rate]]","v":0},{"$f":"TOU_CTabulation[[#This Row],[Base Value]]+TOU_CTabulation[[#This Row],[Over Value]]","v":0}]
[8,18,8,837,87,27,1,608.85299999999995,45.256999999999998,1852.8030000000001,1783.1179999999999,{"$f":"TOU_CTabulation[[#This Row],[AC System Output (W)]]/1000","v":1.783118},{"$f":"IF(A5532=TOU_CTabulation[[#This Row],[Month]],M5532+TOU_CTabulation[[#This Row],[AC System Output (kW)]],TOU_CTabulation[[#This Row],[AC System Output (kW)]])","v":394.33168599999999},{"$f":"VLOOKUP(TOU_CTabulation[[#This Row],[Month]],Season,2)","v":"Summer"},{"$f":"VLOOKUP(TOU_CTabulation[[#This Row],[Season]],CRate,2)","v":10.3},{"$f":"IF(A5534>TOU_CTabulation[[#This Row],[Month]],TOU_CTabulation[[#This Row],[Day]]*TOU_CTabulation[[#This Row],[Base Allow]],0)","v":0},{"$f":"IF(A5534>TOU_CTabulation[[#This Row],[Month]],TOU_CTabulation[[#This Row],[Month Cumm]],0)","v":0},{"$f":"IF(TOU_CTabulation[[#This Row],[Month Base Gen]]=0,0,TOU_CTabulation[[#This Row],[Month Base Gen]]-TOU_CTabulation[[#This Row],[Day]]*TOU_CTabulation[[#This Row],[Base Allow]])","v":0},{"$f":"VLOOKUP(TOU_CTabulation[[#This Row],[Hour]],daypart,2)","v":"All"},{"$f":"TOU_CTabulation[[#This Row],[Season]]&TOU_CTabulation[[#This Row],[Day-Part]]","v":"SummerAll"},{"$f":"VLOOKUP(TOU_CTabulation[[#This Row],[Daypart]],TOUC,2)","v":0.25901999999999997},{"$f":"VLOOKUP(TOU_CTabulation[[#This Row],[Daypart]],TOUC,3)","v":0.32596000000000003},{"$f":"TOU_CTabulation[[#This Row],[Month Base Allow]]*TOU_CTabulation[[#This Row],[Base Rate]]","v":0},{"$f":"TOU_CTabulation[[#This Row],[Month Overbase Gen]]*TOU_CTabulation[[#This Row],[Over Rate]]","v":0},{"$f":"TOU_CTabulation[[#This Row],[Base Value]]+TOU_CTabulation[[#This Row],[Over Value]]","v":0}]
[8,18,17,586,57,25,3,178.81800000000001,28.863,479.37700000000001,449.28,{"$f":"TOU_CTabulation[[#This Row],[AC System Output (W)]]/1000","v":0.44927999999999996},{"$f":"IF(A5541=TOU_CTabulation[[#This Row],[Month]],M5541+TOU_CTabulation[[#This Row],[AC System Output (kW)]],TOU_CTabulation[[#This Row],[AC System Output (kW)]])","v":413.76633099999998},{"$f":"VLOOKUP(TOU_CTabulation[[#This Row],[Month]],Season,2)","v":"Summer"},{"$f":"VLOOKUP(TOU_CTabulation[[#This Row],[Season]],CRate,2)","v":10.3},{"$f":"IF(A5543>TOU_CTabulation[[#This Row],[Month]],TOU_CTabulation[[#This Row],[Day]]*TOU_CTabulation[[#This Row],[Base Allow]],0)","v":0},{"$f":"IF(A5543>TOU_CTabulation[[#This Row],[Month]],TOU_CTabulation[[#This Row],[Month Cumm]],0)","v":0},{"$f":"IF(TOU_CTabulation[[#This Row],[Month Base Gen]]=0,0,TOU_CTabulation[[#This Row],[Month Base Gen]]-TOU_CTabulation[[#This Row],[Day]]*TOU_CTabulation[[#This Row],[Base Allow]])","v":0},{"$f":"VLOOKUP(TOU_CTabulation[[#This Row],[Hour]],daypart,2)","v":"All"},{"$f":"TOU_CTabulation[[#This Row],[Season]]&TOU_CTabulation[[#This Row],[Day-Part]]","v":"SummerAll"},{"$f":"VLOOKUP(TOU_CTabulation[[#This Row],[Daypart]],TOUC,2)","v":0.25901999999999997},{"$f":"VLOOKUP(TOU_CTabulation[[#This Row],[Daypart]],TOUC,3)","v":0.32596000000000003},{"$f":"TOU_CTabulation[[#This Row],[Month Base Allow]]*TOU_CTabulation[[#This Row],[Base Rate]]","v":0},{"$f":"TOU_CTabulation[[#This Row],[Month Overbase Gen]]*TOU_CTabulation[[#This Row],[Over Rate]]","v":0},{"$f":"TOU_CTabulation[[#This Row],[Base Value]]+TOU_CTabulation[[#This Row],[Over Value]]","v":0}]
[8,19,3,0,0,14,1,0,14,0,0,{"$f":"TOU_CTabulation[[#This Row],[AC System Output (W)]]/1000","v":0},{"$f":"IF(A5551=TOU_CTabulation[[#This Row],[Month]],M5551+TOU_CTabulation[[#This Row],[AC System Output (kW)]],TOU_CTabulation[[#This Row],[AC System Output (kW)]])","v":413.791923},{"$f":"VLOOKUP(TOU_CTabulation[[#This Row],[Month]],Season,2)","v":"Summer"},{"$f":"VLOOKUP(TOU_CTabulation[[#This Row],[Season]],CRate,2)","v":10.3},{"$f":"IF(A5553>TOU_CTabulation[[#This Row],[Month]],TOU_CTabulation[[#This Row],[Day]]*TOU_CTabulation[[#This Row],[Base Allow]],0)","v":0},{"$f":"IF(A5553>TOU_CTabulation[[#This Row],[Month]],TOU_CTabulation[[#This Row],[Month Cumm]],0)","v":0},{"$f":"IF(TOU_CTabulation[[#This Row],[Month Base Gen]]=0,0,TOU_CTabulation[[#This Row],[Month Base Gen]]-TOU_CTabulation[[#This Row],[Day]]*TOU_CTabulation[[#This Row],[Base Allow]])","v":0},{"$f":"VLOOKUP(TOU_CTabulation[[#This Row],[Hour]],daypart,2)","v":"All"},{"$f":"TOU_CTabulation[[#This Row],[Season]]&TOU_CTabulation[[#This Row],[Day-Part]]","v":"SummerAll"},{"$f":"VLOOKUP(TOU_CTabulation[[#This Row],[Daypart]],TOUC,2)","v":0.25901999999999997},{"$f":"VLOOKUP(TOU_CTabulation[[#This Row],[Daypart]],TOUC,3)","v":0.32596000000000003},{"$f":"TOU_CTabulation[[#This Row],[Month Base Allow]]*TOU_CTabulation[[#This Row],[Base Rate]]","v":0},{"$f":"TOU_CTabulation[[#This Row],[Month Overbase Gen]]*TOU_CTabulation[[#This Row],[Over Rate]]","v":0},{"$f":"TOU_CTabulation[[#This Row],[Base Value]]+TOU_CTabulation[[#This Row],[Over Value]]","v":0}]
[8,19,10,915,104,26,2,957.47900000000004,51.27,2882.2150000000001,2771.3620000000001,{"$f":"TOU_CTabulation[[#This Row],[AC System Output (W)]]/1000","v":2.7713619999999999},{"$f":"IF(A5558=TOU_CTabulation[[#This Row],[Month]],M5558+TOU_CTabulation[[#This Row],[AC System Output (kW)]],TOU_CTabulation[[#This Row],[AC System Output (kW)]])","v":422.17231700000002},{"$f":"VLOOKUP(TOU_CTabulation[[#This Row],[Month]],Season,2)","v":"Summer"},{"$f":"VLOOKUP(TOU_CTabulation[[#This Row],[Season]],CRate,2)","v":10.3},{"$f":"IF(A5560>TOU_CTabulation[[#This Row],[Month]],TOU_CTabulation[[#This Row],[Day]]*TOU_CTabulation[[#This Row],[Base Allow]],0)","v":0},{"$f":"IF(A5560>TOU_CTabulation[[#This Row],[Month]],TOU_CTabulation[[#This Row],[Month Cumm]],0)","v":0},{"$f":"IF(TOU_CTabulation[[#This Row],[Month Base Gen]]=0,0,TOU_CTabulation[[#This Row],[Month Base Gen]]-TOU_CTabulation[[#This Row],[Day]]*TOU_CTabulation[[#This Row],[Base Allow]])","v":0},{"$f":"VLOOKUP(TOU_CTabulation[[#This Row],[Hour]],daypart,2)","v":"All"},{"$f":"TOU_CTabulation[[#This Row],[Season]]&TOU_CTabulation[[#This Row],[Day-Part]]","v":"SummerAll"},{"$f":"VLOOKUP(TOU_CTabulation[[#This Row],[Daypart]],TOUC,2)","v":0.25901999999999997},{"$f":"VLOOKUP(TOU_CTabulation[[#This Row],[Daypart]],TOUC,3)","v":0.32596000000000003},{"$f":"TOU_CTabulation[[#This Row],[Month Base Allow]]*TOU_CTabulation[[#This Row],[Base Rate]]","v":0},{"$f":"TOU_CTabulation[[#This Row],[Month Overbase Gen]]*TOU_CTabulation[[#This Row],[Over Rate]]","v":0},{"$f":"TOU_CTabulation[[#This Row],[Base Value]]+TOU_CTabulation[[#This Row],[Over Value]]","v":0}]
[8,19,17,586,56,20,3,176.596,23.742999999999999,483.21800000000002,453.03500000000003,{"$f":"TOU_CTabulation[[#This Row],[AC System Output (W)]]/1000","v":0.45303500000000002},{"$f":"IF(A5565=TOU_CTabulation[[#This Row],[Month]],M5565+TOU_CTabulation[[#This Row],[AC System Output (kW)]],TOU_CTabulation[[#This Row],[AC System Output (kW)]])","v":437.18258499999996},{"$f":"VLOOKUP(TOU_CTabulation[[#This Row],[Month]],Season,2)","v":"Summer"},{"$f":"VLOOKUP(TOU_CTabulation[[#This Row],[Season]],CRate,2)","v":10.3},{"$f":"IF(A5567>TOU_CTabulation[[#This Row],[Month]],TOU_CTabulation[[#This Row],[Day]]*TOU_CTabulation[[#This Row],[Base Allow]],0)","v":0},{"$f":"IF(A5567>TOU_CTabulation[[#This Row],[Month]],TOU_CTabulation[[#This Row],[Month Cumm]],0)","v":0},{"$f":"IF(TOU_CTabulation[[#This Row],[Month Base Gen]]=0,0,TOU_CTabulation[[#This Row],[Month Base Gen]]-TOU_CTabulation[[#This Row],[Day]]*TOU_CTabulation[[#This Row],[Base Allow]])","v":0},{"$f":"VLOOKUP(TOU_CTabulation[[#This Row],[Hour]],daypart,2)","v":"All"},{"$f":"TOU_CTabulation[[#This Row],[Season]]&TOU_CTabulation[[#This Row],[Day-Part]]","v":"SummerAll"},{"$f":"VLOOKUP(TOU_CTabulation[[#This Row],[Daypart]],TOUC,2)","v":0.25901999999999997},{"$f":"VLOOKUP(TOU_CTabulation[[#This Row],[Daypart]],TOUC,3)","v":0.32596000000000003},{"$f":"TOU_CTabulation[[#This Row],[Month Base Allow]]*TOU_CTabulation[[#This Row],[Base Rate]]","v":0},{"$f":"TOU_CTabulation[[#This Row],[Month Overbase Gen]]*TOU_CTabulation[[#This Row],[Over Rate]]","v":0},{"$f":"TOU_CTabulation[[#This Row],[Base Value]]+TOU_CTabulation[[#This Row],[Over Value]]","v":0}]
[8,20,3,0,0,14,0,0,14,0,0,{"$f":"TOU_CTabulation[[#This Row],[AC System Output (W)]]/1000","v":0},{"$f":"IF(A5575=TOU_CTabulation[[#This Row],[Month]],M5575+TOU_CTabulation[[#This Row],[AC System Output (kW)]],TOU_CTabulation[[#This Row],[AC System Output (kW)]])","v":437.20320299999997},{"$f":"VLOOKUP(TOU_CTabulation[[#This Row],[Month]],Season,2)","v":"Summer"},{"$f":"VLOOKUP(TOU_CTabulation[[#This Row],[Season]],CRate,2)","v":10.3},{"$f":"IF(A5577>TOU_CTabulation[[#This Row],[Month]],TOU_CTabulation[[#This Row],[Day]]*TOU_CTabulation[[#This Row],[Base Allow]],0)","v":0},{"$f":"IF(A5577>TOU_CTabulation[[#This Row],[Month]],TOU_CTabulation[[#This Row],[Month Cumm]],0)","v":0},{"$f":"IF(TOU_CTabulation[[#This Row],[Month Base Gen]]=0,0,TOU_CTabulation[[#This Row],[Month Base Gen]]-TOU_CTabulation[[#This Row],[Day]]*TOU_CTabulation[[#This Row],[Base Allow]])","v":0},{"$f":"VLOOKUP(TOU_CTabulation[[#This Row],[Hour]],daypart,2)","v":"All"},{"$f":"TOU_CTabulation[[#This Row],[Season]]&TOU_CTabulation[[#This Row],[Day-Part]]","v":"SummerAll"},{"$f":"VLOOKUP(TOU_CTabulation[[#This Row],[Daypart]],TOUC,2)","v":0.25901999999999997},{"$f":"VLOOKUP(TOU_CTabulation[[#This Row],[Daypart]],TOUC,3)","v":0.32596000000000003},{"$f":"TOU_CTabulation[[#This Row],[Month Base Allow]]*TOU_CTabulation[[#This Row],[Base Rate]]","v":0},{"$f":"TOU_CTabulation[[#This Row],[Month Overbase Gen]]*TOU_CTabulation[[#This Row],[Over Rate]]","v":0},{"$f":"TOU_CTabulation[[#This Row],[Base Value]]+TOU_CTabulation[[#This Row],[Over Value]]","v":0}]
[8,20,10,905,103,30,2,947.32,54.831000000000003,2797.1819999999998,2690.1030000000001,{"$f":"TOU_CTabulation[[#This Row],[AC System Output (W)]]/1000","v":2.6901030000000001},{"$f":"IF(A5582=TOU_CTabulation[[#This Row],[Month]],M5582+TOU_CTabulation[[#This Row],[AC System Output (kW)]],TOU_CTabulation[[#This Row],[AC System Output (kW)]])","v":445.33894300000003},{"$f":"VLOOKUP(TOU_CTabulation[[#This Row],[Month]],Season,2)","v":"Summer"},{"$f":"VLOOKUP(TOU_CTabulation[[#This Row],[Season]],CRate,2)","v":10.3},{"$f":"IF(A5584>TOU_CTabulation[[#This Row],[Month]],TOU_CTabulation[[#This Row],[Day]]*TOU_CTabulation[[#This Row],[Base Allow]],0)","v":0},{"$f":"IF(A5584>TOU_CTabulation[[#This Row],[Month]],TOU_CTabulation[[#This Row],[Month Cumm]],0)","v":0},{"$f":"IF(TOU_CTabulation[[#This Row],[Month Base Gen]]=0,0,TOU_CTabulation[[#This Row],[Month Base Gen]]-TOU_CTabulation[[#This Row],[Day]]*TOU_CTabulation[[#This Row],[Base Allow]])","v":0},{"$f":"VLOOKUP(TOU_CTabulation[[#This Row],[Hour]],daypart,2)","v":"All"},{"$f":"TOU_CTabulation[[#This Row],[Season]]&TOU_CTabulation[[#This Row],[Day-Part]]","v":"SummerAll"},{"$f":"VLOOKUP(TOU_CTabulation[[#This Row],[Daypart]],TOUC,2)","v":0.25901999999999997},{"$f":"VLOOKUP(TOU_CTabulation[[#This Row],[Daypart]],TOUC,3)","v":0.32596000000000003},{"$f":"TOU_CTabulation[[#This Row],[Month Base Allow]]*TOU_CTabulation[[#This Row],[Base Rate]]","v":0},{"$f":"TOU_CTabulation[[#This Row],[Month Overbase Gen]]*TOU_CTabulation[[#This Row],[Over Rate]]","v":0},{"$f":"TOU_CTabulation[[#This Row],[Base Value]]+TOU_CTabulation[[#This Row],[Over Value]]","v":0}]
[8,20,12,910,112,30,3,1030.3,54.433999999999997,3051.0059999999999,2932.4630000000002,{"$f":"TOU_CTabulation[[#This Row],[AC System Output (W)]]/1000","v":2.9324630000000003},{"$f":"IF(A5584=TOU_CTabulation[[#This Row],[Month]],M5584+TOU_CTabulation[[#This Row],[AC System Output (kW)]],TOU_CTabulation[[#This Row],[AC System Output (kW)]])","v":451.18208400000003},{"$f":"VLOOKUP(TOU_CTabulation[[#This Row],[Month]],Season,2)","v":"Summer"},{"$f":"VLOOKUP(TOU_CTabulation[[#This Row],[Season]],CRate,2)","v":10.3},{"$f":"IF(A5586>TOU_CTabulation[[#This Row],[Month]],TOU_CTabulation[[#This Row],[Day]]*TOU_CTabulation[[#This Row],[Base Allow]],0)","v":0},{"$f":"IF(A5586>TOU_CTabulation[[#This Row],[Month]],TOU_CTabulation[[#This Row],[Month Cumm]],0)","v":0},{"$f":"IF(TOU_CTabulation[[#This Row],[Month Base Gen]]=0,0,TOU_CTabulation[[#This Row],[Month Base Gen]]-TOU_CTabulation[[#This Row],[Day]]*TOU_CTabulation[[#This Row],[Base Allow]])","v":0},{"$f":"VLOOKUP(TOU_CTabulation[[#This Row],[Hour]],daypart,2)","v":"All"},{"$f":"TOU_CTabulation[[#This Row],[Season]]&TOU_CTabulation[[#This Row],[Day-Part]]","v":"SummerAll"},{"$f":"VLOOKUP(TOU_CTabulation[[#This Row],[Daypart]],TOUC,2)","v":0.25901999999999997},{"$f":"VLOOKUP(TOU_CTabulation[[#This Row],[Daypart]],TOUC,3)","v":0.32596000000000003},{"$f":"TOU_CTabulation[[#This Row],[Month Base Allow]]*TOU_CTabulation[[#This Row],[Base Rate]]","v":0},{"$f":"TOU_CTabulation[[#This Row],[Month Overbase Gen]]*TOU_CTabulation[[#This Row],[Over Rate]]","v":0},{"$f":"TOU_CTabulation[[#This Row],[Base Value]]+TOU_CTabulation[[#This Row],[Over Value]]","v":0}]
[8,21,0,0,0,15,1,0,15,0,0,{"$f":"TOU_CTabulation[[#This Row],[AC System Output (W)]]/1000","v":0},{"$f":"IF(A5596=TOU_CTabulation[[#This Row],[Month]],M5596+TOU_CTabulation[[#This Row],[AC System Output (kW)]],TOU_CTabulation[[#This Row],[AC System Output (kW)]])","v":460.02215999999999},{"$f":"VLOOKUP(TOU_CTabulation[[#This Row],[Month]],Season,2)","v":"Summer"},{"$f":"VLOOKUP(TOU_CTabulation[[#This Row],[Season]],CRate,2)","v":10.3},{"$f":"IF(A5598>TOU_CTabulation[[#This Row],[Month]],TOU_CTabulation[[#This Row],[Day]]*TOU_CTabulation[[#This Row],[Base Allow]],0)","v":0},{"$f":"IF(A5598>TOU_CTabulation[[#This Row],[Month]],TOU_CTabulation[[#This Row],[Month Cumm]],0)","v":0},{"$f":"IF(TOU_CTabulation[[#This Row],[Month Base Gen]]=0,0,TOU_CTabulation[[#This Row],[Month Base Gen]]-TOU_CTabulation[[#This Row],[Day]]*TOU_CTabulation[[#This Row],[Base Allow]])","v":0},{"$f":"VLOOKUP(TOU_CTabulation[[#This Row],[Hour]],daypart,2)","v":"All"},{"$f":"TOU_CTabulation[[#This Row],[Season]]&TOU_CTabulation[[#This Row],[Day-Part]]","v":"SummerAll"},{"$f":"VLOOKUP(TOU_CTabulation[[#This Row],[Daypart]],TOUC,2)","v":0.25901999999999997},{"$f":"VLOOKUP(TOU_CTabulation[[#This Row],[Daypart]],TOUC,3)","v":0.32596000000000003},{"$f":"TOU_CTabulation[[#This Row],[Month Base Allow]]*TOU_CTabulation[[#This Row],[Base Rate]]","v":0},{"$f":"TOU_CTabulation[[#This Row],[Month Overbase Gen]]*TOU_CTabulation[[#This Row],[Over Rate]]","v":0},{"$f":"TOU_CTabulation[[#This Row],[Base Value]]+TOU_CTabulation[[#This Row],[Over Value]]","v":0}]
[8,21,5,0,0,15,1,0,15,0,0,{"$f":"TOU_CTabulation[[#This Row],[AC System Output (W)]]/1000","v":0},{"$f":"IF(A5601=TOU_CTabulation[[#This Row],[Month]],M5601+TOU_CTabulation[[#This Row],[AC System Output (kW)]],TOU_CTabulation[[#This Row],[AC System Output (kW)]])","v":460.02215999999999},{"$f":"VLOOKUP(TOU_CTabulation[[#This Row],[Month]],Season,2)","v":"Summer"},{"$f":"VLOOKUP(TOU_CTabulation[[#This Row],[Season]],CRate,2)","v":10.3},{"$f":"IF(A5603>TOU_CTabulation[[#This Row],[Month]],TOU_CTabulation[[#This Row],[Day]]*TOU_CTabulation[[#This Row],[Base Allow]],0)","v":0},{"$f":"IF(A5603>TOU_CTabulation[[#This Row],[Month]],TOU_CTabulation[[#This Row],[Month Cumm]],0)","v":0},{"$f":"IF(TOU_CTabulation[[#This Row],[Month Base Gen]]=0,0,TOU_CTabulation[[#This Row],[Month Base Gen]]-TOU_CTabulation[[#This Row],[Day]]*TOU_CTabulation[[#This Row],[Base Allow]])","v":0},{"$f":"VLOOKUP(TOU_CTabulation[[#This Row],[Hour]],daypart,2)","v":"All"},{"$f":"TOU_CTabulation[[#This Row],[Season]]&TOU_CTabulation[[#This Row],[Day-Part]]","v":"SummerAll"},{"$f":"VLOOKUP(TOU_CTabulation[[#This Row],[Daypart]],TOUC,2)","v":0.25901999999999997},{"$f":"VLOOKUP(TOU_CTabulation[[#This Row],[Daypart]],TOUC,3)","v":0.32596000000000003},{"$f":"TOU_CTabulation[[#This Row],[Month Base Allow]]*TOU_CTabulation[[#This Row],[Base Rate]]","v":0},{"$f":"TOU_CTabulation[[#This Row],[Month Overbase Gen]]*TOU_CTabulation[[#This Row],[Over Rate]]","v":0},{"$f":"TOU_CTabulation[[#This Row],[Base Value]]+TOU_CTabulation[[#This Row],[Over Value]]","v":0}]
[8,21,14,792,134,25,4,798.76800000000003,42.542000000000002,2510.576,2415.7220000000002,{"$f":"TOU_CTabulation[[#This Row],[AC System Output (W)]]/1000","v":2.4157220000000001},{"$f":"IF(A5610=TOU_CTabulation[[#This Row],[Month]],M5610+TOU_CTabulation[[#This Row],[AC System Output (kW)]],TOU_CTabulation[[#This Row],[AC System Output (kW)]])","v":475.47114399999998},{"$f":"VLOOKUP(TOU_CTabulation[[#This Row],[Month]],Season,2)","v":"Summer"},{"$f":"VLOOKUP(TOU_CTabulation[[#This Row],[Season]],CRate,2)","v":10.3},{"$f":"IF(A5612>TOU_CTabulation[[#This Row],[Month]],TOU_CTabulation[[#This Row],[Day]]*TOU_CTabulation[[#This Row],[Base Allow]],0)","v":0},{"$f":"IF(A5612>TOU_CTabulation[[#This Row],[Month]],TOU_CTabulation[[#This Row],[Month Cumm]],0)","v":0},{"$f":"IF(TOU_CTabulation[[#This Row],[Month Base Gen]]=0,0,TOU_CTabulation[[#This Row],[Month Base Gen]]-TOU_CTabulation[[#This Row],[Day]]*TOU_CTabulation[[#This Row],[Base Allow]])","v":0},{"$f":"VLOOKUP(TOU_CTabulation[[#This Row],[Hour]],daypart,2)","v":"All"},{"$f":"TOU_CTabulation[[#This Row],[Season]]&TOU_CTabulation[[#This Row],[Day-Part]]","v":"SummerAll"},{"$f":"VLOOKUP(TOU_CTabulation[[#This Row],[Daypart]],TOUC,2)","v":0.25901999999999997},{"$f":"VLOOKUP(TOU_CTabulation[[#This Row],[Daypart]],TOUC,3)","v":0.32596000000000003},{"$f":"TOU_CTabulation[[#This Row],[Month Base Allow]]*TOU_CTabulation[[#This Row],[Base Rate]]","v":0},{"$f":"TOU_CTabulation[[#This Row],[Month Overbase Gen]]*TOU_CTabulation[[#This Row],[Over Rate]]","v":0},{"$f":"TOU_CTabulation[[#This Row],[Base Value]]+TOU_CTabulation[[#This Row],[Over Value]]","v":0}]
[8,21,22,0,0,15,3,0,15,0,0,{"$f":"TOU_CTabulation[[#This Row],[AC System Output (W)]]/1000","v":0},{"$f":"IF(A5618=TOU_CTabulation[[#This Row],[Month]],M5618+TOU_CTabulation[[#This Row],[AC System Output (kW)]],TOU_CTabulation[[#This Row],[AC System Output (kW)]])","v":478.97993700000001},{"$f":"VLOOKUP(TOU_CTabulation[[#This Row],[Month]],Season,2)","v":"Summer"},{"$f":"VLOOKUP(TOU_CTabulation[[#This Row],[Season]],CRate,2)","v":10.3},{"$f":"IF(A5620>TOU_CTabulation[[#This Row],[Month]],TOU_CTabulation[[#This Row],[Day]]*TOU_CTabulation[[#This Row],[Base Allow]],0)","v":0},{"$f":"IF(A5620>TOU_CTabulation[[#This Row],[Month]],TOU_CTabulation[[#This Row],[Month Cumm]],0)","v":0},{"$f":"IF(TOU_CTabulation[[#This Row],[Month Base Gen]]=0,0,TOU_CTabulation[[#This Row],[Month Base Gen]]-TOU_CTabulation[[#This Row],[Day]]*TOU_CTabulation[[#This Row],[Base Allow]])","v":0},{"$f":"VLOOKUP(TOU_CTabulation[[#This Row],[Hour]],daypart,2)","v":"All"},{"$f":"TOU_CTabulation[[#This Row],[Season]]&TOU_CTabulation[[#This Row],[Day-Part]]","v":"SummerAll"},{"$f":"VLOOKUP(TOU_CTabulation[[#This Row],[Daypart]],TOUC,2)","v":0.25901999999999997},{"$f":"VLOOKUP(TOU_CTabulation[[#This Row],[Daypart]],TOUC,3)","v":0.32596000000000003},{"$f":"TOU_CTabulation[[#This Row],[Month Base Allow]]*TOU_CTabulation[[#This Row],[Base Rate]]","v":0},{"$f":"TOU_CTabulation[[#This Row],[Month Overbase Gen]]*TOU_CTabulation[[#This Row],[Over Rate]]","v":0},{"$f":"TOU_CTabulation[[#This Row],[Base Value]]+TOU_CTabulation[[#This Row],[Over Value]]","v":0}]
[8,22,4,0,0,14,2,0,14,0,0,{"$f":"TOU_CTabulation[[#This Row],[AC System Output (W)]]/1000","v":0},{"$f":"IF(A5624=TOU_CTabulation[[#This Row],[Month]],M5624+TOU_CTabulation[[#This Row],[AC System Output (kW)]],TOU_CTabulation[[#This Row],[AC System Output (kW)]])","v":478.97993700000001},{"$f":"VLOOKUP(TOU_CTabulation[[#This Row],[Month]],Season,2)","v":"Summer"},{"$f":"VLOOKUP(TOU_CTabulation[[#This Row],[Season]],CRate,2)","v":10.3},{"$f":"IF(A5626>TOU_CTabulation[[#This Row],[Month]],TOU_CTabulation[[#This Row],[Day]]*TOU_CTabulation[[#This Row],[Base Allow]],0)","v":0},{"$f":"IF(A5626>TOU_CTabulation[[#This Row],[Month]],TOU_CTabulation[[#This Row],[Month Cumm]],0)","v":0},{"$f":"IF(TOU_CTabulation[[#This Row],[Month Base Gen]]=0,0,TOU_CTabulation[[#This Row],[Month Base Gen]]-TOU_CTabulation[[#This Row],[Day]]*TOU_CTabulation[[#This Row],[Base Allow]])","v":0},{"$f":"VLOOKUP(TOU_CTabulation[[#This Row],[Hour]],daypart,2)","v":"All"},{"$f":"TOU_CTabulation[[#This Row],[Season]]&TOU_CTabulation[[#This Row],[Day-Part]]","v":"SummerAll"},{"$f":"VLOOKUP(TOU_CTabulation[[#This Row],[Daypart]],TOUC,2)","v":0.25901999999999997},{"$f":"VLOOKUP(TOU_CTabulation[[#This Row],[Daypart]],TOUC,3)","v":0.32596000000000003},{"$f":"TOU_CTabulation[[#This Row],[Month Base Allow]]*TOU_CTabulation[[#This Row],[Base Rate]]","v":0},{"$f":"TOU_CTabulation[[#This Row],[Month Overbase Gen]]*TOU_CTabulation[[#This Row],[Over Rate]]","v":0},{"$f":"TOU_CTabulation[[#This Row],[Base Value]]+TOU_CTabulation[[#This Row],[Over Value]]","v":0}]
[8,22,15,876,78,22,4,653.45299999999997,36.408999999999999,2088.8449999999998,2010.5909999999999,{"$f":"TOU_CTabulation[[#This Row],[AC System Output (W)]]/1000","v":2.0105909999999998},{"$f":"IF(A5635=TOU_CTabulation[[#This Row],[Month]],M5635+TOU_CTabulation[[#This Row],[AC System Output (kW)]],TOU_CTabulation[[#This Row],[AC System Output (kW)]])","v":497.70412099999993},{"$f":"VLOOKUP(TOU_CTabulation[[#This Row],[Month]],Season,2)","v":"Summer"},{"$f":"VLOOKUP(TOU_CTabulation[[#This Row],[Season]],CRate,2)","v":10.3},{"$f":"IF(A5637>TOU_CTabulation[[#This Row],[Month]],TOU_CTabulation[[#This Row],[Day]]*TOU_CTabulation[[#This Row],[Base Allow]],0)","v":0},{"$f":"IF(A5637>TOU_CTabulation[[#This Row],[Month]],TOU_CTabulation[[#This Row],[Month Cumm]],0)","v":0},{"$f":"IF(TOU_CTabulation[[#This Row],[Month Base Gen]]=0,0,TOU_CTabulation[[#This Row],[Month Base Gen]]-TOU_CTabulation[[#This Row],[Day]]*TOU_CTabulation[[#This Row],[Base Allow]])","v":0},{"$f":"VLOOKUP(TOU_CTabulation[[#This Row],[Hour]],daypart,2)","v":"All"},{"$f":"TOU_CTabulation[[#This Row],[Season]]&TOU_CTabulation[[#This Row],[Day-Part]]","v":"SummerAll"},{"$f":"VLOOKUP(TOU_CTabulation[[#This Row],[Daypart]],TOUC,2)","v":0.25901999999999997},{"$f":"VLOOKUP(TOU_CTabulation[[#This Row],[Daypart]],TOUC,3)","v":0.32596000000000003},{"$f":"TOU_CTabulation[[#This Row],[Month Base Allow]]*TOU_CTabulation[[#This Row],[Base Rate]]","v":0},{"$f":"TOU_CTabulation[[#This Row],[Month Overbase Gen]]*TOU_CTabulation[[#This Row],[Over Rate]]","v":0},{"$f":"TOU_CTabulation[[#This Row],[Base Value]]+TOU_CTabulation[[#This Row],[Over Value]]","v":0}]
[8,22,16,798,65,21,3,418.98200000000003,31.053999999999998,1304.856,1253.067,{"$f":"TOU_CTabulation[[#This Row],[AC System Output (W)]]/1000","v":1.2530669999999999},{"$f":"IF(A5636=TOU_CTabulation[[#This Row],[Month]],M5636+TOU_CTabulation[[#This Row],[AC System Output (kW)]],TOU_CTabulation[[#This Row],[AC System Output (kW)]])","v":498.95718799999992},{"$f":"VLOOKUP(TOU_CTabulation[[#This Row],[Month]],Season,2)","v":"Summer"},{"$f":"VLOOKUP(TOU_CTabulation[[#This Row],[Season]],CRate,2)","v":10.3},{"$f":"IF(A5638>TOU_CTabulation[[#This Row],[Month]],TOU_CTabulation[[#This Row],[Day]]*TOU_CTabulation[[#This Row],[Base Allow]],0)","v":0},{"$f":"IF(A5638>TOU_CTabulation[[#This Row],[Month]],TOU_CTabulation[[#This Row],[Month Cumm]],0)","v":0},{"$f":"IF(TOU_CTabulation[[#This Row],[Month Base Gen]]=0,0,TOU_CTabulation[[#This Row],[Month Base Gen]]-TOU_CTabulation[[#This Row],[Day]]*TOU_CTabulation[[#This Row],[Base Allow]])","v":0},{"$f":"VLOOKUP(TOU_CTabulation[[#This Row],[Hour]],daypart,2)","v":"All"},{"$f":"TOU_CTabulation[[#This Row],[Season]]&TOU_CTabulation[[#This Row],[Day-Part]]","v":"SummerAll"},{"$f":"VLOOKUP(TOU_CTabulation[[#This Row],[Daypart]],TOUC,2)","v":0.25901999999999997},{"$f":"VLOOKUP(TOU_CTabulation[[#This Row],[Daypart]],TOUC,3)","v":0.32596000000000003},{"$f":"TOU_CTabulation[[#This Row],[Month Base Allow]]*TOU_CTabulation[[#This Row],[Base Rate]]","v":0},{"$f":"TOU_CTabulation[[#This Row],[Month Overbase Gen]]*TOU_CTabulation[[#This Row],[Over Rate]]","v":0},{"$f":"TOU_CTabulation[[#This Row],[Base Value]]+TOU_CTabulation[[#This Row],[Over Value]]","v":0}]
[8,23,3,0,0,13,1,0,13,0,0,{"$f":"TOU_CTabulation[[#This Row],[AC System Output (W)]]/1000","v":0},{"$f":"IF(A5647=TOU_CTabulation[[#This Row],[Month]],M5647+TOU_CTabulation[[#This Row],[AC System Output (kW)]],TOU_CTabulation[[#This Row],[AC System Output (kW)]])","v":499.40664999999996},{"$f":"VLOOKUP(TOU_CTabulation[[#This Row],[Month]],Season,2)","v":"Summer"},{"$f":"VLOOKUP(TOU_CTabulation[[#This Row],[Season]],CRate,2)","v":10.3},{"$f":"IF(A5649>TOU_CTabulation[[#This Row],[Month]],TOU_CTabulation[[#This Row],[Day]]*TOU_CTabulation[[#This Row],[Base Allow]],0)","v":0},{"$f":"IF(A5649>TOU_CTabulation[[#This Row],[Month]],TOU_CTabulation[[#This Row],[Month Cumm]],0)","v":0},{"$f":"IF(TOU_CTabulation[[#This Row],[Month Base Gen]]=0,0,TOU_CTabulation[[#This Row],[Month Base Gen]]-TOU_CTabulation[[#This Row],[Day]]*TOU_CTabulation[[#This Row],[Base Allow]])","v":0},{"$f":"VLOOKUP(TOU_CTabulation[[#This Row],[Hour]],daypart,2)","v":"All"},{"$f":"TOU_CTabulation[[#This Row],[Season]]&TOU_CTabulation[[#This Row],[Day-Part]]","v":"SummerAll"},{"$f":"VLOOKUP(TOU_CTabulation[[#This Row],[Daypart]],TOUC,2)","v":0.25901999999999997},{"$f":"VLOOKUP(TOU_CTabulation[[#This Row],[Daypart]],TOUC,3)","v":0.32596000000000003},{"$f":"TOU_CTabulation[[#This Row],[Month Base Allow]]*TOU_CTabulation[[#This Row],[Base Rate]]","v":0},{"$f":"TOU_CTabulation[[#This Row],[Month Overbase Gen]]*TOU_CTabulation[[#This Row],[Over Rate]]","v":0},{"$f":"TOU_CTabulation[[#This Row],[Base Value]]+TOU_CTabulation[[#This Row],[Over Value]]","v":0}]
[8,23,9,899,92,26,0,814.60900000000004,56.54,2373.2109999999998,2283.9450000000002,{"$f":"TOU_CTabulation[[#This Row],[AC System Output (W)]]/1000","v":2.2839450000000001},{"$f":"IF(A5653=TOU_CTabulation[[#This Row],[Month]],M5653+TOU_CTabulation[[#This Row],[AC System Output (kW)]],TOU_CTabulation[[#This Row],[AC System Output (kW)]])","v":504.877588},{"$f":"VLOOKUP(TOU_CTabulation[[#This Row],[Month]],Season,2)","v":"Summer"},{"$f":"VLOOKUP(TOU_CTabulation[[#This Row],[Season]],CRate,2)","v":10.3},{"$f":"IF(A5655>TOU_CTabulation[[#This Row],[Month]],TOU_CTabulation[[#This Row],[Day]]*TOU_CTabulation[[#This Row],[Base Allow]],0)","v":0},{"$f":"IF(A5655>TOU_CTabulation[[#This Row],[Month]],TOU_CTabulation[[#This Row],[Month Cumm]],0)","v":0},{"$f":"IF(TOU_CTabulation[[#This Row],[Month Base Gen]]=0,0,TOU_CTabulation[[#This Row],[Month Base Gen]]-TOU_CTabulation[[#This Row],[Day]]*TOU_CTabulation[[#This Row],[Base Allow]])","v":0},{"$f":"VLOOKUP(TOU_CTabulation[[#This Row],[Hour]],daypart,2)","v":"All"},{"$f":"TOU_CTabulation[[#This Row],[Season]]&TOU_CTabulation[[#This Row],[Day-Part]]","v":"SummerAll"},{"$f":"VLOOKUP(TOU_CTabulation[[#This Row],[Daypart]],TOUC,2)","v":0.25901999999999997},{"$f":"VLOOKUP(TOU_CTabulation[[#This Row],[Daypart]],TOUC,3)","v":0.32596000000000003},{"$f":"TOU_CTabulation[[#This Row],[Month Base Allow]]*TOU_CTabulation[[#This Row],[Base Rate]]","v":0},{"$f":"TOU_CTabulation[[#This Row],[Month Overbase Gen]]*TOU_CTabulation[[#This Row],[Over Rate]]","v":0},{"$f":"TOU_CTabulation[[#This Row],[Base Value]]+TOU_CTabulation[[#This Row],[Over Value]]","v":0}]
[8,23,17,622,48,23,3,171.38900000000001,26.651,450.35399999999998,420.904,{"$f":"TOU_CTabulation[[#This Row],[AC System Output (W)]]/1000","v":0.420904},{"$f":"IF(A5661=TOU_CTabulation[[#This Row],[Month]],M5661+TOU_CTabulation[[#This Row],[AC System Output (kW)]],TOU_CTabulation[[#This Row],[AC System Output (kW)]])","v":521.99312799999996},{"$f":"VLOOKUP(TOU_CTabulation[[#This Row],[Month]],Season,2)","v":"Summer"},{"$f":"VLOOKUP(TOU_CTabulation[[#This Row],[Season]],CRate,2)","v":10.3},{"$f":"IF(A5663>TOU_CTabulation[[#This Row],[Month]],TOU_CTabulation[[#This Row],[Day]]*TOU_CTabulation[[#This Row],[Base Allow]],0)","v":0},{"$f":"IF(A5663>TOU_CTabulation[[#This Row],[Month]],TOU_CTabulation[[#This Row],[Month Cumm]],0)","v":0},{"$f":"IF(TOU_CTabulation[[#This Row],[Month Base Gen]]=0,0,TOU_CTabulation[[#This Row],[Month Base Gen]]-TOU_CTabulation[[#This Row],[Day]]*TOU_CTabulation[[#This Row],[Base Allow]])","v":0},{"$f":"VLOOKUP(TOU_CTabulation[[#This Row],[Hour]],daypart,2)","v":"All"},{"$f":"TOU_CTabulation[[#This Row],[Season]]&TOU_CTabulation[[#This Row],[Day-Part]]","v":"SummerAll"},{"$f":"VLOOKUP(TOU_CTabulation[[#This Row],[Daypart]],TOUC,2)","v":0.25901999999999997},{"$f":"VLOOKUP(TOU_CTabulation[[#This Row],[Daypart]],TOUC,3)","v":0.32596000000000003},{"$f":"TOU_CTabulation[[#This Row],[Month Base Allow]]*TOU_CTabulation[[#This Row],[Base Rate]]","v":0},{"$f":"TOU_CTabulation[[#This Row],[Month Overbase Gen]]*TOU_CTabulation[[#This Row],[Over Rate]]","v":0},{"$f":"TOU_CTabulation[[#This Row],[Base Value]]+TOU_CTabulation[[#This Row],[Over Value]]","v":0}]
[8,24,2,0,0,15,0,0,15,0,0,{"$f":"TOU_CTabulation[[#This Row],[AC System Output (W)]]/1000","v":0},{"$f":"IF(A5670=TOU_CTabulation[[#This Row],[Month]],M5670+TOU_CTabulation[[#This Row],[AC System Output (kW)]],TOU_CTabulation[[#This Row],[AC System Output (kW)]])","v":522.00257199999999},{"$f":"VLOOKUP(TOU_CTabulation[[#This Row],[Month]],Season,2)","v":"Summer"},{"$f":"VLOOKUP(TOU_CTabulation[[#This Row],[Season]],CRate,2)","v":10.3},{"$f":"IF(A5672>TOU_CTabulation[[#This Row],[Month]],TOU_CTabulation[[#This Row],[Day]]*TOU_CTabulation[[#This Row],[Base Allow]],0)","v":0},{"$f":"IF(A5672>TOU_CTabulation[[#This Row],[Month]],TOU_CTabulation[[#This Row],[Month Cumm]],0)","v":0},{"$f":"IF(TOU_CTabulation[[#This Row],[Month Base Gen]]=0,0,TOU_CTabulation[[#This Row],[Month Base Gen]]-TOU_CTabulation[[#This Row],[Day]]*TOU_CTabulation[[#This Row],[Base Allow]])","v":0},{"$f":"VLOOKUP(TOU_CTabulation[[#This Row],[Hour]],daypart,2)","v":"All"},{"$f":"TOU_CTabulation[[#This Row],[Season]]&TOU_CTabulation[[#This Row],[Day-Part]]","v":"SummerAll"},{"$f":"VLOOKUP(TOU_CTabulation[[#This Row],[Daypart]],TOUC,2)","v":0.25901999999999997},{"$f":"VLOOKUP(TOU_CTabulation[[#This Row],[Daypart]],TOUC,3)","v":0.32596000000000003},{"$f":"TOU_CTabulation[[#This Row],[Month Base Allow]]*TOU_CTabulation[[#This Row],[Base Rate]]","v":0},{"$f":"TOU_CTabulation[[#This Row],[Month Overbase Gen]]*TOU_CTabulation[[#This Row],[Over Rate]]","v":0},{"$f":"TOU_CTabulation[[#This Row],[Base Value]]+TOU_CTabulation[[#This Row],[Over Value]]","v":0}]
[8,24,10,949,88,31,0,972.26599999999996,66.721999999999994,2684.183,2582.0149999999999,{"$f":"TOU_CTabulation[[#This Row],[AC System Output (W)]]/1000","v":2.5820149999999997},{"$f":"IF(A5678=TOU_CTabulation[[#This Row],[Month]],M5678+TOU_CTabulation[[#This Row],[AC System Output (kW)]],TOU_CTabulation[[#This Row],[AC System Output (kW)]])","v":530.09029499999986},{"$f":"VLOOKUP(TOU_CTabulation[[#This Row],[Month]],Season,2)","v":"Summer"},{"$f":"VLOOKUP(TOU_CTabulation[[#This Row],[Season]],CRate,2)","v":10.3},{"$f":"IF(A5680>TOU_CTabulation[[#This Row],[Month]],TOU_CTabulation[[#This Row],[Day]]*TOU_CTabulation[[#This Row],[Base Allow]],0)","v":0},{"$f":"IF(A5680>TOU_CTabulation[[#This Row],[Month]],TOU_CTabulation[[#This Row],[Month Cumm]],0)","v":0},{"$f":"IF(TOU_CTabulation[[#This Row],[Month Base Gen]]=0,0,TOU_CTabulation[[#This Row],[Month Base Gen]]-TOU_CTabulation[[#This Row],[Day]]*TOU_CTabulation[[#This Row],[Base Allow]])","v":0},{"$f":"VLOOKUP(TOU_CTabulation[[#This Row],[Hour]],daypart,2)","v":"All"},{"$f":"TOU_CTabulation[[#This Row],[Season]]&TOU_CTabulation[[#This Row],[Day-Part]]","v":"SummerAll"},{"$f":"VLOOKUP(TOU_CTabulation[[#This Row],[Daypart]],TOUC,2)","v":0.25901999999999997},{"$f":"VLOOKUP(TOU_CTabulation[[#This Row],[Daypart]],TOUC,3)","v":0.32596000000000003},{"$f":"TOU_CTabulation[[#This Row],[Month Base Allow]]*TOU_CTabulation[[#This Row],[Base Rate]]","v":0},{"$f":"TOU_CTabulation[[#This Row],[Month Overbase Gen]]*TOU_CTabulation[[#This Row],[Over Rate]]","v":0},{"$f":"TOU_CTabulation[[#This Row],[Base Value]]+TOU_CTabulation[[#This Row],[Over Value]]","v":0}]
[8,24,19,0,0,20,1,0,20,0,0,{"$f":"TOU_CTabulation[[#This Row],[AC System Output (W)]]/1000","v":0},{"$f":"IF(A5687=TOU_CTabulation[[#This Row],[Month]],M5687+TOU_CTabulation[[#This Row],[AC System Output (kW)]],TOU_CTabulation[[#This Row],[AC System Output (kW)]])","v":544.18599799999981},{"$f":"VLOOKUP(TOU_CTabulation[[#This Row],[Month]],Season,2)","v":"Summer"},{"$f":"VLOOKUP(TOU_CTabulation[[#This Row],[Season]],CRate,2)","v":10.3},{"$f":"IF(A5689>TOU_CTabulation[[#This Row],[Month]],TOU_CTabulation[[#This Row],[Day]]*TOU_CTabulation[[#This Row],[Base Allow]],0)","v":0},{"$f":"IF(A5689>TOU_CTabulation[[#This Row],[Month]],TOU_CTabulation[[#This Row],[Month Cumm]],0)","v":0},{"$f":"IF(TOU_CTabulation[[#This Row],[Month Base Gen]]=0,0,TOU_CTabulation[[#This Row],[Month Base Gen]]-TOU_CTabulation[[#This Row],[Day]]*TOU_CTabulation[[#This Row],[Base Allow]])","v":0},{"$f":"VLOOKUP(TOU_CTabulation[[#This Row],[Hour]],daypart,2)","v":"All"},{"$f":"TOU_CTabulation[[#This Row],[Season]]&TOU_CTabulation[[#This Row],[Day-Part]]","v":"SummerAll"},{"$f":"VLOOKUP(TOU_CTabulation[[#This Row],[Daypart]],TOUC,2)","v":0.25901999999999997},{"$f":"VLOOKUP(TOU_CTabulation[[#This Row],[Daypart]],TOUC,3)","v":0.32596000000000003},{"$f":"TOU_CTabulation[[#This Row],[Month Base Allow]]*TOU_CTabulation[[#This Row],[Base Rate]]","v":0},{"$f":"TOU_CTabulation[[#This Row],[Month Overbase Gen]]*TOU_CTabulation[[#This Row],[Over Rate]]","v":0},{"$f":"TOU_CTabulation[[#This Row],[Base Value]]+TOU_CTabulation[[#This Row],[Over Value]]","v":0}]
[8,25,0,0,0,18,0,0,18,0,0,{"$f":"TOU_CTabulation[[#This Row],[AC System Output (W)]]/1000","v":0},{"$f":"IF(A5692=TOU_CTabulation[[#This Row],[Month]],M5692+TOU_CTabulation[[#This Row],[AC System Output (kW)]],TOU_CTabulation[[#This Row],[AC System Output (kW)]])","v":544.18599799999981},{"$f":"VLOOKUP(TOU_CTabulation[[#This Row],[Month]],Season,2)","v":"Summer"},{"$f":"VLOOKUP(TOU_CTabulation[[#This Row],[Season]],CRate,2)","v":10.3},{"$f":"IF(A5694>TOU_CTabulation[[#This Row],[Month]],TOU_CTabulation[[#This Row],[Day]]*TOU_CTabulation[[#This Row],[Base Allow]],0)","v":0},{"$f":"IF(A5694>TOU_CTabulation[[#This Row],[Month]],TOU_CTabulation[[#This Row],[Month Cumm]],0)","v":0},{"$f":"IF(TOU_CTabulation[[#This Row],[Month Base Gen]]=0,0,TOU_CTabulation[[#This Row],[Month Base Gen]]-TOU_CTabulation[[#This Row],[Day]]*TOU_CTabulation[[#This Row],[Base Allow]])","v":0},{"$f":"VLOOKUP(TOU_CTabulation[[#This Row],[Hour]],daypart,2)","v":"All"},{"$f":"TOU_CTabulation[[#This Row],[Season]]&TOU_CTabulation[[#This Row],[Day-Part]]","v":"SummerAll"},{"$f":"VLOOKUP(TOU_CTabulation[[#This Row],[Daypart]],TOUC,2)","v":0.25901999999999997},{"$f":"VLOOKUP(TOU_CTabulation[[#This Row],[Daypart]],TOUC,3)","v":0.32596000000000003},{"$f":"TOU_CTabulation[[#This Row],[Month Base Allow]]*TOU_CTabulation[[#This Row],[Base Rate]]","v":0},{"$f":"TOU_CTabulation[[#This Row],[Month Overbase Gen]]*TOU_CTabulation[[#This Row],[Over Rate]]","v":0},{"$f":"TOU_CTabulation[[#This Row],[Base Value]]+TOU_CTabulation[[#This Row],[Over Value]]","v":0}]
[8,25,4,0,0,16,0,0,16,0,0,{"$f":"TOU_CTabulation[[#This Row],[AC System Output (W)]]/1000","v":0},{"$f":"IF(A5696=TOU_CTabulation[[#This Row],[Month]],M5696+TOU_CTabulation[[#This Row],[AC System Output (kW)]],TOU_CTabulation[[#This Row],[AC System Output (kW)]])","v":544.18599799999981},{"$f":"VLOOKUP(TOU_CTabulation[[#This Row],[Month]],Season,2)","v":"Summer"},{"$f":"VLOOKUP(TOU_CTabulation[[#This Row],[Season]],CRate,2)","v":10.3},{"$f":"IF(A5698>TOU_CTabulation[[#This Row],[Month]],TOU_CTabulation[[#This Row],[Day]]*TOU_CTabulation[[#This Row],[Base Allow]],0)","v":0},{"$f":"IF(A5698>TOU_CTabulation[[#This Row],[Month]],TOU_CTabulation[[#This Row],[Month Cumm]],0)","v":0},{"$f":"IF(TOU_CTabulation[[#This Row],[Month Base Gen]]=0,0,TOU_CTabulation[[#This Row],[Month Base Gen]]-TOU_CTabulation[[#This Row],[Day]]*TOU_CTabulation[[#This Row],[Base Allow]])","v":0},{"$f":"VLOOKUP(TOU_CTabulation[[#This Row],[Hour]],daypart,2)","v":"All"},{"$f":"TOU_CTabulation[[#This Row],[Season]]&TOU_CTabulation[[#This Row],[Day-Part]]","v":"SummerAll"},{"$f":"VLOOKUP(TOU_CTabulation[[#This Row],[Daypart]],TOUC,2)","v":0.25901999999999997},{"$f":"VLOOKUP(TOU_CTabulation[[#This Row],[Daypart]],TOUC,3)","v":0.32596000000000003},{"$f":"TOU_CTabulation[[#This Row],[Month Base Allow]]*TOU_CTabulation[[#This Row],[Base Rate]]","v":0},{"$f":"TOU_CTabulation[[#This Row],[Month Overbase Gen]]*TOU_CTabulation[[#This Row],[Over Rate]]","v":0},{"$f":"TOU_CTabulation[[#This Row],[Base Value]]+TOU_CTabulation[[#This Row],[Over Value]]","v":0}]
[8,25,14,123,358,29,2,465.12700000000001,41.73,1471.4829999999999,1414.548,{"$f":"TOU_CTabulation[[#This Row],[AC System Output (W)]]/1000","v":1.4145479999999999},{"$f":"IF(A5706=TOU_CTabulation[[#This Row],[Month]],M5706+TOU_CTabulation[[#This Row],[AC System Output (kW)]],TOU_CTabulation[[#This Row],[AC System Output (kW)]])","v":560.62385599999993},{"$f":"VLOOKUP(TOU_CTabulation[[#This Row],[Month]],Season,2)","v":"Summer"},{"$f":"VLOOKUP(TOU_CTabulation[[#This Row],[Season]],CRate,2)","v":10.3},{"$f":"IF(A5708>TOU_CTabulation[[#This Row],[Month]],TOU_CTabulation[[#This Row],[Day]]*TOU_CTabulation[[#This Row],[Base Allow]],0)","v":0},{"$f":"IF(A5708>TOU_CTabulation[[#This Row],[Month]],TOU_CTabulation[[#This Row],[Month Cumm]],0)","v":0},{"$f":"IF(TOU_CTabulation[[#This Row],[Month Base Gen]]=0,0,TOU_CTabulation[[#This Row],[Month Base Gen]]-TOU_CTabulation[[#This Row],[Day]]*TOU_CTabulation[[#This Row],[Base Allow]])","v":0},{"$f":"VLOOKUP(TOU_CTabulation[[#This Row],[Hour]],daypart,2)","v":"All"},{"$f":"TOU_CTabulation[[#This Row],[Season]]&TOU_CTabulation[[#This Row],[Day-Part]]","v":"SummerAll"},{"$f":"VLOOKUP(TOU_CTabulation[[#This Row],[Daypart]],TOUC,2)","v":0.25901999999999997},{"$f":"VLOOKUP(TOU_CTabulation[[#This Row],[Daypart]],TOUC,3)","v":0.32596000000000003},{"$f":"TOU_CTabulation[[#This Row],[Month Base Allow]]*TOU_CTabulation[[#This Row],[Base Rate]]","v":0},{"$f":"TOU_CTabulation[[#This Row],[Month Overbase Gen]]*TOU_CTabulation[[#This Row],[Over Rate]]","v":0},{"$f":"TOU_CTabulation[[#This Row],[Base Value]]+TOU_CTabulation[[#This Row],[Over Value]]","v":0}]
[8,25,21,0,0,19,2,0,19,0,0,{"$f":"TOU_CTabulation[[#This Row],[AC System Output (W)]]/1000","v":0},{"$f":"IF(A5713=TOU_CTabulation[[#This Row],[Month]],M5713+TOU_CTabulation[[#This Row],[AC System Output (kW)]],TOU_CTabulation[[#This Row],[AC System Output (kW)]])","v":562.29126499999995},{"$f":"VLOOKUP(TOU_CTabulation[[#This Row],[Month]],Season,2)","v":"Summer"},{"$f":"VLOOKUP(TOU_CTabulation[[#This Row],[Season]],CRate,2)","v":10.3},{"$f":"IF(A5715>TOU_CTabulation[[#This Row],[Month]],TOU_CTabulation[[#This Row],[Day]]*TOU_CTabulation[[#This Row],[Base Allow]],0)","v":0},{"$f":"IF(A5715>TOU_CTabulation[[#This Row],[Month]],TOU_CTabulation[[#This Row],[Month Cumm]],0)","v":0},{"$f":"IF(TOU_CTabulation[[#This Row],[Month Base Gen]]=0,0,TOU_CTabulation[[#This Row],[Month Base Gen]]-TOU_CTabulation[[#This Row],[Day]]*TOU_CTabulation[[#This Row],[Base Allow]])","v":0},{"$f":"VLOOKUP(TOU_CTabulation[[#This Row],[Hour]],daypart,2)","v":"All"},{"$f":"TOU_CTabulation[[#This Row],[Season]]&TOU_CTabulation[[#This Row],[Day-Part]]","v":"SummerAll"},{"$f":"VLOOKUP(TOU_CTabulation[[#This Row],[Daypart]],TOUC,2)","v":0.25901999999999997},{"$f":"VLOOKUP(TOU_CTabulation[[#This Row],[Daypart]],TOUC,3)","v":0.32596000000000003},{"$f":"TOU_CTabulation[[#This Row],[Month Base Allow]]*TOU_CTabulation[[#This Row],[Base Rate]]","v":0},{"$f":"TOU_CTabulation[[#This Row],[Month Overbase Gen]]*TOU_CTabulation[[#This Row],[Over Rate]]","v":0},{"$f":"TOU_CTabulation[[#This Row],[Base Value]]+TOU_CTabulation[[#This Row],[Over Value]]","v":0}]
[8,26,4,0,0,17,0,0,17,0,0,{"$f":"TOU_CTabulation[[#This Row],[AC System Output (W)]]/1000","v":0},{"$f":"IF(A5720=TOU_CTabulation[[#This Row],[Month]],M5720+TOU_CTabulation[[#This Row],[AC System Output (kW)]],TOU_CTabulation[[#This Row],[AC System Output (kW)]])","v":562.29126499999995},{"$f":"VLOOKUP(TOU_CTabulation[[#This Row],[Month]],Season,2)","v":"Summer"},{"$f":"VLOOKUP(TOU_CTabulation[[#This Row],[Season]],CRate,2)","v":10.3},{"$f":"IF(A5722>TOU_CTabulation[[#This Row],[Month]],TOU_CTabulation[[#This Row],[Day]]*TOU_CTabulation[[#This Row],[Base Allow]],0)","v":0},{"$f":"IF(A5722>TOU_CTabulation[[#This Row],[Month]],TOU_CTabulation[[#This Row],[Month Cumm]],0)","v":0},{"$f":"IF(TOU_CTabulation[[#This Row],[Month Base Gen]]=0,0,TOU_CTabulation[[#This Row],[Month Base Gen]]-TOU_CTabulation[[#This Row],[Day]]*TOU_CTabulation[[#This Row],[Base Allow]])","v":0},{"$f":"VLOOKUP(TOU_CTabulation[[#This Row],[Hour]],daypart,2)","v":"All"},{"$f":"TOU_CTabulation[[#This Row],[Season]]&TOU_CTabulation[[#This Row],[Day-Part]]","v":"SummerAll"},{"$f":"VLOOKUP(TOU_CTabulation[[#This Row],[Daypart]],TOUC,2)","v":0.25901999999999997},{"$f":"VLOOKUP(TOU_CTabulation[[#This Row],[Daypart]],TOUC,3)","v":0.32596000000000003},{"$f":"TOU_CTabulation[[#This Row],[Month Base Allow]]*TOU_CTabulation[[#This Row],[Base Rate]]","v":0},{"$f":"TOU_CTabulation[[#This Row],[Month Overbase Gen]]*TOU_CTabulation[[#This Row],[Over Rate]]","v":0},{"$f":"TOU_CTabulation[[#This Row],[Base Value]]+TOU_CTabulation[[#This Row],[Over Value]]","v":0}]
[8,26,14,850,109,29,4,811.19799999999998,46.76,2493.4569999999999,2399.3090000000002,{"$f":"TOU_CTabulation[[#This Row],[AC System Output (W)]]/1000","v":2.3993090000000001},{"$f":"IF(A5730=TOU_CTabulation[[#This Row],[Month]],M5730+TOU_CTabulation[[#This Row],[AC System Output (kW)]],TOU_CTabulation[[#This Row],[AC System Output (kW)]])","v":580.16611000000012},{"$f":"VLOOKUP(TOU_CTabulation[[#This Row],[Month]],Season,2)","v":"Summer"},{"$f":"VLOOKUP(TOU_CTabulation[[#This Row],[Season]],CRate,2)","v":10.3},{"$f":"IF(A5732>TOU_CTabulation[[#This Row],[Month]],TOU_CTabulation[[#This Row],[Day]]*TOU_CTabulation[[#This Row],[Base Allow]],0)","v":0},{"$f":"IF(A5732>TOU_CTabulation[[#This Row],[Month]],TOU_CTabulation[[#This Row],[Month Cumm]],0)","v":0},{"$f":"IF(TOU_CTabulation[[#This Row],[Month Base Gen]]=0,0,TOU_CTabulation[[#This Row],[Month Base Gen]]-TOU_CTabulation[[#This Row],[Day]]*TOU_CTabulation[[#This Row],[Base Allow]])","v":0},{"$f":"VLOOKUP(TOU_CTabulation[[#This Row],[Hour]],daypart,2)","v":"All"},{"$f":"TOU_CTabulation[[#This Row],[Season]]&TOU_CTabulation[[#This Row],[Day-Part]]","v":"SummerAll"},{"$f":"VLOOKUP(TOU_CTabulation[[#This Row],[Daypart]],TOUC,2)","v":0.25901999999999997},{"$f":"VLOOKUP(TOU_CTabulation[[#This Row],[Daypart]],TOUC,3)","v":0.32596000000000003},{"$f":"TOU_CTabulation[[#This Row],[Month Base Allow]]*TOU_CTabulation[[#This Row],[Base Rate]]","v":0},{"$f":"TOU_CTabulation[[#This Row],[Month Overbase Gen]]*TOU_CTabulation[[#This Row],[Over Rate]]","v":0},{"$f":"TOU_CTabulation[[#This Row],[Base Value]]+TOU_CTabulation[[#This Row],[Over Value]]","v":0}]
[8,26,23,0,0,18,0,0,18,0,0,{"$f":"TOU_CTabulation[[#This Row],[AC System Output (W)]]/1000","v":0},{"$f":"IF(A5739=TOU_CTabulation[[#This Row],[Month]],M5739+TOU_CTabulation[[#This Row],[AC System Output (kW)]],TOU_CTabulation[[#This Row],[AC System Output (kW)]])","v":583.51896900000008},{"$f":"VLOOKUP(TOU_CTabulation[[#This Row],[Month]],Season,2)","v":"Summer"},{"$f":"VLOOKUP(TOU_CTabulation[[#This Row],[Season]],CRate,2)","v":10.3},{"$f":"IF(A5741>TOU_CTabulation[[#This Row],[Month]],TOU_CTabulation[[#This Row],[Day]]*TOU_CTabulation[[#This Row],[Base Allow]],0)","v":0},{"$f":"IF(A5741>TOU_CTabulation[[#This Row],[Month]],TOU_CTabulation[[#This Row],[Month Cumm]],0)","v":0},{"$f":"IF(TOU_CTabulation[[#This Row],[Month Base Gen]]=0,0,TOU_CTabulation[[#This Row],[Month Base Gen]]-TOU_CTabulation[[#This Row],[Day]]*TOU_CTabulation[[#This Row],[Base Allow]])","v":0},{"$f":"VLOOKUP(TOU_CTabulation[[#This Row],[Hour]],daypart,2)","v":"All"},{"$f":"TOU_CTabulation[[#This Row],[Season]]&TOU_CTabulation[[#This Row],[Day-Part]]","v":"SummerAll"},{"$f":"VLOOKUP(TOU_CTabulation[[#This Row],[Daypart]],TOUC,2)","v":0.25901999999999997},{"$f":"VLOOKUP(TOU_CTabulation[[#This Row],[Daypart]],TOUC,3)","v":0.32596000000000003},{"$f":"TOU_CTabulation[[#This Row],[Month Base Allow]]*TOU_CTabulation[[#This Row],[Base Rate]]","v":0},{"$f":"TOU_CTabulation[[#This Row],[Month Overbase Gen]]*TOU_CTabulation[[#This Row],[Over Rate]]","v":0},{"$f":"TOU_CTabulation[[#This Row],[Base Value]]+TOU_CTabulation[[#This Row],[Over Value]]","v":0}]
[8,27,3,0,0,18,0,0,18,0,0,{"$f":"TOU_CTabulation[[#This Row],[AC System Output (W)]]/1000","v":0},{"$f":"IF(A5743=TOU_CTabulation[[#This Row],[Month]],M5743+TOU_CTabulation[[#This Row],[AC System Output (kW)]],TOU_CTabulation[[#This Row],[AC System Output (kW)]])","v":583.51896900000008},{"$f":"VLOOKUP(TOU_CTabulation[[#This Row],[Month]],Season,2)","v":"Summer"},{"$f":"VLOOKUP(TOU_CTabulation[[#This Row],[Season]],CRate,2)","v":10.3},{"$f":"IF(A5745>TOU_CTabulation[[#This Row],[Month]],TOU_CTabulation[[#This Row],[Day]]*TOU_CTabulation[[#This Row],[Base Allow]],0)","v":0},{"$f":"IF(A5745>TOU_CTabulation[[#This Row],[Month]],TOU_CTabulation[[#This Row],[Month Cumm]],0)","v":0},{"$f":"IF(TOU_CTabulation[[#This Row],[Month Base Gen]]=0,0,TOU_CTabulation[[#This Row],[Month Base Gen]]-TOU_CTabulation[[#This Row],[Day]]*TOU_CTabulation[[#This Row],[Base Allow]])","v":0},{"$f":"VLOOKUP(TOU_CTabulation[[#This Row],[Hour]],daypart,2)","v":"All"},{"$f":"TOU_CTabulation[[#This Row],[Season]]&TOU_CTabulation[[#This Row],[Day-Part]]","v":"SummerAll"},{"$f":"VLOOKUP(TOU_CTabulation[[#This Row],[Daypart]],TOUC,2)","v":0.25901999999999997},{"$f":"VLOOKUP(TOU_CTabulation[[#This Row],[Daypart]],TOUC,3)","v":0.32596000000000003},{"$f":"TOU_CTabulation[[#This Row],[Month Base Allow]]*TOU_CTabulation[[#This Row],[Base Rate]]","v":0},{"$f":"TOU_CTabulation[[#This Row],[Month Overbase Gen]]*TOU_CTabulation[[#This Row],[Over Rate]]","v":0},{"$f":"TOU_CTabulation[[#This Row],[Base Value]]+TOU_CTabulation[[#This Row],[Over Value]]","v":0}]
[8,27,16,793,69,30,4,412.64100000000002,38.932000000000002,1231.5540000000001,1181.9480000000001,{"$f":"TOU_CTabulation[[#This Row],[AC System Output (W)]]/1000","v":1.181948},{"$f":"IF(A5756=TOU_CTabulation[[#This Row],[Month]],M5756+TOU_CTabulation[[#This Row],[AC System Output (kW)]],TOU_CTabulation[[#This Row],[AC System Output (kW)]])","v":605.53110500000014},{"$f":"VLOOKUP(TOU_CTabulation[[#This Row],[Month]],Season,2)","v":"Summer"},{"$f":"VLOOKUP(TOU_CTabulation[[#This Row],[Season]],CRate,2)","v":10.3},{"$f":"IF(A5758>TOU_CTabulation[[#This Row],[Month]],TOU_CTabulation[[#This Row],[Day]]*TOU_CTabulation[[#This Row],[Base Allow]],0)","v":0},{"$f":"IF(A5758>TOU_CTabulation[[#This Row],[Month]],TOU_CTabulation[[#This Row],[Month Cumm]],0)","v":0},{"$f":"IF(TOU_CTabulation[[#This Row],[Month Base Gen]]=0,0,TOU_CTabulation[[#This Row],[Month Base Gen]]-TOU_CTabulation[[#This Row],[Day]]*TOU_CTabulation[[#This Row],[Base Allow]])","v":0},{"$f":"VLOOKUP(TOU_CTabulation[[#This Row],[Hour]],daypart,2)","v":"All"},{"$f":"TOU_CTabulation[[#This Row],[Season]]&TOU_CTabulation[[#This Row],[Day-Part]]","v":"SummerAll"},{"$f":"VLOOKUP(TOU_CTabulation[[#This Row],[Daypart]],TOUC,2)","v":0.25901999999999997},{"$f":"VLOOKUP(TOU_CTabulation[[#This Row],[Daypart]],TOUC,3)","v":0.32596000000000003},{"$f":"TOU_CTabulation[[#This Row],[Month Base Allow]]*TOU_CTabulation[[#This Row],[Base Rate]]","v":0},{"$f":"TOU_CTabulation[[#This Row],[Month Overbase Gen]]*TOU_CTabulation[[#This Row],[Over Rate]]","v":0},{"$f":"TOU_CTabulation[[#This Row],[Base Value]]+TOU_CTabulation[[#This Row],[Over Value]]","v":0}]
[8,27,17,610,48,27,3,162.96700000000001,30.504999999999999,415.95400000000001,387.26100000000002,{"$f":"TOU_CTabulation[[#This Row],[AC System Output (W)]]/1000","v":0.38726100000000002},{"$f":"IF(A5757=TOU_CTabulation[[#This Row],[Month]],M5757+TOU_CTabulation[[#This Row],[AC System Output (kW)]],TOU_CTabulation[[#This Row],[AC System Output (kW)]])","v":605.91836600000011},{"$f":"VLOOKUP(TOU_CTabulation[[#This Row],[Month]],Season,2)","v":"Summer"},{"$f":"VLOOKUP(TOU_CTabulation[[#This Row],[Season]],CRate,2)","v":10.3},{"$f":"IF(A5759>TOU_CTabulation[[#This Row],[Month]],TOU_CTabulation[[#This Row],[Day]]*TOU_CTabulation[[#This Row],[Base Allow]],0)","v":0},{"$f":"IF(A5759>TOU_CTabulation[[#This Row],[Month]],TOU_CTabulation[[#This Row],[Month Cumm]],0)","v":0},{"$f":"IF(TOU_CTabulation[[#This Row],[Month Base Gen]]=0,0,TOU_CTabulation[[#This Row],[Month Base Gen]]-TOU_CTabulation[[#This Row],[Day]]*TOU_CTabulation[[#This Row],[Base Allow]])","v":0},{"$f":"VLOOKUP(TOU_CTabulation[[#This Row],[Hour]],daypart,2)","v":"All"},{"$f":"TOU_CTabulation[[#This Row],[Season]]&TOU_CTabulation[[#This Row],[Day-Part]]","v":"SummerAll"},{"$f":"VLOOKUP(TOU_CTabulation[[#This Row],[Daypart]],TOUC,2)","v":0.25901999999999997},{"$f":"VLOOKUP(TOU_CTabulation[[#This Row],[Daypart]],TOUC,3)","v":0.32596000000000003},{"$f":"TOU_CTabulation[[#This Row],[Month Base Allow]]*TOU_CTabulation[[#This Row],[Base Rate]]","v":0},{"$f":"TOU_CTabulation[[#This Row],[Month Overbase Gen]]*TOU_CTabulation[[#This Row],[Over Rate]]","v":0},{"$f":"TOU_CTabulation[[#This Row],[Base Value]]+TOU_CTabulation[[#This Row],[Over Value]]","v":0}]
[8,28,1,0,0,16,0,0,16,0,0,{"$f":"TOU_CTabulation[[#This Row],[AC System Output (W)]]/1000","v":0},{"$f":"IF(A5765=TOU_CTabulation[[#This Row],[Month]],M5765+TOU_CTabulation[[#This Row],[AC System Output (kW)]],TOU_CTabulation[[#This Row],[AC System Output (kW)]])","v":605.91836600000011},{"$f":"VLOOKUP(TOU_CTabulation[[#This Row],[Month]],Season,2)","v":"Summer"},{"$f":"VLOOKUP(TOU_CTabulation[[#This Row],[Season]],CRate,2)","v":10.3},{"$f":"IF(A5767>TOU_CTabulation[[#This Row],[Month]],TOU_CTabulation[[#This Row],[Day]]*TOU_CTabulation[[#This Row],[Base Allow]],0)","v":0},{"$f":"IF(A5767>TOU_CTabulation[[#This Row],[Month]],TOU_CTabulation[[#This Row],[Month Cumm]],0)","v":0},{"$f":"IF(TOU_CTabulation[[#This Row],[Month Base Gen]]=0,0,TOU_CTabulation[[#This Row],[Month Base Gen]]-TOU_CTabulation[[#This Row],[Day]]*TOU_CTabulation[[#This Row],[Base Allow]])","v":0},{"$f":"VLOOKUP(TOU_CTabulation[[#This Row],[Hour]],daypart,2)","v":"All"},{"$f":"TOU_CTabulation[[#This Row],[Season]]&TOU_CTabulation[[#This Row],[Day-Part]]","v":"SummerAll"},{"$f":"VLOOKUP(TOU_CTabulation[[#This Row],[Daypart]],TOUC,2)","v":0.25901999999999997},{"$f":"VLOOKUP(TOU_CTabulation[[#This Row],[Daypart]],TOUC,3)","v":0.32596000000000003},{"$f":"TOU_CTabulation[[#This Row],[Month Base Allow]]*TOU_CTabulation[[#This Row],[Base Rate]]","v":0},{"$f":"TOU_CTabulation[[#This Row],[Month Overbase Gen]]*TOU_CTabulation[[#This Row],[Over Rate]]","v":0},{"$f":"TOU_CTabulation[[#This Row],[Base Value]]+TOU_CTabulation[[#This Row],[Over Value]]","v":0}]
[8,28,10,513,313,28,2,811.48699999999997,49.404000000000003,2467.7829999999999,2374.6889999999999,{"$f":"TOU_CTabulation[[#This Row],[AC System Output (W)]]/1000","v":2.374689},{"$f":"IF(A5774=TOU_CTabulation[[#This Row],[Month]],M5774+TOU_CTabulation[[#This Row],[AC System Output (kW)]],TOU_CTabulation[[#This Row],[AC System Output (kW)]])","v":613.01001300000019},{"$f":"VLOOKUP(TOU_CTabulation[[#This Row],[Month]],Season,2)","v":"Summer"},{"$f":"VLOOKUP(TOU_CTabulation[[#This Row],[Season]],CRate,2)","v":10.3},{"$f":"IF(A5776>TOU_CTabulation[[#This Row],[Month]],TOU_CTabulation[[#This Row],[Day]]*TOU_CTabulation[[#This Row],[Base Allow]],0)","v":0},{"$f":"IF(A5776>TOU_CTabulation[[#This Row],[Month]],TOU_CTabulation[[#This Row],[Month Cumm]],0)","v":0},{"$f":"IF(TOU_CTabulation[[#This Row],[Month Base Gen]]=0,0,TOU_CTabulation[[#This Row],[Month Base Gen]]-TOU_CTabulation[[#This Row],[Day]]*TOU_CTabulation[[#This Row],[Base Allow]])","v":0},{"$f":"VLOOKUP(TOU_CTabulation[[#This Row],[Hour]],daypart,2)","v":"All"},{"$f":"TOU_CTabulation[[#This Row],[Season]]&TOU_CTabulation[[#This Row],[Day-Part]]","v":"SummerAll"},{"$f":"VLOOKUP(TOU_CTabulation[[#This Row],[Daypart]],TOUC,2)","v":0.25901999999999997},{"$f":"VLOOKUP(TOU_CTabulation[[#This Row],[Daypart]],TOUC,3)","v":0.32596000000000003},{"$f":"TOU_CTabulation[[#This Row],[Month Base Allow]]*TOU_CTabulation[[#This Row],[Base Rate]]","v":0},{"$f":"TOU_CTabulation[[#This Row],[Month Overbase Gen]]*TOU_CTabulation[[#This Row],[Over Rate]]","v":0},{"$f":"TOU_CTabulation[[#This Row],[Base Value]]+TOU_CTabulation[[#This Row],[Over Value]]","v":0}]
[8,28,18,0,0,20,2,0,20,0,0,{"$f":"TOU_CTabulation[[#This Row],[AC System Output (W)]]/1000","v":0},{"$f":"IF(A5782=TOU_CTabulation[[#This Row],[Month]],M5782+TOU_CTabulation[[#This Row],[AC System Output (kW)]],TOU_CTabulation[[#This Row],[AC System Output (kW)]])","v":628.12285600000007},{"$f":"VLOOKUP(TOU_CTabulation[[#This Row],[Month]],Season,2)","v":"Summer"},{"$f":"VLOOKUP(TOU_CTabulation[[#This Row],[Season]],CRate,2)","v":10.3},{"$f":"IF(A5784>TOU_CTabulation[[#This Row],[Month]],TOU_CTabulation[[#This Row],[Day]]*TOU_CTabulation[[#This Row],[Base Allow]],0)","v":0},{"$f":"IF(A5784>TOU_CTabulation[[#This Row],[Month]],TOU_CTabulation[[#This Row],[Month Cumm]],0)","v":0},{"$f":"IF(TOU_CTabulation[[#This Row],[Month Base Gen]]=0,0,TOU_CTabulation[[#This Row],[Month Base Gen]]-TOU_CTabulation[[#This Row],[Day]]*TOU_CTabulation[[#This Row],[Base Allow]])","v":0},{"$f":"VLOOKUP(TOU_CTabulation[[#This Row],[Hour]],daypart,2)","v":"All"},{"$f":"TOU_CTabulation[[#This Row],[Season]]&TOU_CTabulation[[#This Row],[Day-Part]]","v":"SummerAll"},{"$f":"VLOOKUP(TOU_CTabulation[[#This Row],[Daypart]],TOUC,2)","v":0.25901999999999997},{"$f":"VLOOKUP(TOU_CTabulation[[#This Row],[Daypart]],TOUC,3)","v":0.32596000000000003},{"$f":"TOU_CTabulation[[#This Row],[Month Base Allow]]*TOU_CTabulation[[#This Row],[Base Rate]]","v":0},{"$f":"TOU_CTabulation[[#This Row],[Month Overbase Gen]]*TOU_CTabulation[[#This Row],[Over Rate]]","v":0},{"$f":"TOU_CTabulation[[#This Row],[Base Value]]+TOU_CTabulation[[#This Row],[Over Value]]","v":0}]
[8,29,0,0,0,14,1,0,14,0,0,{"$f":"TOU_CTabulation[[#This Row],[AC System Output (W)]]/1000","v":0},{"$f":"IF(A5788=TOU_CTabulation[[#This Row],[Month]],M5788+TOU_CTabulation[[#This Row],[AC System Output (kW)]],TOU_CTabulation[[#This Row],[AC System Output (kW)]])","v":628.12285600000007},{"$f":"VLOOKUP(TOU_CTabulation[[#This Row],[Month]],Season,2)","v":"Summer"},{"$f":"VLOOKUP(TOU_CTabulation[[#This Row],[Season]],CRate,2)","v":10.3},{"$f":"IF(A5790>TOU_CTabulation[[#This Row],[Month]],TOU_CTabulation[[#This Row],[Day]]*TOU_CTabulation[[#This Row],[Base Allow]],0)","v":0},{"$f":"IF(A5790>TOU_CTabulation[[#This Row],[Month]],TOU_CTabulation[[#This Row],[Month Cumm]],0)","v":0},{"$f":"IF(TOU_CTabulation[[#This Row],[Month Base Gen]]=0,0,TOU_CTabulation[[#This Row],[Month Base Gen]]-TOU_CTabulation[[#This Row],[Day]]*TOU_CTabulation[[#This Row],[Base Allow]])","v":0},{"$f":"VLOOKUP(TOU_CTabulation[[#This Row],[Hour]],daypart,2)","v":"All"},{"$f":"TOU_CTabulation[[#This Row],[Season]]&TOU_CTabulation[[#This Row],[Day-Part]]","v":"SummerAll"},{"$f":"VLOOKUP(TOU_CTabulation[[#This Row],[Daypart]],TOUC,2)","v":0.25901999999999997},{"$f":"VLOOKUP(TOU_CTabulation[[#This Row],[Daypart]],TOUC,3)","v":0.32596000000000003},{"$f":"TOU_CTabulation[[#This Row],[Month Base Allow]]*TOU_CTabulation[[#This Row],[Base Rate]]","v":0},{"$f":"TOU_CTabulation[[#This Row],[Month Overbase Gen]]*TOU_CTabulation[[#This Row],[Over Rate]]","v":0},{"$f":"TOU_CTabulation[[#This Row],[Base Value]]+TOU_CTabulation[[#This Row],[Over Value]]","v":0}]
[8,29,11,973,98,28,2,1070.7149999999999,56.35,3137.4229999999998,3014.8409999999999,{"$f":"TOU_CTabulation[[#This Row],[AC System Output (W)]]/1000","v":3.0148410000000001},{"$f":"IF(A5799=TOU_CTabulation[[#This Row],[Month]],M5799+TOU_CTabulation[[#This Row],[AC System Output (kW)]],TOU_CTabulation[[#This Row],[AC System Output (kW)]])","v":637.3998180000001},{"$f":"VLOOKUP(TOU_CTabulation[[#This Row],[Month]],Season,2)","v":"Summer"},{"$f":"VLOOKUP(TOU_CTabulation[[#This Row],[Season]],CRate,2)","v":10.3},{"$f":"IF(A5801>TOU_CTabulation[[#This Row],[Month]],TOU_CTabulation[[#This Row],[Day]]*TOU_CTabulation[[#This Row],[Base Allow]],0)","v":0},{"$f":"IF(A5801>TOU_CTabulation[[#This Row],[Month]],TOU_CTabulation[[#This Row],[Month Cumm]],0)","v":0},{"$f":"IF(TOU_CTabulation[[#This Row],[Month Base Gen]]=0,0,TOU_CTabulation[[#This Row],[Month Base Gen]]-TOU_CTabulation[[#This Row],[Day]]*TOU_CTabulation[[#This Row],[Base Allow]])","v":0},{"$f":"VLOOKUP(TOU_CTabulation[[#This Row],[Hour]],daypart,2)","v":"All"},{"$f":"TOU_CTabulation[[#This Row],[Season]]&TOU_CTabulation[[#This Row],[Day-Part]]","v":"SummerAll"},{"$f":"VLOOKUP(TOU_CTabulation[[#This Row],[Daypart]],TOUC,2)","v":0.25901999999999997},{"$f":"VLOOKUP(TOU_CTabulation[[#This Row],[Daypart]],TOUC,3)","v":0.32596000000000003},{"$f":"TOU_CTabulation[[#This Row],[Month Base Allow]]*TOU_CTabulation[[#This Row],[Base Rate]]","v":0},{"$f":"TOU_CTabulation[[#This Row],[Month Overbase Gen]]*TOU_CTabulation[[#This Row],[Over Rate]]","v":0},{"$f":"TOU_CTabulation[[#This Row],[Base Value]]+TOU_CTabulation[[#This Row],[Over Value]]","v":0}]
[8,29,14,929,93,27,3,854.68899999999996,47.64,2614.165,2514.98,{"$f":"TOU_CTabulation[[#This Row],[AC System Output (W)]]/1000","v":2.51498},{"$f":"IF(A5802=TOU_CTabulation[[#This Row],[Month]],M5802+TOU_CTabulation[[#This Row],[AC System Output (kW)]],TOU_CTabulation[[#This Row],[AC System Output (kW)]])","v":645.85903300000018},{"$f":"VLOOKUP(TOU_CTabulation[[#This Row],[Month]],Season,2)","v":"Summer"},{"$f":"VLOOKUP(TOU_CTabulation[[#This Row],[Season]],CRate,2)","v":10.3},{"$f":"IF(A5804>TOU_CTabulation[[#This Row],[Month]],TOU_CTabulation[[#This Row],[Day]]*TOU_CTabulation[[#This Row],[Base Allow]],0)","v":0},{"$f":"IF(A5804>TOU_CTabulation[[#This Row],[Month]],TOU_CTabulation[[#This Row],[Month Cumm]],0)","v":0},{"$f":"IF(TOU_CTabulation[[#This Row],[Month Base Gen]]=0,0,TOU_CTabulation[[#This Row],[Month Base Gen]]-TOU_CTabulation[[#This Row],[Day]]*TOU_CTabulation[[#This Row],[Base Allow]])","v":0},{"$f":"VLOOKUP(TOU_CTabulation[[#This Row],[Hour]],daypart,2)","v":"All"},{"$f":"TOU_CTabulation[[#This Row],[Season]]&TOU_CTabulation[[#This Row],[Day-Part]]","v":"SummerAll"},{"$f":"VLOOKUP(TOU_CTabulation[[#This Row],[Daypart]],TOUC,2)","v":0.25901999999999997},{"$f":"VLOOKUP(TOU_CTabulation[[#This Row],[Daypart]],TOUC,3)","v":0.32596000000000003},{"$f":"TOU_CTabulation[[#This Row],[Month Base Allow]]*TOU_CTabulation[[#This Row],[Base Rate]]","v":0},{"$f":"TOU_CTabulation[[#This Row],[Month Overbase Gen]]*TOU_CTabulation[[#This Row],[Over Rate]]","v":0},{"$f":"TOU_CTabulation[[#This Row],[Base Value]]+TOU_CTabulation[[#This Row],[Over Value]]","v":0}]
[8,30,4,0,0,13,0,0,13,0,0,{"$f":"TOU_CTabulation[[#This Row],[AC System Output (W)]]/1000","v":0},{"$f":"IF(A5816=TOU_CTabulation[[#This Row],[Month]],M5816+TOU_CTabulation[[#This Row],[AC System Output (kW)]],TOU_CTabulation[[#This Row],[AC System Output (kW)]])","v":649.36729500000013},{"$f":"VLOOKUP(TOU_CTabulation[[#This Row],[Month]],Season,2)","v":"Summer"},{"$f":"VLOOKUP(TOU_CTabulation[[#This Row],[Season]],CRate,2)","v":10.3},{"$f":"IF(A5818>TOU_CTabulation[[#This Row],[Month]],TOU_CTabulation[[#This Row],[Day]]*TOU_CTabulation[[#This Row],[Base Allow]],0)","v":0},{"$f":"IF(A5818>TOU_CTabulation[[#This Row],[Month]],TOU_CTabulation[[#This Row],[Month Cumm]],0)","v":0},{"$f":"IF(TOU_CTabulation[[#This Row],[Month Base Gen]]=0,0,TOU_CTabulation[[#This Row],[Month Base Gen]]-TOU_CTabulation[[#This Row],[Day]]*TOU_CTabulation[[#This Row],[Base Allow]])","v":0},{"$f":"VLOOKUP(TOU_CTabulation[[#This Row],[Hour]],daypart,2)","v":"All"},{"$f":"TOU_CTabulation[[#This Row],[Season]]&TOU_CTabulation[[#This Row],[Day-Part]]","v":"SummerAll"},{"$f":"VLOOKUP(TOU_CTabulation[[#This Row],[Daypart]],TOUC,2)","v":0.25901999999999997},{"$f":"VLOOKUP(TOU_CTabulation[[#This Row],[Daypart]],TOUC,3)","v":0.32596000000000003},{"$f":"TOU_CTabulation[[#This Row],[Month Base Allow]]*TOU_CTabulation[[#This Row],[Base Rate]]","v":0},{"$f":"TOU_CTabulation[[#This Row],[Month Overbase Gen]]*TOU_CTabulation[[#This Row],[Over Rate]]","v":0},{"$f":"TOU_CTabulation[[#This Row],[Base Value]]+TOU_CTabulation[[#This Row],[Over Value]]","v":0}]
[8,30,11,950,106,30,0,1056.0840000000001,68.790999999999997,2882.3180000000002,2771.46,{"$f":"TOU_CTabulation[[#This Row],[AC System Output (W)]]/1000","v":2.7714600000000003},{"$f":"IF(A5823=TOU_CTabulation[[#This Row],[Month]],M5823+TOU_CTabulation[[#This Row],[AC System Output (kW)]],TOU_CTabulation[[#This Row],[AC System Output (kW)]])","v":660.31167600000015},{"$f":"VLOOKUP(TOU_CTabulation[[#This Row],[Month]],Season,2)","v":"Summer"},{"$f":"VLOOKUP(TOU_CTabulation[[#This Row],[Season]],CRate,2)","v":10.3},{"$f":"IF(A5825>TOU_CTabulation[[#This Row],[Month]],TOU_CTabulation[[#This Row],[Day]]*TOU_CTabulation[[#This Row],[Base Allow]],0)","v":0},{"$f":"IF(A5825>TOU_CTabulation[[#This Row],[Month]],TOU_CTabulation[[#This Row],[Month Cumm]],0)","v":0},{"$f":"IF(TOU_CTabulation[[#This Row],[Month Base Gen]]=0,0,TOU_CTabulation[[#This Row],[Month Base Gen]]-TOU_CTabulation[[#This Row],[Day]]*TOU_CTabulation[[#This Row],[Base Allow]])","v":0},{"$f":"VLOOKUP(TOU_CTabulation[[#This Row],[Hour]],daypart,2)","v":"All"},{"$f":"TOU_CTabulation[[#This Row],[Season]]&TOU_CTabulation[[#This Row],[Day-Part]]","v":"SummerAll"},{"$f":"VLOOKUP(TOU_CTabulation[[#This Row],[Daypart]],TOUC,2)","v":0.25901999999999997},{"$f":"VLOOKUP(TOU_CTabulation[[#This Row],[Daypart]],TOUC,3)","v":0.32596000000000003},{"$f":"TOU_CTabulation[[#This Row],[Month Base Allow]]*TOU_CTabulation[[#This Row],[Base Rate]]","v":0},{"$f":"TOU_CTabulation[[#This Row],[Month Overbase Gen]]*TOU_CTabulation[[#This Row],[Over Rate]]","v":0},{"$f":"TOU_CTabulation[[#This Row],[Base Value]]+TOU_CTabulation[[#This Row],[Over Value]]","v":0}]
[8,30,13,933,107,31,2,985.66399999999999,57.384,2870.1210000000001,2759.81,{"$f":"TOU_CTabulation[[#This Row],[AC System Output (W)]]/1000","v":2.7598099999999999},{"$f":"IF(A5825=TOU_CTabulation[[#This Row],[Month]],M5825+TOU_CTabulation[[#This Row],[AC System Output (kW)]],TOU_CTabulation[[#This Row],[AC System Output (kW)]])","v":665.93752400000017},{"$f":"VLOOKUP(TOU_CTabulation[[#This Row],[Month]],Season,2)","v":"Summer"},{"$f":"VLOOKUP(TOU_CTabulation[[#This Row],[Season]],CRate,2)","v":10.3},{"$f":"IF(A5827>TOU_CTabulation[[#This Row],[Month]],TOU_CTabulation[[#This Row],[Day]]*TOU_CTabulation[[#This Row],[Base Allow]],0)","v":0},{"$f":"IF(A5827>TOU_CTabulation[[#This Row],[Month]],TOU_CTabulation[[#This Row],[Month Cumm]],0)","v":0},{"$f":"IF(TOU_CTabulation[[#This Row],[Month Base Gen]]=0,0,TOU_CTabulation[[#This Row],[Month Base Gen]]-TOU_CTabulation[[#This Row],[Day]]*TOU_CTabulation[[#This Row],[Base Allow]])","v":0},{"$f":"VLOOKUP(TOU_CTabulation[[#This Row],[Hour]],daypart,2)","v":"All"},{"$f":"TOU_CTabulation[[#This Row],[Season]]&TOU_CTabulation[[#This Row],[Day-Part]]","v":"SummerAll"},{"$f":"VLOOKUP(TOU_CTabulation[[#This Row],[Daypart]],TOUC,2)","v":0.25901999999999997},{"$f":"VLOOKUP(TOU_CTabulation[[#This Row],[Daypart]],TOUC,3)","v":0.32596000000000003},{"$f":"TOU_CTabulation[[#This Row],[Month Base Allow]]*TOU_CTabulation[[#This Row],[Base Rate]]","v":0},{"$f":"TOU_CTabulation[[#This Row],[Month Overbase Gen]]*TOU_CTabulation[[#This Row],[Over Rate]]","v":0},{"$f":"TOU_CTabulation[[#This Row],[Base Value]]+TOU_CTabulation[[#This Row],[Over Value]]","v":0}]
[8,30,22,0,0,16,0,0,16,0,0,{"$f":"TOU_CTabulation[[#This Row],[AC System Output (W)]]/1000","v":0},{"$f":"IF(A5834=TOU_CTabulation[[#This Row],[Month]],M5834+TOU_CTabulation[[#This Row],[AC System Output (kW)]],TOU_CTabulation[[#This Row],[AC System Output (kW)]])","v":671.73791700000015},{"$f":"VLOOKUP(TOU_CTabulation[[#This Row],[Month]],Season,2)","v":"Summer"},{"$f":"VLOOKUP(TOU_CTabulation[[#This Row],[Season]],CRate,2)","v":10.3},{"$f":"IF(A5836>TOU_CTabulation[[#This Row],[Month]],TOU_CTabulation[[#This Row],[Day]]*TOU_CTabulation[[#This Row],[Base Allow]],0)","v":0},{"$f":"IF(A5836>TOU_CTabulation[[#This Row],[Month]],TOU_CTabulation[[#This Row],[Month Cumm]],0)","v":0},{"$f":"IF(TOU_CTabulation[[#This Row],[Month Base Gen]]=0,0,TOU_CTabulation[[#This Row],[Month Base Gen]]-TOU_CTabulation[[#This Row],[Day]]*TOU_CTabulation[[#This Row],[Base Allow]])","v":0},{"$f":"VLOOKUP(TOU_CTabulation[[#This Row],[Hour]],daypart,2)","v":"All"},{"$f":"TOU_CTabulation[[#This Row],[Season]]&TOU_CTabulation[[#This Row],[Day-Part]]","v":"SummerAll"},{"$f":"VLOOKUP(TOU_CTabulation[[#This Row],[Daypart]],TOUC,2)","v":0.25901999999999997},{"$f":"VLOOKUP(TOU_CTabulation[[#This Row],[Daypart]],TOUC,3)","v":0.32596000000000003},{"$f":"TOU_CTabulation[[#This Row],[Month Base Allow]]*TOU_CTabulation[[#This Row],[Base Rate]]","v":0},{"$f":"TOU_CTabulation[[#This Row],[Month Overbase Gen]]*TOU_CTabulation[[#This Row],[Over Rate]]","v":0},{"$f":"TOU_CTabulation[[#This Row],[Base Value]]+TOU_CTabulation[[#This Row],[Over Value]]","v":0}]
[8,31,10,914,106,28,1,958.50199999999995,57.472000000000001,2789.2559999999999,2682.5250000000001,{"$f":"TOU_CTabulation[[#This Row],[AC System Output (W)]]/1000","v":2.682525},{"$f":"IF(A5846=TOU_CTabulation[[#This Row],[Month]],M5846+TOU_CTabulation[[#This Row],[AC System Output (kW)]],TOU_CTabulation[[#This Row],[AC System Output (kW)]])","v":679.73288100000036},{"$f":"VLOOKUP(TOU_CTabulation[[#This Row],[Month]],Season,2)","v":"Summer"},{"$f":"VLOOKUP(TOU_CTabulation[[#This Row],[Season]],CRate,2)","v":10.3},{"$f":"IF(A5848>TOU_CTabulation[[#This Row],[Month]],TOU_CTabulation[[#This Row],[Day]]*TOU_CTabulation[[#This Row],[Base Allow]],0)","v":0},{"$f":"IF(A5848>TOU_CTabulation[[#This Row],[Month]],TOU_CTabulation[[#This Row],[Month Cumm]],0)","v":0},{"$f":"IF(TOU_CTabulation[[#This Row],[Month Base Gen]]=0,0,TOU_CTabulation[[#This Row],[Month Base Gen]]-TOU_CTabulation[[#This Row],[Day]]*TOU_CTabulation[[#This Row],[Base Allow]])","v":0},{"$f":"VLOOKUP(TOU_CTabulation[[#This Row],[Hour]],daypart,2)","v":"All"},{"$f":"TOU_CTabulation[[#This Row],[Season]]&TOU_CTabulation[[#This Row],[Day-Part]]","v":"SummerAll"},{"$f":"VLOOKUP(TOU_CTabulation[[#This Row],[Daypart]],TOUC,2)","v":0.25901999999999997},{"$f":"VLOOKUP(TOU_CTabulation[[#This Row],[Daypart]],TOUC,3)","v":0.32596000000000003},{"$f":"TOU_CTabulation[[#This Row],[Month Base Allow]]*TOU_CTabulation[[#This Row],[Base Rate]]","v":0},{"$f":"TOU_CTabulation[[#This Row],[Month Overbase Gen]]*TOU_CTabulation[[#This Row],[Over Rate]]","v":0},{"$f":"TOU_CTabulation[[#This Row],[Base Value]]+TOU_CTabulation[[#This Row],[Over Value]]","v":0}]
[8,31,15,836,88,26,3,626.39499999999998,41.167000000000002,1951.5060000000001,1878.3009999999999,{"$f":"TOU_CTabulation[[#This Row],[AC System Output (W)]]/1000","v":1.878301},{"$f":"IF(A5851=TOU_CTabulation[[#This Row],[Month]],M5851+TOU_CTabulation[[#This Row],[AC System Output (kW)]],TOU_CTabulation[[#This Row],[AC System Output (kW)]])","v":692.74934100000041},{"$f":"VLOOKUP(TOU_CTabulation[[#This Row],[Month]],Season,2)","v":"Summer"},{"$f":"VLOOKUP(TOU_CTabulation[[#This Row],[Season]],CRate,2)","v":10.3},{"$f":"IF(A5853>TOU_CTabulation[[#This Row],[Month]],TOU_CTabulation[[#This Row],[Day]]*TOU_CTabulation[[#This Row],[Base Allow]],0)","v":0},{"$f":"IF(A5853>TOU_CTabulation[[#This Row],[Month]],TOU_CTabulation[[#This Row],[Month Cumm]],0)","v":0},{"$f":"IF(TOU_CTabulation[[#This Row],[Month Base Gen]]=0,0,TOU_CTabulation[[#This Row],[Month Base Gen]]-TOU_CTabulation[[#This Row],[Day]]*TOU_CTabulation[[#This Row],[Base Allow]])","v":0},{"$f":"VLOOKUP(TOU_CTabulation[[#This Row],[Hour]],daypart,2)","v":"All"},{"$f":"TOU_CTabulation[[#This Row],[Season]]&TOU_CTabulation[[#This Row],[Day-Part]]","v":"SummerAll"},{"$f":"VLOOKUP(TOU_CTabulation[[#This Row],[Daypart]],TOUC,2)","v":0.25901999999999997},{"$f":"VLOOKUP(TOU_CTabulation[[#This Row],[Daypart]],TOUC,3)","v":0.32596000000000003},{"$f":"TOU_CTabulation[[#This Row],[Month Base Allow]]*TOU_CTabulation[[#This Row],[Base Rate]]","v":0},{"$f":"TOU_CTabulation[[#This Row],[Month Overbase Gen]]*TOU_CTabulation[[#This Row],[Over Rate]]","v":0},{"$f":"TOU_CTabulation[[#This Row],[Base Value]]+TOU_CTabulation[[#This Row],[Over Value]]","v":0}]
[8,31,20,0,0,14,2,0,14,0,0,{"$f":"TOU_CTabulation[[#This Row],[AC System Output (W)]]/1000","v":0},{"$f":"IF(A5856=TOU_CTabulation[[#This Row],[Month]],M5856+TOU_CTabulation[[#This Row],[AC System Output (kW)]],TOU_CTabulation[[#This Row],[AC System Output (kW)]])","v":694.30141400000048},{"$f":"VLOOKUP(TOU_CTabulation[[#This Row],[Month]],Season,2)","v":"Summer"},{"$f":"VLOOKUP(TOU_CTabulation[[#This Row],[Season]],CRate,2)","v":10.3},{"$f":"IF(A5858>TOU_CTabulation[[#This Row],[Month]],TOU_CTabulation[[#This Row],[Day]]*TOU_CTabulation[[#This Row],[Base Allow]],0)","v":0},{"$f":"IF(A5858>TOU_CTabulation[[#This Row],[Month]],TOU_CTabulation[[#This Row],[Month Cumm]],0)","v":0},{"$f":"IF(TOU_CTabulation[[#This Row],[Month Base Gen]]=0,0,TOU_CTabulation[[#This Row],[Month Base Gen]]-TOU_CTabulation[[#This Row],[Day]]*TOU_CTabulation[[#This Row],[Base Allow]])","v":0},{"$f":"VLOOKUP(TOU_CTabulation[[#This Row],[Hour]],daypart,2)","v":"All"},{"$f":"TOU_CTabulation[[#This Row],[Season]]&TOU_CTabulation[[#This Row],[Day-Part]]","v":"SummerAll"},{"$f":"VLOOKUP(TOU_CTabulation[[#This Row],[Daypart]],TOUC,2)","v":0.25901999999999997},{"$f":"VLOOKUP(TOU_CTabulation[[#This Row],[Daypart]],TOUC,3)","v":0.32596000000000003},{"$f":"TOU_CTabulation[[#This Row],[Month Base Allow]]*TOU_CTabulation[[#This Row],[Base Rate]]","v":0},{"$f":"TOU_CTabulation[[#This Row],[Month Overbase Gen]]*TOU_CTabulation[[#This Row],[Over Rate]]","v":0},{"$f":"TOU_CTabulation[[#This Row],[Base Value]]+TOU_CTabulation[[#This Row],[Over Value]]","v":0}]
[9,1,8,12,191,19,0,191.25299999999999,25.082999999999998,656.39599999999996,622.18100000000004,{"$f":"TOU_CTabulation[[#This Row],[AC System Output (W)]]/1000","v":0.6221810000000001},{"$f":"IF(A5868=TOU_CTabulation[[#This Row],[Month]],M5868+TOU_CTabulation[[#This Row],[AC System Output (kW)]],TOU_CTabulation[[#This Row],[AC System Output (kW)]])","v":0.94752000000000014},{"$f":"VLOOKUP(TOU_CTabulation[[#This Row],[Month]],Season,2)","v":"Summer"},{"$f":"VLOOKUP(TOU_CTabulation[[#This Row],[Season]],CRate,2)","v":10.3},{"$f":"IF(A5870>TOU_CTabulation[[#This Row],[Month]],TOU_CTabulation[[#This Row],[Day]]*TOU_CTabulation[[#This Row],[Base Allow]],0)","v":0},{"$f":"IF(A5870>TOU_CTabulation[[#This Row],[Month]],TOU_CTabulation[[#This Row],[Month Cumm]],0)","v":0},{"$f":"IF(TOU_CTabulation[[#This Row],[Month Base Gen]]=0,0,TOU_CTabulation[[#This Row],[Month Base Gen]]-TOU_CTabulation[[#This Row],[Day]]*TOU_CTabulation[[#This Row],[Base Allow]])","v":0},{"$f":"VLOOKUP(TOU_CTabulation[[#This Row],[Hour]],daypart,2)","v":"All"},{"$f":"TOU_CTabulation[[#This Row],[Season]]&TOU_CTabulation[[#This Row],[Day-Part]]","v":"SummerAll"},{"$f":"VLOOKUP(TOU_CTabulation[[#This Row],[Daypart]],TOUC,2)","v":0.25901999999999997},{"$f":"VLOOKUP(TOU_CTabulation[[#This Row],[Daypart]],TOUC,3)","v":0.32596000000000003},{"$f":"TOU_CTabulation[[#This Row],[Month Base Allow]]*TOU_CTabulation[[#This Row],[Base Rate]]","v":0},{"$f":"TOU_CTabulation[[#This Row],[Month Overbase Gen]]*TOU_CTabulation[[#This Row],[Over Rate]]","v":0},{"$f":"TOU_CTabulation[[#This Row],[Base Value]]+TOU_CTabulation[[#This Row],[Over Value]]","v":0}]
[9,1,10,954,92,25,0,980.197,61.48,2788.9279999999999,2682.212,{"$f":"TOU_CTabulation[[#This Row],[AC System Output (W)]]/1000","v":2.6822119999999998},{"$f":"IF(A5870=TOU_CTabulation[[#This Row],[Month]],M5870+TOU_CTabulation[[#This Row],[AC System Output (kW)]],TOU_CTabulation[[#This Row],[AC System Output (kW)]])","v":6.0193249999999994},{"$f":"VLOOKUP(TOU_CTabulation[[#This Row],[Month]],Season,2)","v":"Summer"},{"$f":"VLOOKUP(TOU_CTabulation[[#This Row],[Season]],CRate,2)","v":10.3},{"$f":"IF(A5872>TOU_CTabulation[[#This Row],[Month]],TOU_CTabulation[[#This Row],[Day]]*TOU_CTabulation[[#This Row],[Base Allow]],0)","v":0},{"$f":"IF(A5872>TOU_CTabulation[[#This Row],[Month]],TOU_CTabulation[[#This Row],[Month Cumm]],0)","v":0},{"$f":"IF(TOU_CTabulation[[#This Row],[Month Base Gen]]=0,0,TOU_CTabulation[[#This Row],[Month Base Gen]]-TOU_CTabulation[[#This Row],[Day]]*TOU_CTabulation[[#This Row],[Base Allow]])","v":0},{"$f":"VLOOKUP(TOU_CTabulation[[#This Row],[Hour]],daypart,2)","v":"All"},{"$f":"TOU_CTabulation[[#This Row],[Season]]&TOU_CTabulation[[#This Row],[Day-Part]]","v":"SummerAll"},{"$f":"VLOOKUP(TOU_CTabulation[[#This Row],[Daypart]],TOUC,2)","v":0.25901999999999997},{"$f":"VLOOKUP(TOU_CTabulation[[#This Row],[Daypart]],TOUC,3)","v":0.32596000000000003},{"$f":"TOU_CTabulation[[#This Row],[Month Base Allow]]*TOU_CTabulation[[#This Row],[Base Rate]]","v":0},{"$f":"TOU_CTabulation[[#This Row],[Month Overbase Gen]]*TOU_CTabulation[[#This Row],[Over Rate]]","v":0},{"$f":"TOU_CTabulation[[#This Row],[Base Value]]+TOU_CTabulation[[#This Row],[Over Value]]","v":0}]
[9,1,17,527,48,22,3,139.78700000000001,24.811,365.71199999999999,338.10599999999999,{"$f":"TOU_CTabulation[[#This Row],[AC System Output (W)]]/1000","v":0.33810600000000002},{"$f":"IF(A5877=TOU_CTabulation[[#This Row],[Month]],M5877+TOU_CTabulation[[#This Row],[AC System Output (kW)]],TOU_CTabulation[[#This Row],[AC System Output (kW)]])","v":20.696860000000001},{"$f":"VLOOKUP(TOU_CTabulation[[#This Row],[Month]],Season,2)","v":"Summer"},{"$f":"VLOOKUP(TOU_CTabulation[[#This Row],[Season]],CRate,2)","v":10.3},{"$f":"IF(A5879>TOU_CTabulation[[#This Row],[Month]],TOU_CTabulation[[#This Row],[Day]]*TOU_CTabulation[[#This Row],[Base Allow]],0)","v":0},{"$f":"IF(A5879>TOU_CTabulation[[#This Row],[Month]],TOU_CTabulation[[#This Row],[Month Cumm]],0)","v":0},{"$f":"IF(TOU_CTabulation[[#This Row],[Month Base Gen]]=0,0,TOU_CTabulation[[#This Row],[Month Base Gen]]-TOU_CTabulation[[#This Row],[Day]]*TOU_CTabulation[[#This Row],[Base Allow]])","v":0},{"$f":"VLOOKUP(TOU_CTabulation[[#This Row],[Hour]],daypart,2)","v":"All"},{"$f":"TOU_CTabulation[[#This Row],[Season]]&TOU_CTabulation[[#This Row],[Day-Part]]","v":"SummerAll"},{"$f":"VLOOKUP(TOU_CTabulation[[#This Row],[Daypart]],TOUC,2)","v":0.25901999999999997},{"$f":"VLOOKUP(TOU_CTabulation[[#This Row],[Daypart]],TOUC,3)","v":0.32596000000000003},{"$f":"TOU_CTabulation[[#This Row],[Month Base Allow]]*TOU_CTabulation[[#This Row],[Base Rate]]","v":0},{"$f":"TOU_CTabulation[[#This Row],[Month Overbase Gen]]*TOU_CTabulation[[#This Row],[Over Rate]]","v":0},{"$f":"TOU_CTabulation[[#This Row],[Base Value]]+TOU_CTabulation[[#This Row],[Over Value]]","v":0}]
[9,2,7,727,72,20,0,366.71600000000001,33.268999999999998,1113.4069999999999,1067.213,{"$f":"TOU_CTabulation[[#This Row],[AC System Output (W)]]/1000","v":1.067213},{"$f":"IF(A5891=TOU_CTabulation[[#This Row],[Month]],M5891+TOU_CTabulation[[#This Row],[AC System Output (kW)]],TOU_CTabulation[[#This Row],[AC System Output (kW)]])","v":22.058768999999998},{"$f":"VLOOKUP(TOU_CTabulation[[#This Row],[Month]],Season,2)","v":"Summer"},{"$f":"VLOOKUP(TOU_CTabulation[[#This Row],[Season]],CRate,2)","v":10.3},{"$f":"IF(A5893>TOU_CTabulation[[#This Row],[Month]],TOU_CTabulation[[#This Row],[Day]]*TOU_CTabulation[[#This Row],[Base Allow]],0)","v":0},{"$f":"IF(A5893>TOU_CTabulation[[#This Row],[Month]],TOU_CTabulation[[#This Row],[Month Cumm]],0)","v":0},{"$f":"IF(TOU_CTabulation[[#This Row],[Month Base Gen]]=0,0,TOU_CTabulation[[#This Row],[Month Base Gen]]-TOU_CTabulation[[#This Row],[Day]]*TOU_CTabulation[[#This Row],[Base Allow]])","v":0},{"$f":"VLOOKUP(TOU_CTabulation[[#This Row],[Hour]],daypart,2)","v":"All"},{"$f":"TOU_CTabulation[[#This Row],[Season]]&TOU_CTabulation[[#This Row],[Day-Part]]","v":"SummerAll"},{"$f":"VLOOKUP(TOU_CTabulation[[#This Row],[Daypart]],TOUC,2)","v":0.25901999999999997},{"$f":"VLOOKUP(TOU_CTabulation[[#This Row],[Daypart]],TOUC,3)","v":0.32596000000000003},{"$f":"TOU_CTabulation[[#This Row],[Month Base Allow]]*TOU_CTabulation[[#This Row],[Base Rate]]","v":0},{"$f":"TOU_CTabulation[[#This Row],[Month Overbase Gen]]*TOU_CTabulation[[#This Row],[Over Rate]]","v":0},{"$f":"TOU_CTabulation[[#This Row],[Base Value]]+TOU_CTabulation[[#This Row],[Over Value]]","v":0}]
[9,2,10,944,97,27,1,976.1,57.045000000000002,2847.1379999999999,2737.85,{"$f":"TOU_CTabulation[[#This Row],[AC System Output (W)]]/1000","v":2.7378499999999999},{"$f":"IF(A5894=TOU_CTabulation[[#This Row],[Month]],M5894+TOU_CTabulation[[#This Row],[AC System Output (kW)]],TOU_CTabulation[[#This Row],[AC System Output (kW)]])","v":28.884476999999997},{"$f":"VLOOKUP(TOU_CTabulation[[#This Row],[Month]],Season,2)","v":"Summer"},{"$f":"VLOOKUP(TOU_CTabulation[[#This Row],[Season]],CRate,2)","v":10.3},{"$f":"IF(A5896>TOU_CTabulation[[#This Row],[Month]],TOU_CTabulation[[#This Row],[Day]]*TOU_CTabulation[[#This Row],[Base Allow]],0)","v":0},{"$f":"IF(A5896>TOU_CTabulation[[#This Row],[Month]],TOU_CTabulation[[#This Row],[Month Cumm]],0)","v":0},{"$f":"IF(TOU_CTabulation[[#This Row],[Month Base Gen]]=0,0,TOU_CTabulation[[#This Row],[Month Base Gen]]-TOU_CTabulation[[#This Row],[Day]]*TOU_CTabulation[[#This Row],[Base Allow]])","v":0},{"$f":"VLOOKUP(TOU_CTabulation[[#This Row],[Hour]],daypart,2)","v":"All"},{"$f":"TOU_CTabulation[[#This Row],[Season]]&TOU_CTabulation[[#This Row],[Day-Part]]","v":"SummerAll"},{"$f":"VLOOKUP(TOU_CTabulation[[#This Row],[Daypart]],TOUC,2)","v":0.25901999999999997},{"$f":"VLOOKUP(TOU_CTabulation[[#This Row],[Daypart]],TOUC,3)","v":0.32596000000000003},{"$f":"TOU_CTabulation[[#This Row],[Month Base Allow]]*TOU_CTabulation[[#This Row],[Base Rate]]","v":0},{"$f":"TOU_CTabulation[[#This Row],[Month Overbase Gen]]*TOU_CTabulation[[#This Row],[Over Rate]]","v":0},{"$f":"TOU_CTabulation[[#This Row],[Base Value]]+TOU_CTabulation[[#This Row],[Over Value]]","v":0}]
[9,2,21,0,0,17,0,0,17,0,0,{"$f":"TOU_CTabulation[[#This Row],[AC System Output (W)]]/1000","v":0},{"$f":"IF(A5905=TOU_CTabulation[[#This Row],[Month]],M5905+TOU_CTabulation[[#This Row],[AC System Output (kW)]],TOU_CTabulation[[#This Row],[AC System Output (kW)]])","v":43.299821999999992},{"$f":"VLOOKUP(TOU_CTabulation[[#This Row],[Month]],Season,2)","v":"Summer"},{"$f":"VLOOKUP(TOU_CTabulation[[#This Row],[Season]],CRate,2)","v":10.3},{"$f":"IF(A5907>TOU_CTabulation[[#This Row],[Month]],TOU_CTabulation[[#This Row],[Day]]*TOU_CTabulation[[#This Row],[Base Allow]],0)","v":0},{"$f":"IF(A5907>TOU_CTabulation[[#This Row],[Month]],TOU_CTabulation[[#This Row],[Month Cumm]],0)","v":0},{"$f":"IF(TOU_CTabulation[[#This Row],[Month Base Gen]]=0,0,TOU_CTabulation[[#This Row],[Month Base Gen]]-TOU_CTabulation[[#This Row],[Day]]*TOU_CTabulation[[#This Row],[Base Allow]])","v":0},{"$f":"VLOOKUP(TOU_CTabulation[[#This Row],[Hour]],daypart,2)","v":"All"},{"$f":"TOU_CTabulation[[#This Row],[Season]]&TOU_CTabulation[[#This Row],[Day-Part]]","v":"SummerAll"},{"$f":"VLOOKUP(TOU_CTabulation[[#This Row],[Daypart]],TOUC,2)","v":0.25901999999999997},{"$f":"VLOOKUP(TOU_CTabulation[[#This Row],[Daypart]],TOUC,3)","v":0.32596000000000003},{"$f":"TOU_CTabulation[[#This Row],[Month Base Allow]]*TOU_CTabulation[[#This Row],[Base Rate]]","v":0},{"$f":"TOU_CTabulation[[#This Row],[Month Overbase Gen]]*TOU_CTabulation[[#This Row],[Over Rate]]","v":0},{"$f":"TOU_CTabulation[[#This Row],[Base Value]]+TOU_CTabulation[[#This Row],[Over Value]]","v":0}]
[9,3,3,0,0,16,0,0,16,0,0,{"$f":"TOU_CTabulation[[#This Row],[AC System Output (W)]]/1000","v":0},{"$f":"IF(A5911=TOU_CTabulation[[#This Row],[Month]],M5911+TOU_CTabulation[[#This Row],[AC System Output (kW)]],TOU_CTabulation[[#This Row],[AC System Output (kW)]])","v":43.299821999999992},{"$f":"VLOOKUP(TOU_CTabulation[[#This Row],[Month]],Season,2)","v":"Summer"},{"$f":"VLOOKUP(TOU_CTabulation[[#This Row],[Season]],CRate,2)","v":10.3},{"$f":"IF(A5913>TOU_CTabulation[[#This Row],[Month]],TOU_CTabulation[[#This Row],[Day]]*TOU_CTabulation[[#This Row],[Base Allow]],0)","v":0},{"$f":"IF(A5913>TOU_CTabulation[[#This Row],[Month]],TOU_CTabulation[[#This Row],[Month Cumm]],0)","v":0},{"$f":"IF(TOU_CTabulation[[#This Row],[Month Base Gen]]=0,0,TOU_CTabulation[[#This Row],[Month Base Gen]]-TOU_CTabulation[[#This Row],[Day]]*TOU_CTabulation[[#This Row],[Base Allow]])","v":0},{"$f":"VLOOKUP(TOU_CTabulation[[#This Row],[Hour]],daypart,2)","v":"All"},{"$f":"TOU_CTabulation[[#This Row],[Season]]&TOU_CTabulation[[#This Row],[Day-Part]]","v":"SummerAll"},{"$f":"VLOOKUP(TOU_CTabulation[[#This Row],[Daypart]],TOUC,2)","v":0.25901999999999997},{"$f":"VLOOKUP(TOU_CTabulation[[#This Row],[Daypart]],TOUC,3)","v":0.32596000000000003},{"$f":"TOU_CTabulation[[#This Row],[Month Base Allow]]*TOU_CTabulation[[#This Row],[Base Rate]]","v":0},{"$f":"TOU_CTabulation[[#This Row],[Month Overbase Gen]]*TOU_CTabulation[[#This Row],[Over Rate]]","v":0},{"$f":"TOU_CTabulation[[#This Row],[Base Value]]+TOU_CTabulation[[#This Row],[Over Value]]","v":0}]
[9,3,11,974,91,32,1,1061.759,64.489999999999995,2971.527,2856.6379999999999,{"$f":"TOU_CTabulation[[#This Row],[AC System Output (W)]]/1000","v":2.8566379999999998},{"$f":"IF(A5919=TOU_CTabulation[[#This Row],[Month]],M5919+TOU_CTabulation[[#This Row],[AC System Output (kW)]],TOU_CTabulation[[#This Row],[AC System Output (kW)]])","v":54.231775999999989},{"$f":"VLOOKUP(TOU_CTabulation[[#This Row],[Month]],Season,2)","v":"Summer"},{"$f":"VLOOKUP(TOU_CTabulation[[#This Row],[Season]],CRate,2)","v":10.3},{"$f":"IF(A5921>TOU_CTabulation[[#This Row],[Month]],TOU_CTabulation[[#This Row],[Day]]*TOU_CTabulation[[#This Row],[Base Allow]],0)","v":0},{"$f":"IF(A5921>TOU_CTabulation[[#This Row],[Month]],TOU_CTabulation[[#This Row],[Month Cumm]],0)","v":0},{"$f":"IF(TOU_CTabulation[[#This Row],[Month Base Gen]]=0,0,TOU_CTabulation[[#This Row],[Month Base Gen]]-TOU_CTabulation[[#This Row],[Day]]*TOU_CTabulation[[#This Row],[Base Allow]])","v":0},{"$f":"VLOOKUP(TOU_CTabulation[[#This Row],[Hour]],daypart,2)","v":"All"},{"$f":"TOU_CTabulation[[#This Row],[Season]]&TOU_CTabulation[[#This Row],[Day-Part]]","v":"SummerAll"},{"$f":"VLOOKUP(TOU_CTabulation[[#This Row],[Daypart]],TOUC,2)","v":0.25901999999999997},{"$f":"VLOOKUP(TOU_CTabulation[[#This Row],[Daypart]],TOUC,3)","v":0.32596000000000003},{"$f":"TOU_CTabulation[[#This Row],[Month Base Allow]]*TOU_CTabulation[[#This Row],[Base Rate]]","v":0},{"$f":"TOU_CTabulation[[#This Row],[Month Overbase Gen]]*TOU_CTabulation[[#This Row],[Over Rate]]","v":0},{"$f":"TOU_CTabulation[[#This Row],[Base Value]]+TOU_CTabulation[[#This Row],[Over Value]]","v":0}]
[9,3,20,0,0,18,1,0,18,0,0,{"$f":"TOU_CTabulation[[#This Row],[AC System Output (W)]]/1000","v":0},{"$f":"IF(A5928=TOU_CTabulation[[#This Row],[Month]],M5928+TOU_CTabulation[[#This Row],[AC System Output (kW)]],TOU_CTabulation[[#This Row],[AC System Output (kW)]])","v":65.412426999999994},{"$f":"VLOOKUP(TOU_CTabulation[[#This Row],[Month]],Season,2)","v":"Summer"},{"$f":"VLOOKUP(TOU_CTabulation[[#This Row],[Season]],CRate,2)","v":10.3},{"$f":"IF(A5930>TOU_CTabulation[[#This Row],[Month]],TOU_CTabulation[[#This Row],[Day]]*TOU_CTabulation[[#This Row],[Base Allow]],0)","v":0},{"$f":"IF(A5930>TOU_CTabulation[[#This Row],[Month]],TOU_CTabulation[[#This Row],[Month Cumm]],0)","v":0},{"$f":"IF(TOU_CTabulation[[#This Row],[Month Base Gen]]=0,0,TOU_CTabulation[[#This Row],[Month Base Gen]]-TOU_CTabulation[[#This Row],[Day]]*TOU_CTabulation[[#This Row],[Base Allow]])","v":0},{"$f":"VLOOKUP(TOU_CTabulation[[#This Row],[Hour]],daypart,2)","v":"All"},{"$f":"TOU_CTabulation[[#This Row],[Season]]&TOU_CTabulation[[#This Row],[Day-Part]]","v":"SummerAll"},{"$f":"VLOOKUP(TOU_CTabulation[[#This Row],[Daypart]],TOUC,2)","v":0.25901999999999997},{"$f":"VLOOKUP(TOU_CTabulation[[#This Row],[Daypart]],TOUC,3)","v":0.32596000000000003},{"$f":"TOU_CTabulation[[#This Row],[Month Base Allow]]*TOU_CTabulation[[#This Row],[Base Rate]]","v":0},{"$f":"TOU_CTabulation[[#This Row],[Month Overbase Gen]]*TOU_CTabulation[[#This Row],[Over Rate]]","v":0},{"$f":"TOU_CTabulation[[#This Row],[Base Value]]+TOU_CTabulation[[#This Row],[Over Value]]","v":0}]
[9,4,5,0,0,16,0,0,16,0,0,{"$f":"TOU_CTabulation[[#This Row],[AC System Output (W)]]/1000","v":0},{"$f":"IF(A5937=TOU_CTabulation[[#This Row],[Month]],M5937+TOU_CTabulation[[#This Row],[AC System Output (kW)]],TOU_CTabulation[[#This Row],[AC System Output (kW)]])","v":65.412426999999994},{"$f":"VLOOKUP(TOU_CTabulation[[#This Row],[Month]],Season,2)","v":"Summer"},{"$f":"VLOOKUP(TOU_CTabulation[[#This Row],[Season]],CRate,2)","v":10.3},{"$f":"IF(A5939>TOU_CTabulation[[#This Row],[Month]],TOU_CTabulation[[#This Row],[Day]]*TOU_CTabulation[[#This Row],[Base Allow]],0)","v":0},{"$f":"IF(A5939>TOU_CTabulation[[#This Row],[Month]],TOU_CTabulation[[#This Row],[Month Cumm]],0)","v":0},{"$f":"IF(TOU_CTabulation[[#This Row],[Month Base Gen]]=0,0,TOU_CTabulation[[#This Row],[Month Base Gen]]-TOU_CTabulation[[#This Row],[Day]]*TOU_CTabulation[[#This Row],[Base Allow]])","v":0},{"$f":"VLOOKUP(TOU_CTabulation[[#This Row],[Hour]],daypart,2)","v":"All"},{"$f":"TOU_CTabulation[[#This Row],[Season]]&TOU_CTabulation[[#This Row],[Day-Part]]","v":"SummerAll"},{"$f":"VLOOKUP(TOU_CTabulation[[#This Row],[Daypart]],TOUC,2)","v":0.25901999999999997},{"$f":"VLOOKUP(TOU_CTabulation[[#This Row],[Daypart]],TOUC,3)","v":0.32596000000000003},{"$f":"TOU_CTabulation[[#This Row],[Month Base Allow]]*TOU_CTabulation[[#This Row],[Base Rate]]","v":0},{"$f":"TOU_CTabulation[[#This Row],[Month Overbase Gen]]*TOU_CTabulation[[#This Row],[Over Rate]]","v":0},{"$f":"TOU_CTabulation[[#This Row],[Base Value]]+TOU_CTabulation[[#This Row],[Over Value]]","v":0}]
[9,4,10,923,93,29,1,951.923,58.207000000000001,2758.7089999999998,2653.3159999999998,{"$f":"TOU_CTabulation[[#This Row],[AC System Output (W)]]/1000","v":2.6533159999999998},{"$f":"IF(A5942=TOU_CTabulation[[#This Row],[Month]],M5942+TOU_CTabulation[[#This Row],[AC System Output (kW)]],TOU_CTabulation[[#This Row],[AC System Output (kW)]])","v":73.119550000000004},{"$f":"VLOOKUP(TOU_CTabulation[[#This Row],[Month]],Season,2)","v":"Summer"},{"$f":"VLOOKUP(TOU_CTabulation[[#This Row],[Season]],CRate,2)","v":10.3},{"$f":"IF(A5944>TOU_CTabulation[[#This Row],[Month]],TOU_CTabulation[[#This Row],[Day]]*TOU_CTabulation[[#This Row],[Base Allow]],0)","v":0},{"$f":"IF(A5944>TOU_CTabulation[[#This Row],[Month]],TOU_CTabulation[[#This Row],[Month Cumm]],0)","v":0},{"$f":"IF(TOU_CTabulation[[#This Row],[Month Base Gen]]=0,0,TOU_CTabulation[[#This Row],[Month Base Gen]]-TOU_CTabulation[[#This Row],[Day]]*TOU_CTabulation[[#This Row],[Base Allow]])","v":0},{"$f":"VLOOKUP(TOU_CTabulation[[#This Row],[Hour]],daypart,2)","v":"All"},{"$f":"TOU_CTabulation[[#This Row],[Season]]&TOU_CTabulation[[#This Row],[Day-Part]]","v":"SummerAll"},{"$f":"VLOOKUP(TOU_CTabulation[[#This Row],[Daypart]],TOUC,2)","v":0.25901999999999997},{"$f":"VLOOKUP(TOU_CTabulation[[#This Row],[Daypart]],TOUC,3)","v":0.32596000000000003},{"$f":"TOU_CTabulation[[#This Row],[Month Base Allow]]*TOU_CTabulation[[#This Row],[Base Rate]]","v":0},{"$f":"TOU_CTabulation[[#This Row],[Month Overbase Gen]]*TOU_CTabulation[[#This Row],[Over Rate]]","v":0},{"$f":"TOU_CTabulation[[#This Row],[Base Value]]+TOU_CTabulation[[#This Row],[Over Value]]","v":0}]
[9,4,14,892,87,28,3,809.34100000000001,47.506,2475.9110000000001,2382.4830000000002,{"$f":"TOU_CTabulation[[#This Row],[AC System Output (W)]]/1000","v":2.3824830000000001},{"$f":"IF(A5946=TOU_CTabulation[[#This Row],[Month]],M5946+TOU_CTabulation[[#This Row],[AC System Output (kW)]],TOU_CTabulation[[#This Row],[AC System Output (kW)]])","v":84.062377999999995},{"$f":"VLOOKUP(TOU_CTabulation[[#This Row],[Month]],Season,2)","v":"Summer"},{"$f":"VLOOKUP(TOU_CTabulation[[#This Row],[Season]],CRate,2)","v":10.3},{"$f":"IF(A5948>TOU_CTabulation[[#This Row],[Month]],TOU_CTabulation[[#This Row],[Day]]*TOU_CTabulation[[#This Row],[Base Allow]],0)","v":0},{"$f":"IF(A5948>TOU_CTabulation[[#This Row],[Month]],TOU_CTabulation[[#This Row],[Month Cumm]],0)","v":0},{"$f":"IF(TOU_CTabulation[[#This Row],[Month Base Gen]]=0,0,TOU_CTabulation[[#This Row],[Month Base Gen]]-TOU_CTabulation[[#This Row],[Day]]*TOU_CTabulation[[#This Row],[Base Allow]])","v":0},{"$f":"VLOOKUP(TOU_CTabulation[[#This Row],[Hour]],daypart,2)","v":"All"},{"$f":"TOU_CTabulation[[#This Row],[Season]]&TOU_CTabulation[[#This Row],[Day-Part]]","v":"SummerAll"},{"$f":"VLOOKUP(TOU_CTabulation[[#This Row],[Daypart]],TOUC,2)","v":0.25901999999999997},{"$f":"VLOOKUP(TOU_CTabulation[[#This Row],[Daypart]],TOUC,3)","v":0.32596000000000003},{"$f":"TOU_CTabulation[[#This Row],[Month Base Allow]]*TOU_CTabulation[[#This Row],[Base Rate]]","v":0},{"$f":"TOU_CTabulation[[#This Row],[Month Overbase Gen]]*TOU_CTabulation[[#This Row],[Over Rate]]","v":0},{"$f":"TOU_CTabulation[[#This Row],[Base Value]]+TOU_CTabulation[[#This Row],[Over Value]]","v":0}]
[9,5,3,0,0,15,0,0,15,0,0,{"$f":"TOU_CTabulation[[#This Row],[AC System Output (W)]]/1000","v":0},{"$f":"IF(A5959=TOU_CTabulation[[#This Row],[Month]],M5959+TOU_CTabulation[[#This Row],[AC System Output (kW)]],TOU_CTabulation[[#This Row],[AC System Output (kW)]])","v":87.242501999999988},{"$f":"VLOOKUP(TOU_CTabulation[[#This Row],[Month]],Season,2)","v":"Summer"},{"$f":"VLOOKUP(TOU_CTabulation[[#This Row],[Season]],CRate,2)","v":10.3},{"$f":"IF(A5961>TOU_CTabulation[[#This Row],[Month]],TOU_CTabulation[[#This Row],[Day]]*TOU_CTabulation[[#This Row],[Base Allow]],0)","v":0},{"$f":"IF(A5961>TOU_CTabulation[[#This Row],[Month]],TOU_CTabulation[[#This Row],[Month Cumm]],0)","v":0},{"$f":"IF(TOU_CTabulation[[#This Row],[Month Base Gen]]=0,0,TOU_CTabulation[[#This Row],[Month Base Gen]]-TOU_CTabulation[[#This Row],[Day]]*TOU_CTabulation[[#This Row],[Base Allow]])","v":0},{"$f":"VLOOKUP(TOU_CTabulation[[#This Row],[Hour]],daypart,2)","v":"All"},{"$f":"TOU_CTabulation[[#This Row],[Season]]&TOU_CTabulation[[#This Row],[Day-Part]]","v":"SummerAll"},{"$f":"VLOOKUP(TOU_CTabulation[[#This Row],[Daypart]],TOUC,2)","v":0.25901999999999997},{"$f":"VLOOKUP(TOU_CTabulation[[#This Row],[Daypart]],TOUC,3)","v":0.32596000000000003},{"$f":"TOU_CTabulation[[#This Row],[Month Base Allow]]*TOU_CTabulation[[#This Row],[Base Rate]]","v":0},{"$f":"TOU_CTabulation[[#This Row],[Month Overbase Gen]]*TOU_CTabulation[[#This Row],[Over Rate]]","v":0},{"$f":"TOU_CTabulation[[#This Row],[Base Value]]+TOU_CTabulation[[#This Row],[Over Value]]","v":0}]
[9,5,7,0,20,19,0,18.95,17.117999999999999,67.540000000000006,45.896999999999998,{"$f":"TOU_CTabulation[[#This Row],[AC System Output (W)]]/1000","v":4.5897E-2},{"$f":"IF(A5963=TOU_CTabulation[[#This Row],[Month]],M5963+TOU_CTabulation[[#This Row],[AC System Output (kW)]],TOU_CTabulation[[#This Row],[AC System Output (kW)]])","v":87.514283999999989},{"$f":"VLOOKUP(TOU_CTabulation[[#This Row],[Month]],Season,2)","v":"Summer"},{"$f":"VLOOKUP(TOU_CTabulation[[#This Row],[Season]],CRate,2)","v":10.3},{"$f":"IF(A5965>TOU_CTabulation[[#This Row],[Month]],TOU_CTabulation[[#This Row],[Day]]*TOU_CTabulation[[#This Row],[Base Allow]],0)","v":0},{"$f":"IF(A5965>TOU_CTabulation[[#This Row],[Month]],TOU_CTabulation[[#This Row],[Month Cumm]],0)","v":0},{"$f":"IF(TOU_CTabulation[[#This Row],[Month Base Gen]]=0,0,TOU_CTabulation[[#This Row],[Month Base Gen]]-TOU_CTabulation[[#This Row],[Day]]*TOU_CTabulation[[#This Row],[Base Allow]])","v":0},{"$f":"VLOOKUP(TOU_CTabulation[[#This Row],[Hour]],daypart,2)","v":"All"},{"$f":"TOU_CTabulation[[#This Row],[Season]]&TOU_CTabulation[[#This Row],[Day-Part]]","v":"SummerAll"},{"$f":"VLOOKUP(TOU_CTabulation[[#This Row],[Daypart]],TOUC,2)","v":0.25901999999999997},{"$f":"VLOOKUP(TOU_CTabulation[[#This Row],[Daypart]],TOUC,3)","v":0.32596000000000003},{"$f":"TOU_CTabulation[[#This Row],[Month Base Allow]]*TOU_CTabulation[[#This Row],[Base Rate]]","v":0},{"$f":"TOU_CTabulation[[#This Row],[Month Overbase Gen]]*TOU_CTabulation[[#This Row],[Over Rate]]","v":0},{"$f":"TOU_CTabulation[[#This Row],[Base Value]]+TOU_CTabulation[[#This Row],[Over Value]]","v":0}]
[9,5,17,0,11,20,2,10.407,18.82,36.805,15.73,{"$f":"TOU_CTabulation[[#This Row],[AC System Output (W)]]/1000","v":1.5730000000000001E-2},{"$f":"IF(A5973=TOU_CTabulation[[#This Row],[Month]],M5973+TOU_CTabulation[[#This Row],[AC System Output (kW)]],TOU_CTabulation[[#This Row],[AC System Output (kW)]])","v":95.636205999999987},{"$f":"VLOOKUP(TOU_CTabulation[[#This Row],[Month]],Season,2)","v":"Summer"},{"$f":"VLOOKUP(TOU_CTabulation[[#This Row],[Season]],CRate,2)","v":10.3},{"$f":"IF(A5975>TOU_CTabulation[[#This Row],[Month]],TOU_CTabulation[[#This Row],[Day]]*TOU_CTabulation[[#This Row],[Base Allow]],0)","v":0},{"$f":"IF(A5975>TOU_CTabulation[[#This Row],[Month]],TOU_CTabulation[[#This Row],[Month Cumm]],0)","v":0},{"$f":"IF(TOU_CTabulation[[#This Row],[Month Base Gen]]=0,0,TOU_CTabulation[[#This Row],[Month Base Gen]]-TOU_CTabulation[[#This Row],[Day]]*TOU_CTabulation[[#This Row],[Base Allow]])","v":0},{"$f":"VLOOKUP(TOU_CTabulation[[#This Row],[Hour]],daypart,2)","v":"All"},{"$f":"TOU_CTabulation[[#This Row],[Season]]&TOU_CTabulation[[#This Row],[Day-Part]]","v":"SummerAll"},{"$f":"VLOOKUP(TOU_CTabulation[[#This Row],[Daypart]],TOUC,2)","v":0.25901999999999997},{"$f":"VLOOKUP(TOU_CTabulation[[#This Row],[Daypart]],TOUC,3)","v":0.32596000000000003},{"$f":"TOU_CTabulation[[#This Row],[Month Base Allow]]*TOU_CTabulation[[#This Row],[Base Rate]]","v":0},{"$f":"TOU_CTabulation[[#This Row],[Month Overbase Gen]]*TOU_CTabulation[[#This Row],[Over Rate]]","v":0},{"$f":"TOU_CTabulation[[#This Row],[Base Value]]+TOU_CTabulation[[#This Row],[Over Value]]","v":0}]
[9,6,0,0,0,15,1,0,15,0,0,{"$f":"TOU_CTabulation[[#This Row],[AC System Output (W)]]/1000","v":0},{"$f":"IF(A5980=TOU_CTabulation[[#This Row],[Month]],M5980+TOU_CTabulation[[#This Row],[AC System Output (kW)]],TOU_CTabulation[[#This Row],[AC System Output (kW)]])","v":95.636205999999987},{"$f":"VLOOKUP(TOU_CTabulation[[#This Row],[Month]],Season,2)","v":"Summer"},{"$f":"VLOOKUP(TOU_CTabulation[[#This Row],[Season]],CRate,2)","v":10.3},{"$f":"IF(A5982>TOU_CTabulation[[#This Row],[Month]],TOU_CTabulation[[#This Row],[Day]]*TOU_CTabulation[[#This Row],[Base Allow]],0)","v":0},{"$f":"IF(A5982>TOU_CTabulation[[#This Row],[Month]],TOU_CTabulation[[#This Row],[Month Cumm]],0)","v":0},{"$f":"IF(TOU_CTabulation[[#This Row],[Month Base Gen]]=0,0,TOU_CTabulation[[#This Row],[Month Base Gen]]-TOU_CTabulation[[#This Row],[Day]]*TOU_CTabulation[[#This Row],[Base Allow]])","v":0},{"$f":"VLOOKUP(TOU_CTabulation[[#This Row],[Hour]],daypart,2)","v":"All"},{"$f":"TOU_CTabulation[[#This Row],[Season]]&TOU_CTabulation[[#This Row],[Day-Part]]","v":"SummerAll"},{"$f":"VLOOKUP(TOU_CTabulation[[#This Row],[Daypart]],TOUC,2)","v":0.25901999999999997},{"$f":"VLOOKUP(TOU_CTabulation[[#This Row],[Daypart]],TOUC,3)","v":0.32596000000000003},{"$f":"TOU_CTabulation[[#This Row],[Month Base Allow]]*TOU_CTabulation[[#This Row],[Base Rate]]","v":0},{"$f":"TOU_CTabulation[[#This Row],[Month Overbase Gen]]*TOU_CTabulation[[#This Row],[Over Rate]]","v":0},{"$f":"TOU_CTabulation[[#This Row],[Base Value]]+TOU_CTabulation[[#This Row],[Over Value]]","v":0}]
[9,6,7,226,144,19,1,235.90799999999999,24.506,780.83399999999995,743.55,{"$f":"TOU_CTabulation[[#This Row],[AC System Output (W)]]/1000","v":0.74354999999999993},{"$f":"IF(A5987=TOU_CTabulation[[#This Row],[Month]],M5987+TOU_CTabulation[[#This Row],[AC System Output (kW)]],TOU_CTabulation[[#This Row],[AC System Output (kW)]])","v":96.436204999999987},{"$f":"VLOOKUP(TOU_CTabulation[[#This Row],[Month]],Season,2)","v":"Summer"},{"$f":"VLOOKUP(TOU_CTabulation[[#This Row],[Season]],CRate,2)","v":10.3},{"$f":"IF(A5989>TOU_CTabulation[[#This Row],[Month]],TOU_CTabulation[[#This Row],[Day]]*TOU_CTabulation[[#This Row],[Base Allow]],0)","v":0},{"$f":"IF(A5989>TOU_CTabulation[[#This Row],[Month]],TOU_CTabulation[[#This Row],[Month Cumm]],0)","v":0},{"$f":"IF(TOU_CTabulation[[#This Row],[Month Base Gen]]=0,0,TOU_CTabulation[[#This Row],[Month Base Gen]]-TOU_CTabulation[[#This Row],[Day]]*TOU_CTabulation[[#This Row],[Base Allow]])","v":0},{"$f":"VLOOKUP(TOU_CTabulation[[#This Row],[Hour]],daypart,2)","v":"All"},{"$f":"TOU_CTabulation[[#This Row],[Season]]&TOU_CTabulation[[#This Row],[Day-Part]]","v":"SummerAll"},{"$f":"VLOOKUP(TOU_CTabulation[[#This Row],[Daypart]],TOUC,2)","v":0.25901999999999997},{"$f":"VLOOKUP(TOU_CTabulation[[#This Row],[Daypart]],TOUC,3)","v":0.32596000000000003},{"$f":"TOU_CTabulation[[#This Row],[Month Base Allow]]*TOU_CTabulation[[#This Row],[Base Rate]]","v":0},{"$f":"TOU_CTabulation[[#This Row],[Month Overbase Gen]]*TOU_CTabulation[[#This Row],[Over Rate]]","v":0},{"$f":"TOU_CTabulation[[#This Row],[Base Value]]+TOU_CTabulation[[#This Row],[Over Value]]","v":0}]
[9,6,17,404,47,21,2,112.035,23.013999999999999,300.21499999999997,273.98899999999998,{"$f":"TOU_CTabulation[[#This Row],[AC System Output (W)]]/1000","v":0.27398899999999998},{"$f":"IF(A5997=TOU_CTabulation[[#This Row],[Month]],M5997+TOU_CTabulation[[#This Row],[AC System Output (kW)]],TOU_CTabulation[[#This Row],[AC System Output (kW)]])","v":114.02151299999998},{"$f":"VLOOKUP(TOU_CTabulation[[#This Row],[Month]],Season,2)","v":"Summer"},{"$f":"VLOOKUP(TOU_CTabulation[[#This Row],[Season]],CRate,2)","v":10.3},{"$f":"IF(A5999>TOU_CTabulation[[#This Row],[Month]],TOU_CTabulation[[#This Row],[Day]]*TOU_CTabulation[[#This Row],[Base Allow]],0)","v":0},{"$f":"IF(A5999>TOU_CTabulation[[#This Row],[Month]],TOU_CTabulation[[#This Row],[Month Cumm]],0)","v":0},{"$f":"IF(TOU_CTabulation[[#This Row],[Month Base Gen]]=0,0,TOU_CTabulation[[#This Row],[Month Base Gen]]-TOU_CTabulation[[#This Row],[Day]]*TOU_CTabulation[[#This Row],[Base Allow]])","v":0},{"$f":"VLOOKUP(TOU_CTabulation[[#This Row],[Hour]],daypart,2)","v":"All"},{"$f":"TOU_CTabulation[[#This Row],[Season]]&TOU_CTabulation[[#This Row],[Day-Part]]","v":"SummerAll"},{"$f":"VLOOKUP(TOU_CTabulation[[#This Row],[Daypart]],TOUC,2)","v":0.25901999999999997},{"$f":"VLOOKUP(TOU_CTabulation[[#This Row],[Daypart]],TOUC,3)","v":0.32596000000000003},{"$f":"TOU_CTabulation[[#This Row],[Month Base Allow]]*TOU_CTabulation[[#This Row],[Base Rate]]","v":0},{"$f":"TOU_CTabulation[[#This Row],[Month Overbase Gen]]*TOU_CTabulation[[#This Row],[Over Rate]]","v":0},{"$f":"TOU_CTabulation[[#This Row],[Base Value]]+TOU_CTabulation[[#This Row],[Over Value]]","v":0}]
[9,6,21,0,0,18,1,0,18,0,0,{"$f":"TOU_CTabulation[[#This Row],[AC System Output (W)]]/1000","v":0},{"$f":"IF(A6001=TOU_CTabulation[[#This Row],[Month]],M6001+TOU_CTabulation[[#This Row],[AC System Output (kW)]],TOU_CTabulation[[#This Row],[AC System Output (kW)]])","v":114.02151299999998},{"$f":"VLOOKUP(TOU_CTabulation[[#This Row],[Month]],Season,2)","v":"Summer"},{"$f":"VLOOKUP(TOU_CTabulation[[#This Row],[Season]],CRate,2)","v":10.3},{"$f":"IF(A6003>TOU_CTabulation[[#This Row],[Month]],TOU_CTabulation[[#This Row],[Day]]*TOU_CTabulation[[#This Row],[Base Allow]],0)","v":0},{"$f":"IF(A6003>TOU_CTabulation[[#This Row],[Month]],TOU_CTabulation[[#This Row],[Month Cumm]],0)","v":0},{"$f":"IF(TOU_CTabulation[[#This Row],[Month Base Gen]]=0,0,TOU_CTabulation[[#This Row],[Month Base Gen]]-TOU_CTabulation[[#This Row],[Day]]*TOU_CTabulation[[#This Row],[Base Allow]])","v":0},{"$f":"VLOOKUP(TOU_CTabulation[[#This Row],[Hour]],daypart,2)","v":"All"},{"$f":"TOU_CTabulation[[#This Row],[Season]]&TOU_CTabulation[[#This Row],[Day-Part]]","v":"SummerAll"},{"$f":"VLOOKUP(TOU_CTabulation[[#This Row],[Daypart]],TOUC,2)","v":0.25901999999999997},{"$f":"VLOOKUP(TOU_CTabulation[[#This Row],[Daypart]],TOUC,3)","v":0.32596000000000003},{"$f":"TOU_CTabulation[[#This Row],[Month Base Allow]]*TOU_CTabulation[[#This Row],[Base Rate]]","v":0},{"$f":"TOU_CTabulation[[#This Row],[Month Overbase Gen]]*TOU_CTabulation[[#This Row],[Over Rate]]","v":0},{"$f":"TOU_CTabulation[[#This Row],[Base Value]]+TOU_CTabulation[[#This Row],[Over Value]]","v":0}]
[9,7,2,0,0,16,0,0,16,0,0,{"$f":"TOU_CTabulation[[#This Row],[AC System Output (W)]]/1000","v":0},{"$f":"IF(A6006=TOU_CTabulation[[#This Row],[Month]],M6006+TOU_CTabulation[[#This Row],[AC System Output (kW)]],TOU_CTabulation[[#This Row],[AC System Output (kW)]])","v":114.02151299999998},{"$f":"VLOOKUP(TOU_CTabulation[[#This Row],[Month]],Season,2)","v":"Summer"},{"$f":"VLOOKUP(TOU_CTabulation[[#This Row],[Season]],CRate,2)","v":10.3},{"$f":"IF(A6008>TOU_CTabulation[[#This Row],[Month]],TOU_CTabulation[[#This Row],[Day]]*TOU_CTabulation[[#This Row],[Base Allow]],0)","v":0},{"$f":"IF(A6008>TOU_CTabulation[[#This Row],[Month]],TOU_CTabulation[[#This Row],[Month Cumm]],0)","v":0},{"$f":"IF(TOU_CTabulation[[#This Row],[Month Base Gen]]=0,0,TOU_CTabulation[[#This Row],[Month Base Gen]]-TOU_CTabulation[[#This Row],[Day]]*TOU_CTabulation[[#This Row],[Base Allow]])","v":0},{"$f":"VLOOKUP(TOU_CTabulation[[#This Row],[Hour]],daypart,2)","v":"All"},{"$f":"TOU_CTabulation[[#This Row],[Season]]&TOU_CTabulation[[#This Row],[Day-Part]]","v":"SummerAll"},{"$f":"VLOOKUP(TOU_CTabulation[[#This Row],[Daypart]],TOUC,2)","v":0.25901999999999997},{"$f":"VLOOKUP(TOU_CTabulation[[#This Row],[Daypart]],TOUC,3)","v":0.32596000000000003},{"$f":"TOU_CTabulation[[#This Row],[Month Base Allow]]*TOU_CTabulation[[#This Row],[Base Rate]]","v":0},{"$f":"TOU_CTabulation[[#This Row],[Month Overbase Gen]]*TOU_CTabulation[[#This Row],[Over Rate]]","v":0},{"$f":"TOU_CTabulation[[#This Row],[Base Value]]+TOU_CTabulation[[#This Row],[Over Value]]","v":0}]
[9,7,11,903,99,29,2,997.91200000000003,55.395000000000003,2939.3719999999998,2825.9450000000002,{"$f":"TOU_CTabulation[[#This Row],[AC System Output (W)]]/1000","v":2.8259450000000004},{"$f":"IF(A6015=TOU_CTabulation[[#This Row],[Month]],M6015+TOU_CTabulation[[#This Row],[AC System Output (kW)]],TOU_CTabulation[[#This Row],[AC System Output (kW)]])","v":123.46978599999998},{"$f":"VLOOKUP(TOU_CTabulation[[#This Row],[Month]],Season,2)","v":"Summer"},{"$f":"VLOOKUP(TOU_CTabulation[[#This Row],[Season]],CRate,2)","v":10.3},{"$f":"IF(A6017>TOU_CTabulation[[#This Row],[Month]],TOU_CTabulation[[#This Row],[Day]]*TOU_CTabulation[[#This Row],[Base Allow]],0)","v":0},{"$f":"IF(A6017>TOU_CTabulation[[#This Row],[Month]],TOU_CTabulation[[#This Row],[Month Cumm]],0)","v":0},{"$f":"IF(TOU_CTabulation[[#This Row],[Month Base Gen]]=0,0,TOU_CTabulation[[#This Row],[Month Base Gen]]-TOU_CTabulation[[#This Row],[Day]]*TOU_CTabulation[[#This Row],[Base Allow]])","v":0},{"$f":"VLOOKUP(TOU_CTabulation[[#This Row],[Hour]],daypart,2)","v":"All"},{"$f":"TOU_CTabulation[[#This Row],[Season]]&TOU_CTabulation[[#This Row],[Day-Part]]","v":"SummerAll"},{"$f":"VLOOKUP(TOU_CTabulation[[#This Row],[Daypart]],TOUC,2)","v":0.25901999999999997},{"$f":"VLOOKUP(TOU_CTabulation[[#This Row],[Daypart]],TOUC,3)","v":0.32596000000000003},{"$f":"TOU_CTabulation[[#This Row],[Month Base Allow]]*TOU_CTabulation[[#This Row],[Base Rate]]","v":0},{"$f":"TOU_CTabulation[[#This Row],[Month Overbase Gen]]*TOU_CTabulation[[#This Row],[Over Rate]]","v":0},{"$f":"TOU_CTabulation[[#This Row],[Base Value]]+TOU_CTabulation[[#This Row],[Over Value]]","v":0}]
[9,7,19,0,0,18,2,0,18,0,0,{"$f":"TOU_CTabulation[[#This Row],[AC System Output (W)]]/1000","v":0},{"$f":"IF(A6023=TOU_CTabulation[[#This Row],[Month]],M6023+TOU_CTabulation[[#This Row],[AC System Output (kW)]],TOU_CTabulation[[#This Row],[AC System Output (kW)]])","v":134.212344},{"$f":"VLOOKUP(TOU_CTabulation[[#This Row],[Month]],Season,2)","v":"Summer"},{"$f":"VLOOKUP(TOU_CTabulation[[#This Row],[Season]],CRate,2)","v":10.3},{"$f":"IF(A6025>TOU_CTabulation[[#This Row],[Month]],TOU_CTabulation[[#This Row],[Day]]*TOU_CTabulation[[#This Row],[Base Allow]],0)","v":0},{"$f":"IF(A6025>TOU_CTabulation[[#This Row],[Month]],TOU_CTabulation[[#This Row],[Month Cumm]],0)","v":0},{"$f":"IF(TOU_CTabulation[[#This Row],[Month Base Gen]]=0,0,TOU_CTabulation[[#This Row],[Month Base Gen]]-TOU_CTabulation[[#This Row],[Day]]*TOU_CTabulation[[#This Row],[Base Allow]])","v":0},{"$f":"VLOOKUP(TOU_CTabulation[[#This Row],[Hour]],daypart,2)","v":"All"},{"$f":"TOU_CTabulation[[#This Row],[Season]]&TOU_CTabulation[[#This Row],[Day-Part]]","v":"SummerAll"},{"$f":"VLOOKUP(TOU_CTabulation[[#This Row],[Daypart]],TOUC,2)","v":0.25901999999999997},{"$f":"VLOOKUP(TOU_CTabulation[[#This Row],[Daypart]],TOUC,3)","v":0.32596000000000003},{"$f":"TOU_CTabulation[[#This Row],[Month Base Allow]]*TOU_CTabulation[[#This Row],[Base Rate]]","v":0},{"$f":"TOU_CTabulation[[#This Row],[Month Overbase Gen]]*TOU_CTabulation[[#This Row],[Over Rate]]","v":0},{"$f":"TOU_CTabulation[[#This Row],[Base Value]]+TOU_CTabulation[[#This Row],[Over Value]]","v":0}]
[9,8,4,0,0,16,0,0,16,0,0,{"$f":"TOU_CTabulation[[#This Row],[AC System Output (W)]]/1000","v":0},{"$f":"IF(A6032=TOU_CTabulation[[#This Row],[Month]],M6032+TOU_CTabulation[[#This Row],[AC System Output (kW)]],TOU_CTabulation[[#This Row],[AC System Output (kW)]])","v":134.212344},{"$f":"VLOOKUP(TOU_CTabulation[[#This Row],[Month]],Season,2)","v":"Summer"},{"$f":"VLOOKUP(TOU_CTabulation[[#This Row],[Season]],CRate,2)","v":10.3},{"$f":"IF(A6034>TOU_CTabulation[[#This Row],[Month]],TOU_CTabulation[[#This Row],[Day]]*TOU_CTabulation[[#This Row],[Base Allow]],0)","v":0},{"$f":"IF(A6034>TOU_CTabulation[[#This Row],[Month]],TOU_CTabulation[[#This Row],[Month Cumm]],0)","v":0},{"$f":"IF(TOU_CTabulation[[#This Row],[Month Base Gen]]=0,0,TOU_CTabulation[[#This Row],[Month Base Gen]]-TOU_CTabulation[[#This Row],[Day]]*TOU_CTabulation[[#This Row],[Base Allow]])","v":0},{"$f":"VLOOKUP(TOU_CTabulation[[#This Row],[Hour]],daypart,2)","v":"All"},{"$f":"TOU_CTabulation[[#This Row],[Season]]&TOU_CTabulation[[#This Row],[Day-Part]]","v":"SummerAll"},{"$f":"VLOOKUP(TOU_CTabulation[[#This Row],[Daypart]],TOUC,2)","v":0.25901999999999997},{"$f":"VLOOKUP(TOU_CTabulation[[#This Row],[Daypart]],TOUC,3)","v":0.32596000000000003},{"$f":"TOU_CTabulation[[#This Row],[Month Base Allow]]*TOU_CTabulation[[#This Row],[Base Rate]]","v":0},{"$f":"TOU_CTabulation[[#This Row],[Month Overbase Gen]]*TOU_CTabulation[[#This Row],[Over Rate]]","v":0},{"$f":"TOU_CTabulation[[#This Row],[Base Value]]+TOU_CTabulation[[#This Row],[Over Value]]","v":0}]
[9,8,10,478,306,29,1,773.76,53.35,2303.6779999999999,2217.174,{"$f":"TOU_CTabulation[[#This Row],[AC System Output (W)]]/1000","v":2.217174},{"$f":"IF(A6038=TOU_CTabulation[[#This Row],[Month]],M6038+TOU_CTabulation[[#This Row],[AC System Output (kW)]],TOU_CTabulation[[#This Row],[AC System Output (kW)]])","v":141.00792799999999},{"$f":"VLOOKUP(TOU_CTabulation[[#This Row],[Month]],Season,2)","v":"Summer"},{"$f":"VLOOKUP(TOU_CTabulation[[#This Row],[Season]],CRate,2)","v":10.3},{"$f":"IF(A6040>TOU_CTabulation[[#This Row],[Month]],TOU_CTabulation[[#This Row],[Day]]*TOU_CTabulation[[#This Row],[Base Allow]],0)","v":0},{"$f":"IF(A6040>TOU_CTabulation[[#This Row],[Month]],TOU_CTabulation[[#This Row],[Month Cumm]],0)","v":0},{"$f":"IF(TOU_CTabulation[[#This Row],[Month Base Gen]]=0,0,TOU_CTabulation[[#This Row],[Month Base Gen]]-TOU_CTabulation[[#This Row],[Day]]*TOU_CTabulation[[#This Row],[Base Allow]])","v":0},{"$f":"VLOOKUP(TOU_CTabulation[[#This Row],[Hour]],daypart,2)","v":"All"},{"$f":"TOU_CTabulation[[#This Row],[Season]]&TOU_CTabulation[[#This Row],[Day-Part]]","v":"SummerAll"},{"$f":"VLOOKUP(TOU_CTabulation[[#This Row],[Daypart]],TOUC,2)","v":0.25901999999999997},{"$f":"VLOOKUP(TOU_CTabulation[[#This Row],[Daypart]],TOUC,3)","v":0.32596000000000003},{"$f":"TOU_CTabulation[[#This Row],[Month Base Allow]]*TOU_CTabulation[[#This Row],[Base Rate]]","v":0},{"$f":"TOU_CTabulation[[#This Row],[Month Overbase Gen]]*TOU_CTabulation[[#This Row],[Over Rate]]","v":0},{"$f":"TOU_CTabulation[[#This Row],[Base Value]]+TOU_CTabulation[[#This Row],[Over Value]]","v":0}]
[9,8,21,0,0,19,1,0,19,0,0,{"$f":"TOU_CTabulation[[#This Row],[AC System Output (W)]]/1000","v":0},{"$f":"IF(A6049=TOU_CTabulation[[#This Row],[Month]],M6049+TOU_CTabulation[[#This Row],[AC System Output (kW)]],TOU_CTabulation[[#This Row],[AC System Output (kW)]])","v":154.33019699999997},{"$f":"VLOOKUP(TOU_CTabulation[[#This Row],[Month]],Season,2)","v":"Summer"},{"$f":"VLOOKUP(TOU_CTabulation[[#This Row],[Season]],CRate,2)","v":10.3},{"$f":"IF(A6051>TOU_CTabulation[[#This Row],[Month]],TOU_CTabulation[[#This Row],[Day]]*TOU_CTabulation[[#This Row],[Base Allow]],0)","v":0},{"$f":"IF(A6051>TOU_CTabulation[[#This Row],[Month]],TOU_CTabulation[[#This Row],[Month Cumm]],0)","v":0},{"$f":"IF(TOU_CTabulation[[#This Row],[Month Base Gen]]=0,0,TOU_CTabulation[[#This Row],[Month Base Gen]]-TOU_CTabulation[[#This Row],[Day]]*TOU_CTabulation[[#This Row],[Base Allow]])","v":0},{"$f":"VLOOKUP(TOU_CTabulation[[#This Row],[Hour]],daypart,2)","v":"All"},{"$f":"TOU_CTabulation[[#This Row],[Season]]&TOU_CTabulation[[#This Row],[Day-Part]]","v":"SummerAll"},{"$f":"VLOOKUP(TOU_CTabulation[[#This Row],[Daypart]],TOUC,2)","v":0.25901999999999997},{"$f":"VLOOKUP(TOU_CTabulation[[#This Row],[Daypart]],TOUC,3)","v":0.32596000000000003},{"$f":"TOU_CTabulation[[#This Row],[Month Base Allow]]*TOU_CTabulation[[#This Row],[Base Rate]]","v":0},{"$f":"TOU_CTabulation[[#This Row],[Month Overbase Gen]]*TOU_CTabulation[[#This Row],[Over Rate]]","v":0},{"$f":"TOU_CTabulation[[#This Row],[Base Value]]+TOU_CTabulation[[#This Row],[Over Value]]","v":0}]
[9,9,3,0,0,16,1,0,16,0,0,{"$f":"TOU_CTabulation[[#This Row],[AC System Output (W)]]/1000","v":0},{"$f":"IF(A6055=TOU_CTabulation[[#This Row],[Month]],M6055+TOU_CTabulation[[#This Row],[AC System Output (kW)]],TOU_CTabulation[[#This Row],[AC System Output (kW)]])","v":154.33019699999997},{"$f":"VLOOKUP(TOU_CTabulation[[#This Row],[Month]],Season,2)","v":"Summer"},{"$f":"VLOOKUP(TOU_CTabulation[[#This Row],[Season]],CRate,2)","v":10.3},{"$f":"IF(A6057>TOU_CTabulation[[#This Row],[Month]],TOU_CTabulation[[#This Row],[Day]]*TOU_CTabulation[[#This Row],[Base Allow]],0)","v":0},{"$f":"IF(A6057>TOU_CTabulation[[#This Row],[Month]],TOU_CTabulation[[#This Row],[Month Cumm]],0)","v":0},{"$f":"IF(TOU_CTabulation[[#This Row],[Month Base Gen]]=0,0,TOU_CTabulation[[#This Row],[Month Base Gen]]-TOU_CTabulation[[#This Row],[Day]]*TOU_CTabulation[[#This Row],[Base Allow]])","v":0},{"$f":"VLOOKUP(TOU_CTabulation[[#This Row],[Hour]],daypart,2)","v":"All"},{"$f":"TOU_CTabulation[[#This Row],[Season]]&TOU_CTabulation[[#This Row],[Day-Part]]","v":"SummerAll"},{"$f":"VLOOKUP(TOU_CTabulation[[#This Row],[Daypart]],TOUC,2)","v":0.25901999999999997},{"$f":"VLOOKUP(TOU_CTabulation[[#This Row],[Daypart]],TOUC,3)","v":0.32596000000000003},{"$f":"TOU_CTabulation[[#This Row],[Month Base Allow]]*TOU_CTabulation[[#This Row],[Base Rate]]","v":0},{"$f":"TOU_CTabulation[[#This Row],[Month Overbase Gen]]*TOU_CTabulation[[#This Row],[Over Rate]]","v":0},{"$f":"TOU_CTabulation[[#This Row],[Base Value]]+TOU_CTabulation[[#This Row],[Over Value]]","v":0}]
[9,9,6,410,44,18,1,108.328,19.228000000000002,291.44099999999997,265.39699999999999,{"$f":"TOU_CTabulation[[#This Row],[AC System Output (W)]]/1000","v":0.26539699999999999},{"$f":"IF(A6058=TOU_CTabulation[[#This Row],[Month]],M6058+TOU_CTabulation[[#This Row],[AC System Output (kW)]],TOU_CTabulation[[#This Row],[AC System Output (kW)]])","v":154.59559399999998},{"$f":"VLOOKUP(TOU_CTabulation[[#This Row],[Month]],Season,2)","v":"Summer"},{"$f":"VLOOKUP(TOU_CTabulation[[#This Row],[Season]],CRate,2)","v":10.3},{"$f":"IF(A6060>TOU_CTabulation[[#This Row],[Month]],TOU_CTabulation[[#This Row],[Day]]*TOU_CTabulation[[#This Row],[Base Allow]],0)","v":0},{"$f":"IF(A6060>TOU_CTabulation[[#This Row],[Month]],TOU_CTabulation[[#This Row],[Month Cumm]],0)","v":0},{"$f":"IF(TOU_CTabulation[[#This Row],[Month Base Gen]]=0,0,TOU_CTabulation[[#This Row],[Month Base Gen]]-TOU_CTabulation[[#This Row],[Day]]*TOU_CTabulation[[#This Row],[Base Allow]])","v":0},{"$f":"VLOOKUP(TOU_CTabulation[[#This Row],[Hour]],daypart,2)","v":"All"},{"$f":"TOU_CTabulation[[#This Row],[Season]]&TOU_CTabulation[[#This Row],[Day-Part]]","v":"SummerAll"},{"$f":"VLOOKUP(TOU_CTabulation[[#This Row],[Daypart]],TOUC,2)","v":0.25901999999999997},{"$f":"VLOOKUP(TOU_CTabulation[[#This Row],[Daypart]],TOUC,3)","v":0.32596000000000003},{"$f":"TOU_CTabulation[[#This Row],[Month Base Allow]]*TOU_CTabulation[[#This Row],[Base Rate]]","v":0},{"$f":"TOU_CTabulation[[#This Row],[Month Overbase Gen]]*TOU_CTabulation[[#This Row],[Over Rate]]","v":0},{"$f":"TOU_CTabulation[[#This Row],[Base Value]]+TOU_CTabulation[[#This Row],[Over Value]]","v":0}]
[9,9,17,394,44,26,3,104.09,27.907,269.28800000000001,243.70099999999999,{"$f":"TOU_CTabulation[[#This Row],[AC System Output (W)]]/1000","v":0.243701},{"$f":"IF(A6069=TOU_CTabulation[[#This Row],[Month]],M6069+TOU_CTabulation[[#This Row],[AC System Output (kW)]],TOU_CTabulation[[#This Row],[AC System Output (kW)]])","v":175.23604599999996},{"$f":"VLOOKUP(TOU_CTabulation[[#This Row],[Month]],Season,2)","v":"Summer"},{"$f":"VLOOKUP(TOU_CTabulation[[#This Row],[Season]],CRate,2)","v":10.3},{"$f":"IF(A6071>TOU_CTabulation[[#This Row],[Month]],TOU_CTabulation[[#This Row],[Day]]*TOU_CTabulation[[#This Row],[Base Allow]],0)","v":0},{"$f":"IF(A6071>TOU_CTabulation[[#This Row],[Month]],TOU_CTabulation[[#This Row],[Month Cumm]],0)","v":0},{"$f":"IF(TOU_CTabulation[[#This Row],[Month Base Gen]]=0,0,TOU_CTabulation[[#This Row],[Month Base Gen]]-TOU_CTabulation[[#This Row],[Day]]*TOU_CTabulation[[#This Row],[Base Allow]])","v":0},{"$f":"VLOOKUP(TOU_CTabulation[[#This Row],[Hour]],daypart,2)","v":"All"},{"$f":"TOU_CTabulation[[#This Row],[Season]]&TOU_CTabulation[[#This Row],[Day-Part]]","v":"SummerAll"},{"$f":"VLOOKUP(TOU_CTabulation[[#This Row],[Daypart]],TOUC,2)","v":0.25901999999999997},{"$f":"VLOOKUP(TOU_CTabulation[[#This Row],[Daypart]],TOUC,3)","v":0.32596000000000003},{"$f":"TOU_CTabulation[[#This Row],[Month Base Allow]]*TOU_CTabulation[[#This Row],[Base Rate]]","v":0},{"$f":"TOU_CTabulation[[#This Row],[Month Overbase Gen]]*TOU_CTabulation[[#This Row],[Over Rate]]","v":0},{"$f":"TOU_CTabulation[[#This Row],[Base Value]]+TOU_CTabulation[[#This Row],[Over Value]]","v":0}]
[9,9,23,0,0,19,0,0,19,0,0,{"$f":"TOU_CTabulation[[#This Row],[AC System Output (W)]]/1000","v":0},{"$f":"IF(A6075=TOU_CTabulation[[#This Row],[Month]],M6075+TOU_CTabulation[[#This Row],[AC System Output (kW)]],TOU_CTabulation[[#This Row],[AC System Output (kW)]])","v":175.23604599999996},{"$f":"VLOOKUP(TOU_CTabulation[[#This Row],[Month]],Season,2)","v":"Summer"},{"$f":"VLOOKUP(TOU_CTabulation[[#This Row],[Season]],CRate,2)","v":10.3},{"$f":"IF(A6077>TOU_CTabulation[[#This Row],[Month]],TOU_CTabulation[[#This Row],[Day]]*TOU_CTabulation[[#This Row],[Base Allow]],0)","v":0},{"$f":"IF(A6077>TOU_CTabulation[[#This Row],[Month]],TOU_CTabulation[[#This Row],[Month Cumm]],0)","v":0},{"$f":"IF(TOU_CTabulation[[#This Row],[Month Base Gen]]=0,0,TOU_CTabulation[[#This Row],[Month Base Gen]]-TOU_CTabulation[[#This Row],[Day]]*TOU_CTabulation[[#This Row],[Base Allow]])","v":0},{"$f":"VLOOKUP(TOU_CTabulation[[#This Row],[Hour]],daypart,2)","v":"All"},{"$f":"TOU_CTabulation[[#This Row],[Season]]&TOU_CTabulation[[#This Row],[Day-Part]]","v":"SummerAll"},{"$f":"VLOOKUP(TOU_CTabulation[[#This Row],[Daypart]],TOUC,2)","v":0.25901999999999997},{"$f":"VLOOKUP(TOU_CTabulation[[#This Row],[Daypart]],TOUC,3)","v":0.32596000000000003},{"$f":"TOU_CTabulation[[#This Row],[Month Base Allow]]*TOU_CTabulation[[#This Row],[Base Rate]]","v":0},{"$f":"TOU_CTabulation[[#This Row],[Month Overbase Gen]]*TOU_CTabulation[[#This Row],[Over Rate]]","v":0},{"$f":"TOU_CTabulation[[#This Row],[Base Value]]+TOU_CTabulation[[#This Row],[Over Value]]","v":0}]
[9,10,7,728,63,20,0,357.93299999999999,32.889000000000003,1085.807,1040.3910000000001,{"$f":"TOU_CTabulation[[#This Row],[AC System Output (W)]]/1000","v":1.0403910000000001},{"$f":"IF(A6083=TOU_CTabulation[[#This Row],[Month]],M6083+TOU_CTabulation[[#This Row],[AC System Output (kW)]],TOU_CTabulation[[#This Row],[AC System Output (kW)]])","v":176.54464099999996},{"$f":"VLOOKUP(TOU_CTabulation[[#This Row],[Month]],Season,2)","v":"Summer"},{"$f":"VLOOKUP(TOU_CTabulation[[#This Row],[Season]],CRate,2)","v":10.3},{"$f":"IF(A6085>TOU_CTabulation[[#This Row],[Month]],TOU_CTabulation[[#This Row],[Day]]*TOU_CTabulation[[#This Row],[Base Allow]],0)","v":0},{"$f":"IF(A6085>TOU_CTabulation[[#This Row],[Month]],TOU_CTabulation[[#This Row],[Month Cumm]],0)","v":0},{"$f":"IF(TOU_CTabulation[[#This Row],[Month Base Gen]]=0,0,TOU_CTabulation[[#This Row],[Month Base Gen]]-TOU_CTabulation[[#This Row],[Day]]*TOU_CTabulation[[#This Row],[Base Allow]])","v":0},{"$f":"VLOOKUP(TOU_CTabulation[[#This Row],[Hour]],daypart,2)","v":"All"},{"$f":"TOU_CTabulation[[#This Row],[Season]]&TOU_CTabulation[[#This Row],[Day-Part]]","v":"SummerAll"},{"$f":"VLOOKUP(TOU_CTabulation[[#This Row],[Daypart]],TOUC,2)","v":0.25901999999999997},{"$f":"VLOOKUP(TOU_CTabulation[[#This Row],[Daypart]],TOUC,3)","v":0.32596000000000003},{"$f":"TOU_CTabulation[[#This Row],[Month Base Allow]]*TOU_CTabulation[[#This Row],[Base Rate]]","v":0},{"$f":"TOU_CTabulation[[#This Row],[Month Overbase Gen]]*TOU_CTabulation[[#This Row],[Over Rate]]","v":0},{"$f":"TOU_CTabulation[[#This Row],[Base Value]]+TOU_CTabulation[[#This Row],[Over Value]]","v":0}]
[9,10,16,713,68,22,3,352.35500000000002,30.367999999999999,1080.319,1035.058,{"$f":"TOU_CTabulation[[#This Row],[AC System Output (W)]]/1000","v":1.035058},{"$f":"IF(A6092=TOU_CTabulation[[#This Row],[Month]],M6092+TOU_CTabulation[[#This Row],[AC System Output (kW)]],TOU_CTabulation[[#This Row],[AC System Output (kW)]])","v":197.52554799999993},{"$f":"VLOOKUP(TOU_CTabulation[[#This Row],[Month]],Season,2)","v":"Summer"},{"$f":"VLOOKUP(TOU_CTabulation[[#This Row],[Season]],CRate,2)","v":10.3},{"$f":"IF(A6094>TOU_CTabulation[[#This Row],[Month]],TOU_CTabulation[[#This Row],[Day]]*TOU_CTabulation[[#This Row],[Base Allow]],0)","v":0},{"$f":"IF(A6094>TOU_CTabulation[[#This Row],[Month]],TOU_CTabulation[[#This Row],[Month Cumm]],0)","v":0},{"$f":"IF(TOU_CTabulation[[#This Row],[Month Base Gen]]=0,0,TOU_CTabulation[[#This Row],[Month Base Gen]]-TOU_CTabulation[[#This Row],[Day]]*TOU_CTabulation[[#This Row],[Base Allow]])","v":0},{"$f":"VLOOKUP(TOU_CTabulation[[#This Row],[Hour]],daypart,2)","v":"All"},{"$f":"TOU_CTabulation[[#This Row],[Season]]&TOU_CTabulation[[#This Row],[Day-Part]]","v":"SummerAll"},{"$f":"VLOOKUP(TOU_CTabulation[[#This Row],[Daypart]],TOUC,2)","v":0.25901999999999997},{"$f":"VLOOKUP(TOU_CTabulation[[#This Row],[Daypart]],TOUC,3)","v":0.32596000000000003},{"$f":"TOU_CTabulation[[#This Row],[Month Base Allow]]*TOU_CTabulation[[#This Row],[Base Rate]]","v":0},{"$f":"TOU_CTabulation[[#This Row],[Month Overbase Gen]]*TOU_CTabulation[[#This Row],[Over Rate]]","v":0},{"$f":"TOU_CTabulation[[#This Row],[Base Value]]+TOU_CTabulation[[#This Row],[Over Value]]","v":0}]
[9,10,21,0,0,14,1,0,14,0,0,{"$f":"TOU_CTabulation[[#This Row],[AC System Output (W)]]/1000","v":0},{"$f":"IF(A6097=TOU_CTabulation[[#This Row],[Month]],M6097+TOU_CTabulation[[#This Row],[AC System Output (kW)]],TOU_CTabulation[[#This Row],[AC System Output (kW)]])","v":197.77815199999992},{"$f":"VLOOKUP(TOU_CTabulation[[#This Row],[Month]],Season,2)","v":"Summer"},{"$f":"VLOOKUP(TOU_CTabulation[[#This Row],[Season]],CRate,2)","v":10.3},{"$f":"IF(A6099>TOU_CTabulation[[#This Row],[Month]],TOU_CTabulation[[#This Row],[Day]]*TOU_CTabulation[[#This Row],[Base Allow]],0)","v":0},{"$f":"IF(A6099>TOU_CTabulation[[#This Row],[Month]],TOU_CTabulation[[#This Row],[Month Cumm]],0)","v":0},{"$f":"IF(TOU_CTabulation[[#This Row],[Month Base Gen]]=0,0,TOU_CTabulation[[#This Row],[Month Base Gen]]-TOU_CTabulation[[#This Row],[Day]]*TOU_CTabulation[[#This Row],[Base Allow]])","v":0},{"$f":"VLOOKUP(TOU_CTabulation[[#This Row],[Hour]],daypart,2)","v":"All"},{"$f":"TOU_CTabulation[[#This Row],[Season]]&TOU_CTabulation[[#This Row],[Day-Part]]","v":"SummerAll"},{"$f":"VLOOKUP(TOU_CTabulation[[#This Row],[Daypart]],TOUC,2)","v":0.25901999999999997},{"$f":"VLOOKUP(TOU_CTabulation[[#This Row],[Daypart]],TOUC,3)","v":0.32596000000000003},{"$f":"TOU_CTabulation[[#This Row],[Month Base Allow]]*TOU_CTabulation[[#This Row],[Base Rate]]","v":0},{"$f":"TOU_CTabulation[[#This Row],[Month Overbase Gen]]*TOU_CTabulation[[#This Row],[Over Rate]]","v":0},{"$f":"TOU_CTabulation[[#This Row],[Base Value]]+TOU_CTabulation[[#This Row],[Over Value]]","v":0}]
[9,11,9,902,94,23,1,817.67600000000004,48.216999999999999,2491.047,2396.9989999999998,{"$f":"TOU_CTabulation[[#This Row],[AC System Output (W)]]/1000","v":2.3969989999999997},{"$f":"IF(A6109=TOU_CTabulation[[#This Row],[Month]],M6109+TOU_CTabulation[[#This Row],[AC System Output (kW)]],TOU_CTabulation[[#This Row],[AC System Output (kW)]])","v":203.39547999999991},{"$f":"VLOOKUP(TOU_CTabulation[[#This Row],[Month]],Season,2)","v":"Summer"},{"$f":"VLOOKUP(TOU_CTabulation[[#This Row],[Season]],CRate,2)","v":10.3},{"$f":"IF(A6111>TOU_CTabulation[[#This Row],[Month]],TOU_CTabulation[[#This Row],[Day]]*TOU_CTabulation[[#This Row],[Base Allow]],0)","v":0},{"$f":"IF(A6111>TOU_CTabulation[[#This Row],[Month]],TOU_CTabulation[[#This Row],[Month Cumm]],0)","v":0},{"$f":"IF(TOU_CTabulation[[#This Row],[Month Base Gen]]=0,0,TOU_CTabulation[[#This Row],[Month Base Gen]]-TOU_CTabulation[[#This Row],[Day]]*TOU_CTabulation[[#This Row],[Base Allow]])","v":0},{"$f":"VLOOKUP(TOU_CTabulation[[#This Row],[Hour]],daypart,2)","v":"All"},{"$f":"TOU_CTabulation[[#This Row],[Season]]&TOU_CTabulation[[#This Row],[Day-Part]]","v":"SummerAll"},{"$f":"VLOOKUP(TOU_CTabulation[[#This Row],[Daypart]],TOUC,2)","v":0.25901999999999997},{"$f":"VLOOKUP(TOU_CTabulation[[#This Row],[Daypart]],TOUC,3)","v":0.32596000000000003},{"$f":"TOU_CTabulation[[#This Row],[Month Base Allow]]*TOU_CTabulation[[#This Row],[Base Rate]]","v":0},{"$f":"TOU_CTabulation[[#This Row],[Month Overbase Gen]]*TOU_CTabulation[[#This Row],[Over Rate]]","v":0},{"$f":"TOU_CTabulation[[#This Row],[Base Value]]+TOU_CTabulation[[#This Row],[Over Value]]","v":0}]
[9,11,14,915,87,25,3,814.774,44.732999999999997,2526.8539999999998,2431.326,{"$f":"TOU_CTabulation[[#This Row],[AC System Output (W)]]/1000","v":2.4313259999999999},{"$f":"IF(A6114=TOU_CTabulation[[#This Row],[Month]],M6114+TOU_CTabulation[[#This Row],[AC System Output (kW)]],TOU_CTabulation[[#This Row],[AC System Output (kW)]])","v":217.52647699999991},{"$f":"VLOOKUP(TOU_CTabulation[[#This Row],[Month]],Season,2)","v":"Summer"},{"$f":"VLOOKUP(TOU_CTabulation[[#This Row],[Season]],CRate,2)","v":10.3},{"$f":"IF(A6116>TOU_CTabulation[[#This Row],[Month]],TOU_CTabulation[[#This Row],[Day]]*TOU_CTabulation[[#This Row],[Base Allow]],0)","v":0},{"$f":"IF(A6116>TOU_CTabulation[[#This Row],[Month]],TOU_CTabulation[[#This Row],[Month Cumm]],0)","v":0},{"$f":"IF(TOU_CTabulation[[#This Row],[Month Base Gen]]=0,0,TOU_CTabulation[[#This Row],[Month Base Gen]]-TOU_CTabulation[[#This Row],[Day]]*TOU_CTabulation[[#This Row],[Base Allow]])","v":0},{"$f":"VLOOKUP(TOU_CTabulation[[#This Row],[Hour]],daypart,2)","v":"All"},{"$f":"TOU_CTabulation[[#This Row],[Season]]&TOU_CTabulation[[#This Row],[Day-Part]]","v":"SummerAll"},{"$f":"VLOOKUP(TOU_CTabulation[[#This Row],[Daypart]],TOUC,2)","v":0.25901999999999997},{"$f":"VLOOKUP(TOU_CTabulation[[#This Row],[Daypart]],TOUC,3)","v":0.32596000000000003},{"$f":"TOU_CTabulation[[#This Row],[Month Base Allow]]*TOU_CTabulation[[#This Row],[Base Rate]]","v":0},{"$f":"TOU_CTabulation[[#This Row],[Month Overbase Gen]]*TOU_CTabulation[[#This Row],[Over Rate]]","v":0},{"$f":"TOU_CTabulation[[#This Row],[Base Value]]+TOU_CTabulation[[#This Row],[Over Value]]","v":0}]
[9,11,18,0,0,17,2,0,17,0,0,{"$f":"TOU_CTabulation[[#This Row],[AC System Output (W)]]/1000","v":0},{"$f":"IF(A6118=TOU_CTabulation[[#This Row],[Month]],M6118+TOU_CTabulation[[#This Row],[AC System Output (kW)]],TOU_CTabulation[[#This Row],[AC System Output (kW)]])","v":220.6449189999999},{"$f":"VLOOKUP(TOU_CTabulation[[#This Row],[Month]],Season,2)","v":"Summer"},{"$f":"VLOOKUP(TOU_CTabulation[[#This Row],[Season]],CRate,2)","v":10.3},{"$f":"IF(A6120>TOU_CTabulation[[#This Row],[Month]],TOU_CTabulation[[#This Row],[Day]]*TOU_CTabulation[[#This Row],[Base Allow]],0)","v":0},{"$f":"IF(A6120>TOU_CTabulation[[#This Row],[Month]],TOU_CTabulation[[#This Row],[Month Cumm]],0)","v":0},{"$f":"IF(TOU_CTabulation[[#This Row],[Month Base Gen]]=0,0,TOU_CTabulation[[#This Row],[Month Base Gen]]-TOU_CTabulation[[#This Row],[Day]]*TOU_CTabulation[[#This Row],[Base Allow]])","v":0},{"$f":"VLOOKUP(TOU_CTabulation[[#This Row],[Hour]],daypart,2)","v":"All"},{"$f":"TOU_CTabulation[[#This Row],[Season]]&TOU_CTabulation[[#This Row],[Day-Part]]","v":"SummerAll"},{"$f":"VLOOKUP(TOU_CTabulation[[#This Row],[Daypart]],TOUC,2)","v":0.25901999999999997},{"$f":"VLOOKUP(TOU_CTabulation[[#This Row],[Daypart]],TOUC,3)","v":0.32596000000000003},{"$f":"TOU_CTabulation[[#This Row],[Month Base Allow]]*TOU_CTabulation[[#This Row],[Base Rate]]","v":0},{"$f":"TOU_CTabulation[[#This Row],[Month Overbase Gen]]*TOU_CTabulation[[#This Row],[Over Rate]]","v":0},{"$f":"TOU_CTabulation[[#This Row],[Base Value]]+TOU_CTabulation[[#This Row],[Over Value]]","v":0}]
[9,12,3,0,0,13,0,0,13,0,0,{"$f":"TOU_CTabulation[[#This Row],[AC System Output (W)]]/1000","v":0},{"$f":"IF(A6127=TOU_CTabulation[[#This Row],[Month]],M6127+TOU_CTabulation[[#This Row],[AC System Output (kW)]],TOU_CTabulation[[#This Row],[AC System Output (kW)]])","v":220.6449189999999},{"$f":"VLOOKUP(TOU_CTabulation[[#This Row],[Month]],Season,2)","v":"Summer"},{"$f":"VLOOKUP(TOU_CTabulation[[#This Row],[Season]],CRate,2)","v":10.3},{"$f":"IF(A6129>TOU_CTabulation[[#This Row],[Month]],TOU_CTabulation[[#This Row],[Day]]*TOU_CTabulation[[#This Row],[Base Allow]],0)","v":0},{"$f":"IF(A6129>TOU_CTabulation[[#This Row],[Month]],TOU_CTabulation[[#This Row],[Month Cumm]],0)","v":0},{"$f":"IF(TOU_CTabulation[[#This Row],[Month Base Gen]]=0,0,TOU_CTabulation[[#This Row],[Month Base Gen]]-TOU_CTabulation[[#This Row],[Day]]*TOU_CTabulation[[#This Row],[Base Allow]])","v":0},{"$f":"VLOOKUP(TOU_CTabulation[[#This Row],[Hour]],daypart,2)","v":"All"},{"$f":"TOU_CTabulation[[#This Row],[Season]]&TOU_CTabulation[[#This Row],[Day-Part]]","v":"SummerAll"},{"$f":"VLOOKUP(TOU_CTabulation[[#This Row],[Daypart]],TOUC,2)","v":0.25901999999999997},{"$f":"VLOOKUP(TOU_CTabulation[[#This Row],[Daypart]],TOUC,3)","v":0.32596000000000003},{"$f":"TOU_CTabulation[[#This Row],[Month Base Allow]]*TOU_CTabulation[[#This Row],[Base Rate]]","v":0},{"$f":"TOU_CTabulation[[#This Row],[Month Overbase Gen]]*TOU_CTabulation[[#This Row],[Over Rate]]","v":0},{"$f":"TOU_CTabulation[[#This Row],[Base Value]]+TOU_CTabulation[[#This Row],[Over Value]]","v":0}]
[9,12,10,896,107,26,1,938.59100000000001,55.003999999999998,2768.39,2662.5740000000001,{"$f":"TOU_CTabulation[[#This Row],[AC System Output (W)]]/1000","v":2.6625740000000002},{"$f":"IF(A6134=TOU_CTabulation[[#This Row],[Month]],M6134+TOU_CTabulation[[#This Row],[AC System Output (kW)]],TOU_CTabulation[[#This Row],[AC System Output (kW)]])","v":228.63982099999993},{"$f":"VLOOKUP(TOU_CTabulation[[#This Row],[Month]],Season,2)","v":"Summer"},{"$f":"VLOOKUP(TOU_CTabulation[[#This Row],[Season]],CRate,2)","v":10.3},{"$f":"IF(A6136>TOU_CTabulation[[#This Row],[Month]],TOU_CTabulation[[#This Row],[Day]]*TOU_CTabulation[[#This Row],[Base Allow]],0)","v":0},{"$f":"IF(A6136>TOU_CTabulation[[#This Row],[Month]],TOU_CTabulation[[#This Row],[Month Cumm]],0)","v":0},{"$f":"IF(TOU_CTabulation[[#This Row],[Month Base Gen]]=0,0,TOU_CTabulation[[#This Row],[Month Base Gen]]-TOU_CTabulation[[#This Row],[Day]]*TOU_CTabulation[[#This Row],[Base Allow]])","v":0},{"$f":"VLOOKUP(TOU_CTabulation[[#This Row],[Hour]],daypart,2)","v":"All"},{"$f":"TOU_CTabulation[[#This Row],[Season]]&TOU_CTabulation[[#This Row],[Day-Part]]","v":"SummerAll"},{"$f":"VLOOKUP(TOU_CTabulation[[#This Row],[Daypart]],TOUC,2)","v":0.25901999999999997},{"$f":"VLOOKUP(TOU_CTabulation[[#This Row],[Daypart]],TOUC,3)","v":0.32596000000000003},{"$f":"TOU_CTabulation[[#This Row],[Month Base Allow]]*TOU_CTabulation[[#This Row],[Base Rate]]","v":0},{"$f":"TOU_CTabulation[[#This Row],[Month Overbase Gen]]*TOU_CTabulation[[#This Row],[Over Rate]]","v":0},{"$f":"TOU_CTabulation[[#This Row],[Base Value]]+TOU_CTabulation[[#This Row],[Over Value]]","v":0}]
[9,12,20,0,0,18,1,0,18,0,0,{"$f":"TOU_CTabulation[[#This Row],[AC System Output (W)]]/1000","v":0},{"$f":"IF(A6144=TOU_CTabulation[[#This Row],[Month]],M6144+TOU_CTabulation[[#This Row],[AC System Output (kW)]],TOU_CTabulation[[#This Row],[AC System Output (kW)]])","v":242.06461599999994},{"$f":"VLOOKUP(TOU_CTabulation[[#This Row],[Month]],Season,2)","v":"Summer"},{"$f":"VLOOKUP(TOU_CTabulation[[#This Row],[Season]],CRate,2)","v":10.3},{"$f":"IF(A6146>TOU_CTabulation[[#This Row],[Month]],TOU_CTabulation[[#This Row],[Day]]*TOU_CTabulation[[#This Row],[Base Allow]],0)","v":0},{"$f":"IF(A6146>TOU_CTabulation[[#This Row],[Month]],TOU_CTabulation[[#This Row],[Month Cumm]],0)","v":0},{"$f":"IF(TOU_CTabulation[[#This Row],[Month Base Gen]]=0,0,TOU_CTabulation[[#This Row],[Month Base Gen]]-TOU_CTabulation[[#This Row],[Day]]*TOU_CTabulation[[#This Row],[Base Allow]])","v":0},{"$f":"VLOOKUP(TOU_CTabulation[[#This Row],[Hour]],daypart,2)","v":"All"},{"$f":"TOU_CTabulation[[#This Row],[Season]]&TOU_CTabulation[[#This Row],[Day-Part]]","v":"SummerAll"},{"$f":"VLOOKUP(TOU_CTabulation[[#This Row],[Daypart]],TOUC,2)","v":0.25901999999999997},{"$f":"VLOOKUP(TOU_CTabulation[[#This Row],[Daypart]],TOUC,3)","v":0.32596000000000003},{"$f":"TOU_CTabulation[[#This Row],[Month Base Allow]]*TOU_CTabulation[[#This Row],[Base Rate]]","v":0},{"$f":"TOU_CTabulation[[#This Row],[Month Overbase Gen]]*TOU_CTabulation[[#This Row],[Over Rate]]","v":0},{"$f":"TOU_CTabulation[[#This Row],[Base Value]]+TOU_CTabulation[[#This Row],[Over Value]]","v":0}]
[9,13,3,0,0,14,0,0,14,0,0,{"$f":"TOU_CTabulation[[#This Row],[AC System Output (W)]]/1000","v":0},{"$f":"IF(A6151=TOU_CTabulation[[#This Row],[Month]],M6151+TOU_CTabulation[[#This Row],[AC System Output (kW)]],TOU_CTabulation[[#This Row],[AC System Output (kW)]])","v":242.06461599999994},{"$f":"VLOOKUP(TOU_CTabulation[[#This Row],[Month]],Season,2)","v":"Summer"},{"$f":"VLOOKUP(TOU_CTabulation[[#This Row],[Season]],CRate,2)","v":10.3},{"$f":"IF(A6153>TOU_CTabulation[[#This Row],[Month]],TOU_CTabulation[[#This Row],[Day]]*TOU_CTabulation[[#This Row],[Base Allow]],0)","v":0},{"$f":"IF(A6153>TOU_CTabulation[[#This Row],[Month]],TOU_CTabulation[[#This Row],[Month Cumm]],0)","v":0},{"$f":"IF(TOU_CTabulation[[#This Row],[Month Base Gen]]=0,0,TOU_CTabulation[[#This Row],[Month Base Gen]]-TOU_CTabulation[[#This Row],[Day]]*TOU_CTabulation[[#This Row],[Base Allow]])","v":0},{"$f":"VLOOKUP(TOU_CTabulation[[#This Row],[Hour]],daypart,2)","v":"All"},{"$f":"TOU_CTabulation[[#This Row],[Season]]&TOU_CTabulation[[#This Row],[Day-Part]]","v":"SummerAll"},{"$f":"VLOOKUP(TOU_CTabulation[[#This Row],[Daypart]],TOUC,2)","v":0.25901999999999997},{"$f":"VLOOKUP(TOU_CTabulation[[#This Row],[Daypart]],TOUC,3)","v":0.32596000000000003},{"$f":"TOU_CTabulation[[#This Row],[Month Base Allow]]*TOU_CTabulation[[#This Row],[Base Rate]]","v":0},{"$f":"TOU_CTabulation[[#This Row],[Month Overbase Gen]]*TOU_CTabulation[[#This Row],[Over Rate]]","v":0},{"$f":"TOU_CTabulation[[#This Row],[Base Value]]+TOU_CTabulation[[#This Row],[Over Value]]","v":0}]
[9,13,13,911,102,30,2,940.71100000000001,55.253999999999998,2770.482,2664.5740000000001,{"$f":"TOU_CTabulation[[#This Row],[AC System Output (W)]]/1000","v":2.664574},{"$f":"IF(A6161=TOU_CTabulation[[#This Row],[Month]],M6161+TOU_CTabulation[[#This Row],[AC System Output (kW)]],TOU_CTabulation[[#This Row],[AC System Output (kW)]])","v":257.92974199999998},{"$f":"VLOOKUP(TOU_CTabulation[[#This Row],[Month]],Season,2)","v":"Summer"},{"$f":"VLOOKUP(TOU_CTabulation[[#This Row],[Season]],CRate,2)","v":10.3},{"$f":"IF(A6163>TOU_CTabulation[[#This Row],[Month]],TOU_CTabulation[[#This Row],[Day]]*TOU_CTabulation[[#This Row],[Base Allow]],0)","v":0},{"$f":"IF(A6163>TOU_CTabulation[[#This Row],[Month]],TOU_CTabulation[[#This Row],[Month Cumm]],0)","v":0},{"$f":"IF(TOU_CTabulation[[#This Row],[Month Base Gen]]=0,0,TOU_CTabulation[[#This Row],[Month Base Gen]]-TOU_CTabulation[[#This Row],[Day]]*TOU_CTabulation[[#This Row],[Base Allow]])","v":0},{"$f":"VLOOKUP(TOU_CTabulation[[#This Row],[Hour]],daypart,2)","v":"All"},{"$f":"TOU_CTabulation[[#This Row],[Season]]&TOU_CTabulation[[#This Row],[Day-Part]]","v":"SummerAll"},{"$f":"VLOOKUP(TOU_CTabulation[[#This Row],[Daypart]],TOUC,2)","v":0.25901999999999997},{"$f":"VLOOKUP(TOU_CTabulation[[#This Row],[Daypart]],TOUC,3)","v":0.32596000000000003},{"$f":"TOU_CTabulation[[#This Row],[Month Base Allow]]*TOU_CTabulation[[#This Row],[Base Rate]]","v":0},{"$f":"TOU_CTabulation[[#This Row],[Month Overbase Gen]]*TOU_CTabulation[[#This Row],[Over Rate]]","v":0},{"$f":"TOU_CTabulation[[#This Row],[Base Value]]+TOU_CTabulation[[#This Row],[Over Value]]","v":0}]
[9,13,17,370,40,22,3,92.22,23.527000000000001,240.43199999999999,215.43100000000001,{"$f":"TOU_CTabulation[[#This Row],[AC System Output (W)]]/1000","v":0.21543100000000001},{"$f":"IF(A6165=TOU_CTabulation[[#This Row],[Month]],M6165+TOU_CTabulation[[#This Row],[AC System Output (kW)]],TOU_CTabulation[[#This Row],[AC System Output (kW)]])","v":263.15092499999997},{"$f":"VLOOKUP(TOU_CTabulation[[#This Row],[Month]],Season,2)","v":"Summer"},{"$f":"VLOOKUP(TOU_CTabulation[[#This Row],[Season]],CRate,2)","v":10.3},{"$f":"IF(A6167>TOU_CTabulation[[#This Row],[Month]],TOU_CTabulation[[#This Row],[Day]]*TOU_CTabulation[[#This Row],[Base Allow]],0)","v":0},{"$f":"IF(A6167>TOU_CTabulation[[#This Row],[Month]],TOU_CTabulation[[#This Row],[Month Cumm]],0)","v":0},{"$f":"IF(TOU_CTabulation[[#This Row],[Month Base Gen]]=0,0,TOU_CTabulation[[#This Row],[Month Base Gen]]-TOU_CTabulation[[#This Row],[Day]]*TOU_CTabulation[[#This Row],[Base Allow]])","v":0},{"$f":"VLOOKUP(TOU_CTabulation[[#This Row],[Hour]],daypart,2)","v":"All"},{"$f":"TOU_CTabulation[[#This Row],[Season]]&TOU_CTabulation[[#This Row],[Day-Part]]","v":"SummerAll"},{"$f":"VLOOKUP(TOU_CTabulation[[#This Row],[Daypart]],TOUC,2)","v":0.25901999999999997},{"$f":"VLOOKUP(TOU_CTabulation[[#This Row],[Daypart]],TOUC,3)","v":0.32596000000000003},{"$f":"TOU_CTabulation[[#This Row],[Month Base Allow]]*TOU_CTabulation[[#This Row],[Base Rate]]","v":0},{"$f":"TOU_CTabulation[[#This Row],[Month Overbase Gen]]*TOU_CTabulation[[#This Row],[Over Rate]]","v":0},{"$f":"TOU_CTabulation[[#This Row],[Base Value]]+TOU_CTabulation[[#This Row],[Over Value]]","v":0}]
[9,14,6,410,41,19,1,105.623,20.167000000000002,280.78399999999999,254.96100000000001,{"$f":"TOU_CTabulation[[#This Row],[AC System Output (W)]]/1000","v":0.25496099999999999},{"$f":"IF(A6178=TOU_CTabulation[[#This Row],[Month]],M6178+TOU_CTabulation[[#This Row],[AC System Output (kW)]],TOU_CTabulation[[#This Row],[AC System Output (kW)]])","v":263.40588599999995},{"$f":"VLOOKUP(TOU_CTabulation[[#This Row],[Month]],Season,2)","v":"Summer"},{"$f":"VLOOKUP(TOU_CTabulation[[#This Row],[Season]],CRate,2)","v":10.3},{"$f":"IF(A6180>TOU_CTabulation[[#This Row],[Month]],TOU_CTabulation[[#This Row],[Day]]*TOU_CTabulation[[#This Row],[Base Allow]],0)","v":0},{"$f":"IF(A6180>TOU_CTabulation[[#This Row],[Month]],TOU_CTabulation[[#This Row],[Month Cumm]],0)","v":0},{"$f":"IF(TOU_CTabulation[[#This Row],[Month Base Gen]]=0,0,TOU_CTabulation[[#This Row],[Month Base Gen]]-TOU_CTabulation[[#This Row],[Day]]*TOU_CTabulation[[#This Row],[Base Allow]])","v":0},{"$f":"VLOOKUP(TOU_CTabulation[[#This Row],[Hour]],daypart,2)","v":"All"},{"$f":"TOU_CTabulation[[#This Row],[Season]]&TOU_CTabulation[[#This Row],[Day-Part]]","v":"SummerAll"},{"$f":"VLOOKUP(TOU_CTabulation[[#This Row],[Daypart]],TOUC,2)","v":0.25901999999999997},{"$f":"VLOOKUP(TOU_CTabulation[[#This Row],[Daypart]],TOUC,3)","v":0.32596000000000003},{"$f":"TOU_CTabulation[[#This Row],[Month Base Allow]]*TOU_CTabulation[[#This Row],[Base Rate]]","v":0},{"$f":"TOU_CTabulation[[#This Row],[Month Overbase Gen]]*TOU_CTabulation[[#This Row],[Over Rate]]","v":0},{"$f":"TOU_CTabulation[[#This Row],[Base Value]]+TOU_CTabulation[[#This Row],[Over Value]]","v":0}]
[9,14,7,669,74,22,1,346.14400000000001,31.388000000000002,1062.2090000000001,1017.454,{"$f":"TOU_CTabulation[[#This Row],[AC System Output (W)]]/1000","v":1.0174539999999999},{"$f":"IF(A6179=TOU_CTabulation[[#This Row],[Month]],M6179+TOU_CTabulation[[#This Row],[AC System Output (kW)]],TOU_CTabulation[[#This Row],[AC System Output (kW)]])","v":264.42333999999994},{"$f":"VLOOKUP(TOU_CTabulation[[#This Row],[Month]],Season,2)","v":"Summer"},{"$f":"VLOOKUP(TOU_CTabulation[[#This Row],[Season]],CRate,2)","v":10.3},{"$f":"IF(A6181>TOU_CTabulation[[#This Row],[Month]],TOU_CTabulation[[#This Row],[Day]]*TOU_CTabulation[[#This Row],[Base Allow]],0)","v":0},{"$f":"IF(A6181>TOU_CTabulation[[#This Row],[Month]],TOU_CTabulation[[#This Row],[Month Cumm]],0)","v":0},{"$f":"IF(TOU_CTabulation[[#This Row],[Month Base Gen]]=0,0,TOU_CTabulation[[#This Row],[Month Base Gen]]-TOU_CTabulation[[#This Row],[Day]]*TOU_CTabulation[[#This Row],[Base Allow]])","v":0},{"$f":"VLOOKUP(TOU_CTabulation[[#This Row],[Hour]],daypart,2)","v":"All"},{"$f":"TOU_CTabulation[[#This Row],[Season]]&TOU_CTabulation[[#This Row],[Day-Part]]","v":"SummerAll"},{"$f":"VLOOKUP(TOU_CTabulation[[#This Row],[Daypart]],TOUC,2)","v":0.25901999999999997},{"$f":"VLOOKUP(TOU_CTabulation[[#This Row],[Daypart]],TOUC,3)","v":0.32596000000000003},{"$f":"TOU_CTabulation[[#This Row],[Month Base Allow]]*TOU_CTabulation[[#This Row],[Base Rate]]","v":0},{"$f":"TOU_CTabulation[[#This Row],[Month Overbase Gen]]*TOU_CTabulation[[#This Row],[Over Rate]]","v":0},{"$f":"TOU_CTabulation[[#This Row],[Base Value]]+TOU_CTabulation[[#This Row],[Over Value]]","v":0}]
[9,14,15,772,96,31,3,569.36199999999997,44.725999999999999,1733.83,1668.269,{"$f":"TOU_CTabulation[[#This Row],[AC System Output (W)]]/1000","v":1.668269},{"$f":"IF(A6187=TOU_CTabulation[[#This Row],[Month]],M6187+TOU_CTabulation[[#This Row],[AC System Output (kW)]],TOU_CTabulation[[#This Row],[AC System Output (kW)]])","v":282.95083899999992},{"$f":"VLOOKUP(TOU_CTabulation[[#This Row],[Month]],Season,2)","v":"Summer"},{"$f":"VLOOKUP(TOU_CTabulation[[#This Row],[Season]],CRate,2)","v":10.3},{"$f":"IF(A6189>TOU_CTabulation[[#This Row],[Month]],TOU_CTabulation[[#This Row],[Day]]*TOU_CTabulation[[#This Row],[Base Allow]],0)","v":0},{"$f":"IF(A6189>TOU_CTabulation[[#This Row],[Month]],TOU_CTabulation[[#This Row],[Month Cumm]],0)","v":0},{"$f":"IF(TOU_CTabulation[[#This Row],[Month Base Gen]]=0,0,TOU_CTabulation[[#This Row],[Month Base Gen]]-TOU_CTabulation[[#This Row],[Day]]*TOU_CTabulation[[#This Row],[Base Allow]])","v":0},{"$f":"VLOOKUP(TOU_CTabulation[[#This Row],[Hour]],daypart,2)","v":"All"},{"$f":"TOU_CTabulation[[#This Row],[Season]]&TOU_CTabulation[[#This Row],[Day-Part]]","v":"SummerAll"},{"$f":"VLOOKUP(TOU_CTabulation[[#This Row],[Daypart]],TOUC,2)","v":0.25901999999999997},{"$f":"VLOOKUP(TOU_CTabulation[[#This Row],[Daypart]],TOUC,3)","v":0.32596000000000003},{"$f":"TOU_CTabulation[[#This Row],[Month Base Allow]]*TOU_CTabulation[[#This Row],[Base Rate]]","v":0},{"$f":"TOU_CTabulation[[#This Row],[Month Overbase Gen]]*TOU_CTabulation[[#This Row],[Over Rate]]","v":0},{"$f":"TOU_CTabulation[[#This Row],[Base Value]]+TOU_CTabulation[[#This Row],[Over Value]]","v":0}]
[9,15,4,0,0,18,1,0,18,0,0,{"$f":"TOU_CTabulation[[#This Row],[AC System Output (W)]]/1000","v":0},{"$f":"IF(A6200=TOU_CTabulation[[#This Row],[Month]],M6200+TOU_CTabulation[[#This Row],[AC System Output (kW)]],TOU_CTabulation[[#This Row],[AC System Output (kW)]])","v":284.08837599999993},{"$f":"VLOOKUP(TOU_CTabulation[[#This Row],[Month]],Season,2)","v":"Summer"},{"$f":"VLOOKUP(TOU_CTabulation[[#This Row],[Season]],CRate,2)","v":10.3},{"$f":"IF(A6202>TOU_CTabulation[[#This Row],[Month]],TOU_CTabulation[[#This Row],[Day]]*TOU_CTabulation[[#This Row],[Base Allow]],0)","v":0},{"$f":"IF(A6202>TOU_CTabulation[[#This Row],[Month]],TOU_CTabulation[[#This Row],[Month Cumm]],0)","v":0},{"$f":"IF(TOU_CTabulation[[#This Row],[Month Base Gen]]=0,0,TOU_CTabulation[[#This Row],[Month Base Gen]]-TOU_CTabulation[[#This Row],[Day]]*TOU_CTabulation[[#This Row],[Base Allow]])","v":0},{"$f":"VLOOKUP(TOU_CTabulation[[#This Row],[Hour]],daypart,2)","v":"All"},{"$f":"TOU_CTabulation[[#This Row],[Season]]&TOU_CTabulation[[#This Row],[Day-Part]]","v":"SummerAll"},{"$f":"VLOOKUP(TOU_CTabulation[[#This Row],[Daypart]],TOUC,2)","v":0.25901999999999997},{"$f":"VLOOKUP(TOU_CTabulation[[#This Row],[Daypart]],TOUC,3)","v":0.32596000000000003},{"$f":"TOU_CTabulation[[#This Row],[Month Base Allow]]*TOU_CTabulation[[#This Row],[Base Rate]]","v":0},{"$f":"TOU_CTabulation[[#This Row],[Month Overbase Gen]]*TOU_CTabulation[[#This Row],[Over Rate]]","v":0},{"$f":"TOU_CTabulation[[#This Row],[Base Value]]+TOU_CTabulation[[#This Row],[Over Value]]","v":0}]
[9,15,8,805,88,27,0,592.74800000000005,49.271000000000001,1765.7270000000001,1699.0719999999999,{"$f":"TOU_CTabulation[[#This Row],[AC System Output (W)]]/1000","v":1.6990719999999999},{"$f":"IF(A6204=TOU_CTabulation[[#This Row],[Month]],M6204+TOU_CTabulation[[#This Row],[AC System Output (kW)]],TOU_CTabulation[[#This Row],[AC System Output (kW)]])","v":287.03983199999993},{"$f":"VLOOKUP(TOU_CTabulation[[#This Row],[Month]],Season,2)","v":"Summer"},{"$f":"VLOOKUP(TOU_CTabulation[[#This Row],[Season]],CRate,2)","v":10.3},{"$f":"IF(A6206>TOU_CTabulation[[#This Row],[Month]],TOU_CTabulation[[#This Row],[Day]]*TOU_CTabulation[[#This Row],[Base Allow]],0)","v":0},{"$f":"IF(A6206>TOU_CTabulation[[#This Row],[Month]],TOU_CTabulation[[#This Row],[Month Cumm]],0)","v":0},{"$f":"IF(TOU_CTabulation[[#This Row],[Month Base Gen]]=0,0,TOU_CTabulation[[#This Row],[Month Base Gen]]-TOU_CTabulation[[#This Row],[Day]]*TOU_CTabulation[[#This Row],[Base Allow]])","v":0},{"$f":"VLOOKUP(TOU_CTabulation[[#This Row],[Hour]],daypart,2)","v":"All"},{"$f":"TOU_CTabulation[[#This Row],[Season]]&TOU_CTabulation[[#This Row],[Day-Part]]","v":"SummerAll"},{"$f":"VLOOKUP(TOU_CTabulation[[#This Row],[Daypart]],TOUC,2)","v":0.25901999999999997},{"$f":"VLOOKUP(TOU_CTabulation[[#This Row],[Daypart]],TOUC,3)","v":0.32596000000000003},{"$f":"TOU_CTabulation[[#This Row],[Month Base Allow]]*TOU_CTabulation[[#This Row],[Base Rate]]","v":0},{"$f":"TOU_CTabulation[[#This Row],[Month Overbase Gen]]*TOU_CTabulation[[#This Row],[Over Rate]]","v":0},{"$f":"TOU_CTabulation[[#This Row],[Base Value]]+TOU_CTabulation[[#This Row],[Over Value]]","v":0}]
[9,15,14,873,97,32,3,784.79600000000005,50.835999999999999,2355.94,2267.3649999999998,{"$f":"TOU_CTabulation[[#This Row],[AC System Output (W)]]/1000","v":2.2673649999999999},{"$f":"IF(A6210=TOU_CTabulation[[#This Row],[Month]],M6210+TOU_CTabulation[[#This Row],[AC System Output (kW)]],TOU_CTabulation[[#This Row],[AC System Output (kW)]])","v":302.31144199999994},{"$f":"VLOOKUP(TOU_CTabulation[[#This Row],[Month]],Season,2)","v":"Summer"},{"$f":"VLOOKUP(TOU_CTabulation[[#This Row],[Season]],CRate,2)","v":10.3},{"$f":"IF(A6212>TOU_CTabulation[[#This Row],[Month]],TOU_CTabulation[[#This Row],[Day]]*TOU_CTabulation[[#This Row],[Base Allow]],0)","v":0},{"$f":"IF(A6212>TOU_CTabulation[[#This Row],[Month]],TOU_CTabulation[[#This Row],[Month Cumm]],0)","v":0},{"$f":"IF(TOU_CTabulation[[#This Row],[Month Base Gen]]=0,0,TOU_CTabulation[[#This Row],[Month Base Gen]]-TOU_CTabulation[[#This Row],[Day]]*TOU_CTabulation[[#This Row],[Base Allow]])","v":0},{"$f":"VLOOKUP(TOU_CTabulation[[#This Row],[Hour]],daypart,2)","v":"All"},{"$f":"TOU_CTabulation[[#This Row],[Season]]&TOU_CTabulation[[#This Row],[Day-Part]]","v":"SummerAll"},{"$f":"VLOOKUP(TOU_CTabulation[[#This Row],[Daypart]],TOUC,2)","v":0.25901999999999997},{"$f":"VLOOKUP(TOU_CTabulation[[#This Row],[Daypart]],TOUC,3)","v":0.32596000000000003},{"$f":"TOU_CTabulation[[#This Row],[Month Base Allow]]*TOU_CTabulation[[#This Row],[Base Rate]]","v":0},{"$f":"TOU_CTabulation[[#This Row],[Month Overbase Gen]]*TOU_CTabulation[[#This Row],[Over Rate]]","v":0},{"$f":"TOU_CTabulation[[#This Row],[Base Value]]+TOU_CTabulation[[#This Row],[Over Value]]","v":0}]
[9,16,1,0,0,18,1,0,18,0,0,{"$f":"TOU_CTabulation[[#This Row],[AC System Output (W)]]/1000","v":0},{"$f":"IF(A6221=TOU_CTabulation[[#This Row],[Month]],M6221+TOU_CTabulation[[#This Row],[AC System Output (kW)]],TOU_CTabulation[[#This Row],[AC System Output (kW)]])","v":305.12854499999997},{"$f":"VLOOKUP(TOU_CTabulation[[#This Row],[Month]],Season,2)","v":"Summer"},{"$f":"VLOOKUP(TOU_CTabulation[[#This Row],[Season]],CRate,2)","v":10.3},{"$f":"IF(A6223>TOU_CTabulation[[#This Row],[Month]],TOU_CTabulation[[#This Row],[Day]]*TOU_CTabulation[[#This Row],[Base Allow]],0)","v":0},{"$f":"IF(A6223>TOU_CTabulation[[#This Row],[Month]],TOU_CTabulation[[#This Row],[Month Cumm]],0)","v":0},{"$f":"IF(TOU_CTabulation[[#This Row],[Month Base Gen]]=0,0,TOU_CTabulation[[#This Row],[Month Base Gen]]-TOU_CTabulation[[#This Row],[Day]]*TOU_CTabulation[[#This Row],[Base Allow]])","v":0},{"$f":"VLOOKUP(TOU_CTabulation[[#This Row],[Hour]],daypart,2)","v":"All"},{"$f":"TOU_CTabulation[[#This Row],[Season]]&TOU_CTabulation[[#This Row],[Day-Part]]","v":"SummerAll"},{"$f":"VLOOKUP(TOU_CTabulation[[#This Row],[Daypart]],TOUC,2)","v":0.25901999999999997},{"$f":"VLOOKUP(TOU_CTabulation[[#This Row],[Daypart]],TOUC,3)","v":0.32596000000000003},{"$f":"TOU_CTabulation[[#This Row],[Month Base Allow]]*TOU_CTabulation[[#This Row],[Base Rate]]","v":0},{"$f":"TOU_CTabulation[[#This Row],[Month Overbase Gen]]*TOU_CTabulation[[#This Row],[Over Rate]]","v":0},{"$f":"TOU_CTabulation[[#This Row],[Base Value]]+TOU_CTabulation[[#This Row],[Over Value]]","v":0}]
[9,16,10,928,94,27,2,950.92399999999998,52.027000000000001,2850.2240000000002,2740.799,{"$f":"TOU_CTabulation[[#This Row],[AC System Output (W)]]/1000","v":2.740799},{"$f":"IF(A6230=TOU_CTabulation[[#This Row],[Month]],M6230+TOU_CTabulation[[#This Row],[AC System Output (kW)]],TOU_CTabulation[[#This Row],[AC System Output (kW)]])","v":313.14535099999995},{"$f":"VLOOKUP(TOU_CTabulation[[#This Row],[Month]],Season,2)","v":"Summer"},{"$f":"VLOOKUP(TOU_CTabulation[[#This Row],[Season]],CRate,2)","v":10.3},{"$f":"IF(A6232>TOU_CTabulation[[#This Row],[Month]],TOU_CTabulation[[#This Row],[Day]]*TOU_CTabulation[[#This Row],[Base Allow]],0)","v":0},{"$f":"IF(A6232>TOU_CTabulation[[#This Row],[Month]],TOU_CTabulation[[#This Row],[Month Cumm]],0)","v":0},{"$f":"IF(TOU_CTabulation[[#This Row],[Month Base Gen]]=0,0,TOU_CTabulation[[#This Row],[Month Base Gen]]-TOU_CTabulation[[#This Row],[Day]]*TOU_CTabulation[[#This Row],[Base Allow]])","v":0},{"$f":"VLOOKUP(TOU_CTabulation[[#This Row],[Hour]],daypart,2)","v":"All"},{"$f":"TOU_CTabulation[[#This Row],[Season]]&TOU_CTabulation[[#This Row],[Day-Part]]","v":"SummerAll"},{"$f":"VLOOKUP(TOU_CTabulation[[#This Row],[Daypart]],TOUC,2)","v":0.25901999999999997},{"$f":"VLOOKUP(TOU_CTabulation[[#This Row],[Daypart]],TOUC,3)","v":0.32596000000000003},{"$f":"TOU_CTabulation[[#This Row],[Month Base Allow]]*TOU_CTabulation[[#This Row],[Base Rate]]","v":0},{"$f":"TOU_CTabulation[[#This Row],[Month Overbase Gen]]*TOU_CTabulation[[#This Row],[Over Rate]]","v":0},{"$f":"TOU_CTabulation[[#This Row],[Base Value]]+TOU_CTabulation[[#This Row],[Over Value]]","v":0}]
[9,16,17,418,33,21,2,88.001999999999995,22.72,218.11600000000001,193.56399999999999,{"$f":"TOU_CTabulation[[#This Row],[AC System Output (W)]]/1000","v":0.19356399999999999},{"$f":"IF(A6237=TOU_CTabulation[[#This Row],[Month]],M6237+TOU_CTabulation[[#This Row],[AC System Output (kW)]],TOU_CTabulation[[#This Row],[AC System Output (kW)]])","v":326.93506299999996},{"$f":"VLOOKUP(TOU_CTabulation[[#This Row],[Month]],Season,2)","v":"Summer"},{"$f":"VLOOKUP(TOU_CTabulation[[#This Row],[Season]],CRate,2)","v":10.3},{"$f":"IF(A6239>TOU_CTabulation[[#This Row],[Month]],TOU_CTabulation[[#This Row],[Day]]*TOU_CTabulation[[#This Row],[Base Allow]],0)","v":0},{"$f":"IF(A6239>TOU_CTabulation[[#This Row],[Month]],TOU_CTabulation[[#This Row],[Month Cumm]],0)","v":0},{"$f":"IF(TOU_CTabulation[[#This Row],[Month Base Gen]]=0,0,TOU_CTabulation[[#This Row],[Month Base Gen]]-TOU_CTabulation[[#This Row],[Day]]*TOU_CTabulation[[#This Row],[Base Allow]])","v":0},{"$f":"VLOOKUP(TOU_CTabulation[[#This Row],[Hour]],daypart,2)","v":"All"},{"$f":"TOU_CTabulation[[#This Row],[Season]]&TOU_CTabulation[[#This Row],[Day-Part]]","v":"SummerAll"},{"$f":"VLOOKUP(TOU_CTabulation[[#This Row],[Daypart]],TOUC,2)","v":0.25901999999999997},{"$f":"VLOOKUP(TOU_CTabulation[[#This Row],[Daypart]],TOUC,3)","v":0.32596000000000003},{"$f":"TOU_CTabulation[[#This Row],[Month Base Allow]]*TOU_CTabulation[[#This Row],[Base Rate]]","v":0},{"$f":"TOU_CTabulation[[#This Row],[Month Overbase Gen]]*TOU_CTabulation[[#This Row],[Over Rate]]","v":0},{"$f":"TOU_CTabulation[[#This Row],[Base Value]]+TOU_CTabulation[[#This Row],[Over Value]]","v":0}]
[9,16,19,0,0,17,2,0,17,0,0,{"$f":"TOU_CTabulation[[#This Row],[AC System Output (W)]]/1000","v":0},{"$f":"IF(A6239=TOU_CTabulation[[#This Row],[Month]],M6239+TOU_CTabulation[[#This Row],[AC System Output (kW)]],TOU_CTabulation[[#This Row],[AC System Output (kW)]])","v":326.93506299999996},{"$f":"VLOOKUP(TOU_CTabulation[[#This Row],[Month]],Season,2)","v":"Summer"},{"$f":"VLOOKUP(TOU_CTabulation[[#This Row],[Season]],CRate,2)","v":10.3},{"$f":"IF(A6241>TOU_CTabulation[[#This Row],[Month]],TOU_CTabulation[[#This Row],[Day]]*TOU_CTabulation[[#This Row],[Base Allow]],0)","v":0},{"$f":"IF(A6241>TOU_CTabulation[[#This Row],[Month]],TOU_CTabulation[[#This Row],[Month Cumm]],0)","v":0},{"$f":"IF(TOU_CTabulation[[#This Row],[Month Base Gen]]=0,0,TOU_CTabulation[[#This Row],[Month Base Gen]]-TOU_CTabulation[[#This Row],[Day]]*TOU_CTabulation[[#This Row],[Base Allow]])","v":0},{"$f":"VLOOKUP(TOU_CTabulation[[#This Row],[Hour]],daypart,2)","v":"All"},{"$f":"TOU_CTabulation[[#This Row],[Season]]&TOU_CTabulation[[#This Row],[Day-Part]]","v":"SummerAll"},{"$f":"VLOOKUP(TOU_CTabulation[[#This Row],[Daypart]],TOUC,2)","v":0.25901999999999997},{"$f":"VLOOKUP(TOU_CTabulation[[#This Row],[Daypart]],TOUC,3)","v":0.32596000000000003},{"$f":"TOU_CTabulation[[#This Row],[Month Base Allow]]*TOU_CTabulation[[#This Row],[Base Rate]]","v":0},{"$f":"TOU_CTabulation[[#This Row],[Month Overbase Gen]]*TOU_CTabulation[[#This Row],[Over Rate]]","v":0},{"$f":"TOU_CTabulation[[#This Row],[Base Value]]+TOU_CTabulation[[#This Row],[Over Value]]","v":0}]
[9,17,3,0,0,13,0,0,13,0,0,{"$f":"TOU_CTabulation[[#This Row],[AC System Output (W)]]/1000","v":0},{"$f":"IF(A6247=TOU_CTabulation[[#This Row],[Month]],M6247+TOU_CTabulation[[#This Row],[AC System Output (kW)]],TOU_CTabulation[[#This Row],[AC System Output (kW)]])","v":326.93506299999996},{"$f":"VLOOKUP(TOU_CTabulation[[#This Row],[Month]],Season,2)","v":"Summer"},{"$f":"VLOOKUP(TOU_CTabulation[[#This Row],[Season]],CRate,2)","v":10.3},{"$f":"IF(A6249>TOU_CTabulation[[#This Row],[Month]],TOU_CTabulation[[#This Row],[Day]]*TOU_CTabulation[[#This Row],[Base Allow]],0)","v":0},{"$f":"IF(A6249>TOU_CTabulation[[#This Row],[Month]],TOU_CTabulation[[#This Row],[Month Cumm]],0)","v":0},{"$f":"IF(TOU_CTabulation[[#This Row],[Month Base Gen]]=0,0,TOU_CTabulation[[#This Row],[Month Base Gen]]-TOU_CTabulation[[#This Row],[Day]]*TOU_CTabulation[[#This Row],[Base Allow]])","v":0},{"$f":"VLOOKUP(TOU_CTabulation[[#This Row],[Hour]],daypart,2)","v":"All"},{"$f":"TOU_CTabulation[[#This Row],[Season]]&TOU_CTabulation[[#This Row],[Day-Part]]","v":"SummerAll"},{"$f":"VLOOKUP(TOU_CTabulation[[#This Row],[Daypart]],TOUC,2)","v":0.25901999999999997},{"$f":"VLOOKUP(TOU_CTabulation[[#This Row],[Daypart]],TOUC,3)","v":0.32596000000000003},{"$f":"TOU_CTabulation[[#This Row],[Month Base Allow]]*TOU_CTabulation[[#This Row],[Base Rate]]","v":0},{"$f":"TOU_CTabulation[[#This Row],[Month Overbase Gen]]*TOU_CTabulation[[#This Row],[Over Rate]]","v":0},{"$f":"TOU_CTabulation[[#This Row],[Base Value]]+TOU_CTabulation[[#This Row],[Over Value]]","v":0}]
[9,17,12,972,92,26,3,1044.4870000000001,50.945999999999998,3151.259,3028.0230000000001,{"$f":"TOU_CTabulation[[#This Row],[AC System Output (W)]]/1000","v":3.0280230000000001},{"$f":"IF(A6256=TOU_CTabulation[[#This Row],[Month]],M6256+TOU_CTabulation[[#This Row],[AC System Output (kW)]],TOU_CTabulation[[#This Row],[AC System Output (kW)]])","v":341.33680399999997},{"$f":"VLOOKUP(TOU_CTabulation[[#This Row],[Month]],Season,2)","v":"Summer"},{"$f":"VLOOKUP(TOU_CTabulation[[#This Row],[Season]],CRate,2)","v":10.3},{"$f":"IF(A6258>TOU_CTabulation[[#This Row],[Month]],TOU_CTabulation[[#This Row],[Day]]*TOU_CTabulation[[#This Row],[Base Allow]],0)","v":0},{"$f":"IF(A6258>TOU_CTabulation[[#This Row],[Month]],TOU_CTabulation[[#This Row],[Month Cumm]],0)","v":0},{"$f":"IF(TOU_CTabulation[[#This Row],[Month Base Gen]]=0,0,TOU_CTabulation[[#This Row],[Month Base Gen]]-TOU_CTabulation[[#This Row],[Day]]*TOU_CTabulation[[#This Row],[Base Allow]])","v":0},{"$f":"VLOOKUP(TOU_CTabulation[[#This Row],[Hour]],daypart,2)","v":"All"},{"$f":"TOU_CTabulation[[#This Row],[Season]]&TOU_CTabulation[[#This Row],[Day-Part]]","v":"SummerAll"},{"$f":"VLOOKUP(TOU_CTabulation[[#This Row],[Daypart]],TOUC,2)","v":0.25901999999999997},{"$f":"VLOOKUP(TOU_CTabulation[[#This Row],[Daypart]],TOUC,3)","v":0.32596000000000003},{"$f":"TOU_CTabulation[[#This Row],[Month Base Allow]]*TOU_CTabulation[[#This Row],[Base Rate]]","v":0},{"$f":"TOU_CTabulation[[#This Row],[Month Overbase Gen]]*TOU_CTabulation[[#This Row],[Over Rate]]","v":0},{"$f":"TOU_CTabulation[[#This Row],[Base Value]]+TOU_CTabulation[[#This Row],[Over Value]]","v":0}]
[9,18,0,0,0,11,1,0,11,0,0,{"$f":"TOU_CTabulation[[#This Row],[AC System Output (W)]]/1000","v":0},{"$f":"IF(A6268=TOU_CTabulation[[#This Row],[Month]],M6268+TOU_CTabulation[[#This Row],[AC System Output (kW)]],TOU_CTabulation[[#This Row],[AC System Output (kW)]])","v":349.21944299999996},{"$f":"VLOOKUP(TOU_CTabulation[[#This Row],[Month]],Season,2)","v":"Summer"},{"$f":"VLOOKUP(TOU_CTabulation[[#This Row],[Season]],CRate,2)","v":10.3},{"$f":"IF(A6270>TOU_CTabulation[[#This Row],[Month]],TOU_CTabulation[[#This Row],[Day]]*TOU_CTabulation[[#This Row],[Base Allow]],0)","v":0},{"$f":"IF(A6270>TOU_CTabulation[[#This Row],[Month]],TOU_CTabulation[[#This Row],[Month Cumm]],0)","v":0},{"$f":"IF(TOU_CTabulation[[#This Row],[Month Base Gen]]=0,0,TOU_CTabulation[[#This Row],[Month Base Gen]]-TOU_CTabulation[[#This Row],[Day]]*TOU_CTabulation[[#This Row],[Base Allow]])","v":0},{"$f":"VLOOKUP(TOU_CTabulation[[#This Row],[Hour]],daypart,2)","v":"All"},{"$f":"TOU_CTabulation[[#This Row],[Season]]&TOU_CTabulation[[#This Row],[Day-Part]]","v":"SummerAll"},{"$f":"VLOOKUP(TOU_CTabulation[[#This Row],[Daypart]],TOUC,2)","v":0.25901999999999997},{"$f":"VLOOKUP(TOU_CTabulation[[#This Row],[Daypart]],TOUC,3)","v":0.32596000000000003},{"$f":"TOU_CTabulation[[#This Row],[Month Base Allow]]*TOU_CTabulation[[#This Row],[Base Rate]]","v":0},{"$f":"TOU_CTabulation[[#This Row],[Month Overbase Gen]]*TOU_CTabulation[[#This Row],[Over Rate]]","v":0},{"$f":"TOU_CTabulation[[#This Row],[Base Value]]+TOU_CTabulation[[#This Row],[Over Value]]","v":0}]
[9,18,5,0,0,11,1,0,11,0,0,{"$f":"TOU_CTabulation[[#This Row],[AC System Output (W)]]/1000","v":0},{"$f":"IF(A6273=TOU_CTabulation[[#This Row],[Month]],M6273+TOU_CTabulation[[#This Row],[AC System Output (kW)]],TOU_CTabulation[[#This Row],[AC System Output (kW)]])","v":349.21944299999996},{"$f":"VLOOKUP(TOU_CTabulation[[#This Row],[Month]],Season,2)","v":"Summer"},{"$f":"VLOOKUP(TOU_CTabulation[[#This Row],[Season]],CRate,2)","v":10.3},{"$f":"IF(A6275>TOU_CTabulation[[#This Row],[Month]],TOU_CTabulation[[#This Row],[Day]]*TOU_CTabulation[[#This Row],[Base Allow]],0)","v":0},{"$f":"IF(A6275>TOU_CTabulation[[#This Row],[Month]],TOU_CTabulation[[#This Row],[Month Cumm]],0)","v":0},{"$f":"IF(TOU_CTabulation[[#This Row],[Month Base Gen]]=0,0,TOU_CTabulation[[#This Row],[Month Base Gen]]-TOU_CTabulation[[#This Row],[Day]]*TOU_CTabulation[[#This Row],[Base Allow]])","v":0},{"$f":"VLOOKUP(TOU_CTabulation[[#This Row],[Hour]],daypart,2)","v":"All"},{"$f":"TOU_CTabulation[[#This Row],[Season]]&TOU_CTabulation[[#This Row],[Day-Part]]","v":"SummerAll"},{"$f":"VLOOKUP(TOU_CTabulation[[#This Row],[Daypart]],TOUC,2)","v":0.25901999999999997},{"$f":"VLOOKUP(TOU_CTabulation[[#This Row],[Daypart]],TOUC,3)","v":0.32596000000000003},{"$f":"TOU_CTabulation[[#This Row],[Month Base Allow]]*TOU_CTabulation[[#This Row],[Base Rate]]","v":0},{"$f":"TOU_CTabulation[[#This Row],[Month Overbase Gen]]*TOU_CTabulation[[#This Row],[Over Rate]]","v":0},{"$f":"TOU_CTabulation[[#This Row],[Base Value]]+TOU_CTabulation[[#This Row],[Over Value]]","v":0}]
[9,18,14,914,82,27,3,793.60500000000002,46.173000000000002,2440.297,2348.3240000000001,{"$f":"TOU_CTabulation[[#This Row],[AC System Output (W)]]/1000","v":2.3483239999999999},{"$f":"IF(A6282=TOU_CTabulation[[#This Row],[Month]],M6282+TOU_CTabulation[[#This Row],[AC System Output (kW)]],TOU_CTabulation[[#This Row],[AC System Output (kW)]])","v":367.25431299999997},{"$f":"VLOOKUP(TOU_CTabulation[[#This Row],[Month]],Season,2)","v":"Summer"},{"$f":"VLOOKUP(TOU_CTabulation[[#This Row],[Season]],CRate,2)","v":10.3},{"$f":"IF(A6284>TOU_CTabulation[[#This Row],[Month]],TOU_CTabulation[[#This Row],[Day]]*TOU_CTabulation[[#This Row],[Base Allow]],0)","v":0},{"$f":"IF(A6284>TOU_CTabulation[[#This Row],[Month]],TOU_CTabulation[[#This Row],[Month Cumm]],0)","v":0},{"$f":"IF(TOU_CTabulation[[#This Row],[Month Base Gen]]=0,0,TOU_CTabulation[[#This Row],[Month Base Gen]]-TOU_CTabulation[[#This Row],[Day]]*TOU_CTabulation[[#This Row],[Base Allow]])","v":0},{"$f":"VLOOKUP(TOU_CTabulation[[#This Row],[Hour]],daypart,2)","v":"All"},{"$f":"TOU_CTabulation[[#This Row],[Season]]&TOU_CTabulation[[#This Row],[Day-Part]]","v":"SummerAll"},{"$f":"VLOOKUP(TOU_CTabulation[[#This Row],[Daypart]],TOUC,2)","v":0.25901999999999997},{"$f":"VLOOKUP(TOU_CTabulation[[#This Row],[Daypart]],TOUC,3)","v":0.32596000000000003},{"$f":"TOU_CTabulation[[#This Row],[Month Base Allow]]*TOU_CTabulation[[#This Row],[Base Rate]]","v":0},{"$f":"TOU_CTabulation[[#This Row],[Month Overbase Gen]]*TOU_CTabulation[[#This Row],[Over Rate]]","v":0},{"$f":"TOU_CTabulation[[#This Row],[Base Value]]+TOU_CTabulation[[#This Row],[Over Value]]","v":0}]
[9,18,22,0,0,15,1,0,15,0,0,{"$f":"TOU_CTabulation[[#This Row],[AC System Output (W)]]/1000","v":0},{"$f":"IF(A6290=TOU_CTabulation[[#This Row],[Month]],M6290+TOU_CTabulation[[#This Row],[AC System Output (kW)]],TOU_CTabulation[[#This Row],[AC System Output (kW)]])","v":370.08687499999996},{"$f":"VLOOKUP(TOU_CTabulation[[#This Row],[Month]],Season,2)","v":"Summer"},{"$f":"VLOOKUP(TOU_CTabulation[[#This Row],[Season]],CRate,2)","v":10.3},{"$f":"IF(A6292>TOU_CTabulation[[#This Row],[Month]],TOU_CTabulation[[#This Row],[Day]]*TOU_CTabulation[[#This Row],[Base Allow]],0)","v":0},{"$f":"IF(A6292>TOU_CTabulation[[#This Row],[Month]],TOU_CTabulation[[#This Row],[Month Cumm]],0)","v":0},{"$f":"IF(TOU_CTabulation[[#This Row],[Month Base Gen]]=0,0,TOU_CTabulation[[#This Row],[Month Base Gen]]-TOU_CTabulation[[#This Row],[Day]]*TOU_CTabulation[[#This Row],[Base Allow]])","v":0},{"$f":"VLOOKUP(TOU_CTabulation[[#This Row],[Hour]],daypart,2)","v":"All"},{"$f":"TOU_CTabulation[[#This Row],[Season]]&TOU_CTabulation[[#This Row],[Day-Part]]","v":"SummerAll"},{"$f":"VLOOKUP(TOU_CTabulation[[#This Row],[Daypart]],TOUC,2)","v":0.25901999999999997},{"$f":"VLOOKUP(TOU_CTabulation[[#This Row],[Daypart]],TOUC,3)","v":0.32596000000000003},{"$f":"TOU_CTabulation[[#This Row],[Month Base Allow]]*TOU_CTabulation[[#This Row],[Base Rate]]","v":0},{"$f":"TOU_CTabulation[[#This Row],[Month Overbase Gen]]*TOU_CTabulation[[#This Row],[Over Rate]]","v":0},{"$f":"TOU_CTabulation[[#This Row],[Base Value]]+TOU_CTabulation[[#This Row],[Over Value]]","v":0}]
[9,19,4,0,0,12,1,0,12,0,0,{"$f":"TOU_CTabulation[[#This Row],[AC System Output (W)]]/1000","v":0},{"$f":"IF(A6296=TOU_CTabulation[[#This Row],[Month]],M6296+TOU_CTabulation[[#This Row],[AC System Output (kW)]],TOU_CTabulation[[#This Row],[AC System Output (kW)]])","v":370.08687499999996},{"$f":"VLOOKUP(TOU_CTabulation[[#This Row],[Month]],Season,2)","v":"Summer"},{"$f":"VLOOKUP(TOU_CTabulation[[#This Row],[Season]],CRate,2)","v":10.3},{"$f":"IF(A6298>TOU_CTabulation[[#This Row],[Month]],TOU_CTabulation[[#This Row],[Day]]*TOU_CTabulation[[#This Row],[Base Allow]],0)","v":0},{"$f":"IF(A6298>TOU_CTabulation[[#This Row],[Month]],TOU_CTabulation[[#This Row],[Month Cumm]],0)","v":0},{"$f":"IF(TOU_CTabulation[[#This Row],[Month Base Gen]]=0,0,TOU_CTabulation[[#This Row],[Month Base Gen]]-TOU_CTabulation[[#This Row],[Day]]*TOU_CTabulation[[#This Row],[Base Allow]])","v":0},{"$f":"VLOOKUP(TOU_CTabulation[[#This Row],[Hour]],daypart,2)","v":"All"},{"$f":"TOU_CTabulation[[#This Row],[Season]]&TOU_CTabulation[[#This Row],[Day-Part]]","v":"SummerAll"},{"$f":"VLOOKUP(TOU_CTabulation[[#This Row],[Daypart]],TOUC,2)","v":0.25901999999999997},{"$f":"VLOOKUP(TOU_CTabulation[[#This Row],[Daypart]],TOUC,3)","v":0.32596000000000003},{"$f":"TOU_CTabulation[[#This Row],[Month Base Allow]]*TOU_CTabulation[[#This Row],[Base Rate]]","v":0},{"$f":"TOU_CTabulation[[#This Row],[Month Overbase Gen]]*TOU_CTabulation[[#This Row],[Over Rate]]","v":0},{"$f":"TOU_CTabulation[[#This Row],[Base Value]]+TOU_CTabulation[[#This Row],[Over Value]]","v":0}]
[9,19,7,661,72,18,1,340.714,27.204999999999998,1065.8589999999999,1021.003,{"$f":"TOU_CTabulation[[#This Row],[AC System Output (W)]]/1000","v":1.0210030000000001},{"$f":"IF(A6299=TOU_CTabulation[[#This Row],[Month]],M6299+TOU_CTabulation[[#This Row],[AC System Output (kW)]],TOU_CTabulation[[#This Row],[AC System Output (kW)]])","v":371.35543999999999},{"$f":"VLOOKUP(TOU_CTabulation[[#This Row],[Month]],Season,2)","v":"Summer"},{"$f":"VLOOKUP(TOU_CTabulation[[#This Row],[Season]],CRate,2)","v":10.3},{"$f":"IF(A6301>TOU_CTabulation[[#This Row],[Month]],TOU_CTabulation[[#This Row],[Day]]*TOU_CTabulation[[#This Row],[Base Allow]],0)","v":0},{"$f":"IF(A6301>TOU_CTabulation[[#This Row],[Month]],TOU_CTabulation[[#This Row],[Month Cumm]],0)","v":0},{"$f":"IF(TOU_CTabulation[[#This Row],[Month Base Gen]]=0,0,TOU_CTabulation[[#This Row],[Month Base Gen]]-TOU_CTabulation[[#This Row],[Day]]*TOU_CTabulation[[#This Row],[Base Allow]])","v":0},{"$f":"VLOOKUP(TOU_CTabulation[[#This Row],[Hour]],daypart,2)","v":"All"},{"$f":"TOU_CTabulation[[#This Row],[Season]]&TOU_CTabulation[[#This Row],[Day-Part]]","v":"SummerAll"},{"$f":"VLOOKUP(TOU_CTabulation[[#This Row],[Daypart]],TOUC,2)","v":0.25901999999999997},{"$f":"VLOOKUP(TOU_CTabulation[[#This Row],[Daypart]],TOUC,3)","v":0.32596000000000003},{"$f":"TOU_CTabulation[[#This Row],[Month Base Allow]]*TOU_CTabulation[[#This Row],[Base Rate]]","v":0},{"$f":"TOU_CTabulation[[#This Row],[Month Overbase Gen]]*TOU_CTabulation[[#This Row],[Over Rate]]","v":0},{"$f":"TOU_CTabulation[[#This Row],[Base Value]]+TOU_CTabulation[[#This Row],[Over Value]]","v":0}]
[9,19,21,0,0,18,1,0,18,0,0,{"$f":"TOU_CTabulation[[#This Row],[AC System Output (W)]]/1000","v":0},{"$f":"IF(A6313=TOU_CTabulation[[#This Row],[Month]],M6313+TOU_CTabulation[[#This Row],[AC System Output (kW)]],TOU_CTabulation[[#This Row],[AC System Output (kW)]])","v":391.22938399999992},{"$f":"VLOOKUP(TOU_CTabulation[[#This Row],[Month]],Season,2)","v":"Summer"},{"$f":"VLOOKUP(TOU_CTabulation[[#This Row],[Season]],CRate,2)","v":10.3},{"$f":"IF(A6315>TOU_CTabulation[[#This Row],[Month]],TOU_CTabulation[[#This Row],[Day]]*TOU_CTabulation[[#This Row],[Base Allow]],0)","v":0},{"$f":"IF(A6315>TOU_CTabulation[[#This Row],[Month]],TOU_CTabulation[[#This Row],[Month Cumm]],0)","v":0},{"$f":"IF(TOU_CTabulation[[#This Row],[Month Base Gen]]=0,0,TOU_CTabulation[[#This Row],[Month Base Gen]]-TOU_CTabulation[[#This Row],[Day]]*TOU_CTabulation[[#This Row],[Base Allow]])","v":0},{"$f":"VLOOKUP(TOU_CTabulation[[#This Row],[Hour]],daypart,2)","v":"All"},{"$f":"TOU_CTabulation[[#This Row],[Season]]&TOU_CTabulation[[#This Row],[Day-Part]]","v":"SummerAll"},{"$f":"VLOOKUP(TOU_CTabulation[[#This Row],[Daypart]],TOUC,2)","v":0.25901999999999997},{"$f":"VLOOKUP(TOU_CTabulation[[#This Row],[Daypart]],TOUC,3)","v":0.32596000000000003},{"$f":"TOU_CTabulation[[#This Row],[Month Base Allow]]*TOU_CTabulation[[#This Row],[Base Rate]]","v":0},{"$f":"TOU_CTabulation[[#This Row],[Month Overbase Gen]]*TOU_CTabulation[[#This Row],[Over Rate]]","v":0},{"$f":"TOU_CTabulation[[#This Row],[Base Value]]+TOU_CTabulation[[#This Row],[Over Value]]","v":0}]
[9,20,0,0,0,16,1,0,16,0,0,{"$f":"TOU_CTabulation[[#This Row],[AC System Output (W)]]/1000","v":0},{"$f":"IF(A6316=TOU_CTabulation[[#This Row],[Month]],M6316+TOU_CTabulation[[#This Row],[AC System Output (kW)]],TOU_CTabulation[[#This Row],[AC System Output (kW)]])","v":391.22938399999992},{"$f":"VLOOKUP(TOU_CTabulation[[#This Row],[Month]],Season,2)","v":"Summer"},{"$f":"VLOOKUP(TOU_CTabulation[[#This Row],[Season]],CRate,2)","v":10.3},{"$f":"IF(A6318>TOU_CTabulation[[#This Row],[Month]],TOU_CTabulation[[#This Row],[Day]]*TOU_CTabulation[[#This Row],[Base Allow]],0)","v":0},{"$f":"IF(A6318>TOU_CTabulation[[#This Row],[Month]],TOU_CTabulation[[#This Row],[Month Cumm]],0)","v":0},{"$f":"IF(TOU_CTabulation[[#This Row],[Month Base Gen]]=0,0,TOU_CTabulation[[#This Row],[Month Base Gen]]-TOU_CTabulation[[#This Row],[Day]]*TOU_CTabulation[[#This Row],[Base Allow]])","v":0},{"$f":"VLOOKUP(TOU_CTabulation[[#This Row],[Hour]],daypart,2)","v":"All"},{"$f":"TOU_CTabulation[[#This Row],[Season]]&TOU_CTabulation[[#This Row],[Day-Part]]","v":"SummerAll"},{"$f":"VLOOKUP(TOU_CTabulation[[#This Row],[Daypart]],TOUC,2)","v":0.25901999999999997},{"$f":"VLOOKUP(TOU_CTabulation[[#This Row],[Daypart]],TOUC,3)","v":0.32596000000000003},{"$f":"TOU_CTabulation[[#This Row],[Month Base Allow]]*TOU_CTabulation[[#This Row],[Base Rate]]","v":0},{"$f":"TOU_CTabulation[[#This Row],[Month Overbase Gen]]*TOU_CTabulation[[#This Row],[Over Rate]]","v":0},{"$f":"TOU_CTabulation[[#This Row],[Base Value]]+TOU_CTabulation[[#This Row],[Over Value]]","v":0}]
[9,20,9,854,102,25,1,788.76599999999996,49.203000000000003,2390.0149999999999,2300.0749999999998,{"$f":"TOU_CTabulation[[#This Row],[AC System Output (W)]]/1000","v":2.3000749999999996},{"$f":"IF(A6325=TOU_CTabulation[[#This Row],[Month]],M6325+TOU_CTabulation[[#This Row],[AC System Output (kW)]],TOU_CTabulation[[#This Row],[AC System Output (kW)]])","v":396.19814799999995},{"$f":"VLOOKUP(TOU_CTabulation[[#This Row],[Month]],Season,2)","v":"Summer"},{"$f":"VLOOKUP(TOU_CTabulation[[#This Row],[Season]],CRate,2)","v":10.3},{"$f":"IF(A6327>TOU_CTabulation[[#This Row],[Month]],TOU_CTabulation[[#This Row],[Day]]*TOU_CTabulation[[#This Row],[Base Allow]],0)","v":0},{"$f":"IF(A6327>TOU_CTabulation[[#This Row],[Month]],TOU_CTabulation[[#This Row],[Month Cumm]],0)","v":0},{"$f":"IF(TOU_CTabulation[[#This Row],[Month Base Gen]]=0,0,TOU_CTabulation[[#This Row],[Month Base Gen]]-TOU_CTabulation[[#This Row],[Day]]*TOU_CTabulation[[#This Row],[Base Allow]])","v":0},{"$f":"VLOOKUP(TOU_CTabulation[[#This Row],[Hour]],daypart,2)","v":"All"},{"$f":"TOU_CTabulation[[#This Row],[Season]]&TOU_CTabulation[[#This Row],[Day-Part]]","v":"SummerAll"},{"$f":"VLOOKUP(TOU_CTabulation[[#This Row],[Daypart]],TOUC,2)","v":0.25901999999999997},{"$f":"VLOOKUP(TOU_CTabulation[[#This Row],[Daypart]],TOUC,3)","v":0.32596000000000003},{"$f":"TOU_CTabulation[[#This Row],[Month Base Allow]]*TOU_CTabulation[[#This Row],[Base Rate]]","v":0},{"$f":"TOU_CTabulation[[#This Row],[Month Overbase Gen]]*TOU_CTabulation[[#This Row],[Over Rate]]","v":0},{"$f":"TOU_CTabulation[[#This Row],[Base Value]]+TOU_CTabulation[[#This Row],[Over Value]]","v":0}]
[9,20,17,304,31,24,2,69.751999999999995,25.193999999999999,177.76499999999999,154.01400000000001,{"$f":"TOU_CTabulation[[#This Row],[AC System Output (W)]]/1000","v":0.15401400000000001},{"$f":"IF(A6333=TOU_CTabulation[[#This Row],[Month]],M6333+TOU_CTabulation[[#This Row],[AC System Output (kW)]],TOU_CTabulation[[#This Row],[AC System Output (kW)]])","v":411.44162999999998},{"$f":"VLOOKUP(TOU_CTabulation[[#This Row],[Month]],Season,2)","v":"Summer"},{"$f":"VLOOKUP(TOU_CTabulation[[#This Row],[Season]],CRate,2)","v":10.3},{"$f":"IF(A6335>TOU_CTabulation[[#This Row],[Month]],TOU_CTabulation[[#This Row],[Day]]*TOU_CTabulation[[#This Row],[Base Allow]],0)","v":0},{"$f":"IF(A6335>TOU_CTabulation[[#This Row],[Month]],TOU_CTabulation[[#This Row],[Month Cumm]],0)","v":0},{"$f":"IF(TOU_CTabulation[[#This Row],[Month Base Gen]]=0,0,TOU_CTabulation[[#This Row],[Month Base Gen]]-TOU_CTabulation[[#This Row],[Day]]*TOU_CTabulation[[#This Row],[Base Allow]])","v":0},{"$f":"VLOOKUP(TOU_CTabulation[[#This Row],[Hour]],daypart,2)","v":"All"},{"$f":"TOU_CTabulation[[#This Row],[Season]]&TOU_CTabulation[[#This Row],[Day-Part]]","v":"SummerAll"},{"$f":"VLOOKUP(TOU_CTabulation[[#This Row],[Daypart]],TOUC,2)","v":0.25901999999999997},{"$f":"VLOOKUP(TOU_CTabulation[[#This Row],[Daypart]],TOUC,3)","v":0.32596000000000003},{"$f":"TOU_CTabulation[[#This Row],[Month Base Allow]]*TOU_CTabulation[[#This Row],[Base Rate]]","v":0},{"$f":"TOU_CTabulation[[#This Row],[Month Overbase Gen]]*TOU_CTabulation[[#This Row],[Over Rate]]","v":0},{"$f":"TOU_CTabulation[[#This Row],[Base Value]]+TOU_CTabulation[[#This Row],[Over Value]]","v":0}]
[9,21,2,0,0,17,1,0,17,0,0,{"$f":"TOU_CTabulation[[#This Row],[AC System Output (W)]]/1000","v":0},{"$f":"IF(A6342=TOU_CTabulation[[#This Row],[Month]],M6342+TOU_CTabulation[[#This Row],[AC System Output (kW)]],TOU_CTabulation[[#This Row],[AC System Output (kW)]])","v":411.44162999999998},{"$f":"VLOOKUP(TOU_CTabulation[[#This Row],[Month]],Season,2)","v":"Summer"},{"$f":"VLOOKUP(TOU_CTabulation[[#This Row],[Season]],CRate,2)","v":10.3},{"$f":"IF(A6344>TOU_CTabulation[[#This Row],[Month]],TOU_CTabulation[[#This Row],[Day]]*TOU_CTabulation[[#This Row],[Base Allow]],0)","v":0},{"$f":"IF(A6344>TOU_CTabulation[[#This Row],[Month]],TOU_CTabulation[[#This Row],[Month Cumm]],0)","v":0},{"$f":"IF(TOU_CTabulation[[#This Row],[Month Base Gen]]=0,0,TOU_CTabulation[[#This Row],[Month Base Gen]]-TOU_CTabulation[[#This Row],[Day]]*TOU_CTabulation[[#This Row],[Base Allow]])","v":0},{"$f":"VLOOKUP(TOU_CTabulation[[#This Row],[Hour]],daypart,2)","v":"All"},{"$f":"TOU_CTabulation[[#This Row],[Season]]&TOU_CTabulation[[#This Row],[Day-Part]]","v":"SummerAll"},{"$f":"VLOOKUP(TOU_CTabulation[[#This Row],[Daypart]],TOUC,2)","v":0.25901999999999997},{"$f":"VLOOKUP(TOU_CTabulation[[#This Row],[Daypart]],TOUC,3)","v":0.32596000000000003},{"$f":"TOU_CTabulation[[#This Row],[Month Base Allow]]*TOU_CTabulation[[#This Row],[Base Rate]]","v":0},{"$f":"TOU_CTabulation[[#This Row],[Month Overbase Gen]]*TOU_CTabulation[[#This Row],[Over Rate]]","v":0},{"$f":"TOU_CTabulation[[#This Row],[Base Value]]+TOU_CTabulation[[#This Row],[Over Value]]","v":0}]
[9,21,10,464,293,30,0,746.27099999999996,59.167000000000002,2151.4430000000002,2070.8290000000002,{"$f":"TOU_CTabulation[[#This Row],[AC System Output (W)]]/1000","v":2.0708290000000003},{"$f":"IF(A6350=TOU_CTabulation[[#This Row],[Month]],M6350+TOU_CTabulation[[#This Row],[AC System Output (kW)]],TOU_CTabulation[[#This Row],[AC System Output (kW)]])","v":418.66597499999995},{"$f":"VLOOKUP(TOU_CTabulation[[#This Row],[Month]],Season,2)","v":"Summer"},{"$f":"VLOOKUP(TOU_CTabulation[[#This Row],[Season]],CRate,2)","v":10.3},{"$f":"IF(A6352>TOU_CTabulation[[#This Row],[Month]],TOU_CTabulation[[#This Row],[Day]]*TOU_CTabulation[[#This Row],[Base Allow]],0)","v":0},{"$f":"IF(A6352>TOU_CTabulation[[#This Row],[Month]],TOU_CTabulation[[#This Row],[Month Cumm]],0)","v":0},{"$f":"IF(TOU_CTabulation[[#This Row],[Month Base Gen]]=0,0,TOU_CTabulation[[#This Row],[Month Base Gen]]-TOU_CTabulation[[#This Row],[Day]]*TOU_CTabulation[[#This Row],[Base Allow]])","v":0},{"$f":"VLOOKUP(TOU_CTabulation[[#This Row],[Hour]],daypart,2)","v":"All"},{"$f":"TOU_CTabulation[[#This Row],[Season]]&TOU_CTabulation[[#This Row],[Day-Part]]","v":"SummerAll"},{"$f":"VLOOKUP(TOU_CTabulation[[#This Row],[Daypart]],TOUC,2)","v":0.25901999999999997},{"$f":"VLOOKUP(TOU_CTabulation[[#This Row],[Daypart]],TOUC,3)","v":0.32596000000000003},{"$f":"TOU_CTabulation[[#This Row],[Month Base Allow]]*TOU_CTabulation[[#This Row],[Base Rate]]","v":0},{"$f":"TOU_CTabulation[[#This Row],[Month Overbase Gen]]*TOU_CTabulation[[#This Row],[Over Rate]]","v":0},{"$f":"TOU_CTabulation[[#This Row],[Base Value]]+TOU_CTabulation[[#This Row],[Over Value]]","v":0}]
[9,21,19,0,0,20,0,0,20,0,0,{"$f":"TOU_CTabulation[[#This Row],[AC System Output (W)]]/1000","v":0},{"$f":"IF(A6359=TOU_CTabulation[[#This Row],[Month]],M6359+TOU_CTabulation[[#This Row],[AC System Output (kW)]],TOU_CTabulation[[#This Row],[AC System Output (kW)]])","v":429.19604899999996},{"$f":"VLOOKUP(TOU_CTabulation[[#This Row],[Month]],Season,2)","v":"Summer"},{"$f":"VLOOKUP(TOU_CTabulation[[#This Row],[Season]],CRate,2)","v":10.3},{"$f":"IF(A6361>TOU_CTabulation[[#This Row],[Month]],TOU_CTabulation[[#This Row],[Day]]*TOU_CTabulation[[#This Row],[Base Allow]],0)","v":0},{"$f":"IF(A6361>TOU_CTabulation[[#This Row],[Month]],TOU_CTabulation[[#This Row],[Month Cumm]],0)","v":0},{"$f":"IF(TOU_CTabulation[[#This Row],[Month Base Gen]]=0,0,TOU_CTabulation[[#This Row],[Month Base Gen]]-TOU_CTabulation[[#This Row],[Day]]*TOU_CTabulation[[#This Row],[Base Allow]])","v":0},{"$f":"VLOOKUP(TOU_CTabulation[[#This Row],[Hour]],daypart,2)","v":"All"},{"$f":"TOU_CTabulation[[#This Row],[Season]]&TOU_CTabulation[[#This Row],[Day-Part]]","v":"SummerAll"},{"$f":"VLOOKUP(TOU_CTabulation[[#This Row],[Daypart]],TOUC,2)","v":0.25901999999999997},{"$f":"VLOOKUP(TOU_CTabulation[[#This Row],[Daypart]],TOUC,3)","v":0.32596000000000003},{"$f":"TOU_CTabulation[[#This Row],[Month Base Allow]]*TOU_CTabulation[[#This Row],[Base Rate]]","v":0},{"$f":"TOU_CTabulation[[#This Row],[Month Overbase Gen]]*TOU_CTabulation[[#This Row],[Over Rate]]","v":0},{"$f":"TOU_CTabulation[[#This Row],[Base Value]]+TOU_CTabulation[[#This Row],[Over Value]]","v":0}]
[9,22,0,0,0,21,0,0,21,0,0,{"$f":"TOU_CTabulation[[#This Row],[AC System Output (W)]]/1000","v":0},{"$f":"IF(A6364=TOU_CTabulation[[#This Row],[Month]],M6364+TOU_CTabulation[[#This Row],[AC System Output (kW)]],TOU_CTabulation[[#This Row],[AC System Output (kW)]])","v":429.19604899999996},{"$f":"VLOOKUP(TOU_CTabulation[[#This Row],[Month]],Season,2)","v":"Summer"},{"$f":"VLOOKUP(TOU_CTabulation[[#This Row],[Season]],CRate,2)","v":10.3},{"$f":"IF(A6366>TOU_CTabulation[[#This Row],[Month]],TOU_CTabulation[[#This Row],[Day]]*TOU_CTabulation[[#This Row],[Base Allow]],0)","v":0},{"$f":"IF(A6366>TOU_CTabulation[[#This Row],[Month]],TOU_CTabulation[[#This Row],[Month Cumm]],0)","v":0},{"$f":"IF(TOU_CTabulation[[#This Row],[Month Base Gen]]=0,0,TOU_CTabulation[[#This Row],[Month Base Gen]]-TOU_CTabulation[[#This Row],[Day]]*TOU_CTabulation[[#This Row],[Base Allow]])","v":0},{"$f":"VLOOKUP(TOU_CTabulation[[#This Row],[Hour]],daypart,2)","v":"All"},{"$f":"TOU_CTabulation[[#This Row],[Season]]&TOU_CTabulation[[#This Row],[Day-Part]]","v":"SummerAll"},{"$f":"VLOOKUP(TOU_CTabulation[[#This Row],[Daypart]],TOUC,2)","v":0.25901999999999997},{"$f":"VLOOKUP(TOU_CTabulation[[#This Row],[Daypart]],TOUC,3)","v":0.32596000000000003},{"$f":"TOU_CTabulation[[#This Row],[Month Base Allow]]*TOU_CTabulation[[#This Row],[Base Rate]]","v":0},{"$f":"TOU_CTabulation[[#This Row],[Month Overbase Gen]]*TOU_CTabulation[[#This Row],[Over Rate]]","v":0},{"$f":"TOU_CTabulation[[#This Row],[Base Value]]+TOU_CTabulation[[#This Row],[Over Value]]","v":0}]
[9,22,4,0,0,19,0,0,19,0,0,{"$f":"TOU_CTabulation[[#This Row],[AC System Output (W)]]/1000","v":0},{"$f":"IF(A6368=TOU_CTabulation[[#This Row],[Month]],M6368+TOU_CTabulation[[#This Row],[AC System Output (kW)]],TOU_CTabulation[[#This Row],[AC System Output (kW)]])","v":429.19604899999996},{"$f":"VLOOKUP(TOU_CTabulation[[#This Row],[Month]],Season,2)","v":"Summer"},{"$f":"VLOOKUP(TOU_CTabulation[[#This Row],[Season]],CRate,2)","v":10.3},{"$f":"IF(A6370>TOU_CTabulation[[#This Row],[Month]],TOU_CTabulation[[#This Row],[Day]]*TOU_CTabulation[[#This Row],[Base Allow]],0)","v":0},{"$f":"IF(A6370>TOU_CTabulation[[#This Row],[Month]],TOU_CTabulation[[#This Row],[Month Cumm]],0)","v":0},{"$f":"IF(TOU_CTabulation[[#This Row],[Month Base Gen]]=0,0,TOU_CTabulation[[#This Row],[Month Base Gen]]-TOU_CTabulation[[#This Row],[Day]]*TOU_CTabulation[[#This Row],[Base Allow]])","v":0},{"$f":"VLOOKUP(TOU_CTabulation[[#This Row],[Hour]],daypart,2)","v":"All"},{"$f":"TOU_CTabulation[[#This Row],[Season]]&TOU_CTabulation[[#This Row],[Day-Part]]","v":"SummerAll"},{"$f":"VLOOKUP(TOU_CTabulation[[#This Row],[Daypart]],TOUC,2)","v":0.25901999999999997},{"$f":"VLOOKUP(TOU_CTabulation[[#This Row],[Daypart]],TOUC,3)","v":0.32596000000000003},{"$f":"TOU_CTabulation[[#This Row],[Month Base Allow]]*TOU_CTabulation[[#This Row],[Base Rate]]","v":0},{"$f":"TOU_CTabulation[[#This Row],[Month Overbase Gen]]*TOU_CTabulation[[#This Row],[Over Rate]]","v":0},{"$f":"TOU_CTabulation[[#This Row],[Base Value]]+TOU_CTabulation[[#This Row],[Over Value]]","v":0}]
[9,22,14,836,100,24,2,749.11099999999999,44.536999999999999,2322.259,2235.0219999999999,{"$f":"TOU_CTabulation[[#This Row],[AC System Output (W)]]/1000","v":2.2350219999999998},{"$f":"IF(A6378=TOU_CTabulation[[#This Row],[Month]],M6378+TOU_CTabulation[[#This Row],[AC System Output (kW)]],TOU_CTabulation[[#This Row],[AC System Output (kW)]])","v":443.995026},{"$f":"VLOOKUP(TOU_CTabulation[[#This Row],[Month]],Season,2)","v":"Summer"},{"$f":"VLOOKUP(TOU_CTabulation[[#This Row],[Season]],CRate,2)","v":10.3},{"$f":"IF(A6380>TOU_CTabulation[[#This Row],[Month]],TOU_CTabulation[[#This Row],[Day]]*TOU_CTabulation[[#This Row],[Base Allow]],0)","v":0},{"$f":"IF(A6380>TOU_CTabulation[[#This Row],[Month]],TOU_CTabulation[[#This Row],[Month Cumm]],0)","v":0},{"$f":"IF(TOU_CTabulation[[#This Row],[Month Base Gen]]=0,0,TOU_CTabulation[[#This Row],[Month Base Gen]]-TOU_CTabulation[[#This Row],[Day]]*TOU_CTabulation[[#This Row],[Base Allow]])","v":0},{"$f":"VLOOKUP(TOU_CTabulation[[#This Row],[Hour]],daypart,2)","v":"All"},{"$f":"TOU_CTabulation[[#This Row],[Season]]&TOU_CTabulation[[#This Row],[Day-Part]]","v":"SummerAll"},{"$f":"VLOOKUP(TOU_CTabulation[[#This Row],[Daypart]],TOUC,2)","v":0.25901999999999997},{"$f":"VLOOKUP(TOU_CTabulation[[#This Row],[Daypart]],TOUC,3)","v":0.32596000000000003},{"$f":"TOU_CTabulation[[#This Row],[Month Base Allow]]*TOU_CTabulation[[#This Row],[Base Rate]]","v":0},{"$f":"TOU_CTabulation[[#This Row],[Month Overbase Gen]]*TOU_CTabulation[[#This Row],[Over Rate]]","v":0},{"$f":"TOU_CTabulation[[#This Row],[Base Value]]+TOU_CTabulation[[#This Row],[Over Value]]","v":0}]
[9,22,21,0,0,18,0,0,18,0,0,{"$f":"TOU_CTabulation[[#This Row],[AC System Output (W)]]/1000","v":0},{"$f":"IF(A6385=TOU_CTabulation[[#This Row],[Month]],M6385+TOU_CTabulation[[#This Row],[AC System Output (kW)]],TOU_CTabulation[[#This Row],[AC System Output (kW)]])","v":446.52093799999994},{"$f":"VLOOKUP(TOU_CTabulation[[#This Row],[Month]],Season,2)","v":"Summer"},{"$f":"VLOOKUP(TOU_CTabulation[[#This Row],[Season]],CRate,2)","v":10.3},{"$f":"IF(A6387>TOU_CTabulation[[#This Row],[Month]],TOU_CTabulation[[#This Row],[Day]]*TOU_CTabulation[[#This Row],[Base Allow]],0)","v":0},{"$f":"IF(A6387>TOU_CTabulation[[#This Row],[Month]],TOU_CTabulation[[#This Row],[Month Cumm]],0)","v":0},{"$f":"IF(TOU_CTabulation[[#This Row],[Month Base Gen]]=0,0,TOU_CTabulation[[#This Row],[Month Base Gen]]-TOU_CTabulation[[#This Row],[Day]]*TOU_CTabulation[[#This Row],[Base Allow]])","v":0},{"$f":"VLOOKUP(TOU_CTabulation[[#This Row],[Hour]],daypart,2)","v":"All"},{"$f":"TOU_CTabulation[[#This Row],[Season]]&TOU_CTabulation[[#This Row],[Day-Part]]","v":"SummerAll"},{"$f":"VLOOKUP(TOU_CTabulation[[#This Row],[Daypart]],TOUC,2)","v":0.25901999999999997},{"$f":"VLOOKUP(TOU_CTabulation[[#This Row],[Daypart]],TOUC,3)","v":0.32596000000000003},{"$f":"TOU_CTabulation[[#This Row],[Month Base Allow]]*TOU_CTabulation[[#This Row],[Base Rate]]","v":0},{"$f":"TOU_CTabulation[[#This Row],[Month Overbase Gen]]*TOU_CTabulation[[#This Row],[Over Rate]]","v":0},{"$f":"TOU_CTabulation[[#This Row],[Base Value]]+TOU_CTabulation[[#This Row],[Over Value]]","v":0}]
[9,23,4,0,0,16,0,0,16,0,0,{"$f":"TOU_CTabulation[[#This Row],[AC System Output (W)]]/1000","v":0},{"$f":"IF(A6392=TOU_CTabulation[[#This Row],[Month]],M6392+TOU_CTabulation[[#This Row],[AC System Output (kW)]],TOU_CTabulation[[#This Row],[AC System Output (kW)]])","v":446.52093799999994},{"$f":"VLOOKUP(TOU_CTabulation[[#This Row],[Month]],Season,2)","v":"Summer"},{"$f":"VLOOKUP(TOU_CTabulation[[#This Row],[Season]],CRate,2)","v":10.3},{"$f":"IF(A6394>TOU_CTabulation[[#This Row],[Month]],TOU_CTabulation[[#This Row],[Day]]*TOU_CTabulation[[#This Row],[Base Allow]],0)","v":0},{"$f":"IF(A6394>TOU_CTabulation[[#This Row],[Month]],TOU_CTabulation[[#This Row],[Month Cumm]],0)","v":0},{"$f":"IF(TOU_CTabulation[[#This Row],[Month Base Gen]]=0,0,TOU_CTabulation[[#This Row],[Month Base Gen]]-TOU_CTabulation[[#This Row],[Day]]*TOU_CTabulation[[#This Row],[Base Allow]])","v":0},{"$f":"VLOOKUP(TOU_CTabulation[[#This Row],[Hour]],daypart,2)","v":"All"},{"$f":"TOU_CTabulation[[#This Row],[Season]]&TOU_CTabulation[[#This Row],[Day-Part]]","v":"SummerAll"},{"$f":"VLOOKUP(TOU_CTabulation[[#This Row],[Daypart]],TOUC,2)","v":0.25901999999999997},{"$f":"VLOOKUP(TOU_CTabulation[[#This Row],[Daypart]],TOUC,3)","v":0.32596000000000003},{"$f":"TOU_CTabulation[[#This Row],[Month Base Allow]]*TOU_CTabulation[[#This Row],[Base Rate]]","v":0},{"$f":"TOU_CTabulation[[#This Row],[Month Overbase Gen]]*TOU_CTabulation[[#This Row],[Over Rate]]","v":0},{"$f":"TOU_CTabulation[[#This Row],[Base Value]]+TOU_CTabulation[[#This Row],[Over Value]]","v":0}]
[9,23,14,816,107,29,3,739.55600000000004,46.798999999999999,2265.6329999999998,2180.6219999999998,{"$f":"TOU_CTabulation[[#This Row],[AC System Output (W)]]/1000","v":2.1806220000000001},{"$f":"IF(A6402=TOU_CTabulation[[#This Row],[Month]],M6402+TOU_CTabulation[[#This Row],[AC System Output (kW)]],TOU_CTabulation[[#This Row],[AC System Output (kW)]])","v":464.47657599999997},{"$f":"VLOOKUP(TOU_CTabulation[[#This Row],[Month]],Season,2)","v":"Summer"},{"$f":"VLOOKUP(TOU_CTabulation[[#This Row],[Season]],CRate,2)","v":10.3},{"$f":"IF(A6404>TOU_CTabulation[[#This Row],[Month]],TOU_CTabulation[[#This Row],[Day]]*TOU_CTabulation[[#This Row],[Base Allow]],0)","v":0},{"$f":"IF(A6404>TOU_CTabulation[[#This Row],[Month]],TOU_CTabulation[[#This Row],[Month Cumm]],0)","v":0},{"$f":"IF(TOU_CTabulation[[#This Row],[Month Base Gen]]=0,0,TOU_CTabulation[[#This Row],[Month Base Gen]]-TOU_CTabulation[[#This Row],[Day]]*TOU_CTabulation[[#This Row],[Base Allow]])","v":0},{"$f":"VLOOKUP(TOU_CTabulation[[#This Row],[Hour]],daypart,2)","v":"All"},{"$f":"TOU_CTabulation[[#This Row],[Season]]&TOU_CTabulation[[#This Row],[Day-Part]]","v":"SummerAll"},{"$f":"VLOOKUP(TOU_CTabulation[[#This Row],[Daypart]],TOUC,2)","v":0.25901999999999997},{"$f":"VLOOKUP(TOU_CTabulation[[#This Row],[Daypart]],TOUC,3)","v":0.32596000000000003},{"$f":"TOU_CTabulation[[#This Row],[Month Base Allow]]*TOU_CTabulation[[#This Row],[Base Rate]]","v":0},{"$f":"TOU_CTabulation[[#This Row],[Month Overbase Gen]]*TOU_CTabulation[[#This Row],[Over Rate]]","v":0},{"$f":"TOU_CTabulation[[#This Row],[Base Value]]+TOU_CTabulation[[#This Row],[Over Value]]","v":0}]
[9,23,23,0,0,17,0,0,17,0,0,{"$f":"TOU_CTabulation[[#This Row],[AC System Output (W)]]/1000","v":0},{"$f":"IF(A6411=TOU_CTabulation[[#This Row],[Month]],M6411+TOU_CTabulation[[#This Row],[AC System Output (kW)]],TOU_CTabulation[[#This Row],[AC System Output (kW)]])","v":466.96147300000001},{"$f":"VLOOKUP(TOU_CTabulation[[#This Row],[Month]],Season,2)","v":"Summer"},{"$f":"VLOOKUP(TOU_CTabulation[[#This Row],[Season]],CRate,2)","v":10.3},{"$f":"IF(A6413>TOU_CTabulation[[#This Row],[Month]],TOU_CTabulation[[#This Row],[Day]]*TOU_CTabulation[[#This Row],[Base Allow]],0)","v":0},{"$f":"IF(A6413>TOU_CTabulation[[#This Row],[Month]],TOU_CTabulation[[#This Row],[Month Cumm]],0)","v":0},{"$f":"IF(TOU_CTabulation[[#This Row],[Month Base Gen]]=0,0,TOU_CTabulation[[#This Row],[Month Base Gen]]-TOU_CTabulation[[#This Row],[Day]]*TOU_CTabulation[[#This Row],[Base Allow]])","v":0},{"$f":"VLOOKUP(TOU_CTabulation[[#This Row],[Hour]],daypart,2)","v":"All"},{"$f":"TOU_CTabulation[[#This Row],[Season]]&TOU_CTabulation[[#This Row],[Day-Part]]","v":"SummerAll"},{"$f":"VLOOKUP(TOU_CTabulation[[#This Row],[Daypart]],TOUC,2)","v":0.25901999999999997},{"$f":"VLOOKUP(TOU_CTabulation[[#This Row],[Daypart]],TOUC,3)","v":0.32596000000000003},{"$f":"TOU_CTabulation[[#This Row],[Month Base Allow]]*TOU_CTabulation[[#This Row],[Base Rate]]","v":0},{"$f":"TOU_CTabulation[[#This Row],[Month Overbase Gen]]*TOU_CTabulation[[#This Row],[Over Rate]]","v":0},{"$f":"TOU_CTabulation[[#This Row],[Base Value]]+TOU_CTabulation[[#This Row],[Over Value]]","v":0}]
[9,24,3,0,0,16,0,0,16,0,0,{"$f":"TOU_CTabulation[[#This Row],[AC System Output (W)]]/1000","v":0},{"$f":"IF(A6415=TOU_CTabulation[[#This Row],[Month]],M6415+TOU_CTabulation[[#This Row],[AC System Output (kW)]],TOU_CTabulation[[#This Row],[AC System Output (kW)]])","v":466.96147300000001},{"$f":"VLOOKUP(TOU_CTabulation[[#This Row],[Month]],Season,2)","v":"Summer"},{"$f":"VLOOKUP(TOU_CTabulation[[#This Row],[Season]],CRate,2)","v":10.3},{"$f":"IF(A6417>TOU_CTabulation[[#This Row],[Month]],TOU_CTabulation[[#This Row],[Day]]*TOU_CTabulation[[#This Row],[Base Allow]],0)","v":0},{"$f":"IF(A6417>TOU_CTabulation[[#This Row],[Month]],TOU_CTabulation[[#This Row],[Month Cumm]],0)","v":0},{"$f":"IF(TOU_CTabulation[[#This Row],[Month Base Gen]]=0,0,TOU_CTabulation[[#This Row],[Month Base Gen]]-TOU_CTabulation[[#This Row],[Day]]*TOU_CTabulation[[#This Row],[Base Allow]])","v":0},{"$f":"VLOOKUP(TOU_CTabulation[[#This Row],[Hour]],daypart,2)","v":"All"},{"$f":"TOU_CTabulation[[#This Row],[Season]]&TOU_CTabulation[[#This Row],[Day-Part]]","v":"SummerAll"},{"$f":"VLOOKUP(TOU_CTabulation[[#This Row],[Daypart]],TOUC,2)","v":0.25901999999999997},{"$f":"VLOOKUP(TOU_CTabulation[[#This Row],[Daypart]],TOUC,3)","v":0.32596000000000003},{"$f":"TOU_CTabulation[[#This Row],[Month Base Allow]]*TOU_CTabulation[[#This Row],[Base Rate]]","v":0},{"$f":"TOU_CTabulation[[#This Row],[Month Overbase Gen]]*TOU_CTabulation[[#This Row],[Over Rate]]","v":0},{"$f":"TOU_CTabulation[[#This Row],[Base Value]]+TOU_CTabulation[[#This Row],[Over Value]]","v":0}]
[9,24,8,802,84,21,2,583.84199999999998,35.781999999999996,1861.94,1791.933,{"$f":"TOU_CTabulation[[#This Row],[AC System Output (W)]]/1000","v":1.791933},{"$f":"IF(A6420=TOU_CTabulation[[#This Row],[Month]],M6420+TOU_CTabulation[[#This Row],[AC System Output (kW)]],TOU_CTabulation[[#This Row],[AC System Output (kW)]])","v":469.98153299999996},{"$f":"VLOOKUP(TOU_CTabulation[[#This Row],[Month]],Season,2)","v":"Summer"},{"$f":"VLOOKUP(TOU_CTabulation[[#This Row],[Season]],CRate,2)","v":10.3},{"$f":"IF(A6422>TOU_CTabulation[[#This Row],[Month]],TOU_CTabulation[[#This Row],[Day]]*TOU_CTabulation[[#This Row],[Base Allow]],0)","v":0},{"$f":"IF(A6422>TOU_CTabulation[[#This Row],[Month]],TOU_CTabulation[[#This Row],[Month Cumm]],0)","v":0},{"$f":"IF(TOU_CTabulation[[#This Row],[Month Base Gen]]=0,0,TOU_CTabulation[[#This Row],[Month Base Gen]]-TOU_CTabulation[[#This Row],[Day]]*TOU_CTabulation[[#This Row],[Base Allow]])","v":0},{"$f":"VLOOKUP(TOU_CTabulation[[#This Row],[Hour]],daypart,2)","v":"All"},{"$f":"TOU_CTabulation[[#This Row],[Season]]&TOU_CTabulation[[#This Row],[Day-Part]]","v":"SummerAll"},{"$f":"VLOOKUP(TOU_CTabulation[[#This Row],[Daypart]],TOUC,2)","v":0.25901999999999997},{"$f":"VLOOKUP(TOU_CTabulation[[#This Row],[Daypart]],TOUC,3)","v":0.32596000000000003},{"$f":"TOU_CTabulation[[#This Row],[Month Base Allow]]*TOU_CTabulation[[#This Row],[Base Rate]]","v":0},{"$f":"TOU_CTabulation[[#This Row],[Month Overbase Gen]]*TOU_CTabulation[[#This Row],[Over Rate]]","v":0},{"$f":"TOU_CTabulation[[#This Row],[Base Value]]+TOU_CTabulation[[#This Row],[Over Value]]","v":0}]
[9,24,17,222,26,16,3,55.546999999999997,16.408000000000001,151.749,128.505,{"$f":"TOU_CTabulation[[#This Row],[AC System Output (W)]]/1000","v":0.12850500000000001},{"$f":"IF(A6429=TOU_CTabulation[[#This Row],[Month]],M6429+TOU_CTabulation[[#This Row],[AC System Output (kW)]],TOU_CTabulation[[#This Row],[AC System Output (kW)]])","v":488.87746700000002},{"$f":"VLOOKUP(TOU_CTabulation[[#This Row],[Month]],Season,2)","v":"Summer"},{"$f":"VLOOKUP(TOU_CTabulation[[#This Row],[Season]],CRate,2)","v":10.3},{"$f":"IF(A6431>TOU_CTabulation[[#This Row],[Month]],TOU_CTabulation[[#This Row],[Day]]*TOU_CTabulation[[#This Row],[Base Allow]],0)","v":0},{"$f":"IF(A6431>TOU_CTabulation[[#This Row],[Month]],TOU_CTabulation[[#This Row],[Month Cumm]],0)","v":0},{"$f":"IF(TOU_CTabulation[[#This Row],[Month Base Gen]]=0,0,TOU_CTabulation[[#This Row],[Month Base Gen]]-TOU_CTabulation[[#This Row],[Day]]*TOU_CTabulation[[#This Row],[Base Allow]])","v":0},{"$f":"VLOOKUP(TOU_CTabulation[[#This Row],[Hour]],daypart,2)","v":"All"},{"$f":"TOU_CTabulation[[#This Row],[Season]]&TOU_CTabulation[[#This Row],[Day-Part]]","v":"SummerAll"},{"$f":"VLOOKUP(TOU_CTabulation[[#This Row],[Daypart]],TOUC,2)","v":0.25901999999999997},{"$f":"VLOOKUP(TOU_CTabulation[[#This Row],[Daypart]],TOUC,3)","v":0.32596000000000003},{"$f":"TOU_CTabulation[[#This Row],[Month Base Allow]]*TOU_CTabulation[[#This Row],[Base Rate]]","v":0},{"$f":"TOU_CTabulation[[#This Row],[Month Overbase Gen]]*TOU_CTabulation[[#This Row],[Over Rate]]","v":0},{"$f":"TOU_CTabulation[[#This Row],[Base Value]]+TOU_CTabulation[[#This Row],[Over Value]]","v":0}]
[9,25,1,0,0,12,0,0,12,0,0,{"$f":"TOU_CTabulation[[#This Row],[AC System Output (W)]]/1000","v":0},{"$f":"IF(A6437=TOU_CTabulation[[#This Row],[Month]],M6437+TOU_CTabulation[[#This Row],[AC System Output (kW)]],TOU_CTabulation[[#This Row],[AC System Output (kW)]])","v":488.87746700000002},{"$f":"VLOOKUP(TOU_CTabulation[[#This Row],[Month]],Season,2)","v":"Summer"},{"$f":"VLOOKUP(TOU_CTabulation[[#This Row],[Season]],CRate,2)","v":10.3},{"$f":"IF(A6439>TOU_CTabulation[[#This Row],[Month]],TOU_CTabulation[[#This Row],[Day]]*TOU_CTabulation[[#This Row],[Base Allow]],0)","v":0},{"$f":"IF(A6439>TOU_CTabulation[[#This Row],[Month]],TOU_CTabulation[[#This Row],[Month Cumm]],0)","v":0},{"$f":"IF(TOU_CTabulation[[#This Row],[Month Base Gen]]=0,0,TOU_CTabulation[[#This Row],[Month Base Gen]]-TOU_CTabulation[[#This Row],[Day]]*TOU_CTabulation[[#This Row],[Base Allow]])","v":0},{"$f":"VLOOKUP(TOU_CTabulation[[#This Row],[Hour]],daypart,2)","v":"All"},{"$f":"TOU_CTabulation[[#This Row],[Season]]&TOU_CTabulation[[#This Row],[Day-Part]]","v":"SummerAll"},{"$f":"VLOOKUP(TOU_CTabulation[[#This Row],[Daypart]],TOUC,2)","v":0.25901999999999997},{"$f":"VLOOKUP(TOU_CTabulation[[#This Row],[Daypart]],TOUC,3)","v":0.32596000000000003},{"$f":"TOU_CTabulation[[#This Row],[Month Base Allow]]*TOU_CTabulation[[#This Row],[Base Rate]]","v":0},{"$f":"TOU_CTabulation[[#This Row],[Month Overbase Gen]]*TOU_CTabulation[[#This Row],[Over Rate]]","v":0},{"$f":"TOU_CTabulation[[#This Row],[Base Value]]+TOU_CTabulation[[#This Row],[Over Value]]","v":0}]
[9,25,10,926,94,25,0,940.16200000000003,60.170999999999999,2693.8209999999999,2591.239,{"$f":"TOU_CTabulation[[#This Row],[AC System Output (W)]]/1000","v":2.5912389999999998},{"$f":"IF(A6446=TOU_CTabulation[[#This Row],[Month]],M6446+TOU_CTabulation[[#This Row],[AC System Output (kW)]],TOU_CTabulation[[#This Row],[AC System Output (kW)]])","v":496.72953500000006},{"$f":"VLOOKUP(TOU_CTabulation[[#This Row],[Month]],Season,2)","v":"Summer"},{"$f":"VLOOKUP(TOU_CTabulation[[#This Row],[Season]],CRate,2)","v":10.3},{"$f":"IF(A6448>TOU_CTabulation[[#This Row],[Month]],TOU_CTabulation[[#This Row],[Day]]*TOU_CTabulation[[#This Row],[Base Allow]],0)","v":0},{"$f":"IF(A6448>TOU_CTabulation[[#This Row],[Month]],TOU_CTabulation[[#This Row],[Month Cumm]],0)","v":0},{"$f":"IF(TOU_CTabulation[[#This Row],[Month Base Gen]]=0,0,TOU_CTabulation[[#This Row],[Month Base Gen]]-TOU_CTabulation[[#This Row],[Day]]*TOU_CTabulation[[#This Row],[Base Allow]])","v":0},{"$f":"VLOOKUP(TOU_CTabulation[[#This Row],[Hour]],daypart,2)","v":"All"},{"$f":"TOU_CTabulation[[#This Row],[Season]]&TOU_CTabulation[[#This Row],[Day-Part]]","v":"SummerAll"},{"$f":"VLOOKUP(TOU_CTabulation[[#This Row],[Daypart]],TOUC,2)","v":0.25901999999999997},{"$f":"VLOOKUP(TOU_CTabulation[[#This Row],[Daypart]],TOUC,3)","v":0.32596000000000003},{"$f":"TOU_CTabulation[[#This Row],[Month Base Allow]]*TOU_CTabulation[[#This Row],[Base Rate]]","v":0},{"$f":"TOU_CTabulation[[#This Row],[Month Overbase Gen]]*TOU_CTabulation[[#This Row],[Over Rate]]","v":0},{"$f":"TOU_CTabulation[[#This Row],[Base Value]]+TOU_CTabulation[[#This Row],[Over Value]]","v":0}]
[9,25,18,0,0,18,2,0,18,0,0,{"$f":"TOU_CTabulation[[#This Row],[AC System Output (W)]]/1000","v":0},{"$f":"IF(A6454=TOU_CTabulation[[#This Row],[Month]],M6454+TOU_CTabulation[[#This Row],[AC System Output (kW)]],TOU_CTabulation[[#This Row],[AC System Output (kW)]])","v":509.6110930000001},{"$f":"VLOOKUP(TOU_CTabulation[[#This Row],[Month]],Season,2)","v":"Summer"},{"$f":"VLOOKUP(TOU_CTabulation[[#This Row],[Season]],CRate,2)","v":10.3},{"$f":"IF(A6456>TOU_CTabulation[[#This Row],[Month]],TOU_CTabulation[[#This Row],[Day]]*TOU_CTabulation[[#This Row],[Base Allow]],0)","v":0},{"$f":"IF(A6456>TOU_CTabulation[[#This Row],[Month]],TOU_CTabulation[[#This Row],[Month Cumm]],0)","v":0},{"$f":"IF(TOU_CTabulation[[#This Row],[Month Base Gen]]=0,0,TOU_CTabulation[[#This Row],[Month Base Gen]]-TOU_CTabulation[[#This Row],[Day]]*TOU_CTabulation[[#This Row],[Base Allow]])","v":0},{"$f":"VLOOKUP(TOU_CTabulation[[#This Row],[Hour]],daypart,2)","v":"All"},{"$f":"TOU_CTabulation[[#This Row],[Season]]&TOU_CTabulation[[#This Row],[Day-Part]]","v":"SummerAll"},{"$f":"VLOOKUP(TOU_CTabulation[[#This Row],[Daypart]],TOUC,2)","v":0.25901999999999997},{"$f":"VLOOKUP(TOU_CTabulation[[#This Row],[Daypart]],TOUC,3)","v":0.32596000000000003},{"$f":"TOU_CTabulation[[#This Row],[Month Base Allow]]*TOU_CTabulation[[#This Row],[Base Rate]]","v":0},{"$f":"TOU_CTabulation[[#This Row],[Month Overbase Gen]]*TOU_CTabulation[[#This Row],[Over Rate]]","v":0},{"$f":"TOU_CTabulation[[#This Row],[Base Value]]+TOU_CTabulation[[#This Row],[Over Value]]","v":0}]
[9,26,0,0,0,13,0,0,13,0,0,{"$f":"TOU_CTabulation[[#This Row],[AC System Output (W)]]/1000","v":0},{"$f":"IF(A6460=TOU_CTabulation[[#This Row],[Month]],M6460+TOU_CTabulation[[#This Row],[AC System Output (kW)]],TOU_CTabulation[[#This Row],[AC System Output (kW)]])","v":509.6110930000001},{"$f":"VLOOKUP(TOU_CTabulation[[#This Row],[Month]],Season,2)","v":"Summer"},{"$f":"VLOOKUP(TOU_CTabulation[[#This Row],[Season]],CRate,2)","v":10.3},{"$f":"IF(A6462>TOU_CTabulation[[#This Row],[Month]],TOU_CTabulation[[#This Row],[Day]]*TOU_CTabulation[[#This Row],[Base Allow]],0)","v":0},{"$f":"IF(A6462>TOU_CTabulation[[#This Row],[Month]],TOU_CTabulation[[#This Row],[Month Cumm]],0)","v":0},{"$f":"IF(TOU_CTabulation[[#This Row],[Month Base Gen]]=0,0,TOU_CTabulation[[#This Row],[Month Base Gen]]-TOU_CTabulation[[#This Row],[Day]]*TOU_CTabulation[[#This Row],[Base Allow]])","v":0},{"$f":"VLOOKUP(TOU_CTabulation[[#This Row],[Hour]],daypart,2)","v":"All"},{"$f":"TOU_CTabulation[[#This Row],[Season]]&TOU_CTabulation[[#This Row],[Day-Part]]","v":"SummerAll"},{"$f":"VLOOKUP(TOU_CTabulation[[#This Row],[Daypart]],TOUC,2)","v":0.25901999999999997},{"$f":"VLOOKUP(TOU_CTabulation[[#This Row],[Daypart]],TOUC,3)","v":0.32596000000000003},{"$f":"TOU_CTabulation[[#This Row],[Month Base Allow]]*TOU_CTabulation[[#This Row],[Base Rate]]","v":0},{"$f":"TOU_CTabulation[[#This Row],[Month Overbase Gen]]*TOU_CTabulation[[#This Row],[Over Rate]]","v":0},{"$f":"TOU_CTabulation[[#This Row],[Base Value]]+TOU_CTabulation[[#This Row],[Over Value]]","v":0}]
[9,26,11,899,118,26,1,993.69100000000003,56.94,2901.5390000000002,2789.819,{"$f":"TOU_CTabulation[[#This Row],[AC System Output (W)]]/1000","v":2.789819},{"$f":"IF(A6471=TOU_CTabulation[[#This Row],[Month]],M6471+TOU_CTabulation[[#This Row],[AC System Output (kW)]],TOU_CTabulation[[#This Row],[AC System Output (kW)]])","v":520.01984200000004},{"$f":"VLOOKUP(TOU_CTabulation[[#This Row],[Month]],Season,2)","v":"Summer"},{"$f":"VLOOKUP(TOU_CTabulation[[#This Row],[Season]],CRate,2)","v":10.3},{"$f":"IF(A6473>TOU_CTabulation[[#This Row],[Month]],TOU_CTabulation[[#This Row],[Day]]*TOU_CTabulation[[#This Row],[Base Allow]],0)","v":0},{"$f":"IF(A6473>TOU_CTabulation[[#This Row],[Month]],TOU_CTabulation[[#This Row],[Month Cumm]],0)","v":0},{"$f":"IF(TOU_CTabulation[[#This Row],[Month Base Gen]]=0,0,TOU_CTabulation[[#This Row],[Month Base Gen]]-TOU_CTabulation[[#This Row],[Day]]*TOU_CTabulation[[#This Row],[Base Allow]])","v":0},{"$f":"VLOOKUP(TOU_CTabulation[[#This Row],[Hour]],daypart,2)","v":"All"},{"$f":"TOU_CTabulation[[#This Row],[Season]]&TOU_CTabulation[[#This Row],[Day-Part]]","v":"SummerAll"},{"$f":"VLOOKUP(TOU_CTabulation[[#This Row],[Daypart]],TOUC,2)","v":0.25901999999999997},{"$f":"VLOOKUP(TOU_CTabulation[[#This Row],[Daypart]],TOUC,3)","v":0.32596000000000003},{"$f":"TOU_CTabulation[[#This Row],[Month Base Allow]]*TOU_CTabulation[[#This Row],[Base Rate]]","v":0},{"$f":"TOU_CTabulation[[#This Row],[Month Overbase Gen]]*TOU_CTabulation[[#This Row],[Over Rate]]","v":0},{"$f":"TOU_CTabulation[[#This Row],[Base Value]]+TOU_CTabulation[[#This Row],[Over Value]]","v":0}]
[9,26,14,775,127,25,3,726.36900000000003,42.575000000000003,2273.9090000000001,2188.5740000000001,{"$f":"TOU_CTabulation[[#This Row],[AC System Output (W)]]/1000","v":2.188574},{"$f":"IF(A6474=TOU_CTabulation[[#This Row],[Month]],M6474+TOU_CTabulation[[#This Row],[AC System Output (kW)]],TOU_CTabulation[[#This Row],[AC System Output (kW)]])","v":527.60952300000008},{"$f":"VLOOKUP(TOU_CTabulation[[#This Row],[Month]],Season,2)","v":"Summer"},{"$f":"VLOOKUP(TOU_CTabulation[[#This Row],[Season]],CRate,2)","v":10.3},{"$f":"IF(A6476>TOU_CTabulation[[#This Row],[Month]],TOU_CTabulation[[#This Row],[Day]]*TOU_CTabulation[[#This Row],[Base Allow]],0)","v":0},{"$f":"IF(A6476>TOU_CTabulation[[#This Row],[Month]],TOU_CTabulation[[#This Row],[Month Cumm]],0)","v":0},{"$f":"IF(TOU_CTabulation[[#This Row],[Month Base Gen]]=0,0,TOU_CTabulation[[#This Row],[Month Base Gen]]-TOU_CTabulation[[#This Row],[Day]]*TOU_CTabulation[[#This Row],[Base Allow]])","v":0},{"$f":"VLOOKUP(TOU_CTabulation[[#This Row],[Hour]],daypart,2)","v":"All"},{"$f":"TOU_CTabulation[[#This Row],[Season]]&TOU_CTabulation[[#This Row],[Day-Part]]","v":"SummerAll"},{"$f":"VLOOKUP(TOU_CTabulation[[#This Row],[Daypart]],TOUC,2)","v":0.25901999999999997},{"$f":"VLOOKUP(TOU_CTabulation[[#This Row],[Daypart]],TOUC,3)","v":0.32596000000000003},{"$f":"TOU_CTabulation[[#This Row],[Month Base Allow]]*TOU_CTabulation[[#This Row],[Base Rate]]","v":0},{"$f":"TOU_CTabulation[[#This Row],[Month Overbase Gen]]*TOU_CTabulation[[#This Row],[Over Rate]]","v":0},{"$f":"TOU_CTabulation[[#This Row],[Base Value]]+TOU_CTabulation[[#This Row],[Over Value]]","v":0}]
[9,26,20,0,0,15,0,0,15,0,0,{"$f":"TOU_CTabulation[[#This Row],[AC System Output (W)]]/1000","v":0},{"$f":"IF(A6480=TOU_CTabulation[[#This Row],[Month]],M6480+TOU_CTabulation[[#This Row],[AC System Output (kW)]],TOU_CTabulation[[#This Row],[AC System Output (kW)]])","v":530.0294980000001},{"$f":"VLOOKUP(TOU_CTabulation[[#This Row],[Month]],Season,2)","v":"Summer"},{"$f":"VLOOKUP(TOU_CTabulation[[#This Row],[Season]],CRate,2)","v":10.3},{"$f":"IF(A6482>TOU_CTabulation[[#This Row],[Month]],TOU_CTabulation[[#This Row],[Day]]*TOU_CTabulation[[#This Row],[Base Allow]],0)","v":0},{"$f":"IF(A6482>TOU_CTabulation[[#This Row],[Month]],TOU_CTabulation[[#This Row],[Month Cumm]],0)","v":0},{"$f":"IF(TOU_CTabulation[[#This Row],[Month Base Gen]]=0,0,TOU_CTabulation[[#This Row],[Month Base Gen]]-TOU_CTabulation[[#This Row],[Day]]*TOU_CTabulation[[#This Row],[Base Allow]])","v":0},{"$f":"VLOOKUP(TOU_CTabulation[[#This Row],[Hour]],daypart,2)","v":"All"},{"$f":"TOU_CTabulation[[#This Row],[Season]]&TOU_CTabulation[[#This Row],[Day-Part]]","v":"SummerAll"},{"$f":"VLOOKUP(TOU_CTabulation[[#This Row],[Daypart]],TOUC,2)","v":0.25901999999999997},{"$f":"VLOOKUP(TOU_CTabulation[[#This Row],[Daypart]],TOUC,3)","v":0.32596000000000003},{"$f":"TOU_CTabulation[[#This Row],[Month Base Allow]]*TOU_CTabulation[[#This Row],[Base Rate]]","v":0},{"$f":"TOU_CTabulation[[#This Row],[Month Overbase Gen]]*TOU_CTabulation[[#This Row],[Over Rate]]","v":0},{"$f":"TOU_CTabulation[[#This Row],[Base Value]]+TOU_CTabulation[[#This Row],[Over Value]]","v":0}]
[9,27,4,0,0,14,0,0,14,0,0,{"$f":"TOU_CTabulation[[#This Row],[AC System Output (W)]]/1000","v":0},{"$f":"IF(A6488=TOU_CTabulation[[#This Row],[Month]],M6488+TOU_CTabulation[[#This Row],[AC System Output (kW)]],TOU_CTabulation[[#This Row],[AC System Output (kW)]])","v":530.0294980000001},{"$f":"VLOOKUP(TOU_CTabulation[[#This Row],[Month]],Season,2)","v":"Summer"},{"$f":"VLOOKUP(TOU_CTabulation[[#This Row],[Season]],CRate,2)","v":10.3},{"$f":"IF(A6490>TOU_CTabulation[[#This Row],[Month]],TOU_CTabulation[[#This Row],[Day]]*TOU_CTabulation[[#This Row],[Base Allow]],0)","v":0},{"$f":"IF(A6490>TOU_CTabulation[[#This Row],[Month]],TOU_CTabulation[[#This Row],[Month Cumm]],0)","v":0},{"$f":"IF(TOU_CTabulation[[#This Row],[Month Base Gen]]=0,0,TOU_CTabulation[[#This Row],[Month Base Gen]]-TOU_CTabulation[[#This Row],[Day]]*TOU_CTabulation[[#This Row],[Base Allow]])","v":0},{"$f":"VLOOKUP(TOU_CTabulation[[#This Row],[Hour]],daypart,2)","v":"All"},{"$f":"TOU_CTabulation[[#This Row],[Season]]&TOU_CTabulation[[#This Row],[Day-Part]]","v":"SummerAll"},{"$f":"VLOOKUP(TOU_CTabulation[[#This Row],[Daypart]],TOUC,2)","v":0.25901999999999997},{"$f":"VLOOKUP(TOU_CTabulation[[#This Row],[Daypart]],TOUC,3)","v":0.32596000000000003},{"$f":"TOU_CTabulation[[#This Row],[Month Base Allow]]*TOU_CTabulation[[#This Row],[Base Rate]]","v":0},{"$f":"TOU_CTabulation[[#This Row],[Month Overbase Gen]]*TOU_CTabulation[[#This Row],[Over Rate]]","v":0},{"$f":"TOU_CTabulation[[#This Row],[Base Value]]+TOU_CTabulation[[#This Row],[Over Value]]","v":0}]
[9,27,13,441,284,28,2,703.59299999999996,47.500999999999998,2159.9960000000001,2079.0569999999998,{"$f":"TOU_CTabulation[[#This Row],[AC System Output (W)]]/1000","v":2.0790569999999997},{"$f":"IF(A6497=TOU_CTabulation[[#This Row],[Month]],M6497+TOU_CTabulation[[#This Row],[AC System Output (kW)]],TOU_CTabulation[[#This Row],[AC System Output (kW)]])","v":544.45135600000003},{"$f":"VLOOKUP(TOU_CTabulation[[#This Row],[Month]],Season,2)","v":"Summer"},{"$f":"VLOOKUP(TOU_CTabulation[[#This Row],[Season]],CRate,2)","v":10.3},{"$f":"IF(A6499>TOU_CTabulation[[#This Row],[Month]],TOU_CTabulation[[#This Row],[Day]]*TOU_CTabulation[[#This Row],[Base Allow]],0)","v":0},{"$f":"IF(A6499>TOU_CTabulation[[#This Row],[Month]],TOU_CTabulation[[#This Row],[Month Cumm]],0)","v":0},{"$f":"IF(TOU_CTabulation[[#This Row],[Month Base Gen]]=0,0,TOU_CTabulation[[#This Row],[Month Base Gen]]-TOU_CTabulation[[#This Row],[Day]]*TOU_CTabulation[[#This Row],[Base Allow]])","v":0},{"$f":"VLOOKUP(TOU_CTabulation[[#This Row],[Hour]],daypart,2)","v":"All"},{"$f":"TOU_CTabulation[[#This Row],[Season]]&TOU_CTabulation[[#This Row],[Day-Part]]","v":"SummerAll"},{"$f":"VLOOKUP(TOU_CTabulation[[#This Row],[Daypart]],TOUC,2)","v":0.25901999999999997},{"$f":"VLOOKUP(TOU_CTabulation[[#This Row],[Daypart]],TOUC,3)","v":0.32596000000000003},{"$f":"TOU_CTabulation[[#This Row],[Month Base Allow]]*TOU_CTabulation[[#This Row],[Base Rate]]","v":0},{"$f":"TOU_CTabulation[[#This Row],[Month Overbase Gen]]*TOU_CTabulation[[#This Row],[Over Rate]]","v":0},{"$f":"TOU_CTabulation[[#This Row],[Base Value]]+TOU_CTabulation[[#This Row],[Over Value]]","v":0}]
[9,27,22,0,0,14,1,0,14,0,0,{"$f":"TOU_CTabulation[[#This Row],[AC System Output (W)]]/1000","v":0},{"$f":"IF(A6506=TOU_CTabulation[[#This Row],[Month]],M6506+TOU_CTabulation[[#This Row],[AC System Output (kW)]],TOU_CTabulation[[#This Row],[AC System Output (kW)]])","v":548.49910999999997},{"$f":"VLOOKUP(TOU_CTabulation[[#This Row],[Month]],Season,2)","v":"Summer"},{"$f":"VLOOKUP(TOU_CTabulation[[#This Row],[Season]],CRate,2)","v":10.3},{"$f":"IF(A6508>TOU_CTabulation[[#This Row],[Month]],TOU_CTabulation[[#This Row],[Day]]*TOU_CTabulation[[#This Row],[Base Allow]],0)","v":0},{"$f":"IF(A6508>TOU_CTabulation[[#This Row],[Month]],TOU_CTabulation[[#This Row],[Month Cumm]],0)","v":0},{"$f":"IF(TOU_CTabulation[[#This Row],[Month Base Gen]]=0,0,TOU_CTabulation[[#This Row],[Month Base Gen]]-TOU_CTabulation[[#This Row],[Day]]*TOU_CTabulation[[#This Row],[Base Allow]])","v":0},{"$f":"VLOOKUP(TOU_CTabulation[[#This Row],[Hour]],daypart,2)","v":"All"},{"$f":"TOU_CTabulation[[#This Row],[Season]]&TOU_CTabulation[[#This Row],[Day-Part]]","v":"SummerAll"},{"$f":"VLOOKUP(TOU_CTabulation[[#This Row],[Daypart]],TOUC,2)","v":0.25901999999999997},{"$f":"VLOOKUP(TOU_CTabulation[[#This Row],[Daypart]],TOUC,3)","v":0.32596000000000003},{"$f":"TOU_CTabulation[[#This Row],[Month Base Allow]]*TOU_CTabulation[[#This Row],[Base Rate]]","v":0},{"$f":"TOU_CTabulation[[#This Row],[Month Overbase Gen]]*TOU_CTabulation[[#This Row],[Over Rate]]","v":0},{"$f":"TOU_CTabulation[[#This Row],[Base Value]]+TOU_CTabulation[[#This Row],[Over Value]]","v":0}]
[9,28,3,0,0,13,0,0,13,0,0,{"$f":"TOU_CTabulation[[#This Row],[AC System Output (W)]]/1000","v":0},{"$f":"IF(A6511=TOU_CTabulation[[#This Row],[Month]],M6511+TOU_CTabulation[[#This Row],[AC System Output (kW)]],TOU_CTabulation[[#This Row],[AC System Output (kW)]])","v":548.49910999999997},{"$f":"VLOOKUP(TOU_CTabulation[[#This Row],[Month]],Season,2)","v":"Summer"},{"$f":"VLOOKUP(TOU_CTabulation[[#This Row],[Season]],CRate,2)","v":10.3},{"$f":"IF(A6513>TOU_CTabulation[[#This Row],[Month]],TOU_CTabulation[[#This Row],[Day]]*TOU_CTabulation[[#This Row],[Base Allow]],0)","v":0},{"$f":"IF(A6513>TOU_CTabulation[[#This Row],[Month]],TOU_CTabulation[[#This Row],[Month Cumm]],0)","v":0},{"$f":"IF(TOU_CTabulation[[#This Row],[Month Base Gen]]=0,0,TOU_CTabulation[[#This Row],[Month Base Gen]]-TOU_CTabulation[[#This Row],[Day]]*TOU_CTabulation[[#This Row],[Base Allow]])","v":0},{"$f":"VLOOKUP(TOU_CTabulation[[#This Row],[Hour]],daypart,2)","v":"All"},{"$f":"TOU_CTabulation[[#This Row],[Season]]&TOU_CTabulation[[#This Row],[Day-Part]]","v":"SummerAll"},{"$f":"VLOOKUP(TOU_CTabulation[[#This Row],[Daypart]],TOUC,2)","v":0.25901999999999997},{"$f":"VLOOKUP(TOU_CTabulation[[#This Row],[Daypart]],TOUC,3)","v":0.32596000000000003},{"$f":"TOU_CTabulation[[#This Row],[Month Base Allow]]*TOU_CTabulation[[#This Row],[Base Rate]]","v":0},{"$f":"TOU_CTabulation[[#This Row],[Month Overbase Gen]]*TOU_CTabulation[[#This Row],[Over Rate]]","v":0},{"$f":"TOU_CTabulation[[#This Row],[Base Value]]+TOU_CTabulation[[#This Row],[Over Value]]","v":0}]
[9,28,15,44,179,21,4,204.411,25.111999999999998,698.92499999999995,663.67700000000002,{"$f":"TOU_CTabulation[[#This Row],[AC System Output (W)]]/1000","v":0.66367700000000007},{"$f":"IF(A6523=TOU_CTabulation[[#This Row],[Month]],M6523+TOU_CTabulation[[#This Row],[AC System Output (kW)]],TOU_CTabulation[[#This Row],[AC System Output (kW)]])","v":566.83288399999992},{"$f":"VLOOKUP(TOU_CTabulation[[#This Row],[Month]],Season,2)","v":"Summer"},{"$f":"VLOOKUP(TOU_CTabulation[[#This Row],[Season]],CRate,2)","v":10.3},{"$f":"IF(A6525>TOU_CTabulation[[#This Row],[Month]],TOU_CTabulation[[#This Row],[Day]]*TOU_CTabulation[[#This Row],[Base Allow]],0)","v":0},{"$f":"IF(A6525>TOU_CTabulation[[#This Row],[Month]],TOU_CTabulation[[#This Row],[Month Cumm]],0)","v":0},{"$f":"IF(TOU_CTabulation[[#This Row],[Month Base Gen]]=0,0,TOU_CTabulation[[#This Row],[Month Base Gen]]-TOU_CTabulation[[#This Row],[Day]]*TOU_CTabulation[[#This Row],[Base Allow]])","v":0},{"$f":"VLOOKUP(TOU_CTabulation[[#This Row],[Hour]],daypart,2)","v":"All"},{"$f":"TOU_CTabulation[[#This Row],[Season]]&TOU_CTabulation[[#This Row],[Day-Part]]","v":"SummerAll"},{"$f":"VLOOKUP(TOU_CTabulation[[#This Row],[Daypart]],TOUC,2)","v":0.25901999999999997},{"$f":"VLOOKUP(TOU_CTabulation[[#This Row],[Daypart]],TOUC,3)","v":0.32596000000000003},{"$f":"TOU_CTabulation[[#This Row],[Month Base Allow]]*TOU_CTabulation[[#This Row],[Base Rate]]","v":0},{"$f":"TOU_CTabulation[[#This Row],[Month Overbase Gen]]*TOU_CTabulation[[#This Row],[Over Rate]]","v":0},{"$f":"TOU_CTabulation[[#This Row],[Base Value]]+TOU_CTabulation[[#This Row],[Over Value]]","v":0}]
[9,28,20,0,0,14,1,0,14,0,0,{"$f":"TOU_CTabulation[[#This Row],[AC System Output (W)]]/1000","v":0},{"$f":"IF(A6528=TOU_CTabulation[[#This Row],[Month]],M6528+TOU_CTabulation[[#This Row],[AC System Output (kW)]],TOU_CTabulation[[#This Row],[AC System Output (kW)]])","v":567.702539},{"$f":"VLOOKUP(TOU_CTabulation[[#This Row],[Month]],Season,2)","v":"Summer"},{"$f":"VLOOKUP(TOU_CTabulation[[#This Row],[Season]],CRate,2)","v":10.3},{"$f":"IF(A6530>TOU_CTabulation[[#This Row],[Month]],TOU_CTabulation[[#This Row],[Day]]*TOU_CTabulation[[#This Row],[Base Allow]],0)","v":0},{"$f":"IF(A6530>TOU_CTabulation[[#This Row],[Month]],TOU_CTabulation[[#This Row],[Month Cumm]],0)","v":0},{"$f":"IF(TOU_CTabulation[[#This Row],[Month Base Gen]]=0,0,TOU_CTabulation[[#This Row],[Month Base Gen]]-TOU_CTabulation[[#This Row],[Day]]*TOU_CTabulation[[#This Row],[Base Allow]])","v":0},{"$f":"VLOOKUP(TOU_CTabulation[[#This Row],[Hour]],daypart,2)","v":"All"},{"$f":"TOU_CTabulation[[#This Row],[Season]]&TOU_CTabulation[[#This Row],[Day-Part]]","v":"SummerAll"},{"$f":"VLOOKUP(TOU_CTabulation[[#This Row],[Daypart]],TOUC,2)","v":0.25901999999999997},{"$f":"VLOOKUP(TOU_CTabulation[[#This Row],[Daypart]],TOUC,3)","v":0.32596000000000003},{"$f":"TOU_CTabulation[[#This Row],[Month Base Allow]]*TOU_CTabulation[[#This Row],[Base Rate]]","v":0},{"$f":"TOU_CTabulation[[#This Row],[Month Overbase Gen]]*TOU_CTabulation[[#This Row],[Over Rate]]","v":0},{"$f":"TOU_CTabulation[[#This Row],[Base Value]]+TOU_CTabulation[[#This Row],[Over Value]]","v":0}]
[9,29,8,736,99,20,1,559.05100000000004,36.764000000000003,1774.9880000000001,1708.0150000000001,{"$f":"TOU_CTabulation[[#This Row],[AC System Output (W)]]/1000","v":1.7080150000000001},{"$f":"IF(A6540=TOU_CTabulation[[#This Row],[Month]],M6540+TOU_CTabulation[[#This Row],[AC System Output (kW)]],TOU_CTabulation[[#This Row],[AC System Output (kW)]])","v":570.57376800000009},{"$f":"VLOOKUP(TOU_CTabulation[[#This Row],[Month]],Season,2)","v":"Summer"},{"$f":"VLOOKUP(TOU_CTabulation[[#This Row],[Season]],CRate,2)","v":10.3},{"$f":"IF(A6542>TOU_CTabulation[[#This Row],[Month]],TOU_CTabulation[[#This Row],[Day]]*TOU_CTabulation[[#This Row],[Base Allow]],0)","v":0},{"$f":"IF(A6542>TOU_CTabulation[[#This Row],[Month]],TOU_CTabulation[[#This Row],[Month Cumm]],0)","v":0},{"$f":"IF(TOU_CTabulation[[#This Row],[Month Base Gen]]=0,0,TOU_CTabulation[[#This Row],[Month Base Gen]]-TOU_CTabulation[[#This Row],[Day]]*TOU_CTabulation[[#This Row],[Base Allow]])","v":0},{"$f":"VLOOKUP(TOU_CTabulation[[#This Row],[Hour]],daypart,2)","v":"All"},{"$f":"TOU_CTabulation[[#This Row],[Season]]&TOU_CTabulation[[#This Row],[Day-Part]]","v":"SummerAll"},{"$f":"VLOOKUP(TOU_CTabulation[[#This Row],[Daypart]],TOUC,2)","v":0.25901999999999997},{"$f":"VLOOKUP(TOU_CTabulation[[#This Row],[Daypart]],TOUC,3)","v":0.32596000000000003},{"$f":"TOU_CTabulation[[#This Row],[Month Base Allow]]*TOU_CTabulation[[#This Row],[Base Rate]]","v":0},{"$f":"TOU_CTabulation[[#This Row],[Month Overbase Gen]]*TOU_CTabulation[[#This Row],[Over Rate]]","v":0},{"$f":"TOU_CTabulation[[#This Row],[Base Value]]+TOU_CTabulation[[#This Row],[Over Value]]","v":0}]
[9,29,10,894,100,26,0,913.13099999999997,60.176000000000002,2615.998,2516.7359999999999,{"$f":"TOU_CTabulation[[#This Row],[AC System Output (W)]]/1000","v":2.5167359999999999},{"$f":"IF(A6542=TOU_CTabulation[[#This Row],[Month]],M6542+TOU_CTabulation[[#This Row],[AC System Output (kW)]],TOU_CTabulation[[#This Row],[AC System Output (kW)]])","v":575.27848900000015},{"$f":"VLOOKUP(TOU_CTabulation[[#This Row],[Month]],Season,2)","v":"Summer"},{"$f":"VLOOKUP(TOU_CTabulation[[#This Row],[Season]],CRate,2)","v":10.3},{"$f":"IF(A6544>TOU_CTabulation[[#This Row],[Month]],TOU_CTabulation[[#This Row],[Day]]*TOU_CTabulation[[#This Row],[Base Allow]],0)","v":0},{"$f":"IF(A6544>TOU_CTabulation[[#This Row],[Month]],TOU_CTabulation[[#This Row],[Month Cumm]],0)","v":0},{"$f":"IF(TOU_CTabulation[[#This Row],[Month Base Gen]]=0,0,TOU_CTabulation[[#This Row],[Month Base Gen]]-TOU_CTabulation[[#This Row],[Day]]*TOU_CTabulation[[#This Row],[Base Allow]])","v":0},{"$f":"VLOOKUP(TOU_CTabulation[[#This Row],[Hour]],daypart,2)","v":"All"},{"$f":"TOU_CTabulation[[#This Row],[Season]]&TOU_CTabulation[[#This Row],[Day-Part]]","v":"SummerAll"},{"$f":"VLOOKUP(TOU_CTabulation[[#This Row],[Daypart]],TOUC,2)","v":0.25901999999999997},{"$f":"VLOOKUP(TOU_CTabulation[[#This Row],[Daypart]],TOUC,3)","v":0.32596000000000003},{"$f":"TOU_CTabulation[[#This Row],[Month Base Allow]]*TOU_CTabulation[[#This Row],[Base Rate]]","v":0},{"$f":"TOU_CTabulation[[#This Row],[Month Overbase Gen]]*TOU_CTabulation[[#This Row],[Over Rate]]","v":0},{"$f":"TOU_CTabulation[[#This Row],[Base Value]]+TOU_CTabulation[[#This Row],[Over Value]]","v":0}]
[9,29,17,172,18,21,3,41.381,21.105,109.35899999999999,86.929000000000002,{"$f":"TOU_CTabulation[[#This Row],[AC System Output (W)]]/1000","v":8.6929000000000006E-2},{"$f":"IF(A6549=TOU_CTabulation[[#This Row],[Month]],M6549+TOU_CTabulation[[#This Row],[AC System Output (kW)]],TOU_CTabulation[[#This Row],[AC System Output (kW)]])","v":587.66827900000021},{"$f":"VLOOKUP(TOU_CTabulation[[#This Row],[Month]],Season,2)","v":"Summer"},{"$f":"VLOOKUP(TOU_CTabulation[[#This Row],[Season]],CRate,2)","v":10.3},{"$f":"IF(A6551>TOU_CTabulation[[#This Row],[Month]],TOU_CTabulation[[#This Row],[Day]]*TOU_CTabulation[[#This Row],[Base Allow]],0)","v":0},{"$f":"IF(A6551>TOU_CTabulation[[#This Row],[Month]],TOU_CTabulation[[#This Row],[Month Cumm]],0)","v":0},{"$f":"IF(TOU_CTabulation[[#This Row],[Month Base Gen]]=0,0,TOU_CTabulation[[#This Row],[Month Base Gen]]-TOU_CTabulation[[#This Row],[Day]]*TOU_CTabulation[[#This Row],[Base Allow]])","v":0},{"$f":"VLOOKUP(TOU_CTabulation[[#This Row],[Hour]],daypart,2)","v":"All"},{"$f":"TOU_CTabulation[[#This Row],[Season]]&TOU_CTabulation[[#This Row],[Day-Part]]","v":"SummerAll"},{"$f":"VLOOKUP(TOU_CTabulation[[#This Row],[Daypart]],TOUC,2)","v":0.25901999999999997},{"$f":"VLOOKUP(TOU_CTabulation[[#This Row],[Daypart]],TOUC,3)","v":0.32596000000000003},{"$f":"TOU_CTabulation[[#This Row],[Month Base Allow]]*TOU_CTabulation[[#This Row],[Base Rate]]","v":0},{"$f":"TOU_CTabulation[[#This Row],[Month Overbase Gen]]*TOU_CTabulation[[#This Row],[Over Rate]]","v":0},{"$f":"TOU_CTabulation[[#This Row],[Base Value]]+TOU_CTabulation[[#This Row],[Over Value]]","v":0}]
[9,30,0,0,0,18,1,0,18,0,0,{"$f":"TOU_CTabulation[[#This Row],[AC System Output (W)]]/1000","v":0},{"$f":"IF(A6556=TOU_CTabulation[[#This Row],[Month]],M6556+TOU_CTabulation[[#This Row],[AC System Output (kW)]],TOU_CTabulation[[#This Row],[AC System Output (kW)]])","v":587.66827900000021},{"$f":"VLOOKUP(TOU_CTabulation[[#This Row],[Month]],Season,2)","v":"Summer"},{"$f":"VLOOKUP(TOU_CTabulation[[#This Row],[Season]],CRate,2)","v":10.3},{"$f":"IF(A6558>TOU_CTabulation[[#This Row],[Month]],TOU_CTabulation[[#This Row],[Day]]*TOU_CTabulation[[#This Row],[Base Allow]],0)","v":0},{"$f":"IF(A6558>TOU_CTabulation[[#This Row],[Month]],TOU_CTabulation[[#This Row],[Month Cumm]],0)","v":0},{"$f":"IF(TOU_CTabulation[[#This Row],[Month Base Gen]]=0,0,TOU_CTabulation[[#This Row],[Month Base Gen]]-TOU_CTabulation[[#This Row],[Day]]*TOU_CTabulation[[#This Row],[Base Allow]])","v":0},{"$f":"VLOOKUP(TOU_CTabulation[[#This Row],[Hour]],daypart,2)","v":"All"},{"$f":"TOU_CTabulation[[#This Row],[Season]]&TOU_CTabulation[[#This Row],[Day-Part]]","v":"SummerAll"},{"$f":"VLOOKUP(TOU_CTabulation[[#This Row],[Daypart]],TOUC,2)","v":0.25901999999999997},{"$f":"VLOOKUP(TOU_CTabulation[[#This Row],[Daypart]],TOUC,3)","v":0.32596000000000003},{"$f":"TOU_CTabulation[[#This Row],[Month Base Allow]]*TOU_CTabulation[[#This Row],[Base Rate]]","v":0},{"$f":"TOU_CTabulation[[#This Row],[Month Overbase Gen]]*TOU_CTabulation[[#This Row],[Over Rate]]","v":0},{"$f":"TOU_CTabulation[[#This Row],[Base Value]]+TOU_CTabulation[[#This Row],[Over Value]]","v":0}]
[9,30,10,918,93,33,3,925.41600000000005,54.508000000000003,2735.6669999999999,2631.277,{"$f":"TOU_CTabulation[[#This Row],[AC System Output (W)]]/1000","v":2.6312769999999999},{"$f":"IF(A6566=TOU_CTabulation[[#This Row],[Month]],M6566+TOU_CTabulation[[#This Row],[AC System Output (kW)]],TOU_CTabulation[[#This Row],[AC System Output (kW)]])","v":595.33310400000016},{"$f":"VLOOKUP(TOU_CTabulation[[#This Row],[Month]],Season,2)","v":"Summer"},{"$f":"VLOOKUP(TOU_CTabulation[[#This Row],[Season]],CRate,2)","v":10.3},{"$f":"IF(A6568>TOU_CTabulation[[#This Row],[Month]],TOU_CTabulation[[#This Row],[Day]]*TOU_CTabulation[[#This Row],[Base Allow]],0)","v":0},{"$f":"IF(A6568>TOU_CTabulation[[#This Row],[Month]],TOU_CTabulation[[#This Row],[Month Cumm]],0)","v":0},{"$f":"IF(TOU_CTabulation[[#This Row],[Month Base Gen]]=0,0,TOU_CTabulation[[#This Row],[Month Base Gen]]-TOU_CTabulation[[#This Row],[Day]]*TOU_CTabulation[[#This Row],[Base Allow]])","v":0},{"$f":"VLOOKUP(TOU_CTabulation[[#This Row],[Hour]],daypart,2)","v":"All"},{"$f":"TOU_CTabulation[[#This Row],[Season]]&TOU_CTabulation[[#This Row],[Day-Part]]","v":"SummerAll"},{"$f":"VLOOKUP(TOU_CTabulation[[#This Row],[Daypart]],TOUC,2)","v":0.25901999999999997},{"$f":"VLOOKUP(TOU_CTabulation[[#This Row],[Daypart]],TOUC,3)","v":0.32596000000000003},{"$f":"TOU_CTabulation[[#This Row],[Month Base Allow]]*TOU_CTabulation[[#This Row],[Base Rate]]","v":0},{"$f":"TOU_CTabulation[[#This Row],[Month Overbase Gen]]*TOU_CTabulation[[#This Row],[Over Rate]]","v":0},{"$f":"TOU_CTabulation[[#This Row],[Base Value]]+TOU_CTabulation[[#This Row],[Over Value]]","v":0}]
[9,30,21,0,0,14,2,0,14,0,0,{"$f":"TOU_CTabulation[[#This Row],[AC System Output (W)]]/1000","v":0},{"$f":"IF(A6577=TOU_CTabulation[[#This Row],[Month]],M6577+TOU_CTabulation[[#This Row],[AC System Output (kW)]],TOU_CTabulation[[#This Row],[AC System Output (kW)]])","v":607.41915100000017},{"$f":"VLOOKUP(TOU_CTabulation[[#This Row],[Month]],Season,2)","v":"Summer"},{"$f":"VLOOKUP(TOU_CTabulation[[#This Row],[Season]],CRate,2)","v":10.3},{"$f":"IF(A6579>TOU_CTabulation[[#This Row],[Month]],TOU_CTabulation[[#This Row],[Day]]*TOU_CTabulation[[#This Row],[Base Allow]],0)","v":0},{"$f":"IF(A6579>TOU_CTabulation[[#This Row],[Month]],TOU_CTabulation[[#This Row],[Month Cumm]],0)","v":0},{"$f":"IF(TOU_CTabulation[[#This Row],[Month Base Gen]]=0,0,TOU_CTabulation[[#This Row],[Month Base Gen]]-TOU_CTabulation[[#This Row],[Day]]*TOU_CTabulation[[#This Row],[Base Allow]])","v":0},{"$f":"VLOOKUP(TOU_CTabulation[[#This Row],[Hour]],daypart,2)","v":"All"},{"$f":"TOU_CTabulation[[#This Row],[Season]]&TOU_CTabulation[[#This Row],[Day-Part]]","v":"SummerAll"},{"$f":"VLOOKUP(TOU_CTabulation[[#This Row],[Daypart]],TOUC,2)","v":0.25901999999999997},{"$f":"VLOOKUP(TOU_CTabulation[[#This Row],[Daypart]],TOUC,3)","v":0.32596000000000003},{"$f":"TOU_CTabulation[[#This Row],[Month Base Allow]]*TOU_CTabulation[[#This Row],[Base Rate]]","v":0},{"$f":"TOU_CTabulation[[#This Row],[Month Overbase Gen]]*TOU_CTabulation[[#This Row],[Over Rate]]","v":0},{"$f":"TOU_CTabulation[[#This Row],[Base Value]]+TOU_CTabulation[[#This Row],[Over Value]]","v":0}]
[10,1,3,0,0,11,2,0,11,0,0,{"$f":"TOU_CTabulation[[#This Row],[AC System Output (W)]]/1000","v":0},{"$f":"IF(A6583=TOU_CTabulation[[#This Row],[Month]],M6583+TOU_CTabulation[[#This Row],[AC System Output (kW)]],TOU_CTabulation[[#This Row],[AC System Output (kW)]])","v":0},{"$f":"VLOOKUP(TOU_CTabulation[[#This Row],[Month]],Season,2)","v":"Winter"},{"$f":"VLOOKUP(TOU_CTabulation[[#This Row],[Season]],CRate,2)","v":10.5},{"$f":"IF(A6585>TOU_CTabulation[[#This Row],[Month]],TOU_CTabulation[[#This Row],[Day]]*TOU_CTabulation[[#This Row],[Base Allow]],0)","v":0},{"$f":"IF(A6585>TOU_CTabulation[[#This Row],[Month]],TOU_CTabulation[[#This Row],[Month Cumm]],0)","v":0},{"$f":"IF(TOU_CTabulation[[#This Row],[Month Base Gen]]=0,0,TOU_CTabulation[[#This Row],[Month Base Gen]]-TOU_CTabulation[[#This Row],[Day]]*TOU_CTabulation[[#This Row],[Base Allow]])","v":0},{"$f":"VLOOKUP(TOU_CTabulation[[#This Row],[Hour]],daypart,2)","v":"All"},{"$f":"TOU_CTabulation[[#This Row],[Season]]&TOU_CTabulation[[#This Row],[Day-Part]]","v":"WinterAll"},{"$f":"VLOOKUP(TOU_CTabulation[[#This Row],[Daypart]],TOUC,2)","v":0.25901999999999997},{"$f":"VLOOKUP(TOU_CTabulation[[#This Row],[Daypart]],TOUC,3)","v":0.32596000000000003},{"$f":"TOU_CTabulation[[#This Row],[Month Base Allow]]*TOU_CTabulation[[#This Row],[Base Rate]]","v":0},{"$f":"TOU_CTabulation[[#This Row],[Month Overbase Gen]]*TOU_CTabulation[[#This Row],[Over Rate]]","v":0},{"$f":"TOU_CTabulation[[#This Row],[Base Value]]+TOU_CTabulation[[#This Row],[Over Value]]","v":0}]
[10,1,11,983,84,23,2,1027.396,50.502000000000002,3106.3820000000001,2985.2579999999998,{"$f":"TOU_CTabulation[[#This Row],[AC System Output (W)]]/1000","v":2.985258},{"$f":"IF(A6591=TOU_CTabulation[[#This Row],[Month]],M6591+TOU_CTabulation[[#This Row],[AC System Output (kW)]],TOU_CTabulation[[#This Row],[AC System Output (kW)]])","v":11.516157999999999},{"$f":"VLOOKUP(TOU_CTabulation[[#This Row],[Month]],Season,2)","v":"Winter"},{"$f":"VLOOKUP(TOU_CTabulation[[#This Row],[Season]],CRate,2)","v":10.5},{"$f":"IF(A6593>TOU_CTabulation[[#This Row],[Month]],TOU_CTabulation[[#This Row],[Day]]*TOU_CTabulation[[#This Row],[Base Allow]],0)","v":0},{"$f":"IF(A6593>TOU_CTabulation[[#This Row],[Month]],TOU_CTabulation[[#This Row],[Month Cumm]],0)","v":0},{"$f":"IF(TOU_CTabulation[[#This Row],[Month Base Gen]]=0,0,TOU_CTabulation[[#This Row],[Month Base Gen]]-TOU_CTabulation[[#This Row],[Day]]*TOU_CTabulation[[#This Row],[Base Allow]])","v":0},{"$f":"VLOOKUP(TOU_CTabulation[[#This Row],[Hour]],daypart,2)","v":"All"},{"$f":"TOU_CTabulation[[#This Row],[Season]]&TOU_CTabulation[[#This Row],[Day-Part]]","v":"WinterAll"},{"$f":"VLOOKUP(TOU_CTabulation[[#This Row],[Daypart]],TOUC,2)","v":0.25901999999999997},{"$f":"VLOOKUP(TOU_CTabulation[[#This Row],[Daypart]],TOUC,3)","v":0.32596000000000003},{"$f":"TOU_CTabulation[[#This Row],[Month Base Allow]]*TOU_CTabulation[[#This Row],[Base Rate]]","v":0},{"$f":"TOU_CTabulation[[#This Row],[Month Overbase Gen]]*TOU_CTabulation[[#This Row],[Over Rate]]","v":0},{"$f":"TOU_CTabulation[[#This Row],[Base Value]]+TOU_CTabulation[[#This Row],[Over Value]]","v":0}]
[10,1,20,0,0,14,2,0,14,0,0,{"$f":"TOU_CTabulation[[#This Row],[AC System Output (W)]]/1000","v":0},{"$f":"IF(A6600=TOU_CTabulation[[#This Row],[Month]],M6600+TOU_CTabulation[[#This Row],[AC System Output (kW)]],TOU_CTabulation[[#This Row],[AC System Output (kW)]])","v":21.903199999999998},{"$f":"VLOOKUP(TOU_CTabulation[[#This Row],[Month]],Season,2)","v":"Winter"},{"$f":"VLOOKUP(TOU_CTabulation[[#This Row],[Season]],CRate,2)","v":10.5},{"$f":"IF(A6602>TOU_CTabulation[[#This Row],[Month]],TOU_CTabulation[[#This Row],[Day]]*TOU_CTabulation[[#This Row],[Base Allow]],0)","v":0},{"$f":"IF(A6602>TOU_CTabulation[[#This Row],[Month]],TOU_CTabulation[[#This Row],[Month Cumm]],0)","v":0},{"$f":"IF(TOU_CTabulation[[#This Row],[Month Base Gen]]=0,0,TOU_CTabulation[[#This Row],[Month Base Gen]]-TOU_CTabulation[[#This Row],[Day]]*TOU_CTabulation[[#This Row],[Base Allow]])","v":0},{"$f":"VLOOKUP(TOU_CTabulation[[#This Row],[Hour]],daypart,2)","v":"All"},{"$f":"TOU_CTabulation[[#This Row],[Season]]&TOU_CTabulation[[#This Row],[Day-Part]]","v":"WinterAll"},{"$f":"VLOOKUP(TOU_CTabulation[[#This Row],[Daypart]],TOUC,2)","v":0.25901999999999997},{"$f":"VLOOKUP(TOU_CTabulation[[#This Row],[Daypart]],TOUC,3)","v":0.32596000000000003},{"$f":"TOU_CTabulation[[#This Row],[Month Base Allow]]*TOU_CTabulation[[#This Row],[Base Rate]]","v":0},{"$f":"TOU_CTabulation[[#This Row],[Month Overbase Gen]]*TOU_CTabulation[[#This Row],[Over Rate]]","v":0},{"$f":"TOU_CTabulation[[#This Row],[Base Value]]+TOU_CTabulation[[#This Row],[Over Value]]","v":0}]
[10,1,21,0,0,13,2,0,13,0,0,{"$f":"TOU_CTabulation[[#This Row],[AC System Output (W)]]/1000","v":0},{"$f":"IF(A6601=TOU_CTabulation[[#This Row],[Month]],M6601+TOU_CTabulation[[#This Row],[AC System Output (kW)]],TOU_CTabulation[[#This Row],[AC System Output (kW)]])","v":21.903199999999998},{"$f":"VLOOKUP(TOU_CTabulation[[#This Row],[Month]],Season,2)","v":"Winter"},{"$f":"VLOOKUP(TOU_CTabulation[[#This Row],[Season]],CRate,2)","v":10.5},{"$f":"IF(A6603>TOU_CTabulation[[#This Row],[Month]],TOU_CTabulation[[#This Row],[Day]]*TOU_CTabulation[[#This Row],[Base Allow]],0)","v":0},{"$f":"IF(A6603>TOU_CTabulation[[#This Row],[Month]],TOU_CTabulation[[#This Row],[Month Cumm]],0)","v":0},{"$f":"IF(TOU_CTabulation[[#This Row],[Month Base Gen]]=0,0,TOU_CTabulation[[#This Row],[Month Base Gen]]-TOU_CTabulation[[#This Row],[Day]]*TOU_CTabulation[[#This Row],[Base Allow]])","v":0},{"$f":"VLOOKUP(TOU_CTabulation[[#This Row],[Hour]],daypart,2)","v":"All"},{"$f":"TOU_CTabulation[[#This Row],[Season]]&TOU_CTabulation[[#This Row],[Day-Part]]","v":"WinterAll"},{"$f":"VLOOKUP(TOU_CTabulation[[#This Row],[Daypart]],TOUC,2)","v":0.25901999999999997},{"$f":"VLOOKUP(TOU_CTabulation[[#This Row],[Daypart]],TOUC,3)","v":0.32596000000000003},{"$f":"TOU_CTabulation[[#This Row],[Month Base Allow]]*TOU_CTabulation[[#This Row],[Base Rate]]","v":0},{"$f":"TOU_CTabulation[[#This Row],[Month Overbase Gen]]*TOU_CTabulation[[#This Row],[Over Rate]]","v":0},{"$f":"TOU_CTabulation[[#This Row],[Base Value]]+TOU_CTabulation[[#This Row],[Over Value]]","v":0}]
[10,2,10,969,81,20,3,954.30700000000002,42.652000000000001,3003.25,2886.91,{"$f":"TOU_CTabulation[[#This Row],[AC System Output (W)]]/1000","v":2.8869099999999999},{"$f":"IF(A6614=TOU_CTabulation[[#This Row],[Month]],M6614+TOU_CTabulation[[#This Row],[AC System Output (kW)]],TOU_CTabulation[[#This Row],[AC System Output (kW)]])","v":30.470608999999996},{"$f":"VLOOKUP(TOU_CTabulation[[#This Row],[Month]],Season,2)","v":"Winter"},{"$f":"VLOOKUP(TOU_CTabulation[[#This Row],[Season]],CRate,2)","v":10.5},{"$f":"IF(A6616>TOU_CTabulation[[#This Row],[Month]],TOU_CTabulation[[#This Row],[Day]]*TOU_CTabulation[[#This Row],[Base Allow]],0)","v":0},{"$f":"IF(A6616>TOU_CTabulation[[#This Row],[Month]],TOU_CTabulation[[#This Row],[Month Cumm]],0)","v":0},{"$f":"IF(TOU_CTabulation[[#This Row],[Month Base Gen]]=0,0,TOU_CTabulation[[#This Row],[Month Base Gen]]-TOU_CTabulation[[#This Row],[Day]]*TOU_CTabulation[[#This Row],[Base Allow]])","v":0},{"$f":"VLOOKUP(TOU_CTabulation[[#This Row],[Hour]],daypart,2)","v":"All"},{"$f":"TOU_CTabulation[[#This Row],[Season]]&TOU_CTabulation[[#This Row],[Day-Part]]","v":"WinterAll"},{"$f":"VLOOKUP(TOU_CTabulation[[#This Row],[Daypart]],TOUC,2)","v":0.25901999999999997},{"$f":"VLOOKUP(TOU_CTabulation[[#This Row],[Daypart]],TOUC,3)","v":0.32596000000000003},{"$f":"TOU_CTabulation[[#This Row],[Month Base Allow]]*TOU_CTabulation[[#This Row],[Base Rate]]","v":0},{"$f":"TOU_CTabulation[[#This Row],[Month Overbase Gen]]*TOU_CTabulation[[#This Row],[Over Rate]]","v":0},{"$f":"TOU_CTabulation[[#This Row],[Base Value]]+TOU_CTabulation[[#This Row],[Over Value]]","v":0}]
[10,2,14,888,82,20,5,740.346,34.621000000000002,2407.174,2316.5430000000001,{"$f":"TOU_CTabulation[[#This Row],[AC System Output (W)]]/1000","v":2.3165430000000002},{"$f":"IF(A6618=TOU_CTabulation[[#This Row],[Month]],M6618+TOU_CTabulation[[#This Row],[AC System Output (kW)]],TOU_CTabulation[[#This Row],[AC System Output (kW)]])","v":41.598824999999998},{"$f":"VLOOKUP(TOU_CTabulation[[#This Row],[Month]],Season,2)","v":"Winter"},{"$f":"VLOOKUP(TOU_CTabulation[[#This Row],[Season]],CRate,2)","v":10.5},{"$f":"IF(A6620>TOU_CTabulation[[#This Row],[Month]],TOU_CTabulation[[#This Row],[Day]]*TOU_CTabulation[[#This Row],[Base Allow]],0)","v":0},{"$f":"IF(A6620>TOU_CTabulation[[#This Row],[Month]],TOU_CTabulation[[#This Row],[Month Cumm]],0)","v":0},{"$f":"IF(TOU_CTabulation[[#This Row],[Month Base Gen]]=0,0,TOU_CTabulation[[#This Row],[Month Base Gen]]-TOU_CTabulation[[#This Row],[Day]]*TOU_CTabulation[[#This Row],[Base Allow]])","v":0},{"$f":"VLOOKUP(TOU_CTabulation[[#This Row],[Hour]],daypart,2)","v":"All"},{"$f":"TOU_CTabulation[[#This Row],[Season]]&TOU_CTabulation[[#This Row],[Day-Part]]","v":"WinterAll"},{"$f":"VLOOKUP(TOU_CTabulation[[#This Row],[Daypart]],TOUC,2)","v":0.25901999999999997},{"$f":"VLOOKUP(TOU_CTabulation[[#This Row],[Daypart]],TOUC,3)","v":0.32596000000000003},{"$f":"TOU_CTabulation[[#This Row],[Month Base Allow]]*TOU_CTabulation[[#This Row],[Base Rate]]","v":0},{"$f":"TOU_CTabulation[[#This Row],[Month Overbase Gen]]*TOU_CTabulation[[#This Row],[Over Rate]]","v":0},{"$f":"TOU_CTabulation[[#This Row],[Base Value]]+TOU_CTabulation[[#This Row],[Over Value]]","v":0}]
[10,2,20,0,0,12,3,0,12,0,0,{"$f":"TOU_CTabulation[[#This Row],[AC System Output (W)]]/1000","v":0},{"$f":"IF(A6624=TOU_CTabulation[[#This Row],[Month]],M6624+TOU_CTabulation[[#This Row],[AC System Output (kW)]],TOU_CTabulation[[#This Row],[AC System Output (kW)]])","v":44.070049999999995},{"$f":"VLOOKUP(TOU_CTabulation[[#This Row],[Month]],Season,2)","v":"Winter"},{"$f":"VLOOKUP(TOU_CTabulation[[#This Row],[Season]],CRate,2)","v":10.5},{"$f":"IF(A6626>TOU_CTabulation[[#This Row],[Month]],TOU_CTabulation[[#This Row],[Day]]*TOU_CTabulation[[#This Row],[Base Allow]],0)","v":0},{"$f":"IF(A6626>TOU_CTabulation[[#This Row],[Month]],TOU_CTabulation[[#This Row],[Month Cumm]],0)","v":0},{"$f":"IF(TOU_CTabulation[[#This Row],[Month Base Gen]]=0,0,TOU_CTabulation[[#This Row],[Month Base Gen]]-TOU_CTabulation[[#This Row],[Day]]*TOU_CTabulation[[#This Row],[Base Allow]])","v":0},{"$f":"VLOOKUP(TOU_CTabulation[[#This Row],[Hour]],daypart,2)","v":"All"},{"$f":"TOU_CTabulation[[#This Row],[Season]]&TOU_CTabulation[[#This Row],[Day-Part]]","v":"WinterAll"},{"$f":"VLOOKUP(TOU_CTabulation[[#This Row],[Daypart]],TOUC,2)","v":0.25901999999999997},{"$f":"VLOOKUP(TOU_CTabulation[[#This Row],[Daypart]],TOUC,3)","v":0.32596000000000003},{"$f":"TOU_CTabulation[[#This Row],[Month Base Allow]]*TOU_CTabulation[[#This Row],[Base Rate]]","v":0},{"$f":"TOU_CTabulation[[#This Row],[Month Overbase Gen]]*TOU_CTabulation[[#This Row],[Over Rate]]","v":0},{"$f":"TOU_CTabulation[[#This Row],[Base Value]]+TOU_CTabulation[[#This Row],[Over Value]]","v":0}]
[10,3,7,700,54,13,2,332.81400000000002,20.459,1063.739,1018.941,{"$f":"TOU_CTabulation[[#This Row],[AC System Output (W)]]/1000","v":1.0189410000000001},{"$f":"IF(A6635=TOU_CTabulation[[#This Row],[Month]],M6635+TOU_CTabulation[[#This Row],[AC System Output (kW)]],TOU_CTabulation[[#This Row],[AC System Output (kW)]])","v":45.304966999999991},{"$f":"VLOOKUP(TOU_CTabulation[[#This Row],[Month]],Season,2)","v":"Winter"},{"$f":"VLOOKUP(TOU_CTabulation[[#This Row],[Season]],CRate,2)","v":10.5},{"$f":"IF(A6637>TOU_CTabulation[[#This Row],[Month]],TOU_CTabulation[[#This Row],[Day]]*TOU_CTabulation[[#This Row],[Base Allow]],0)","v":0},{"$f":"IF(A6637>TOU_CTabulation[[#This Row],[Month]],TOU_CTabulation[[#This Row],[Month Cumm]],0)","v":0},{"$f":"IF(TOU_CTabulation[[#This Row],[Month Base Gen]]=0,0,TOU_CTabulation[[#This Row],[Month Base Gen]]-TOU_CTabulation[[#This Row],[Day]]*TOU_CTabulation[[#This Row],[Base Allow]])","v":0},{"$f":"VLOOKUP(TOU_CTabulation[[#This Row],[Hour]],daypart,2)","v":"All"},{"$f":"TOU_CTabulation[[#This Row],[Season]]&TOU_CTabulation[[#This Row],[Day-Part]]","v":"WinterAll"},{"$f":"VLOOKUP(TOU_CTabulation[[#This Row],[Daypart]],TOUC,2)","v":0.25901999999999997},{"$f":"VLOOKUP(TOU_CTabulation[[#This Row],[Daypart]],TOUC,3)","v":0.32596000000000003},{"$f":"TOU_CTabulation[[#This Row],[Month Base Allow]]*TOU_CTabulation[[#This Row],[Base Rate]]","v":0},{"$f":"TOU_CTabulation[[#This Row],[Month Overbase Gen]]*TOU_CTabulation[[#This Row],[Over Rate]]","v":0},{"$f":"TOU_CTabulation[[#This Row],[Base Value]]+TOU_CTabulation[[#This Row],[Over Value]]","v":0}]
[10,3,17,0,17,16,3,16.114999999999998,15.364000000000001,57.892000000000003,36.427999999999997,{"$f":"TOU_CTabulation[[#This Row],[AC System Output (W)]]/1000","v":3.6427999999999995E-2},{"$f":"IF(A6645=TOU_CTabulation[[#This Row],[Month]],M6645+TOU_CTabulation[[#This Row],[AC System Output (kW)]],TOU_CTabulation[[#This Row],[AC System Output (kW)]])","v":63.558653999999997},{"$f":"VLOOKUP(TOU_CTabulation[[#This Row],[Month]],Season,2)","v":"Winter"},{"$f":"VLOOKUP(TOU_CTabulation[[#This Row],[Season]],CRate,2)","v":10.5},{"$f":"IF(A6647>TOU_CTabulation[[#This Row],[Month]],TOU_CTabulation[[#This Row],[Day]]*TOU_CTabulation[[#This Row],[Base Allow]],0)","v":0},{"$f":"IF(A6647>TOU_CTabulation[[#This Row],[Month]],TOU_CTabulation[[#This Row],[Month Cumm]],0)","v":0},{"$f":"IF(TOU_CTabulation[[#This Row],[Month Base Gen]]=0,0,TOU_CTabulation[[#This Row],[Month Base Gen]]-TOU_CTabulation[[#This Row],[Day]]*TOU_CTabulation[[#This Row],[Base Allow]])","v":0},{"$f":"VLOOKUP(TOU_CTabulation[[#This Row],[Hour]],daypart,2)","v":"All"},{"$f":"TOU_CTabulation[[#This Row],[Season]]&TOU_CTabulation[[#This Row],[Day-Part]]","v":"WinterAll"},{"$f":"VLOOKUP(TOU_CTabulation[[#This Row],[Daypart]],TOUC,2)","v":0.25901999999999997},{"$f":"VLOOKUP(TOU_CTabulation[[#This Row],[Daypart]],TOUC,3)","v":0.32596000000000003},{"$f":"TOU_CTabulation[[#This Row],[Month Base Allow]]*TOU_CTabulation[[#This Row],[Base Rate]]","v":0},{"$f":"TOU_CTabulation[[#This Row],[Month Overbase Gen]]*TOU_CTabulation[[#This Row],[Over Rate]]","v":0},{"$f":"TOU_CTabulation[[#This Row],[Base Value]]+TOU_CTabulation[[#This Row],[Over Value]]","v":0}]
[10,4,0,0,0,13,0,0,13,0,0,{"$f":"TOU_CTabulation[[#This Row],[AC System Output (W)]]/1000","v":0},{"$f":"IF(A6652=TOU_CTabulation[[#This Row],[Month]],M6652+TOU_CTabulation[[#This Row],[AC System Output (kW)]],TOU_CTabulation[[#This Row],[AC System Output (kW)]])","v":63.558653999999997},{"$f":"VLOOKUP(TOU_CTabulation[[#This Row],[Month]],Season,2)","v":"Winter"},{"$f":"VLOOKUP(TOU_CTabulation[[#This Row],[Season]],CRate,2)","v":10.5},{"$f":"IF(A6654>TOU_CTabulation[[#This Row],[Month]],TOU_CTabulation[[#This Row],[Day]]*TOU_CTabulation[[#This Row],[Base Allow]],0)","v":0},{"$f":"IF(A6654>TOU_CTabulation[[#This Row],[Month]],TOU_CTabulation[[#This Row],[Month Cumm]],0)","v":0},{"$f":"IF(TOU_CTabulation[[#This Row],[Month Base Gen]]=0,0,TOU_CTabulation[[#This Row],[Month Base Gen]]-TOU_CTabulation[[#This Row],[Day]]*TOU_CTabulation[[#This Row],[Base Allow]])","v":0},{"$f":"VLOOKUP(TOU_CTabulation[[#This Row],[Hour]],daypart,2)","v":"All"},{"$f":"TOU_CTabulation[[#This Row],[Season]]&TOU_CTabulation[[#This Row],[Day-Part]]","v":"WinterAll"},{"$f":"VLOOKUP(TOU_CTabulation[[#This Row],[Daypart]],TOUC,2)","v":0.25901999999999997},{"$f":"VLOOKUP(TOU_CTabulation[[#This Row],[Daypart]],TOUC,3)","v":0.32596000000000003},{"$f":"TOU_CTabulation[[#This Row],[Month Base Allow]]*TOU_CTabulation[[#This Row],[Base Rate]]","v":0},{"$f":"TOU_CTabulation[[#This Row],[Month Overbase Gen]]*TOU_CTabulation[[#This Row],[Over Rate]]","v":0},{"$f":"TOU_CTabulation[[#This Row],[Base Value]]+TOU_CTabulation[[#This Row],[Over Value]]","v":0}]
[10,4,7,681,57,15,2,328.30599999999998,22.321999999999999,1041.4670000000001,997.28800000000001,{"$f":"TOU_CTabulation[[#This Row],[AC System Output (W)]]/1000","v":0.99728800000000006},{"$f":"IF(A6659=TOU_CTabulation[[#This Row],[Month]],M6659+TOU_CTabulation[[#This Row],[AC System Output (kW)]],TOU_CTabulation[[#This Row],[AC System Output (kW)]])","v":64.762022000000002},{"$f":"VLOOKUP(TOU_CTabulation[[#This Row],[Month]],Season,2)","v":"Winter"},{"$f":"VLOOKUP(TOU_CTabulation[[#This Row],[Season]],CRate,2)","v":10.5},{"$f":"IF(A6661>TOU_CTabulation[[#This Row],[Month]],TOU_CTabulation[[#This Row],[Day]]*TOU_CTabulation[[#This Row],[Base Allow]],0)","v":0},{"$f":"IF(A6661>TOU_CTabulation[[#This Row],[Month]],TOU_CTabulation[[#This Row],[Month Cumm]],0)","v":0},{"$f":"IF(TOU_CTabulation[[#This Row],[Month Base Gen]]=0,0,TOU_CTabulation[[#This Row],[Month Base Gen]]-TOU_CTabulation[[#This Row],[Day]]*TOU_CTabulation[[#This Row],[Base Allow]])","v":0},{"$f":"VLOOKUP(TOU_CTabulation[[#This Row],[Hour]],daypart,2)","v":"All"},{"$f":"TOU_CTabulation[[#This Row],[Season]]&TOU_CTabulation[[#This Row],[Day-Part]]","v":"WinterAll"},{"$f":"VLOOKUP(TOU_CTabulation[[#This Row],[Daypart]],TOUC,2)","v":0.25901999999999997},{"$f":"VLOOKUP(TOU_CTabulation[[#This Row],[Daypart]],TOUC,3)","v":0.32596000000000003},{"$f":"TOU_CTabulation[[#This Row],[Month Base Allow]]*TOU_CTabulation[[#This Row],[Base Rate]]","v":0},{"$f":"TOU_CTabulation[[#This Row],[Month Overbase Gen]]*TOU_CTabulation[[#This Row],[Over Rate]]","v":0},{"$f":"TOU_CTabulation[[#This Row],[Base Value]]+TOU_CTabulation[[#This Row],[Over Value]]","v":0}]
[10,4,9,885,81,19,2,772.95,39.344000000000001,2461.6759999999999,2368.8319999999999,{"$f":"TOU_CTabulation[[#This Row],[AC System Output (W)]]/1000","v":2.3688319999999998},{"$f":"IF(A6661=TOU_CTabulation[[#This Row],[Month]],M6661+TOU_CTabulation[[#This Row],[AC System Output (kW)]],TOU_CTabulation[[#This Row],[AC System Output (kW)]])","v":68.918583999999996},{"$f":"VLOOKUP(TOU_CTabulation[[#This Row],[Month]],Season,2)","v":"Winter"},{"$f":"VLOOKUP(TOU_CTabulation[[#This Row],[Season]],CRate,2)","v":10.5},{"$f":"IF(A6663>TOU_CTabulation[[#This Row],[Month]],TOU_CTabulation[[#This Row],[Day]]*TOU_CTabulation[[#This Row],[Base Allow]],0)","v":0},{"$f":"IF(A6663>TOU_CTabulation[[#This Row],[Month]],TOU_CTabulation[[#This Row],[Month Cumm]],0)","v":0},{"$f":"IF(TOU_CTabulation[[#This Row],[Month Base Gen]]=0,0,TOU_CTabulation[[#This Row],[Month Base Gen]]-TOU_CTabulation[[#This Row],[Day]]*TOU_CTabulation[[#This Row],[Base Allow]])","v":0},{"$f":"VLOOKUP(TOU_CTabulation[[#This Row],[Hour]],daypart,2)","v":"All"},{"$f":"TOU_CTabulation[[#This Row],[Season]]&TOU_CTabulation[[#This Row],[Day-Part]]","v":"WinterAll"},{"$f":"VLOOKUP(TOU_CTabulation[[#This Row],[Daypart]],TOUC,2)","v":0.25901999999999997},{"$f":"VLOOKUP(TOU_CTabulation[[#This Row],[Daypart]],TOUC,3)","v":0.32596000000000003},{"$f":"TOU_CTabulation[[#This Row],[Month Base Allow]]*TOU_CTabulation[[#This Row],[Base Rate]]","v":0},{"$f":"TOU_CTabulation[[#This Row],[Month Overbase Gen]]*TOU_CTabulation[[#This Row],[Over Rate]]","v":0},{"$f":"TOU_CTabulation[[#This Row],[Base Value]]+TOU_CTabulation[[#This Row],[Over Value]]","v":0}]
[10,4,21,0,0,13,1,0,13,0,0,{"$f":"TOU_CTabulation[[#This Row],[AC System Output (W)]]/1000","v":0},{"$f":"IF(A6673=TOU_CTabulation[[#This Row],[Month]],M6673+TOU_CTabulation[[#This Row],[AC System Output (kW)]],TOU_CTabulation[[#This Row],[AC System Output (kW)]])","v":84.516490999999988},{"$f":"VLOOKUP(TOU_CTabulation[[#This Row],[Month]],Season,2)","v":"Winter"},{"$f":"VLOOKUP(TOU_CTabulation[[#This Row],[Season]],CRate,2)","v":10.5},{"$f":"IF(A6675>TOU_CTabulation[[#This Row],[Month]],TOU_CTabulation[[#This Row],[Day]]*TOU_CTabulation[[#This Row],[Base Allow]],0)","v":0},{"$f":"IF(A6675>TOU_CTabulation[[#This Row],[Month]],TOU_CTabulation[[#This Row],[Month Cumm]],0)","v":0},{"$f":"IF(TOU_CTabulation[[#This Row],[Month Base Gen]]=0,0,TOU_CTabulation[[#This Row],[Month Base Gen]]-TOU_CTabulation[[#This Row],[Day]]*TOU_CTabulation[[#This Row],[Base Allow]])","v":0},{"$f":"VLOOKUP(TOU_CTabulation[[#This Row],[Hour]],daypart,2)","v":"All"},{"$f":"TOU_CTabulation[[#This Row],[Season]]&TOU_CTabulation[[#This Row],[Day-Part]]","v":"WinterAll"},{"$f":"VLOOKUP(TOU_CTabulation[[#This Row],[Daypart]],TOUC,2)","v":0.25901999999999997},{"$f":"VLOOKUP(TOU_CTabulation[[#This Row],[Daypart]],TOUC,3)","v":0.32596000000000003},{"$f":"TOU_CTabulation[[#This Row],[Month Base Allow]]*TOU_CTabulation[[#This Row],[Base Rate]]","v":0},{"$f":"TOU_CTabulation[[#This Row],[Month Overbase Gen]]*TOU_CTabulation[[#This Row],[Over Rate]]","v":0},{"$f":"TOU_CTabulation[[#This Row],[Base Value]]+TOU_CTabulation[[#This Row],[Over Value]]","v":0}]
[10,5,2,0,0,10,1,0,10,0,0,{"$f":"TOU_CTabulation[[#This Row],[AC System Output (W)]]/1000","v":0},{"$f":"IF(A6678=TOU_CTabulation[[#This Row],[Month]],M6678+TOU_CTabulation[[#This Row],[AC System Output (kW)]],TOU_CTabulation[[#This Row],[AC System Output (kW)]])","v":84.516490999999988},{"$f":"VLOOKUP(TOU_CTabulation[[#This Row],[Month]],Season,2)","v":"Winter"},{"$f":"VLOOKUP(TOU_CTabulation[[#This Row],[Season]],CRate,2)","v":10.5},{"$f":"IF(A6680>TOU_CTabulation[[#This Row],[Month]],TOU_CTabulation[[#This Row],[Day]]*TOU_CTabulation[[#This Row],[Base Allow]],0)","v":0},{"$f":"IF(A6680>TOU_CTabulation[[#This Row],[Month]],TOU_CTabulation[[#This Row],[Month Cumm]],0)","v":0},{"$f":"IF(TOU_CTabulation[[#This Row],[Month Base Gen]]=0,0,TOU_CTabulation[[#This Row],[Month Base Gen]]-TOU_CTabulation[[#This Row],[Day]]*TOU_CTabulation[[#This Row],[Base Allow]])","v":0},{"$f":"VLOOKUP(TOU_CTabulation[[#This Row],[Hour]],daypart,2)","v":"All"},{"$f":"TOU_CTabulation[[#This Row],[Season]]&TOU_CTabulation[[#This Row],[Day-Part]]","v":"WinterAll"},{"$f":"VLOOKUP(TOU_CTabulation[[#This Row],[Daypart]],TOUC,2)","v":0.25901999999999997},{"$f":"VLOOKUP(TOU_CTabulation[[#This Row],[Daypart]],TOUC,3)","v":0.32596000000000003},{"$f":"TOU_CTabulation[[#This Row],[Month Base Allow]]*TOU_CTabulation[[#This Row],[Base Rate]]","v":0},{"$f":"TOU_CTabulation[[#This Row],[Month Overbase Gen]]*TOU_CTabulation[[#This Row],[Over Rate]]","v":0},{"$f":"TOU_CTabulation[[#This Row],[Base Value]]+TOU_CTabulation[[#This Row],[Over Value]]","v":0}]
[10,5,11,956,93,22,3,1004.216,45.968000000000004,3109.4789999999998,2988.21,{"$f":"TOU_CTabulation[[#This Row],[AC System Output (W)]]/1000","v":2.98821},{"$f":"IF(A6687=TOU_CTabulation[[#This Row],[Month]],M6687+TOU_CTabulation[[#This Row],[AC System Output (kW)]],TOU_CTabulation[[#This Row],[AC System Output (kW)]])","v":95.717409999999987},{"$f":"VLOOKUP(TOU_CTabulation[[#This Row],[Month]],Season,2)","v":"Winter"},{"$f":"VLOOKUP(TOU_CTabulation[[#This Row],[Season]],CRate,2)","v":10.5},{"$f":"IF(A6689>TOU_CTabulation[[#This Row],[Month]],TOU_CTabulation[[#This Row],[Day]]*TOU_CTabulation[[#This Row],[Base Allow]],0)","v":0},{"$f":"IF(A6689>TOU_CTabulation[[#This Row],[Month]],TOU_CTabulation[[#This Row],[Month Cumm]],0)","v":0},{"$f":"IF(TOU_CTabulation[[#This Row],[Month Base Gen]]=0,0,TOU_CTabulation[[#This Row],[Month Base Gen]]-TOU_CTabulation[[#This Row],[Day]]*TOU_CTabulation[[#This Row],[Base Allow]])","v":0},{"$f":"VLOOKUP(TOU_CTabulation[[#This Row],[Hour]],daypart,2)","v":"All"},{"$f":"TOU_CTabulation[[#This Row],[Season]]&TOU_CTabulation[[#This Row],[Day-Part]]","v":"WinterAll"},{"$f":"VLOOKUP(TOU_CTabulation[[#This Row],[Daypart]],TOUC,2)","v":0.25901999999999997},{"$f":"VLOOKUP(TOU_CTabulation[[#This Row],[Daypart]],TOUC,3)","v":0.32596000000000003},{"$f":"TOU_CTabulation[[#This Row],[Month Base Allow]]*TOU_CTabulation[[#This Row],[Base Rate]]","v":0},{"$f":"TOU_CTabulation[[#This Row],[Month Overbase Gen]]*TOU_CTabulation[[#This Row],[Over Rate]]","v":0},{"$f":"TOU_CTabulation[[#This Row],[Base Value]]+TOU_CTabulation[[#This Row],[Over Value]]","v":0}]
[10,5,19,0,0,14,2,0,14,0,0,{"$f":"TOU_CTabulation[[#This Row],[AC System Output (W)]]/1000","v":0},{"$f":"IF(A6695=TOU_CTabulation[[#This Row],[Month]],M6695+TOU_CTabulation[[#This Row],[AC System Output (kW)]],TOU_CTabulation[[#This Row],[AC System Output (kW)]])","v":106.00789199999998},{"$f":"VLOOKUP(TOU_CTabulation[[#This Row],[Month]],Season,2)","v":"Winter"},{"$f":"VLOOKUP(TOU_CTabulation[[#This Row],[Season]],CRate,2)","v":10.5},{"$f":"IF(A6697>TOU_CTabulation[[#This Row],[Month]],TOU_CTabulation[[#This Row],[Day]]*TOU_CTabulation[[#This Row],[Base Allow]],0)","v":0},{"$f":"IF(A6697>TOU_CTabulation[[#This Row],[Month]],TOU_CTabulation[[#This Row],[Month Cumm]],0)","v":0},{"$f":"IF(TOU_CTabulation[[#This Row],[Month Base Gen]]=0,0,TOU_CTabulation[[#This Row],[Month Base Gen]]-TOU_CTabulation[[#This Row],[Day]]*TOU_CTabulation[[#This Row],[Base Allow]])","v":0},{"$f":"VLOOKUP(TOU_CTabulation[[#This Row],[Hour]],daypart,2)","v":"All"},{"$f":"TOU_CTabulation[[#This Row],[Season]]&TOU_CTabulation[[#This Row],[Day-Part]]","v":"WinterAll"},{"$f":"VLOOKUP(TOU_CTabulation[[#This Row],[Daypart]],TOUC,2)","v":0.25901999999999997},{"$f":"VLOOKUP(TOU_CTabulation[[#This Row],[Daypart]],TOUC,3)","v":0.32596000000000003},{"$f":"TOU_CTabulation[[#This Row],[Month Base Allow]]*TOU_CTabulation[[#This Row],[Base Rate]]","v":0},{"$f":"TOU_CTabulation[[#This Row],[Month Overbase Gen]]*TOU_CTabulation[[#This Row],[Over Rate]]","v":0},{"$f":"TOU_CTabulation[[#This Row],[Base Value]]+TOU_CTabulation[[#This Row],[Over Value]]","v":0}]
[10,6,4,0,0,9,1,0,9,0,0,{"$f":"TOU_CTabulation[[#This Row],[AC System Output (W)]]/1000","v":0},{"$f":"IF(A6704=TOU_CTabulation[[#This Row],[Month]],M6704+TOU_CTabulation[[#This Row],[AC System Output (kW)]],TOU_CTabulation[[#This Row],[AC System Output (kW)]])","v":106.00789199999998},{"$f":"VLOOKUP(TOU_CTabulation[[#This Row],[Month]],Season,2)","v":"Winter"},{"$f":"VLOOKUP(TOU_CTabulation[[#This Row],[Season]],CRate,2)","v":10.5},{"$f":"IF(A6706>TOU_CTabulation[[#This Row],[Month]],TOU_CTabulation[[#This Row],[Day]]*TOU_CTabulation[[#This Row],[Base Allow]],0)","v":0},{"$f":"IF(A6706>TOU_CTabulation[[#This Row],[Month]],TOU_CTabulation[[#This Row],[Month Cumm]],0)","v":0},{"$f":"IF(TOU_CTabulation[[#This Row],[Month Base Gen]]=0,0,TOU_CTabulation[[#This Row],[Month Base Gen]]-TOU_CTabulation[[#This Row],[Day]]*TOU_CTabulation[[#This Row],[Base Allow]])","v":0},{"$f":"VLOOKUP(TOU_CTabulation[[#This Row],[Hour]],daypart,2)","v":"All"},{"$f":"TOU_CTabulation[[#This Row],[Season]]&TOU_CTabulation[[#This Row],[Day-Part]]","v":"WinterAll"},{"$f":"VLOOKUP(TOU_CTabulation[[#This Row],[Daypart]],TOUC,2)","v":0.25901999999999997},{"$f":"VLOOKUP(TOU_CTabulation[[#This Row],[Daypart]],TOUC,3)","v":0.32596000000000003},{"$f":"TOU_CTabulation[[#This Row],[Month Base Allow]]*TOU_CTabulation[[#This Row],[Base Rate]]","v":0},{"$f":"TOU_CTabulation[[#This Row],[Month Overbase Gen]]*TOU_CTabulation[[#This Row],[Over Rate]]","v":0},{"$f":"TOU_CTabulation[[#This Row],[Base Value]]+TOU_CTabulation[[#This Row],[Over Value]]","v":0}]
[10,6,10,950,83,24,3,933.13800000000003,45.994,2885.826,2774.8110000000001,{"$f":"TOU_CTabulation[[#This Row],[AC System Output (W)]]/1000","v":2.7748110000000001},{"$f":"IF(A6710=TOU_CTabulation[[#This Row],[Month]],M6710+TOU_CTabulation[[#This Row],[AC System Output (kW)]],TOU_CTabulation[[#This Row],[AC System Output (kW)]])","v":114.24570399999998},{"$f":"VLOOKUP(TOU_CTabulation[[#This Row],[Month]],Season,2)","v":"Winter"},{"$f":"VLOOKUP(TOU_CTabulation[[#This Row],[Season]],CRate,2)","v":10.5},{"$f":"IF(A6712>TOU_CTabulation[[#This Row],[Month]],TOU_CTabulation[[#This Row],[Day]]*TOU_CTabulation[[#This Row],[Base Allow]],0)","v":0},{"$f":"IF(A6712>TOU_CTabulation[[#This Row],[Month]],TOU_CTabulation[[#This Row],[Month Cumm]],0)","v":0},{"$f":"IF(TOU_CTabulation[[#This Row],[Month Base Gen]]=0,0,TOU_CTabulation[[#This Row],[Month Base Gen]]-TOU_CTabulation[[#This Row],[Day]]*TOU_CTabulation[[#This Row],[Base Allow]])","v":0},{"$f":"VLOOKUP(TOU_CTabulation[[#This Row],[Hour]],daypart,2)","v":"All"},{"$f":"TOU_CTabulation[[#This Row],[Season]]&TOU_CTabulation[[#This Row],[Day-Part]]","v":"WinterAll"},{"$f":"VLOOKUP(TOU_CTabulation[[#This Row],[Daypart]],TOUC,2)","v":0.25901999999999997},{"$f":"VLOOKUP(TOU_CTabulation[[#This Row],[Daypart]],TOUC,3)","v":0.32596000000000003},{"$f":"TOU_CTabulation[[#This Row],[Month Base Allow]]*TOU_CTabulation[[#This Row],[Base Rate]]","v":0},{"$f":"TOU_CTabulation[[#This Row],[Month Overbase Gen]]*TOU_CTabulation[[#This Row],[Over Rate]]","v":0},{"$f":"TOU_CTabulation[[#This Row],[Base Value]]+TOU_CTabulation[[#This Row],[Over Value]]","v":0}]
[10,6,21,0,0,15,1,0,15,0,0,{"$f":"TOU_CTabulation[[#This Row],[AC System Output (W)]]/1000","v":0},{"$f":"IF(A6721=TOU_CTabulation[[#This Row],[Month]],M6721+TOU_CTabulation[[#This Row],[AC System Output (kW)]],TOU_CTabulation[[#This Row],[AC System Output (kW)]])","v":127.07418999999999},{"$f":"VLOOKUP(TOU_CTabulation[[#This Row],[Month]],Season,2)","v":"Winter"},{"$f":"VLOOKUP(TOU_CTabulation[[#This Row],[Season]],CRate,2)","v":10.5},{"$f":"IF(A6723>TOU_CTabulation[[#This Row],[Month]],TOU_CTabulation[[#This Row],[Day]]*TOU_CTabulation[[#This Row],[Base Allow]],0)","v":0},{"$f":"IF(A6723>TOU_CTabulation[[#This Row],[Month]],TOU_CTabulation[[#This Row],[Month Cumm]],0)","v":0},{"$f":"IF(TOU_CTabulation[[#This Row],[Month Base Gen]]=0,0,TOU_CTabulation[[#This Row],[Month Base Gen]]-TOU_CTabulation[[#This Row],[Day]]*TOU_CTabulation[[#This Row],[Base Allow]])","v":0},{"$f":"VLOOKUP(TOU_CTabulation[[#This Row],[Hour]],daypart,2)","v":"All"},{"$f":"TOU_CTabulation[[#This Row],[Season]]&TOU_CTabulation[[#This Row],[Day-Part]]","v":"WinterAll"},{"$f":"VLOOKUP(TOU_CTabulation[[#This Row],[Daypart]],TOUC,2)","v":0.25901999999999997},{"$f":"VLOOKUP(TOU_CTabulation[[#This Row],[Daypart]],TOUC,3)","v":0.32596000000000003},{"$f":"TOU_CTabulation[[#This Row],[Month Base Allow]]*TOU_CTabulation[[#This Row],[Base Rate]]","v":0},{"$f":"TOU_CTabulation[[#This Row],[Month Overbase Gen]]*TOU_CTabulation[[#This Row],[Over Rate]]","v":0},{"$f":"TOU_CTabulation[[#This Row],[Base Value]]+TOU_CTabulation[[#This Row],[Over Value]]","v":0}]
[10,7,3,0,0,13,2,0,13,0,0,{"$f":"TOU_CTabulation[[#This Row],[AC System Output (W)]]/1000","v":0},{"$f":"IF(A6727=TOU_CTabulation[[#This Row],[Month]],M6727+TOU_CTabulation[[#This Row],[AC System Output (kW)]],TOU_CTabulation[[#This Row],[AC System Output (kW)]])","v":127.07418999999999},{"$f":"VLOOKUP(TOU_CTabulation[[#This Row],[Month]],Season,2)","v":"Winter"},{"$f":"VLOOKUP(TOU_CTabulation[[#This Row],[Season]],CRate,2)","v":10.5},{"$f":"IF(A6729>TOU_CTabulation[[#This Row],[Month]],TOU_CTabulation[[#This Row],[Day]]*TOU_CTabulation[[#This Row],[Base Allow]],0)","v":0},{"$f":"IF(A6729>TOU_CTabulation[[#This Row],[Month]],TOU_CTabulation[[#This Row],[Month Cumm]],0)","v":0},{"$f":"IF(TOU_CTabulation[[#This Row],[Month Base Gen]]=0,0,TOU_CTabulation[[#This Row],[Month Base Gen]]-TOU_CTabulation[[#This Row],[Day]]*TOU_CTabulation[[#This Row],[Base Allow]])","v":0},{"$f":"VLOOKUP(TOU_CTabulation[[#This Row],[Hour]],daypart,2)","v":"All"},{"$f":"TOU_CTabulation[[#This Row],[Season]]&TOU_CTabulation[[#This Row],[Day-Part]]","v":"WinterAll"},{"$f":"VLOOKUP(TOU_CTabulation[[#This Row],[Daypart]],TOUC,2)","v":0.25901999999999997},{"$f":"VLOOKUP(TOU_CTabulation[[#This Row],[Daypart]],TOUC,3)","v":0.32596000000000003},{"$f":"TOU_CTabulation[[#This Row],[Month Base Allow]]*TOU_CTabulation[[#This Row],[Base Rate]]","v":0},{"$f":"TOU_CTabulation[[#This Row],[Month Overbase Gen]]*TOU_CTabulation[[#This Row],[Over Rate]]","v":0},{"$f":"TOU_CTabulation[[#This Row],[Base Value]]+TOU_CTabulation[[#This Row],[Over Value]]","v":0}]
[10,7,6,106,28,14,2,47.531999999999996,13.305,148.10499999999999,124.932,{"$f":"TOU_CTabulation[[#This Row],[AC System Output (W)]]/1000","v":0.124932},{"$f":"IF(A6730=TOU_CTabulation[[#This Row],[Month]],M6730+TOU_CTabulation[[#This Row],[AC System Output (kW)]],TOU_CTabulation[[#This Row],[AC System Output (kW)]])","v":127.19912199999999},{"$f":"VLOOKUP(TOU_CTabulation[[#This Row],[Month]],Season,2)","v":"Winter"},{"$f":"VLOOKUP(TOU_CTabulation[[#This Row],[Season]],CRate,2)","v":10.5},{"$f":"IF(A6732>TOU_CTabulation[[#This Row],[Month]],TOU_CTabulation[[#This Row],[Day]]*TOU_CTabulation[[#This Row],[Base Allow]],0)","v":0},{"$f":"IF(A6732>TOU_CTabulation[[#This Row],[Month]],TOU_CTabulation[[#This Row],[Month Cumm]],0)","v":0},{"$f":"IF(TOU_CTabulation[[#This Row],[Month Base Gen]]=0,0,TOU_CTabulation[[#This Row],[Month Base Gen]]-TOU_CTabulation[[#This Row],[Day]]*TOU_CTabulation[[#This Row],[Base Allow]])","v":0},{"$f":"VLOOKUP(TOU_CTabulation[[#This Row],[Hour]],daypart,2)","v":"All"},{"$f":"TOU_CTabulation[[#This Row],[Season]]&TOU_CTabulation[[#This Row],[Day-Part]]","v":"WinterAll"},{"$f":"VLOOKUP(TOU_CTabulation[[#This Row],[Daypart]],TOUC,2)","v":0.25901999999999997},{"$f":"VLOOKUP(TOU_CTabulation[[#This Row],[Daypart]],TOUC,3)","v":0.32596000000000003},{"$f":"TOU_CTabulation[[#This Row],[Month Base Allow]]*TOU_CTabulation[[#This Row],[Base Rate]]","v":0},{"$f":"TOU_CTabulation[[#This Row],[Month Overbase Gen]]*TOU_CTabulation[[#This Row],[Over Rate]]","v":0},{"$f":"TOU_CTabulation[[#This Row],[Base Value]]+TOU_CTabulation[[#This Row],[Over Value]]","v":0}]
[10,7,17,0,0,22,1,0,22,0,0,{"$f":"TOU_CTabulation[[#This Row],[AC System Output (W)]]/1000","v":0},{"$f":"IF(A6741=TOU_CTabulation[[#This Row],[Month]],M6741+TOU_CTabulation[[#This Row],[AC System Output (kW)]],TOU_CTabulation[[#This Row],[AC System Output (kW)]])","v":145.96911900000001},{"$f":"VLOOKUP(TOU_CTabulation[[#This Row],[Month]],Season,2)","v":"Winter"},{"$f":"VLOOKUP(TOU_CTabulation[[#This Row],[Season]],CRate,2)","v":10.5},{"$f":"IF(A6743>TOU_CTabulation[[#This Row],[Month]],TOU_CTabulation[[#This Row],[Day]]*TOU_CTabulation[[#This Row],[Base Allow]],0)","v":0},{"$f":"IF(A6743>TOU_CTabulation[[#This Row],[Month]],TOU_CTabulation[[#This Row],[Month Cumm]],0)","v":0},{"$f":"IF(TOU_CTabulation[[#This Row],[Month Base Gen]]=0,0,TOU_CTabulation[[#This Row],[Month Base Gen]]-TOU_CTabulation[[#This Row],[Day]]*TOU_CTabulation[[#This Row],[Base Allow]])","v":0},{"$f":"VLOOKUP(TOU_CTabulation[[#This Row],[Hour]],daypart,2)","v":"All"},{"$f":"TOU_CTabulation[[#This Row],[Season]]&TOU_CTabulation[[#This Row],[Day-Part]]","v":"WinterAll"},{"$f":"VLOOKUP(TOU_CTabulation[[#This Row],[Daypart]],TOUC,2)","v":0.25901999999999997},{"$f":"VLOOKUP(TOU_CTabulation[[#This Row],[Daypart]],TOUC,3)","v":0.32596000000000003},{"$f":"TOU_CTabulation[[#This Row],[Month Base Allow]]*TOU_CTabulation[[#This Row],[Base Rate]]","v":0},{"$f":"TOU_CTabulation[[#This Row],[Month Overbase Gen]]*TOU_CTabulation[[#This Row],[Over Rate]]","v":0},{"$f":"TOU_CTabulation[[#This Row],[Base Value]]+TOU_CTabulation[[#This Row],[Over Value]]","v":0}]
[10,7,23,0,0,20,0,0,20,0,0,{"$f":"TOU_CTabulation[[#This Row],[AC System Output (W)]]/1000","v":0},{"$f":"IF(A6747=TOU_CTabulation[[#This Row],[Month]],M6747+TOU_CTabulation[[#This Row],[AC System Output (kW)]],TOU_CTabulation[[#This Row],[AC System Output (kW)]])","v":145.96911900000001},{"$f":"VLOOKUP(TOU_CTabulation[[#This Row],[Month]],Season,2)","v":"Winter"},{"$f":"VLOOKUP(TOU_CTabulation[[#This Row],[Season]],CRate,2)","v":10.5},{"$f":"IF(A6749>TOU_CTabulation[[#This Row],[Month]],TOU_CTabulation[[#This Row],[Day]]*TOU_CTabulation[[#This Row],[Base Allow]],0)","v":0},{"$f":"IF(A6749>TOU_CTabulation[[#This Row],[Month]],TOU_CTabulation[[#This Row],[Month Cumm]],0)","v":0},{"$f":"IF(TOU_CTabulation[[#This Row],[Month Base Gen]]=0,0,TOU_CTabulation[[#This Row],[Month Base Gen]]-TOU_CTabulation[[#This Row],[Day]]*TOU_CTabulation[[#This Row],[Base Allow]])","v":0},{"$f":"VLOOKUP(TOU_CTabulation[[#This Row],[Hour]],daypart,2)","v":"All"},{"$f":"TOU_CTabulation[[#This Row],[Season]]&TOU_CTabulation[[#This Row],[Day-Part]]","v":"WinterAll"},{"$f":"VLOOKUP(TOU_CTabulation[[#This Row],[Daypart]],TOUC,2)","v":0.25901999999999997},{"$f":"VLOOKUP(TOU_CTabulation[[#This Row],[Daypart]],TOUC,3)","v":0.32596000000000003},{"$f":"TOU_CTabulation[[#This Row],[Month Base Allow]]*TOU_CTabulation[[#This Row],[Base Rate]]","v":0},{"$f":"TOU_CTabulation[[#This Row],[Month Overbase Gen]]*TOU_CTabulation[[#This Row],[Over Rate]]","v":0},{"$f":"TOU_CTabulation[[#This Row],[Base Value]]+TOU_CTabulation[[#This Row],[Over Value]]","v":0}]
[10,8,7,600,70,20,2,310.32400000000001,26.800999999999998,969.23199999999997,927.02599999999995,{"$f":"TOU_CTabulation[[#This Row],[AC System Output (W)]]/1000","v":0.92702599999999991},{"$f":"IF(A6755=TOU_CTabulation[[#This Row],[Month]],M6755+TOU_CTabulation[[#This Row],[AC System Output (kW)]],TOU_CTabulation[[#This Row],[AC System Output (kW)]])","v":147.06467600000002},{"$f":"VLOOKUP(TOU_CTabulation[[#This Row],[Month]],Season,2)","v":"Winter"},{"$f":"VLOOKUP(TOU_CTabulation[[#This Row],[Season]],CRate,2)","v":10.5},{"$f":"IF(A6757>TOU_CTabulation[[#This Row],[Month]],TOU_CTabulation[[#This Row],[Day]]*TOU_CTabulation[[#This Row],[Base Allow]],0)","v":0},{"$f":"IF(A6757>TOU_CTabulation[[#This Row],[Month]],TOU_CTabulation[[#This Row],[Month Cumm]],0)","v":0},{"$f":"IF(TOU_CTabulation[[#This Row],[Month Base Gen]]=0,0,TOU_CTabulation[[#This Row],[Month Base Gen]]-TOU_CTabulation[[#This Row],[Day]]*TOU_CTabulation[[#This Row],[Base Allow]])","v":0},{"$f":"VLOOKUP(TOU_CTabulation[[#This Row],[Hour]],daypart,2)","v":"All"},{"$f":"TOU_CTabulation[[#This Row],[Season]]&TOU_CTabulation[[#This Row],[Day-Part]]","v":"WinterAll"},{"$f":"VLOOKUP(TOU_CTabulation[[#This Row],[Daypart]],TOUC,2)","v":0.25901999999999997},{"$f":"VLOOKUP(TOU_CTabulation[[#This Row],[Daypart]],TOUC,3)","v":0.32596000000000003},{"$f":"TOU_CTabulation[[#This Row],[Month Base Allow]]*TOU_CTabulation[[#This Row],[Base Rate]]","v":0},{"$f":"TOU_CTabulation[[#This Row],[Month Overbase Gen]]*TOU_CTabulation[[#This Row],[Over Rate]]","v":0},{"$f":"TOU_CTabulation[[#This Row],[Base Value]]+TOU_CTabulation[[#This Row],[Over Value]]","v":0}]
[10,8,16,626,46,24,1,243.23400000000001,32.079000000000001,696.24,661.05799999999999,{"$f":"TOU_CTabulation[[#This Row],[AC System Output (W)]]/1000","v":0.66105800000000003},{"$f":"IF(A6764=TOU_CTabulation[[#This Row],[Month]],M6764+TOU_CTabulation[[#This Row],[AC System Output (kW)]],TOU_CTabulation[[#This Row],[AC System Output (kW)]])","v":166.13249200000001},{"$f":"VLOOKUP(TOU_CTabulation[[#This Row],[Month]],Season,2)","v":"Winter"},{"$f":"VLOOKUP(TOU_CTabulation[[#This Row],[Season]],CRate,2)","v":10.5},{"$f":"IF(A6766>TOU_CTabulation[[#This Row],[Month]],TOU_CTabulation[[#This Row],[Day]]*TOU_CTabulation[[#This Row],[Base Allow]],0)","v":0},{"$f":"IF(A6766>TOU_CTabulation[[#This Row],[Month]],TOU_CTabulation[[#This Row],[Month Cumm]],0)","v":0},{"$f":"IF(TOU_CTabulation[[#This Row],[Month Base Gen]]=0,0,TOU_CTabulation[[#This Row],[Month Base Gen]]-TOU_CTabulation[[#This Row],[Day]]*TOU_CTabulation[[#This Row],[Base Allow]])","v":0},{"$f":"VLOOKUP(TOU_CTabulation[[#This Row],[Hour]],daypart,2)","v":"All"},{"$f":"TOU_CTabulation[[#This Row],[Season]]&TOU_CTabulation[[#This Row],[Day-Part]]","v":"WinterAll"},{"$f":"VLOOKUP(TOU_CTabulation[[#This Row],[Daypart]],TOUC,2)","v":0.25901999999999997},{"$f":"VLOOKUP(TOU_CTabulation[[#This Row],[Daypart]],TOUC,3)","v":0.32596000000000003},{"$f":"TOU_CTabulation[[#This Row],[Month Base Allow]]*TOU_CTabulation[[#This Row],[Base Rate]]","v":0},{"$f":"TOU_CTabulation[[#This Row],[Month Overbase Gen]]*TOU_CTabulation[[#This Row],[Over Rate]]","v":0},{"$f":"TOU_CTabulation[[#This Row],[Base Value]]+TOU_CTabulation[[#This Row],[Over Value]]","v":0}]
[10,8,21,0,0,18,0,0,18,0,0,{"$f":"TOU_CTabulation[[#This Row],[AC System Output (W)]]/1000","v":0},{"$f":"IF(A6769=TOU_CTabulation[[#This Row],[Month]],M6769+TOU_CTabulation[[#This Row],[AC System Output (kW)]],TOU_CTabulation[[#This Row],[AC System Output (kW)]])","v":166.13249200000001},{"$f":"VLOOKUP(TOU_CTabulation[[#This Row],[Month]],Season,2)","v":"Winter"},{"$f":"VLOOKUP(TOU_CTabulation[[#This Row],[Season]],CRate,2)","v":10.5},{"$f":"IF(A6771>TOU_CTabulation[[#This Row],[Month]],TOU_CTabulation[[#This Row],[Day]]*TOU_CTabulation[[#This Row],[Base Allow]],0)","v":0},{"$f":"IF(A6771>TOU_CTabulation[[#This Row],[Month]],TOU_CTabulation[[#This Row],[Month Cumm]],0)","v":0},{"$f":"IF(TOU_CTabulation[[#This Row],[Month Base Gen]]=0,0,TOU_CTabulation[[#This Row],[Month Base Gen]]-TOU_CTabulation[[#This Row],[Day]]*TOU_CTabulation[[#This Row],[Base Allow]])","v":0},{"$f":"VLOOKUP(TOU_CTabulation[[#This Row],[Hour]],daypart,2)","v":"All"},{"$f":"TOU_CTabulation[[#This Row],[Season]]&TOU_CTabulation[[#This Row],[Day-Part]]","v":"WinterAll"},{"$f":"VLOOKUP(TOU_CTabulation[[#This Row],[Daypart]],TOUC,2)","v":0.25901999999999997},{"$f":"VLOOKUP(TOU_CTabulation[[#This Row],[Daypart]],TOUC,3)","v":0.32596000000000003},{"$f":"TOU_CTabulation[[#This Row],[Month Base Allow]]*TOU_CTabulation[[#This Row],[Base Rate]]","v":0},{"$f":"TOU_CTabulation[[#This Row],[Month Overbase Gen]]*TOU_CTabulation[[#This Row],[Over Rate]]","v":0},{"$f":"TOU_CTabulation[[#This Row],[Base Value]]+TOU_CTabulation[[#This Row],[Over Value]]","v":0}]
[10,9,9,385,239,27,1,553.678,43.854999999999997,1727.0989999999999,1661.7660000000001,{"$f":"TOU_CTabulation[[#This Row],[AC System Output (W)]]/1000","v":1.6617660000000001},{"$f":"IF(A6781=TOU_CTabulation[[#This Row],[Month]],M6781+TOU_CTabulation[[#This Row],[AC System Output (kW)]],TOU_CTabulation[[#This Row],[AC System Output (kW)]])","v":170.22629800000001},{"$f":"VLOOKUP(TOU_CTabulation[[#This Row],[Month]],Season,2)","v":"Winter"},{"$f":"VLOOKUP(TOU_CTabulation[[#This Row],[Season]],CRate,2)","v":10.5},{"$f":"IF(A6783>TOU_CTabulation[[#This Row],[Month]],TOU_CTabulation[[#This Row],[Day]]*TOU_CTabulation[[#This Row],[Base Allow]],0)","v":0},{"$f":"IF(A6783>TOU_CTabulation[[#This Row],[Month]],TOU_CTabulation[[#This Row],[Month Cumm]],0)","v":0},{"$f":"IF(TOU_CTabulation[[#This Row],[Month Base Gen]]=0,0,TOU_CTabulation[[#This Row],[Month Base Gen]]-TOU_CTabulation[[#This Row],[Day]]*TOU_CTabulation[[#This Row],[Base Allow]])","v":0},{"$f":"VLOOKUP(TOU_CTabulation[[#This Row],[Hour]],daypart,2)","v":"All"},{"$f":"TOU_CTabulation[[#This Row],[Season]]&TOU_CTabulation[[#This Row],[Day-Part]]","v":"WinterAll"},{"$f":"VLOOKUP(TOU_CTabulation[[#This Row],[Daypart]],TOUC,2)","v":0.25901999999999997},{"$f":"VLOOKUP(TOU_CTabulation[[#This Row],[Daypart]],TOUC,3)","v":0.32596000000000003},{"$f":"TOU_CTabulation[[#This Row],[Month Base Allow]]*TOU_CTabulation[[#This Row],[Base Rate]]","v":0},{"$f":"TOU_CTabulation[[#This Row],[Month Overbase Gen]]*TOU_CTabulation[[#This Row],[Over Rate]]","v":0},{"$f":"TOU_CTabulation[[#This Row],[Base Value]]+TOU_CTabulation[[#This Row],[Over Value]]","v":0}]
[10,9,14,483,193,26,4,560.077,38.442999999999998,1789.462,1721.989,{"$f":"TOU_CTabulation[[#This Row],[AC System Output (W)]]/1000","v":1.721989},{"$f":"IF(A6786=TOU_CTabulation[[#This Row],[Month]],M6786+TOU_CTabulation[[#This Row],[AC System Output (kW)]],TOU_CTabulation[[#This Row],[AC System Output (kW)]])","v":182.74642200000005},{"$f":"VLOOKUP(TOU_CTabulation[[#This Row],[Month]],Season,2)","v":"Winter"},{"$f":"VLOOKUP(TOU_CTabulation[[#This Row],[Season]],CRate,2)","v":10.5},{"$f":"IF(A6788>TOU_CTabulation[[#This Row],[Month]],TOU_CTabulation[[#This Row],[Day]]*TOU_CTabulation[[#This Row],[Base Allow]],0)","v":0},{"$f":"IF(A6788>TOU_CTabulation[[#This Row],[Month]],TOU_CTabulation[[#This Row],[Month Cumm]],0)","v":0},{"$f":"IF(TOU_CTabulation[[#This Row],[Month Base Gen]]=0,0,TOU_CTabulation[[#This Row],[Month Base Gen]]-TOU_CTabulation[[#This Row],[Day]]*TOU_CTabulation[[#This Row],[Base Allow]])","v":0},{"$f":"VLOOKUP(TOU_CTabulation[[#This Row],[Hour]],daypart,2)","v":"All"},{"$f":"TOU_CTabulation[[#This Row],[Season]]&TOU_CTabulation[[#This Row],[Day-Part]]","v":"WinterAll"},{"$f":"VLOOKUP(TOU_CTabulation[[#This Row],[Daypart]],TOUC,2)","v":0.25901999999999997},{"$f":"VLOOKUP(TOU_CTabulation[[#This Row],[Daypart]],TOUC,3)","v":0.32596000000000003},{"$f":"TOU_CTabulation[[#This Row],[Month Base Allow]]*TOU_CTabulation[[#This Row],[Base Rate]]","v":0},{"$f":"TOU_CTabulation[[#This Row],[Month Overbase Gen]]*TOU_CTabulation[[#This Row],[Over Rate]]","v":0},{"$f":"TOU_CTabulation[[#This Row],[Base Value]]+TOU_CTabulation[[#This Row],[Over Value]]","v":0}]
[10,9,18,0,0,16,1,0,16,0,0,{"$f":"TOU_CTabulation[[#This Row],[AC System Output (W)]]/1000","v":0},{"$f":"IF(A6790=TOU_CTabulation[[#This Row],[Month]],M6790+TOU_CTabulation[[#This Row],[AC System Output (kW)]],TOU_CTabulation[[#This Row],[AC System Output (kW)]])","v":184.67581900000008},{"$f":"VLOOKUP(TOU_CTabulation[[#This Row],[Month]],Season,2)","v":"Winter"},{"$f":"VLOOKUP(TOU_CTabulation[[#This Row],[Season]],CRate,2)","v":10.5},{"$f":"IF(A6792>TOU_CTabulation[[#This Row],[Month]],TOU_CTabulation[[#This Row],[Day]]*TOU_CTabulation[[#This Row],[Base Allow]],0)","v":0},{"$f":"IF(A6792>TOU_CTabulation[[#This Row],[Month]],TOU_CTabulation[[#This Row],[Month Cumm]],0)","v":0},{"$f":"IF(TOU_CTabulation[[#This Row],[Month Base Gen]]=0,0,TOU_CTabulation[[#This Row],[Month Base Gen]]-TOU_CTabulation[[#This Row],[Day]]*TOU_CTabulation[[#This Row],[Base Allow]])","v":0},{"$f":"VLOOKUP(TOU_CTabulation[[#This Row],[Hour]],daypart,2)","v":"All"},{"$f":"TOU_CTabulation[[#This Row],[Season]]&TOU_CTabulation[[#This Row],[Day-Part]]","v":"WinterAll"},{"$f":"VLOOKUP(TOU_CTabulation[[#This Row],[Daypart]],TOUC,2)","v":0.25901999999999997},{"$f":"VLOOKUP(TOU_CTabulation[[#This Row],[Daypart]],TOUC,3)","v":0.32596000000000003},{"$f":"TOU_CTabulation[[#This Row],[Month Base Allow]]*TOU_CTabulation[[#This Row],[Base Rate]]","v":0},{"$f":"TOU_CTabulation[[#This Row],[Month Overbase Gen]]*TOU_CTabulation[[#This Row],[Over Rate]]","v":0},{"$f":"TOU_CTabulation[[#This Row],[Base Value]]+TOU_CTabulation[[#This Row],[Over Value]]","v":0}]
[10,10,3,0,0,13,0,0,13,0,0,{"$f":"TOU_CTabulation[[#This Row],[AC System Output (W)]]/1000","v":0},{"$f":"IF(A6799=TOU_CTabulation[[#This Row],[Month]],M6799+TOU_CTabulation[[#This Row],[AC System Output (kW)]],TOU_CTabulation[[#This Row],[AC System Output (kW)]])","v":184.67581900000008},{"$f":"VLOOKUP(TOU_CTabulation[[#This Row],[Month]],Season,2)","v":"Winter"},{"$f":"VLOOKUP(TOU_CTabulation[[#This Row],[Season]],CRate,2)","v":10.5},{"$f":"IF(A6801>TOU_CTabulation[[#This Row],[Month]],TOU_CTabulation[[#This Row],[Day]]*TOU_CTabulation[[#This Row],[Base Allow]],0)","v":0},{"$f":"IF(A6801>TOU_CTabulation[[#This Row],[Month]],TOU_CTabulation[[#This Row],[Month Cumm]],0)","v":0},{"$f":"IF(TOU_CTabulation[[#This Row],[Month Base Gen]]=0,0,TOU_CTabulation[[#This Row],[Month Base Gen]]-TOU_CTabulation[[#This Row],[Day]]*TOU_CTabulation[[#This Row],[Base Allow]])","v":0},{"$f":"VLOOKUP(TOU_CTabulation[[#This Row],[Hour]],daypart,2)","v":"All"},{"$f":"TOU_CTabulation[[#This Row],[Season]]&TOU_CTabulation[[#This Row],[Day-Part]]","v":"WinterAll"},{"$f":"VLOOKUP(TOU_CTabulation[[#This Row],[Daypart]],TOUC,2)","v":0.25901999999999997},{"$f":"VLOOKUP(TOU_CTabulation[[#This Row],[Daypart]],TOUC,3)","v":0.32596000000000003},{"$f":"TOU_CTabulation[[#This Row],[Month Base Allow]]*TOU_CTabulation[[#This Row],[Base Rate]]","v":0},{"$f":"TOU_CTabulation[[#This Row],[Month Overbase Gen]]*TOU_CTabulation[[#This Row],[Over Rate]]","v":0},{"$f":"TOU_CTabulation[[#This Row],[Base Value]]+TOU_CTabulation[[#This Row],[Over Value]]","v":0}]
[10,10,10,921,89,23,3,907.43600000000004,44.41,2828.9720000000002,2720.49,{"$f":"TOU_CTabulation[[#This Row],[AC System Output (W)]]/1000","v":2.7204899999999999},{"$f":"IF(A6806=TOU_CTabulation[[#This Row],[Month]],M6806+TOU_CTabulation[[#This Row],[AC System Output (kW)]],TOU_CTabulation[[#This Row],[AC System Output (kW)]])","v":192.62616200000011},{"$f":"VLOOKUP(TOU_CTabulation[[#This Row],[Month]],Season,2)","v":"Winter"},{"$f":"VLOOKUP(TOU_CTabulation[[#This Row],[Season]],CRate,2)","v":10.5},{"$f":"IF(A6808>TOU_CTabulation[[#This Row],[Month]],TOU_CTabulation[[#This Row],[Day]]*TOU_CTabulation[[#This Row],[Base Allow]],0)","v":0},{"$f":"IF(A6808>TOU_CTabulation[[#This Row],[Month]],TOU_CTabulation[[#This Row],[Month Cumm]],0)","v":0},{"$f":"IF(TOU_CTabulation[[#This Row],[Month Base Gen]]=0,0,TOU_CTabulation[[#This Row],[Month Base Gen]]-TOU_CTabulation[[#This Row],[Day]]*TOU_CTabulation[[#This Row],[Base Allow]])","v":0},{"$f":"VLOOKUP(TOU_CTabulation[[#This Row],[Hour]],daypart,2)","v":"All"},{"$f":"TOU_CTabulation[[#This Row],[Season]]&TOU_CTabulation[[#This Row],[Day-Part]]","v":"WinterAll"},{"$f":"VLOOKUP(TOU_CTabulation[[#This Row],[Daypart]],TOUC,2)","v":0.25901999999999997},{"$f":"VLOOKUP(TOU_CTabulation[[#This Row],[Daypart]],TOUC,3)","v":0.32596000000000003},{"$f":"TOU_CTabulation[[#This Row],[Month Base Allow]]*TOU_CTabulation[[#This Row],[Base Rate]]","v":0},{"$f":"TOU_CTabulation[[#This Row],[Month Overbase Gen]]*TOU_CTabulation[[#This Row],[Over Rate]]","v":0},{"$f":"TOU_CTabulation[[#This Row],[Base Value]]+TOU_CTabulation[[#This Row],[Over Value]]","v":0}]
[10,10,20,0,0,13,1,0,13,0,0,{"$f":"TOU_CTabulation[[#This Row],[AC System Output (W)]]/1000","v":0},{"$f":"IF(A6816=TOU_CTabulation[[#This Row],[Month]],M6816+TOU_CTabulation[[#This Row],[AC System Output (kW)]],TOU_CTabulation[[#This Row],[AC System Output (kW)]])","v":203.67012800000012},{"$f":"VLOOKUP(TOU_CTabulation[[#This Row],[Month]],Season,2)","v":"Winter"},{"$f":"VLOOKUP(TOU_CTabulation[[#This Row],[Season]],CRate,2)","v":10.5},{"$f":"IF(A6818>TOU_CTabulation[[#This Row],[Month]],TOU_CTabulation[[#This Row],[Day]]*TOU_CTabulation[[#This Row],[Base Allow]],0)","v":0},{"$f":"IF(A6818>TOU_CTabulation[[#This Row],[Month]],TOU_CTabulation[[#This Row],[Month Cumm]],0)","v":0},{"$f":"IF(TOU_CTabulation[[#This Row],[Month Base Gen]]=0,0,TOU_CTabulation[[#This Row],[Month Base Gen]]-TOU_CTabulation[[#This Row],[Day]]*TOU_CTabulation[[#This Row],[Base Allow]])","v":0},{"$f":"VLOOKUP(TOU_CTabulation[[#This Row],[Hour]],daypart,2)","v":"All"},{"$f":"TOU_CTabulation[[#This Row],[Season]]&TOU_CTabulation[[#This Row],[Day-Part]]","v":"WinterAll"},{"$f":"VLOOKUP(TOU_CTabulation[[#This Row],[Daypart]],TOUC,2)","v":0.25901999999999997},{"$f":"VLOOKUP(TOU_CTabulation[[#This Row],[Daypart]],TOUC,3)","v":0.32596000000000003},{"$f":"TOU_CTabulation[[#This Row],[Month Base Allow]]*TOU_CTabulation[[#This Row],[Base Rate]]","v":0},{"$f":"TOU_CTabulation[[#This Row],[Month Overbase Gen]]*TOU_CTabulation[[#This Row],[Over Rate]]","v":0},{"$f":"TOU_CTabulation[[#This Row],[Base Value]]+TOU_CTabulation[[#This Row],[Over Value]]","v":0}]
[10,11,3,0,0,11,1,0,11,0,0,{"$f":"TOU_CTabulation[[#This Row],[AC System Output (W)]]/1000","v":0},{"$f":"IF(A6823=TOU_CTabulation[[#This Row],[Month]],M6823+TOU_CTabulation[[#This Row],[AC System Output (kW)]],TOU_CTabulation[[#This Row],[AC System Output (kW)]])","v":203.67012800000012},{"$f":"VLOOKUP(TOU_CTabulation[[#This Row],[Month]],Season,2)","v":"Winter"},{"$f":"VLOOKUP(TOU_CTabulation[[#This Row],[Season]],CRate,2)","v":10.5},{"$f":"IF(A6825>TOU_CTabulation[[#This Row],[Month]],TOU_CTabulation[[#This Row],[Day]]*TOU_CTabulation[[#This Row],[Base Allow]],0)","v":0},{"$f":"IF(A6825>TOU_CTabulation[[#This Row],[Month]],TOU_CTabulation[[#This Row],[Month Cumm]],0)","v":0},{"$f":"IF(TOU_CTabulation[[#This Row],[Month Base Gen]]=0,0,TOU_CTabulation[[#This Row],[Month Base Gen]]-TOU_CTabulation[[#This Row],[Day]]*TOU_CTabulation[[#This Row],[Base Allow]])","v":0},{"$f":"VLOOKUP(TOU_CTabulation[[#This Row],[Hour]],daypart,2)","v":"All"},{"$f":"TOU_CTabulation[[#This Row],[Season]]&TOU_CTabulation[[#This Row],[Day-Part]]","v":"WinterAll"},{"$f":"VLOOKUP(TOU_CTabulation[[#This Row],[Daypart]],TOUC,2)","v":0.25901999999999997},{"$f":"VLOOKUP(TOU_CTabulation[[#This Row],[Daypart]],TOUC,3)","v":0.32596000000000003},{"$f":"TOU_CTabulation[[#This Row],[Month Base Allow]]*TOU_CTabulation[[#This Row],[Base Rate]]","v":0},{"$f":"TOU_CTabulation[[#This Row],[Month Overbase Gen]]*TOU_CTabulation[[#This Row],[Over Rate]]","v":0},{"$f":"TOU_CTabulation[[#This Row],[Base Value]]+TOU_CTabulation[[#This Row],[Over Value]]","v":0}]
[10,11,13,874,99,20,2,845.35,43.213999999999999,2648.7289999999998,2548.0770000000002,{"$f":"TOU_CTabulation[[#This Row],[AC System Output (W)]]/1000","v":2.5480770000000001},{"$f":"IF(A6833=TOU_CTabulation[[#This Row],[Month]],M6833+TOU_CTabulation[[#This Row],[AC System Output (kW)]],TOU_CTabulation[[#This Row],[AC System Output (kW)]])","v":217.92459100000011},{"$f":"VLOOKUP(TOU_CTabulation[[#This Row],[Month]],Season,2)","v":"Winter"},{"$f":"VLOOKUP(TOU_CTabulation[[#This Row],[Season]],CRate,2)","v":10.5},{"$f":"IF(A6835>TOU_CTabulation[[#This Row],[Month]],TOU_CTabulation[[#This Row],[Day]]*TOU_CTabulation[[#This Row],[Base Allow]],0)","v":0},{"$f":"IF(A6835>TOU_CTabulation[[#This Row],[Month]],TOU_CTabulation[[#This Row],[Month Cumm]],0)","v":0},{"$f":"IF(TOU_CTabulation[[#This Row],[Month Base Gen]]=0,0,TOU_CTabulation[[#This Row],[Month Base Gen]]-TOU_CTabulation[[#This Row],[Day]]*TOU_CTabulation[[#This Row],[Base Allow]])","v":0},{"$f":"VLOOKUP(TOU_CTabulation[[#This Row],[Hour]],daypart,2)","v":"All"},{"$f":"TOU_CTabulation[[#This Row],[Season]]&TOU_CTabulation[[#This Row],[Day-Part]]","v":"WinterAll"},{"$f":"VLOOKUP(TOU_CTabulation[[#This Row],[Daypart]],TOUC,2)","v":0.25901999999999997},{"$f":"VLOOKUP(TOU_CTabulation[[#This Row],[Daypart]],TOUC,3)","v":0.32596000000000003},{"$f":"TOU_CTabulation[[#This Row],[Month Base Allow]]*TOU_CTabulation[[#This Row],[Base Rate]]","v":0},{"$f":"TOU_CTabulation[[#This Row],[Month Overbase Gen]]*TOU_CTabulation[[#This Row],[Over Rate]]","v":0},{"$f":"TOU_CTabulation[[#This Row],[Base Value]]+TOU_CTabulation[[#This Row],[Over Value]]","v":0}]
[10,11,17,0,0,14,2,0,14,0,0,{"$f":"TOU_CTabulation[[#This Row],[AC System Output (W)]]/1000","v":0},{"$f":"IF(A6837=TOU_CTabulation[[#This Row],[Month]],M6837+TOU_CTabulation[[#This Row],[AC System Output (kW)]],TOU_CTabulation[[#This Row],[AC System Output (kW)]])","v":222.1304990000001},{"$f":"VLOOKUP(TOU_CTabulation[[#This Row],[Month]],Season,2)","v":"Winter"},{"$f":"VLOOKUP(TOU_CTabulation[[#This Row],[Season]],CRate,2)","v":10.5},{"$f":"IF(A6839>TOU_CTabulation[[#This Row],[Month]],TOU_CTabulation[[#This Row],[Day]]*TOU_CTabulation[[#This Row],[Base Allow]],0)","v":0},{"$f":"IF(A6839>TOU_CTabulation[[#This Row],[Month]],TOU_CTabulation[[#This Row],[Month Cumm]],0)","v":0},{"$f":"IF(TOU_CTabulation[[#This Row],[Month Base Gen]]=0,0,TOU_CTabulation[[#This Row],[Month Base Gen]]-TOU_CTabulation[[#This Row],[Day]]*TOU_CTabulation[[#This Row],[Base Allow]])","v":0},{"$f":"VLOOKUP(TOU_CTabulation[[#This Row],[Hour]],daypart,2)","v":"All"},{"$f":"TOU_CTabulation[[#This Row],[Season]]&TOU_CTabulation[[#This Row],[Day-Part]]","v":"WinterAll"},{"$f":"VLOOKUP(TOU_CTabulation[[#This Row],[Daypart]],TOUC,2)","v":0.25901999999999997},{"$f":"VLOOKUP(TOU_CTabulation[[#This Row],[Daypart]],TOUC,3)","v":0.32596000000000003},{"$f":"TOU_CTabulation[[#This Row],[Month Base Allow]]*TOU_CTabulation[[#This Row],[Base Rate]]","v":0},{"$f":"TOU_CTabulation[[#This Row],[Month Overbase Gen]]*TOU_CTabulation[[#This Row],[Over Rate]]","v":0},{"$f":"TOU_CTabulation[[#This Row],[Base Value]]+TOU_CTabulation[[#This Row],[Over Value]]","v":0}]
[10,11,22,0,0,10,1,0,10,0,0,{"$f":"TOU_CTabulation[[#This Row],[AC System Output (W)]]/1000","v":0},{"$f":"IF(A6842=TOU_CTabulation[[#This Row],[Month]],M6842+TOU_CTabulation[[#This Row],[AC System Output (kW)]],TOU_CTabulation[[#This Row],[AC System Output (kW)]])","v":222.1304990000001},{"$f":"VLOOKUP(TOU_CTabulation[[#This Row],[Month]],Season,2)","v":"Winter"},{"$f":"VLOOKUP(TOU_CTabulation[[#This Row],[Season]],CRate,2)","v":10.5},{"$f":"IF(A6844>TOU_CTabulation[[#This Row],[Month]],TOU_CTabulation[[#This Row],[Day]]*TOU_CTabulation[[#This Row],[Base Allow]],0)","v":0},{"$f":"IF(A6844>TOU_CTabulation[[#This Row],[Month]],TOU_CTabulation[[#This Row],[Month Cumm]],0)","v":0},{"$f":"IF(TOU_CTabulation[[#This Row],[Month Base Gen]]=0,0,TOU_CTabulation[[#This Row],[Month Base Gen]]-TOU_CTabulation[[#This Row],[Day]]*TOU_CTabulation[[#This Row],[Base Allow]])","v":0},{"$f":"VLOOKUP(TOU_CTabulation[[#This Row],[Hour]],daypart,2)","v":"All"},{"$f":"TOU_CTabulation[[#This Row],[Season]]&TOU_CTabulation[[#This Row],[Day-Part]]","v":"WinterAll"},{"$f":"VLOOKUP(TOU_CTabulation[[#This Row],[Daypart]],TOUC,2)","v":0.25901999999999997},{"$f":"VLOOKUP(TOU_CTabulation[[#This Row],[Daypart]],TOUC,3)","v":0.32596000000000003},{"$f":"TOU_CTabulation[[#This Row],[Month Base Allow]]*TOU_CTabulation[[#This Row],[Base Rate]]","v":0},{"$f":"TOU_CTabulation[[#This Row],[Month Overbase Gen]]*TOU_CTabulation[[#This Row],[Over Rate]]","v":0},{"$f":"TOU_CTabulation[[#This Row],[Base Value]]+TOU_CTabulation[[#This Row],[Over Value]]","v":0}]
[10,12,7,613,61,13,1,303.55900000000003,20.861999999999998,969.53099999999995,927.31700000000001,{"$f":"TOU_CTabulation[[#This Row],[AC System Output (W)]]/1000","v":0.92731700000000006},{"$f":"IF(A6851=TOU_CTabulation[[#This Row],[Month]],M6851+TOU_CTabulation[[#This Row],[AC System Output (kW)]],TOU_CTabulation[[#This Row],[AC System Output (kW)]])","v":223.22556900000009},{"$f":"VLOOKUP(TOU_CTabulation[[#This Row],[Month]],Season,2)","v":"Winter"},{"$f":"VLOOKUP(TOU_CTabulation[[#This Row],[Season]],CRate,2)","v":10.5},{"$f":"IF(A6853>TOU_CTabulation[[#This Row],[Month]],TOU_CTabulation[[#This Row],[Day]]*TOU_CTabulation[[#This Row],[Base Allow]],0)","v":0},{"$f":"IF(A6853>TOU_CTabulation[[#This Row],[Month]],TOU_CTabulation[[#This Row],[Month Cumm]],0)","v":0},{"$f":"IF(TOU_CTabulation[[#This Row],[Month Base Gen]]=0,0,TOU_CTabulation[[#This Row],[Month Base Gen]]-TOU_CTabulation[[#This Row],[Day]]*TOU_CTabulation[[#This Row],[Base Allow]])","v":0},{"$f":"VLOOKUP(TOU_CTabulation[[#This Row],[Hour]],daypart,2)","v":"All"},{"$f":"TOU_CTabulation[[#This Row],[Season]]&TOU_CTabulation[[#This Row],[Day-Part]]","v":"WinterAll"},{"$f":"VLOOKUP(TOU_CTabulation[[#This Row],[Daypart]],TOUC,2)","v":0.25901999999999997},{"$f":"VLOOKUP(TOU_CTabulation[[#This Row],[Daypart]],TOUC,3)","v":0.32596000000000003},{"$f":"TOU_CTabulation[[#This Row],[Month Base Allow]]*TOU_CTabulation[[#This Row],[Base Rate]]","v":0},{"$f":"TOU_CTabulation[[#This Row],[Month Overbase Gen]]*TOU_CTabulation[[#This Row],[Over Rate]]","v":0},{"$f":"TOU_CTabulation[[#This Row],[Base Value]]+TOU_CTabulation[[#This Row],[Over Value]]","v":0}]
[10,12,15,751,68,21,2,466.28100000000001,33.859000000000002,1471.222,1414.2950000000001,{"$f":"TOU_CTabulation[[#This Row],[AC System Output (W)]]/1000","v":1.4142950000000001},{"$f":"IF(A6859=TOU_CTabulation[[#This Row],[Month]],M6859+TOU_CTabulation[[#This Row],[AC System Output (kW)]],TOU_CTabulation[[#This Row],[AC System Output (kW)]])","v":241.30493400000009},{"$f":"VLOOKUP(TOU_CTabulation[[#This Row],[Month]],Season,2)","v":"Winter"},{"$f":"VLOOKUP(TOU_CTabulation[[#This Row],[Season]],CRate,2)","v":10.5},{"$f":"IF(A6861>TOU_CTabulation[[#This Row],[Month]],TOU_CTabulation[[#This Row],[Day]]*TOU_CTabulation[[#This Row],[Base Allow]],0)","v":0},{"$f":"IF(A6861>TOU_CTabulation[[#This Row],[Month]],TOU_CTabulation[[#This Row],[Month Cumm]],0)","v":0},{"$f":"IF(TOU_CTabulation[[#This Row],[Month Base Gen]]=0,0,TOU_CTabulation[[#This Row],[Month Base Gen]]-TOU_CTabulation[[#This Row],[Day]]*TOU_CTabulation[[#This Row],[Base Allow]])","v":0},{"$f":"VLOOKUP(TOU_CTabulation[[#This Row],[Hour]],daypart,2)","v":"All"},{"$f":"TOU_CTabulation[[#This Row],[Season]]&TOU_CTabulation[[#This Row],[Day-Part]]","v":"WinterAll"},{"$f":"VLOOKUP(TOU_CTabulation[[#This Row],[Daypart]],TOUC,2)","v":0.25901999999999997},{"$f":"VLOOKUP(TOU_CTabulation[[#This Row],[Daypart]],TOUC,3)","v":0.32596000000000003},{"$f":"TOU_CTabulation[[#This Row],[Month Base Allow]]*TOU_CTabulation[[#This Row],[Base Rate]]","v":0},{"$f":"TOU_CTabulation[[#This Row],[Month Overbase Gen]]*TOU_CTabulation[[#This Row],[Over Rate]]","v":0},{"$f":"TOU_CTabulation[[#This Row],[Base Value]]+TOU_CTabulation[[#This Row],[Over Value]]","v":0}]
[10,12,21,0,0,13,0,0,13,0,0,{"$f":"TOU_CTabulation[[#This Row],[AC System Output (W)]]/1000","v":0},{"$f":"IF(A6865=TOU_CTabulation[[#This Row],[Month]],M6865+TOU_CTabulation[[#This Row],[AC System Output (kW)]],TOU_CTabulation[[#This Row],[AC System Output (kW)]])","v":241.90690500000008},{"$f":"VLOOKUP(TOU_CTabulation[[#This Row],[Month]],Season,2)","v":"Winter"},{"$f":"VLOOKUP(TOU_CTabulation[[#This Row],[Season]],CRate,2)","v":10.5},{"$f":"IF(A6867>TOU_CTabulation[[#This Row],[Month]],TOU_CTabulation[[#This Row],[Day]]*TOU_CTabulation[[#This Row],[Base Allow]],0)","v":0},{"$f":"IF(A6867>TOU_CTabulation[[#This Row],[Month]],TOU_CTabulation[[#This Row],[Month Cumm]],0)","v":0},{"$f":"IF(TOU_CTabulation[[#This Row],[Month Base Gen]]=0,0,TOU_CTabulation[[#This Row],[Month Base Gen]]-TOU_CTabulation[[#This Row],[Day]]*TOU_CTabulation[[#This Row],[Base Allow]])","v":0},{"$f":"VLOOKUP(TOU_CTabulation[[#This Row],[Hour]],daypart,2)","v":"All"},{"$f":"TOU_CTabulation[[#This Row],[Season]]&TOU_CTabulation[[#This Row],[Day-Part]]","v":"WinterAll"},{"$f":"VLOOKUP(TOU_CTabulation[[#This Row],[Daypart]],TOUC,2)","v":0.25901999999999997},{"$f":"VLOOKUP(TOU_CTabulation[[#This Row],[Daypart]],TOUC,3)","v":0.32596000000000003},{"$f":"TOU_CTabulation[[#This Row],[Month Base Allow]]*TOU_CTabulation[[#This Row],[Base Rate]]","v":0},{"$f":"TOU_CTabulation[[#This Row],[Month Overbase Gen]]*TOU_CTabulation[[#This Row],[Over Rate]]","v":0},{"$f":"TOU_CTabulation[[#This Row],[Base Value]]+TOU_CTabulation[[#This Row],[Over Value]]","v":0}]
[10,13,8,558,123,18,0,470.79700000000003,35.776000000000003,1502.5250000000001,1444.6020000000001,{"$f":"TOU_CTabulation[[#This Row],[AC System Output (W)]]/1000","v":1.4446020000000002},{"$f":"IF(A6876=TOU_CTabulation[[#This Row],[Month]],M6876+TOU_CTabulation[[#This Row],[AC System Output (kW)]],TOU_CTabulation[[#This Row],[AC System Output (kW)]])","v":244.23202500000008},{"$f":"VLOOKUP(TOU_CTabulation[[#This Row],[Month]],Season,2)","v":"Winter"},{"$f":"VLOOKUP(TOU_CTabulation[[#This Row],[Season]],CRate,2)","v":10.5},{"$f":"IF(A6878>TOU_CTabulation[[#This Row],[Month]],TOU_CTabulation[[#This Row],[Day]]*TOU_CTabulation[[#This Row],[Base Allow]],0)","v":0},{"$f":"IF(A6878>TOU_CTabulation[[#This Row],[Month]],TOU_CTabulation[[#This Row],[Month Cumm]],0)","v":0},{"$f":"IF(TOU_CTabulation[[#This Row],[Month Base Gen]]=0,0,TOU_CTabulation[[#This Row],[Month Base Gen]]-TOU_CTabulation[[#This Row],[Day]]*TOU_CTabulation[[#This Row],[Base Allow]])","v":0},{"$f":"VLOOKUP(TOU_CTabulation[[#This Row],[Hour]],daypart,2)","v":"All"},{"$f":"TOU_CTabulation[[#This Row],[Season]]&TOU_CTabulation[[#This Row],[Day-Part]]","v":"WinterAll"},{"$f":"VLOOKUP(TOU_CTabulation[[#This Row],[Daypart]],TOUC,2)","v":0.25901999999999997},{"$f":"VLOOKUP(TOU_CTabulation[[#This Row],[Daypart]],TOUC,3)","v":0.32596000000000003},{"$f":"TOU_CTabulation[[#This Row],[Month Base Allow]]*TOU_CTabulation[[#This Row],[Base Rate]]","v":0},{"$f":"TOU_CTabulation[[#This Row],[Month Overbase Gen]]*TOU_CTabulation[[#This Row],[Over Rate]]","v":0},{"$f":"TOU_CTabulation[[#This Row],[Base Value]]+TOU_CTabulation[[#This Row],[Over Value]]","v":0}]
[10,13,14,840,83,22,1,684.07899999999995,43.75,2118.48,2039.114,{"$f":"TOU_CTabulation[[#This Row],[AC System Output (W)]]/1000","v":2.0391140000000001},{"$f":"IF(A6882=TOU_CTabulation[[#This Row],[Month]],M6882+TOU_CTabulation[[#This Row],[AC System Output (kW)]],TOU_CTabulation[[#This Row],[AC System Output (kW)]])","v":256.78981600000009},{"$f":"VLOOKUP(TOU_CTabulation[[#This Row],[Month]],Season,2)","v":"Winter"},{"$f":"VLOOKUP(TOU_CTabulation[[#This Row],[Season]],CRate,2)","v":10.5},{"$f":"IF(A6884>TOU_CTabulation[[#This Row],[Month]],TOU_CTabulation[[#This Row],[Day]]*TOU_CTabulation[[#This Row],[Base Allow]],0)","v":0},{"$f":"IF(A6884>TOU_CTabulation[[#This Row],[Month]],TOU_CTabulation[[#This Row],[Month Cumm]],0)","v":0},{"$f":"IF(TOU_CTabulation[[#This Row],[Month Base Gen]]=0,0,TOU_CTabulation[[#This Row],[Month Base Gen]]-TOU_CTabulation[[#This Row],[Day]]*TOU_CTabulation[[#This Row],[Base Allow]])","v":0},{"$f":"VLOOKUP(TOU_CTabulation[[#This Row],[Hour]],daypart,2)","v":"All"},{"$f":"TOU_CTabulation[[#This Row],[Season]]&TOU_CTabulation[[#This Row],[Day-Part]]","v":"WinterAll"},{"$f":"VLOOKUP(TOU_CTabulation[[#This Row],[Daypart]],TOUC,2)","v":0.25901999999999997},{"$f":"VLOOKUP(TOU_CTabulation[[#This Row],[Daypart]],TOUC,3)","v":0.32596000000000003},{"$f":"TOU_CTabulation[[#This Row],[Month Base Allow]]*TOU_CTabulation[[#This Row],[Base Rate]]","v":0},{"$f":"TOU_CTabulation[[#This Row],[Month Overbase Gen]]*TOU_CTabulation[[#This Row],[Over Rate]]","v":0},{"$f":"TOU_CTabulation[[#This Row],[Base Value]]+TOU_CTabulation[[#This Row],[Over Value]]","v":0}]
[10,14,1,0,0,11,1,0,11,0,0,{"$f":"TOU_CTabulation[[#This Row],[AC System Output (W)]]/1000","v":0},{"$f":"IF(A6893=TOU_CTabulation[[#This Row],[Month]],M6893+TOU_CTabulation[[#This Row],[AC System Output (kW)]],TOU_CTabulation[[#This Row],[AC System Output (kW)]])","v":258.75829800000008},{"$f":"VLOOKUP(TOU_CTabulation[[#This Row],[Month]],Season,2)","v":"Winter"},{"$f":"VLOOKUP(TOU_CTabulation[[#This Row],[Season]],CRate,2)","v":10.5},{"$f":"IF(A6895>TOU_CTabulation[[#This Row],[Month]],TOU_CTabulation[[#This Row],[Day]]*TOU_CTabulation[[#This Row],[Base Allow]],0)","v":0},{"$f":"IF(A6895>TOU_CTabulation[[#This Row],[Month]],TOU_CTabulation[[#This Row],[Month Cumm]],0)","v":0},{"$f":"IF(TOU_CTabulation[[#This Row],[Month Base Gen]]=0,0,TOU_CTabulation[[#This Row],[Month Base Gen]]-TOU_CTabulation[[#This Row],[Day]]*TOU_CTabulation[[#This Row],[Base Allow]])","v":0},{"$f":"VLOOKUP(TOU_CTabulation[[#This Row],[Hour]],daypart,2)","v":"All"},{"$f":"TOU_CTabulation[[#This Row],[Season]]&TOU_CTabulation[[#This Row],[Day-Part]]","v":"WinterAll"},{"$f":"VLOOKUP(TOU_CTabulation[[#This Row],[Daypart]],TOUC,2)","v":0.25901999999999997},{"$f":"VLOOKUP(TOU_CTabulation[[#This Row],[Daypart]],TOUC,3)","v":0.32596000000000003},{"$f":"TOU_CTabulation[[#This Row],[Month Base Allow]]*TOU_CTabulation[[#This Row],[Base Rate]]","v":0},{"$f":"TOU_CTabulation[[#This Row],[Month Overbase Gen]]*TOU_CTabulation[[#This Row],[Over Rate]]","v":0},{"$f":"TOU_CTabulation[[#This Row],[Base Value]]+TOU_CTabulation[[#This Row],[Over Value]]","v":0}]
[10,14,10,412,275,20,3,660.31299999999999,35.381999999999998,2155.8850000000002,2075.1019999999999,{"$f":"TOU_CTabulation[[#This Row],[AC System Output (W)]]/1000","v":2.0751019999999998},{"$f":"IF(A6902=TOU_CTabulation[[#This Row],[Month]],M6902+TOU_CTabulation[[#This Row],[AC System Output (kW)]],TOU_CTabulation[[#This Row],[AC System Output (kW)]])","v":265.16622700000011},{"$f":"VLOOKUP(TOU_CTabulation[[#This Row],[Month]],Season,2)","v":"Winter"},{"$f":"VLOOKUP(TOU_CTabulation[[#This Row],[Season]],CRate,2)","v":10.5},{"$f":"IF(A6904>TOU_CTabulation[[#This Row],[Month]],TOU_CTabulation[[#This Row],[Day]]*TOU_CTabulation[[#This Row],[Base Allow]],0)","v":0},{"$f":"IF(A6904>TOU_CTabulation[[#This Row],[Month]],TOU_CTabulation[[#This Row],[Month Cumm]],0)","v":0},{"$f":"IF(TOU_CTabulation[[#This Row],[Month Base Gen]]=0,0,TOU_CTabulation[[#This Row],[Month Base Gen]]-TOU_CTabulation[[#This Row],[Day]]*TOU_CTabulation[[#This Row],[Base Allow]])","v":0},{"$f":"VLOOKUP(TOU_CTabulation[[#This Row],[Hour]],daypart,2)","v":"All"},{"$f":"TOU_CTabulation[[#This Row],[Season]]&TOU_CTabulation[[#This Row],[Day-Part]]","v":"WinterAll"},{"$f":"VLOOKUP(TOU_CTabulation[[#This Row],[Daypart]],TOUC,2)","v":0.25901999999999997},{"$f":"VLOOKUP(TOU_CTabulation[[#This Row],[Daypart]],TOUC,3)","v":0.32596000000000003},{"$f":"TOU_CTabulation[[#This Row],[Month Base Allow]]*TOU_CTabulation[[#This Row],[Base Rate]]","v":0},{"$f":"TOU_CTabulation[[#This Row],[Month Overbase Gen]]*TOU_CTabulation[[#This Row],[Over Rate]]","v":0},{"$f":"TOU_CTabulation[[#This Row],[Base Value]]+TOU_CTabulation[[#This Row],[Over Value]]","v":0}]
[10,14,17,0,0,15,2,0,15,0,0,{"$f":"TOU_CTabulation[[#This Row],[AC System Output (W)]]/1000","v":0},{"$f":"IF(A6909=TOU_CTabulation[[#This Row],[Month]],M6909+TOU_CTabulation[[#This Row],[AC System Output (kW)]],TOU_CTabulation[[#This Row],[AC System Output (kW)]])","v":277.32684600000005},{"$f":"VLOOKUP(TOU_CTabulation[[#This Row],[Month]],Season,2)","v":"Winter"},{"$f":"VLOOKUP(TOU_CTabulation[[#This Row],[Season]],CRate,2)","v":10.5},{"$f":"IF(A6911>TOU_CTabulation[[#This Row],[Month]],TOU_CTabulation[[#This Row],[Day]]*TOU_CTabulation[[#This Row],[Base Allow]],0)","v":0},{"$f":"IF(A6911>TOU_CTabulation[[#This Row],[Month]],TOU_CTabulation[[#This Row],[Month Cumm]],0)","v":0},{"$f":"IF(TOU_CTabulation[[#This Row],[Month Base Gen]]=0,0,TOU_CTabulation[[#This Row],[Month Base Gen]]-TOU_CTabulation[[#This Row],[Day]]*TOU_CTabulation[[#This Row],[Base Allow]])","v":0},{"$f":"VLOOKUP(TOU_CTabulation[[#This Row],[Hour]],daypart,2)","v":"All"},{"$f":"TOU_CTabulation[[#This Row],[Season]]&TOU_CTabulation[[#This Row],[Day-Part]]","v":"WinterAll"},{"$f":"VLOOKUP(TOU_CTabulation[[#This Row],[Daypart]],TOUC,2)","v":0.25901999999999997},{"$f":"VLOOKUP(TOU_CTabulation[[#This Row],[Daypart]],TOUC,3)","v":0.32596000000000003},{"$f":"TOU_CTabulation[[#This Row],[Month Base Allow]]*TOU_CTabulation[[#This Row],[Base Rate]]","v":0},{"$f":"TOU_CTabulation[[#This Row],[Month Overbase Gen]]*TOU_CTabulation[[#This Row],[Over Rate]]","v":0},{"$f":"TOU_CTabulation[[#This Row],[Base Value]]+TOU_CTabulation[[#This Row],[Over Value]]","v":0}]
[10,14,19,0,0,15,1,0,15,0,0,{"$f":"TOU_CTabulation[[#This Row],[AC System Output (W)]]/1000","v":0},{"$f":"IF(A6911=TOU_CTabulation[[#This Row],[Month]],M6911+TOU_CTabulation[[#This Row],[AC System Output (kW)]],TOU_CTabulation[[#This Row],[AC System Output (kW)]])","v":277.32684600000005},{"$f":"VLOOKUP(TOU_CTabulation[[#This Row],[Month]],Season,2)","v":"Winter"},{"$f":"VLOOKUP(TOU_CTabulation[[#This Row],[Season]],CRate,2)","v":10.5},{"$f":"IF(A6913>TOU_CTabulation[[#This Row],[Month]],TOU_CTabulation[[#This Row],[Day]]*TOU_CTabulation[[#This Row],[Base Allow]],0)","v":0},{"$f":"IF(A6913>TOU_CTabulation[[#This Row],[Month]],TOU_CTabulation[[#This Row],[Month Cumm]],0)","v":0},{"$f":"IF(TOU_CTabulation[[#This Row],[Month Base Gen]]=0,0,TOU_CTabulation[[#This Row],[Month Base Gen]]-TOU_CTabulation[[#This Row],[Day]]*TOU_CTabulation[[#This Row],[Base Allow]])","v":0},{"$f":"VLOOKUP(TOU_CTabulation[[#This Row],[Hour]],daypart,2)","v":"All"},{"$f":"TOU_CTabulation[[#This Row],[Season]]&TOU_CTabulation[[#This Row],[Day-Part]]","v":"WinterAll"},{"$f":"VLOOKUP(TOU_CTabulation[[#This Row],[Daypart]],TOUC,2)","v":0.25901999999999997},{"$f":"VLOOKUP(TOU_CTabulation[[#This Row],[Daypart]],TOUC,3)","v":0.32596000000000003},{"$f":"TOU_CTabulation[[#This Row],[Month Base Allow]]*TOU_CTabulation[[#This Row],[Base Rate]]","v":0},{"$f":"TOU_CTabulation[[#This Row],[Month Overbase Gen]]*TOU_CTabulation[[#This Row],[Over Rate]]","v":0},{"$f":"TOU_CTabulation[[#This Row],[Base Value]]+TOU_CTabulation[[#This Row],[Over Value]]","v":0}]
[10,15,3,0,0,14,2,0,14,0,0,{"$f":"TOU_CTabulation[[#This Row],[AC System Output (W)]]/1000","v":0},{"$f":"IF(A6919=TOU_CTabulation[[#This Row],[Month]],M6919+TOU_CTabulation[[#This Row],[AC System Output (kW)]],TOU_CTabulation[[#This Row],[AC System Output (kW)]])","v":277.32684600000005},{"$f":"VLOOKUP(TOU_CTabulation[[#This Row],[Month]],Season,2)","v":"Winter"},{"$f":"VLOOKUP(TOU_CTabulation[[#This Row],[Season]],CRate,2)","v":10.5},{"$f":"IF(A6921>TOU_CTabulation[[#This Row],[Month]],TOU_CTabulation[[#This Row],[Day]]*TOU_CTabulation[[#This Row],[Base Allow]],0)","v":0},{"$f":"IF(A6921>TOU_CTabulation[[#This Row],[Month]],TOU_CTabulation[[#This Row],[Month Cumm]],0)","v":0},{"$f":"IF(TOU_CTabulation[[#This Row],[Month Base Gen]]=0,0,TOU_CTabulation[[#This Row],[Month Base Gen]]-TOU_CTabulation[[#This Row],[Day]]*TOU_CTabulation[[#This Row],[Base Allow]])","v":0},{"$f":"VLOOKUP(TOU_CTabulation[[#This Row],[Hour]],daypart,2)","v":"All"},{"$f":"TOU_CTabulation[[#This Row],[Season]]&TOU_CTabulation[[#This Row],[Day-Part]]","v":"WinterAll"},{"$f":"VLOOKUP(TOU_CTabulation[[#This Row],[Daypart]],TOUC,2)","v":0.25901999999999997},{"$f":"VLOOKUP(TOU_CTabulation[[#This Row],[Daypart]],TOUC,3)","v":0.32596000000000003},{"$f":"TOU_CTabulation[[#This Row],[Month Base Allow]]*TOU_CTabulation[[#This Row],[Base Rate]]","v":0},{"$f":"TOU_CTabulation[[#This Row],[Month Overbase Gen]]*TOU_CTabulation[[#This Row],[Over Rate]]","v":0},{"$f":"TOU_CTabulation[[#This Row],[Base Value]]+TOU_CTabulation[[#This Row],[Over Value]]","v":0}]
[10,15,12,0,130,21,4,124.749,22.843,433.08300000000003,404.01499999999999,{"$f":"TOU_CTabulation[[#This Row],[AC System Output (W)]]/1000","v":0.40401500000000001},{"$f":"IF(A6928=TOU_CTabulation[[#This Row],[Month]],M6928+TOU_CTabulation[[#This Row],[AC System Output (kW)]],TOU_CTabulation[[#This Row],[AC System Output (kW)]])","v":282.25589600000012},{"$f":"VLOOKUP(TOU_CTabulation[[#This Row],[Month]],Season,2)","v":"Winter"},{"$f":"VLOOKUP(TOU_CTabulation[[#This Row],[Season]],CRate,2)","v":10.5},{"$f":"IF(A6930>TOU_CTabulation[[#This Row],[Month]],TOU_CTabulation[[#This Row],[Day]]*TOU_CTabulation[[#This Row],[Base Allow]],0)","v":0},{"$f":"IF(A6930>TOU_CTabulation[[#This Row],[Month]],TOU_CTabulation[[#This Row],[Month Cumm]],0)","v":0},{"$f":"IF(TOU_CTabulation[[#This Row],[Month Base Gen]]=0,0,TOU_CTabulation[[#This Row],[Month Base Gen]]-TOU_CTabulation[[#This Row],[Day]]*TOU_CTabulation[[#This Row],[Base Allow]])","v":0},{"$f":"VLOOKUP(TOU_CTabulation[[#This Row],[Hour]],daypart,2)","v":"All"},{"$f":"TOU_CTabulation[[#This Row],[Season]]&TOU_CTabulation[[#This Row],[Day-Part]]","v":"WinterAll"},{"$f":"VLOOKUP(TOU_CTabulation[[#This Row],[Daypart]],TOUC,2)","v":0.25901999999999997},{"$f":"VLOOKUP(TOU_CTabulation[[#This Row],[Daypart]],TOUC,3)","v":0.32596000000000003},{"$f":"TOU_CTabulation[[#This Row],[Month Base Allow]]*TOU_CTabulation[[#This Row],[Base Rate]]","v":0},{"$f":"TOU_CTabulation[[#This Row],[Month Overbase Gen]]*TOU_CTabulation[[#This Row],[Over Rate]]","v":0},{"$f":"TOU_CTabulation[[#This Row],[Base Value]]+TOU_CTabulation[[#This Row],[Over Value]]","v":0}]
[10,15,17,0,0,16,3,0,16,0,0,{"$f":"TOU_CTabulation[[#This Row],[AC System Output (W)]]/1000","v":0},{"$f":"IF(A6933=TOU_CTabulation[[#This Row],[Month]],M6933+TOU_CTabulation[[#This Row],[AC System Output (kW)]],TOU_CTabulation[[#This Row],[AC System Output (kW)]])","v":283.32627200000013},{"$f":"VLOOKUP(TOU_CTabulation[[#This Row],[Month]],Season,2)","v":"Winter"},{"$f":"VLOOKUP(TOU_CTabulation[[#This Row],[Season]],CRate,2)","v":10.5},{"$f":"IF(A6935>TOU_CTabulation[[#This Row],[Month]],TOU_CTabulation[[#This Row],[Day]]*TOU_CTabulation[[#This Row],[Base Allow]],0)","v":0},{"$f":"IF(A6935>TOU_CTabulation[[#This Row],[Month]],TOU_CTabulation[[#This Row],[Month Cumm]],0)","v":0},{"$f":"IF(TOU_CTabulation[[#This Row],[Month Base Gen]]=0,0,TOU_CTabulation[[#This Row],[Month Base Gen]]-TOU_CTabulation[[#This Row],[Day]]*TOU_CTabulation[[#This Row],[Base Allow]])","v":0},{"$f":"VLOOKUP(TOU_CTabulation[[#This Row],[Hour]],daypart,2)","v":"All"},{"$f":"TOU_CTabulation[[#This Row],[Season]]&TOU_CTabulation[[#This Row],[Day-Part]]","v":"WinterAll"},{"$f":"VLOOKUP(TOU_CTabulation[[#This Row],[Daypart]],TOUC,2)","v":0.25901999999999997},{"$f":"VLOOKUP(TOU_CTabulation[[#This Row],[Daypart]],TOUC,3)","v":0.32596000000000003},{"$f":"TOU_CTabulation[[#This Row],[Month Base Allow]]*TOU_CTabulation[[#This Row],[Base Rate]]","v":0},{"$f":"TOU_CTabulation[[#This Row],[Month Overbase Gen]]*TOU_CTabulation[[#This Row],[Over Rate]]","v":0},{"$f":"TOU_CTabulation[[#This Row],[Base Value]]+TOU_CTabulation[[#This Row],[Over Value]]","v":0}]
[10,16,5,0,0,14,3,0,14,0,0,{"$f":"TOU_CTabulation[[#This Row],[AC System Output (W)]]/1000","v":0},{"$f":"IF(A6945=TOU_CTabulation[[#This Row],[Month]],M6945+TOU_CTabulation[[#This Row],[AC System Output (kW)]],TOU_CTabulation[[#This Row],[AC System Output (kW)]])","v":283.32627200000013},{"$f":"VLOOKUP(TOU_CTabulation[[#This Row],[Month]],Season,2)","v":"Winter"},{"$f":"VLOOKUP(TOU_CTabulation[[#This Row],[Season]],CRate,2)","v":10.5},{"$f":"IF(A6947>TOU_CTabulation[[#This Row],[Month]],TOU_CTabulation[[#This Row],[Day]]*TOU_CTabulation[[#This Row],[Base Allow]],0)","v":0},{"$f":"IF(A6947>TOU_CTabulation[[#This Row],[Month]],TOU_CTabulation[[#This Row],[Month Cumm]],0)","v":0},{"$f":"IF(TOU_CTabulation[[#This Row],[Month Base Gen]]=0,0,TOU_CTabulation[[#This Row],[Month Base Gen]]-TOU_CTabulation[[#This Row],[Day]]*TOU_CTabulation[[#This Row],[Base Allow]])","v":0},{"$f":"VLOOKUP(TOU_CTabulation[[#This Row],[Hour]],daypart,2)","v":"All"},{"$f":"TOU_CTabulation[[#This Row],[Season]]&TOU_CTabulation[[#This Row],[Day-Part]]","v":"WinterAll"},{"$f":"VLOOKUP(TOU_CTabulation[[#This Row],[Daypart]],TOUC,2)","v":0.25901999999999997},{"$f":"VLOOKUP(TOU_CTabulation[[#This Row],[Daypart]],TOUC,3)","v":0.32596000000000003},{"$f":"TOU_CTabulation[[#This Row],[Month Base Allow]]*TOU_CTabulation[[#This Row],[Base Rate]]","v":0},{"$f":"TOU_CTabulation[[#This Row],[Month Overbase Gen]]*TOU_CTabulation[[#This Row],[Over Rate]]","v":0},{"$f":"TOU_CTabulation[[#This Row],[Base Value]]+TOU_CTabulation[[#This Row],[Over Value]]","v":0}]
[10,16,14,0,21,18,7,19.917999999999999,17.449000000000002,70.884,49.179000000000002,{"$f":"TOU_CTabulation[[#This Row],[AC System Output (W)]]/1000","v":4.9179E-2},{"$f":"IF(A6954=TOU_CTabulation[[#This Row],[Month]],M6954+TOU_CTabulation[[#This Row],[AC System Output (kW)]],TOU_CTabulation[[#This Row],[AC System Output (kW)]])","v":291.07115000000016},{"$f":"VLOOKUP(TOU_CTabulation[[#This Row],[Month]],Season,2)","v":"Winter"},{"$f":"VLOOKUP(TOU_CTabulation[[#This Row],[Season]],CRate,2)","v":10.5},{"$f":"IF(A6956>TOU_CTabulation[[#This Row],[Month]],TOU_CTabulation[[#This Row],[Day]]*TOU_CTabulation[[#This Row],[Base Allow]],0)","v":0},{"$f":"IF(A6956>TOU_CTabulation[[#This Row],[Month]],TOU_CTabulation[[#This Row],[Month Cumm]],0)","v":0},{"$f":"IF(TOU_CTabulation[[#This Row],[Month Base Gen]]=0,0,TOU_CTabulation[[#This Row],[Month Base Gen]]-TOU_CTabulation[[#This Row],[Day]]*TOU_CTabulation[[#This Row],[Base Allow]])","v":0},{"$f":"VLOOKUP(TOU_CTabulation[[#This Row],[Hour]],daypart,2)","v":"All"},{"$f":"TOU_CTabulation[[#This Row],[Season]]&TOU_CTabulation[[#This Row],[Day-Part]]","v":"WinterAll"},{"$f":"VLOOKUP(TOU_CTabulation[[#This Row],[Daypart]],TOUC,2)","v":0.25901999999999997},{"$f":"VLOOKUP(TOU_CTabulation[[#This Row],[Daypart]],TOUC,3)","v":0.32596000000000003},{"$f":"TOU_CTabulation[[#This Row],[Month Base Allow]]*TOU_CTabulation[[#This Row],[Base Rate]]","v":0},{"$f":"TOU_CTabulation[[#This Row],[Month Overbase Gen]]*TOU_CTabulation[[#This Row],[Over Rate]]","v":0},{"$f":"TOU_CTabulation[[#This Row],[Base Value]]+TOU_CTabulation[[#This Row],[Over Value]]","v":0}]
[10,16,22,0,0,14,2,0,14,0,0,{"$f":"TOU_CTabulation[[#This Row],[AC System Output (W)]]/1000","v":0},{"$f":"IF(A6962=TOU_CTabulation[[#This Row],[Month]],M6962+TOU_CTabulation[[#This Row],[AC System Output (kW)]],TOU_CTabulation[[#This Row],[AC System Output (kW)]])","v":291.63594800000016},{"$f":"VLOOKUP(TOU_CTabulation[[#This Row],[Month]],Season,2)","v":"Winter"},{"$f":"VLOOKUP(TOU_CTabulation[[#This Row],[Season]],CRate,2)","v":10.5},{"$f":"IF(A6964>TOU_CTabulation[[#This Row],[Month]],TOU_CTabulation[[#This Row],[Day]]*TOU_CTabulation[[#This Row],[Base Allow]],0)","v":0},{"$f":"IF(A6964>TOU_CTabulation[[#This Row],[Month]],TOU_CTabulation[[#This Row],[Month Cumm]],0)","v":0},{"$f":"IF(TOU_CTabulation[[#This Row],[Month Base Gen]]=0,0,TOU_CTabulation[[#This Row],[Month Base Gen]]-TOU_CTabulation[[#This Row],[Day]]*TOU_CTabulation[[#This Row],[Base Allow]])","v":0},{"$f":"VLOOKUP(TOU_CTabulation[[#This Row],[Hour]],daypart,2)","v":"All"},{"$f":"TOU_CTabulation[[#This Row],[Season]]&TOU_CTabulation[[#This Row],[Day-Part]]","v":"WinterAll"},{"$f":"VLOOKUP(TOU_CTabulation[[#This Row],[Daypart]],TOUC,2)","v":0.25901999999999997},{"$f":"VLOOKUP(TOU_CTabulation[[#This Row],[Daypart]],TOUC,3)","v":0.32596000000000003},{"$f":"TOU_CTabulation[[#This Row],[Month Base Allow]]*TOU_CTabulation[[#This Row],[Base Rate]]","v":0},{"$f":"TOU_CTabulation[[#This Row],[Month Overbase Gen]]*TOU_CTabulation[[#This Row],[Over Rate]]","v":0},{"$f":"TOU_CTabulation[[#This Row],[Base Value]]+TOU_CTabulation[[#This Row],[Over Value]]","v":0}]
[10,17,4,0,0,13,1,0,13,0,0,{"$f":"TOU_CTabulation[[#This Row],[AC System Output (W)]]/1000","v":0},{"$f":"IF(A6968=TOU_CTabulation[[#This Row],[Month]],M6968+TOU_CTabulation[[#This Row],[AC System Output (kW)]],TOU_CTabulation[[#This Row],[AC System Output (kW)]])","v":291.63594800000016},{"$f":"VLOOKUP(TOU_CTabulation[[#This Row],[Month]],Season,2)","v":"Winter"},{"$f":"VLOOKUP(TOU_CTabulation[[#This Row],[Season]],CRate,2)","v":10.5},{"$f":"IF(A6970>TOU_CTabulation[[#This Row],[Month]],TOU_CTabulation[[#This Row],[Day]]*TOU_CTabulation[[#This Row],[Base Allow]],0)","v":0},{"$f":"IF(A6970>TOU_CTabulation[[#This Row],[Month]],TOU_CTabulation[[#This Row],[Month Cumm]],0)","v":0},{"$f":"IF(TOU_CTabulation[[#This Row],[Month Base Gen]]=0,0,TOU_CTabulation[[#This Row],[Month Base Gen]]-TOU_CTabulation[[#This Row],[Day]]*TOU_CTabulation[[#This Row],[Base Allow]])","v":0},{"$f":"VLOOKUP(TOU_CTabulation[[#This Row],[Hour]],daypart,2)","v":"All"},{"$f":"TOU_CTabulation[[#This Row],[Season]]&TOU_CTabulation[[#This Row],[Day-Part]]","v":"WinterAll"},{"$f":"VLOOKUP(TOU_CTabulation[[#This Row],[Daypart]],TOUC,2)","v":0.25901999999999997},{"$f":"VLOOKUP(TOU_CTabulation[[#This Row],[Daypart]],TOUC,3)","v":0.32596000000000003},{"$f":"TOU_CTabulation[[#This Row],[Month Base Allow]]*TOU_CTabulation[[#This Row],[Base Rate]]","v":0},{"$f":"TOU_CTabulation[[#This Row],[Month Overbase Gen]]*TOU_CTabulation[[#This Row],[Over Rate]]","v":0},{"$f":"TOU_CTabulation[[#This Row],[Base Value]]+TOU_CTabulation[[#This Row],[Over Value]]","v":0}]
[10,17,7,634,53,14,2,298.34899999999999,20.422000000000001,947.98199999999997,906.34799999999996,{"$f":"TOU_CTabulation[[#This Row],[AC System Output (W)]]/1000","v":0.90634799999999993},{"$f":"IF(A6971=TOU_CTabulation[[#This Row],[Month]],M6971+TOU_CTabulation[[#This Row],[AC System Output (kW)]],TOU_CTabulation[[#This Row],[AC System Output (kW)]])","v":292.68741700000015},{"$f":"VLOOKUP(TOU_CTabulation[[#This Row],[Month]],Season,2)","v":"Winter"},{"$f":"VLOOKUP(TOU_CTabulation[[#This Row],[Season]],CRate,2)","v":10.5},{"$f":"IF(A6973>TOU_CTabulation[[#This Row],[Month]],TOU_CTabulation[[#This Row],[Day]]*TOU_CTabulation[[#This Row],[Base Allow]],0)","v":0},{"$f":"IF(A6973>TOU_CTabulation[[#This Row],[Month]],TOU_CTabulation[[#This Row],[Month Cumm]],0)","v":0},{"$f":"IF(TOU_CTabulation[[#This Row],[Month Base Gen]]=0,0,TOU_CTabulation[[#This Row],[Month Base Gen]]-TOU_CTabulation[[#This Row],[Day]]*TOU_CTabulation[[#This Row],[Base Allow]])","v":0},{"$f":"VLOOKUP(TOU_CTabulation[[#This Row],[Hour]],daypart,2)","v":"All"},{"$f":"TOU_CTabulation[[#This Row],[Season]]&TOU_CTabulation[[#This Row],[Day-Part]]","v":"WinterAll"},{"$f":"VLOOKUP(TOU_CTabulation[[#This Row],[Daypart]],TOUC,2)","v":0.25901999999999997},{"$f":"VLOOKUP(TOU_CTabulation[[#This Row],[Daypart]],TOUC,3)","v":0.32596000000000003},{"$f":"TOU_CTabulation[[#This Row],[Month Base Allow]]*TOU_CTabulation[[#This Row],[Base Rate]]","v":0},{"$f":"TOU_CTabulation[[#This Row],[Month Overbase Gen]]*TOU_CTabulation[[#This Row],[Over Rate]]","v":0},{"$f":"TOU_CTabulation[[#This Row],[Base Value]]+TOU_CTabulation[[#This Row],[Over Value]]","v":0}]
[10,17,14,861,73,21,3,673.57100000000003,37.360999999999997,2151.3449999999998,2070.7350000000001,{"$f":"TOU_CTabulation[[#This Row],[AC System Output (W)]]/1000","v":2.070735},{"$f":"IF(A6978=TOU_CTabulation[[#This Row],[Month]],M6978+TOU_CTabulation[[#This Row],[AC System Output (kW)]],TOU_CTabulation[[#This Row],[AC System Output (kW)]])","v":306.47597400000018},{"$f":"VLOOKUP(TOU_CTabulation[[#This Row],[Month]],Season,2)","v":"Winter"},{"$f":"VLOOKUP(TOU_CTabulation[[#This Row],[Season]],CRate,2)","v":10.5},{"$f":"IF(A6980>TOU_CTabulation[[#This Row],[Month]],TOU_CTabulation[[#This Row],[Day]]*TOU_CTabulation[[#This Row],[Base Allow]],0)","v":0},{"$f":"IF(A6980>TOU_CTabulation[[#This Row],[Month]],TOU_CTabulation[[#This Row],[Month Cumm]],0)","v":0},{"$f":"IF(TOU_CTabulation[[#This Row],[Month Base Gen]]=0,0,TOU_CTabulation[[#This Row],[Month Base Gen]]-TOU_CTabulation[[#This Row],[Day]]*TOU_CTabulation[[#This Row],[Base Allow]])","v":0},{"$f":"VLOOKUP(TOU_CTabulation[[#This Row],[Hour]],daypart,2)","v":"All"},{"$f":"TOU_CTabulation[[#This Row],[Season]]&TOU_CTabulation[[#This Row],[Day-Part]]","v":"WinterAll"},{"$f":"VLOOKUP(TOU_CTabulation[[#This Row],[Daypart]],TOUC,2)","v":0.25901999999999997},{"$f":"VLOOKUP(TOU_CTabulation[[#This Row],[Daypart]],TOUC,3)","v":0.32596000000000003},{"$f":"TOU_CTabulation[[#This Row],[Month Base Allow]]*TOU_CTabulation[[#This Row],[Base Rate]]","v":0},{"$f":"TOU_CTabulation[[#This Row],[Month Overbase Gen]]*TOU_CTabulation[[#This Row],[Over Rate]]","v":0},{"$f":"TOU_CTabulation[[#This Row],[Base Value]]+TOU_CTabulation[[#This Row],[Over Value]]","v":0}]
[10,18,0,0,0,10,2,0,10,0,0,{"$f":"TOU_CTabulation[[#This Row],[AC System Output (W)]]/1000","v":0},{"$f":"IF(A6988=TOU_CTabulation[[#This Row],[Month]],M6988+TOU_CTabulation[[#This Row],[AC System Output (kW)]],TOU_CTabulation[[#This Row],[AC System Output (kW)]])","v":308.41809500000016},{"$f":"VLOOKUP(TOU_CTabulation[[#This Row],[Month]],Season,2)","v":"Winter"},{"$f":"VLOOKUP(TOU_CTabulation[[#This Row],[Season]],CRate,2)","v":10.5},{"$f":"IF(A6990>TOU_CTabulation[[#This Row],[Month]],TOU_CTabulation[[#This Row],[Day]]*TOU_CTabulation[[#This Row],[Base Allow]],0)","v":0},{"$f":"IF(A6990>TOU_CTabulation[[#This Row],[Month]],TOU_CTabulation[[#This Row],[Month Cumm]],0)","v":0},{"$f":"IF(TOU_CTabulation[[#This Row],[Month Base Gen]]=0,0,TOU_CTabulation[[#This Row],[Month Base Gen]]-TOU_CTabulation[[#This Row],[Day]]*TOU_CTabulation[[#This Row],[Base Allow]])","v":0},{"$f":"VLOOKUP(TOU_CTabulation[[#This Row],[Hour]],daypart,2)","v":"All"},{"$f":"TOU_CTabulation[[#This Row],[Season]]&TOU_CTabulation[[#This Row],[Day-Part]]","v":"WinterAll"},{"$f":"VLOOKUP(TOU_CTabulation[[#This Row],[Daypart]],TOUC,2)","v":0.25901999999999997},{"$f":"VLOOKUP(TOU_CTabulation[[#This Row],[Daypart]],TOUC,3)","v":0.32596000000000003},{"$f":"TOU_CTabulation[[#This Row],[Month Base Allow]]*TOU_CTabulation[[#This Row],[Base Rate]]","v":0},{"$f":"TOU_CTabulation[[#This Row],[Month Overbase Gen]]*TOU_CTabulation[[#This Row],[Over Rate]]","v":0},{"$f":"TOU_CTabulation[[#This Row],[Base Value]]+TOU_CTabulation[[#This Row],[Over Value]]","v":0}]
[10,18,9,907,75,18,6,761.65300000000002,30.977,2523.4699999999998,2428.0819999999999,{"$f":"TOU_CTabulation[[#This Row],[AC System Output (W)]]/1000","v":2.4280819999999999},{"$f":"IF(A6997=TOU_CTabulation[[#This Row],[Month]],M6997+TOU_CTabulation[[#This Row],[AC System Output (kW)]],TOU_CTabulation[[#This Row],[AC System Output (kW)]])","v":313.74842500000017},{"$f":"VLOOKUP(TOU_CTabulation[[#This Row],[Month]],Season,2)","v":"Winter"},{"$f":"VLOOKUP(TOU_CTabulation[[#This Row],[Season]],CRate,2)","v":10.5},{"$f":"IF(A6999>TOU_CTabulation[[#This Row],[Month]],TOU_CTabulation[[#This Row],[Day]]*TOU_CTabulation[[#This Row],[Base Allow]],0)","v":0},{"$f":"IF(A6999>TOU_CTabulation[[#This Row],[Month]],TOU_CTabulation[[#This Row],[Month Cumm]],0)","v":0},{"$f":"IF(TOU_CTabulation[[#This Row],[Month Base Gen]]=0,0,TOU_CTabulation[[#This Row],[Month Base Gen]]-TOU_CTabulation[[#This Row],[Day]]*TOU_CTabulation[[#This Row],[Base Allow]])","v":0},{"$f":"VLOOKUP(TOU_CTabulation[[#This Row],[Hour]],daypart,2)","v":"All"},{"$f":"TOU_CTabulation[[#This Row],[Season]]&TOU_CTabulation[[#This Row],[Day-Part]]","v":"WinterAll"},{"$f":"VLOOKUP(TOU_CTabulation[[#This Row],[Daypart]],TOUC,2)","v":0.25901999999999997},{"$f":"VLOOKUP(TOU_CTabulation[[#This Row],[Daypart]],TOUC,3)","v":0.32596000000000003},{"$f":"TOU_CTabulation[[#This Row],[Month Base Allow]]*TOU_CTabulation[[#This Row],[Base Rate]]","v":0},{"$f":"TOU_CTabulation[[#This Row],[Month Overbase Gen]]*TOU_CTabulation[[#This Row],[Over Rate]]","v":0},{"$f":"TOU_CTabulation[[#This Row],[Base Value]]+TOU_CTabulation[[#This Row],[Over Value]]","v":0}]
[10,18,17,0,0,15,2,0,15,0,0,{"$f":"TOU_CTabulation[[#This Row],[AC System Output (W)]]/1000","v":0},{"$f":"IF(A7005=TOU_CTabulation[[#This Row],[Month]],M7005+TOU_CTabulation[[#This Row],[AC System Output (kW)]],TOU_CTabulation[[#This Row],[AC System Output (kW)]])","v":328.68222100000014},{"$f":"VLOOKUP(TOU_CTabulation[[#This Row],[Month]],Season,2)","v":"Winter"},{"$f":"VLOOKUP(TOU_CTabulation[[#This Row],[Season]],CRate,2)","v":10.5},{"$f":"IF(A7007>TOU_CTabulation[[#This Row],[Month]],TOU_CTabulation[[#This Row],[Day]]*TOU_CTabulation[[#This Row],[Base Allow]],0)","v":0},{"$f":"IF(A7007>TOU_CTabulation[[#This Row],[Month]],TOU_CTabulation[[#This Row],[Month Cumm]],0)","v":0},{"$f":"IF(TOU_CTabulation[[#This Row],[Month Base Gen]]=0,0,TOU_CTabulation[[#This Row],[Month Base Gen]]-TOU_CTabulation[[#This Row],[Day]]*TOU_CTabulation[[#This Row],[Base Allow]])","v":0},{"$f":"VLOOKUP(TOU_CTabulation[[#This Row],[Hour]],daypart,2)","v":"All"},{"$f":"TOU_CTabulation[[#This Row],[Season]]&TOU_CTabulation[[#This Row],[Day-Part]]","v":"WinterAll"},{"$f":"VLOOKUP(TOU_CTabulation[[#This Row],[Daypart]],TOUC,2)","v":0.25901999999999997},{"$f":"VLOOKUP(TOU_CTabulation[[#This Row],[Daypart]],TOUC,3)","v":0.32596000000000003},{"$f":"TOU_CTabulation[[#This Row],[Month Base Allow]]*TOU_CTabulation[[#This Row],[Base Rate]]","v":0},{"$f":"TOU_CTabulation[[#This Row],[Month Overbase Gen]]*TOU_CTabulation[[#This Row],[Over Rate]]","v":0},{"$f":"TOU_CTabulation[[#This Row],[Base Value]]+TOU_CTabulation[[#This Row],[Over Value]]","v":0}]
[10,19,2,0,0,10,3,0,10,0,0,{"$f":"TOU_CTabulation[[#This Row],[AC System Output (W)]]/1000","v":0},{"$f":"IF(A7014=TOU_CTabulation[[#This Row],[Month]],M7014+TOU_CTabulation[[#This Row],[AC System Output (kW)]],TOU_CTabulation[[#This Row],[AC System Output (kW)]])","v":328.68222100000014},{"$f":"VLOOKUP(TOU_CTabulation[[#This Row],[Month]],Season,2)","v":"Winter"},{"$f":"VLOOKUP(TOU_CTabulation[[#This Row],[Season]],CRate,2)","v":10.5},{"$f":"IF(A7016>TOU_CTabulation[[#This Row],[Month]],TOU_CTabulation[[#This Row],[Day]]*TOU_CTabulation[[#This Row],[Base Allow]],0)","v":0},{"$f":"IF(A7016>TOU_CTabulation[[#This Row],[Month]],TOU_CTabulation[[#This Row],[Month Cumm]],0)","v":0},{"$f":"IF(TOU_CTabulation[[#This Row],[Month Base Gen]]=0,0,TOU_CTabulation[[#This Row],[Month Base Gen]]-TOU_CTabulation[[#This Row],[Day]]*TOU_CTabulation[[#This Row],[Base Allow]])","v":0},{"$f":"VLOOKUP(TOU_CTabulation[[#This Row],[Hour]],daypart,2)","v":"All"},{"$f":"TOU_CTabulation[[#This Row],[Season]]&TOU_CTabulation[[#This Row],[Day-Part]]","v":"WinterAll"},{"$f":"VLOOKUP(TOU_CTabulation[[#This Row],[Daypart]],TOUC,2)","v":0.25901999999999997},{"$f":"VLOOKUP(TOU_CTabulation[[#This Row],[Daypart]],TOUC,3)","v":0.32596000000000003},{"$f":"TOU_CTabulation[[#This Row],[Month Base Allow]]*TOU_CTabulation[[#This Row],[Base Rate]]","v":0},{"$f":"TOU_CTabulation[[#This Row],[Month Overbase Gen]]*TOU_CTabulation[[#This Row],[Over Rate]]","v":0},{"$f":"TOU_CTabulation[[#This Row],[Base Value]]+TOU_CTabulation[[#This Row],[Over Value]]","v":0}]
[10,19,10,940,74,22,3,888.55799999999999,42.981000000000002,2788.7280000000001,2682.02,{"$f":"TOU_CTabulation[[#This Row],[AC System Output (W)]]/1000","v":2.6820200000000001},{"$f":"IF(A7022=TOU_CTabulation[[#This Row],[Month]],M7022+TOU_CTabulation[[#This Row],[AC System Output (kW)]],TOU_CTabulation[[#This Row],[AC System Output (kW)]])","v":336.5666050000001},{"$f":"VLOOKUP(TOU_CTabulation[[#This Row],[Month]],Season,2)","v":"Winter"},{"$f":"VLOOKUP(TOU_CTabulation[[#This Row],[Season]],CRate,2)","v":10.5},{"$f":"IF(A7024>TOU_CTabulation[[#This Row],[Month]],TOU_CTabulation[[#This Row],[Day]]*TOU_CTabulation[[#This Row],[Base Allow]],0)","v":0},{"$f":"IF(A7024>TOU_CTabulation[[#This Row],[Month]],TOU_CTabulation[[#This Row],[Month Cumm]],0)","v":0},{"$f":"IF(TOU_CTabulation[[#This Row],[Month Base Gen]]=0,0,TOU_CTabulation[[#This Row],[Month Base Gen]]-TOU_CTabulation[[#This Row],[Day]]*TOU_CTabulation[[#This Row],[Base Allow]])","v":0},{"$f":"VLOOKUP(TOU_CTabulation[[#This Row],[Hour]],daypart,2)","v":"All"},{"$f":"TOU_CTabulation[[#This Row],[Season]]&TOU_CTabulation[[#This Row],[Day-Part]]","v":"WinterAll"},{"$f":"VLOOKUP(TOU_CTabulation[[#This Row],[Daypart]],TOUC,2)","v":0.25901999999999997},{"$f":"VLOOKUP(TOU_CTabulation[[#This Row],[Daypart]],TOUC,3)","v":0.32596000000000003},{"$f":"TOU_CTabulation[[#This Row],[Month Base Allow]]*TOU_CTabulation[[#This Row],[Base Rate]]","v":0},{"$f":"TOU_CTabulation[[#This Row],[Month Overbase Gen]]*TOU_CTabulation[[#This Row],[Over Rate]]","v":0},{"$f":"TOU_CTabulation[[#This Row],[Base Value]]+TOU_CTabulation[[#This Row],[Over Value]]","v":0}]
[10,19,11,954,75,23,3,950.28499999999997,45.634999999999998,2945.8180000000002,2832.0990000000002,{"$f":"TOU_CTabulation[[#This Row],[AC System Output (W)]]/1000","v":2.8320990000000004},{"$f":"IF(A7023=TOU_CTabulation[[#This Row],[Month]],M7023+TOU_CTabulation[[#This Row],[AC System Output (kW)]],TOU_CTabulation[[#This Row],[AC System Output (kW)]])","v":339.39870400000012},{"$f":"VLOOKUP(TOU_CTabulation[[#This Row],[Month]],Season,2)","v":"Winter"},{"$f":"VLOOKUP(TOU_CTabulation[[#This Row],[Season]],CRate,2)","v":10.5},{"$f":"IF(A7025>TOU_CTabulation[[#This Row],[Month]],TOU_CTabulation[[#This Row],[Day]]*TOU_CTabulation[[#This Row],[Base Allow]],0)","v":0},{"$f":"IF(A7025>TOU_CTabulation[[#This Row],[Month]],TOU_CTabulation[[#This Row],[Month Cumm]],0)","v":0},{"$f":"IF(TOU_CTabulation[[#This Row],[Month Base Gen]]=0,0,TOU_CTabulation[[#This Row],[Month Base Gen]]-TOU_CTabulation[[#This Row],[Day]]*TOU_CTabulation[[#This Row],[Base Allow]])","v":0},{"$f":"VLOOKUP(TOU_CTabulation[[#This Row],[Hour]],daypart,2)","v":"All"},{"$f":"TOU_CTabulation[[#This Row],[Season]]&TOU_CTabulation[[#This Row],[Day-Part]]","v":"WinterAll"},{"$f":"VLOOKUP(TOU_CTabulation[[#This Row],[Daypart]],TOUC,2)","v":0.25901999999999997},{"$f":"VLOOKUP(TOU_CTabulation[[#This Row],[Daypart]],TOUC,3)","v":0.32596000000000003},{"$f":"TOU_CTabulation[[#This Row],[Month Base Allow]]*TOU_CTabulation[[#This Row],[Base Rate]]","v":0},{"$f":"TOU_CTabulation[[#This Row],[Month Overbase Gen]]*TOU_CTabulation[[#This Row],[Over Rate]]","v":0},{"$f":"TOU_CTabulation[[#This Row],[Base Value]]+TOU_CTabulation[[#This Row],[Over Value]]","v":0}]
[10,20,0,0,0,12,2,0,12,0,0,{"$f":"TOU_CTabulation[[#This Row],[AC System Output (W)]]/1000","v":0},{"$f":"IF(A7036=TOU_CTabulation[[#This Row],[Month]],M7036+TOU_CTabulation[[#This Row],[AC System Output (kW)]],TOU_CTabulation[[#This Row],[AC System Output (kW)]])","v":348.55263000000014},{"$f":"VLOOKUP(TOU_CTabulation[[#This Row],[Month]],Season,2)","v":"Winter"},{"$f":"VLOOKUP(TOU_CTabulation[[#This Row],[Season]],CRate,2)","v":10.5},{"$f":"IF(A7038>TOU_CTabulation[[#This Row],[Month]],TOU_CTabulation[[#This Row],[Day]]*TOU_CTabulation[[#This Row],[Base Allow]],0)","v":0},{"$f":"IF(A7038>TOU_CTabulation[[#This Row],[Month]],TOU_CTabulation[[#This Row],[Month Cumm]],0)","v":0},{"$f":"IF(TOU_CTabulation[[#This Row],[Month Base Gen]]=0,0,TOU_CTabulation[[#This Row],[Month Base Gen]]-TOU_CTabulation[[#This Row],[Day]]*TOU_CTabulation[[#This Row],[Base Allow]])","v":0},{"$f":"VLOOKUP(TOU_CTabulation[[#This Row],[Hour]],daypart,2)","v":"All"},{"$f":"TOU_CTabulation[[#This Row],[Season]]&TOU_CTabulation[[#This Row],[Day-Part]]","v":"WinterAll"},{"$f":"VLOOKUP(TOU_CTabulation[[#This Row],[Daypart]],TOUC,2)","v":0.25901999999999997},{"$f":"VLOOKUP(TOU_CTabulation[[#This Row],[Daypart]],TOUC,3)","v":0.32596000000000003},{"$f":"TOU_CTabulation[[#This Row],[Month Base Allow]]*TOU_CTabulation[[#This Row],[Base Rate]]","v":0},{"$f":"TOU_CTabulation[[#This Row],[Month Overbase Gen]]*TOU_CTabulation[[#This Row],[Over Rate]]","v":0},{"$f":"TOU_CTabulation[[#This Row],[Base Value]]+TOU_CTabulation[[#This Row],[Over Value]]","v":0}]
[10,20,4,0,0,12,3,0,12,0,0,{"$f":"TOU_CTabulation[[#This Row],[AC System Output (W)]]/1000","v":0},{"$f":"IF(A7040=TOU_CTabulation[[#This Row],[Month]],M7040+TOU_CTabulation[[#This Row],[AC System Output (kW)]],TOU_CTabulation[[#This Row],[AC System Output (kW)]])","v":348.55263000000014},{"$f":"VLOOKUP(TOU_CTabulation[[#This Row],[Month]],Season,2)","v":"Winter"},{"$f":"VLOOKUP(TOU_CTabulation[[#This Row],[Season]],CRate,2)","v":10.5},{"$f":"IF(A7042>TOU_CTabulation[[#This Row],[Month]],TOU_CTabulation[[#This Row],[Day]]*TOU_CTabulation[[#This Row],[Base Allow]],0)","v":0},{"$f":"IF(A7042>TOU_CTabulation[[#This Row],[Month]],TOU_CTabulation[[#This Row],[Month Cumm]],0)","v":0},{"$f":"IF(TOU_CTabulation[[#This Row],[Month Base Gen]]=0,0,TOU_CTabulation[[#This Row],[Month Base Gen]]-TOU_CTabulation[[#This Row],[Day]]*TOU_CTabulation[[#This Row],[Base Allow]])","v":0},{"$f":"VLOOKUP(TOU_CTabulation[[#This Row],[Hour]],daypart,2)","v":"All"},{"$f":"TOU_CTabulation[[#This Row],[Season]]&TOU_CTabulation[[#This Row],[Day-Part]]","v":"WinterAll"},{"$f":"VLOOKUP(TOU_CTabulation[[#This Row],[Daypart]],TOUC,2)","v":0.25901999999999997},{"$f":"VLOOKUP(TOU_CTabulation[[#This Row],[Daypart]],TOUC,3)","v":0.32596000000000003},{"$f":"TOU_CTabulation[[#This Row],[Month Base Allow]]*TOU_CTabulation[[#This Row],[Base Rate]]","v":0},{"$f":"TOU_CTabulation[[#This Row],[Month Overbase Gen]]*TOU_CTabulation[[#This Row],[Over Rate]]","v":0},{"$f":"TOU_CTabulation[[#This Row],[Base Value]]+TOU_CTabulation[[#This Row],[Over Value]]","v":0}]
[10,20,14,867,75,28,1,672.66899999999998,49.862000000000002,2012.5989999999999,1937.17,{"$f":"TOU_CTabulation[[#This Row],[AC System Output (W)]]/1000","v":1.9371700000000001},{"$f":"IF(A7050=TOU_CTabulation[[#This Row],[Month]],M7050+TOU_CTabulation[[#This Row],[AC System Output (kW)]],TOU_CTabulation[[#This Row],[AC System Output (kW)]])","v":365.94042800000005},{"$f":"VLOOKUP(TOU_CTabulation[[#This Row],[Month]],Season,2)","v":"Winter"},{"$f":"VLOOKUP(TOU_CTabulation[[#This Row],[Season]],CRate,2)","v":10.5},{"$f":"IF(A7052>TOU_CTabulation[[#This Row],[Month]],TOU_CTabulation[[#This Row],[Day]]*TOU_CTabulation[[#This Row],[Base Allow]],0)","v":0},{"$f":"IF(A7052>TOU_CTabulation[[#This Row],[Month]],TOU_CTabulation[[#This Row],[Month Cumm]],0)","v":0},{"$f":"IF(TOU_CTabulation[[#This Row],[Month Base Gen]]=0,0,TOU_CTabulation[[#This Row],[Month Base Gen]]-TOU_CTabulation[[#This Row],[Day]]*TOU_CTabulation[[#This Row],[Base Allow]])","v":0},{"$f":"VLOOKUP(TOU_CTabulation[[#This Row],[Hour]],daypart,2)","v":"All"},{"$f":"TOU_CTabulation[[#This Row],[Season]]&TOU_CTabulation[[#This Row],[Day-Part]]","v":"WinterAll"},{"$f":"VLOOKUP(TOU_CTabulation[[#This Row],[Daypart]],TOUC,2)","v":0.25901999999999997},{"$f":"VLOOKUP(TOU_CTabulation[[#This Row],[Daypart]],TOUC,3)","v":0.32596000000000003},{"$f":"TOU_CTabulation[[#This Row],[Month Base Allow]]*TOU_CTabulation[[#This Row],[Base Rate]]","v":0},{"$f":"TOU_CTabulation[[#This Row],[Month Overbase Gen]]*TOU_CTabulation[[#This Row],[Over Rate]]","v":0},{"$f":"TOU_CTabulation[[#This Row],[Base Value]]+TOU_CTabulation[[#This Row],[Over Value]]","v":0}]
[10,20,21,0,0,15,2,0,15,0,0,{"$f":"TOU_CTabulation[[#This Row],[AC System Output (W)]]/1000","v":0},{"$f":"IF(A7057=TOU_CTabulation[[#This Row],[Month]],M7057+TOU_CTabulation[[#This Row],[AC System Output (kW)]],TOU_CTabulation[[#This Row],[AC System Output (kW)]])","v":367.75569200000001},{"$f":"VLOOKUP(TOU_CTabulation[[#This Row],[Month]],Season,2)","v":"Winter"},{"$f":"VLOOKUP(TOU_CTabulation[[#This Row],[Season]],CRate,2)","v":10.5},{"$f":"IF(A7059>TOU_CTabulation[[#This Row],[Month]],TOU_CTabulation[[#This Row],[Day]]*TOU_CTabulation[[#This Row],[Base Allow]],0)","v":0},{"$f":"IF(A7059>TOU_CTabulation[[#This Row],[Month]],TOU_CTabulation[[#This Row],[Month Cumm]],0)","v":0},{"$f":"IF(TOU_CTabulation[[#This Row],[Month Base Gen]]=0,0,TOU_CTabulation[[#This Row],[Month Base Gen]]-TOU_CTabulation[[#This Row],[Day]]*TOU_CTabulation[[#This Row],[Base Allow]])","v":0},{"$f":"VLOOKUP(TOU_CTabulation[[#This Row],[Hour]],daypart,2)","v":"All"},{"$f":"TOU_CTabulation[[#This Row],[Season]]&TOU_CTabulation[[#This Row],[Day-Part]]","v":"WinterAll"},{"$f":"VLOOKUP(TOU_CTabulation[[#This Row],[Daypart]],TOUC,2)","v":0.25901999999999997},{"$f":"VLOOKUP(TOU_CTabulation[[#This Row],[Daypart]],TOUC,3)","v":0.32596000000000003},{"$f":"TOU_CTabulation[[#This Row],[Month Base Allow]]*TOU_CTabulation[[#This Row],[Base Rate]]","v":0},{"$f":"TOU_CTabulation[[#This Row],[Month Overbase Gen]]*TOU_CTabulation[[#This Row],[Over Rate]]","v":0},{"$f":"TOU_CTabulation[[#This Row],[Base Value]]+TOU_CTabulation[[#This Row],[Over Value]]","v":0}]
[10,21,4,0,0,12,2,0,12,0,0,{"$f":"TOU_CTabulation[[#This Row],[AC System Output (W)]]/1000","v":0},{"$f":"IF(A7064=TOU_CTabulation[[#This Row],[Month]],M7064+TOU_CTabulation[[#This Row],[AC System Output (kW)]],TOU_CTabulation[[#This Row],[AC System Output (kW)]])","v":367.75569200000001},{"$f":"VLOOKUP(TOU_CTabulation[[#This Row],[Month]],Season,2)","v":"Winter"},{"$f":"VLOOKUP(TOU_CTabulation[[#This Row],[Season]],CRate,2)","v":10.5},{"$f":"IF(A7066>TOU_CTabulation[[#This Row],[Month]],TOU_CTabulation[[#This Row],[Day]]*TOU_CTabulation[[#This Row],[Base Allow]],0)","v":0},{"$f":"IF(A7066>TOU_CTabulation[[#This Row],[Month]],TOU_CTabulation[[#This Row],[Month Cumm]],0)","v":0},{"$f":"IF(TOU_CTabulation[[#This Row],[Month Base Gen]]=0,0,TOU_CTabulation[[#This Row],[Month Base Gen]]-TOU_CTabulation[[#This Row],[Day]]*TOU_CTabulation[[#This Row],[Base Allow]])","v":0},{"$f":"VLOOKUP(TOU_CTabulation[[#This Row],[Hour]],daypart,2)","v":"All"},{"$f":"TOU_CTabulation[[#This Row],[Season]]&TOU_CTabulation[[#This Row],[Day-Part]]","v":"WinterAll"},{"$f":"VLOOKUP(TOU_CTabulation[[#This Row],[Daypart]],TOUC,2)","v":0.25901999999999997},{"$f":"VLOOKUP(TOU_CTabulation[[#This Row],[Daypart]],TOUC,3)","v":0.32596000000000003},{"$f":"TOU_CTabulation[[#This Row],[Month Base Allow]]*TOU_CTabulation[[#This Row],[Base Rate]]","v":0},{"$f":"TOU_CTabulation[[#This Row],[Month Overbase Gen]]*TOU_CTabulation[[#This Row],[Over Rate]]","v":0},{"$f":"TOU_CTabulation[[#This Row],[Base Value]]+TOU_CTabulation[[#This Row],[Over Value]]","v":0}]
[10,21,14,865,74,29,1,667.803,50.667999999999999,1988.789,1914.23,{"$f":"TOU_CTabulation[[#This Row],[AC System Output (W)]]/1000","v":1.9142300000000001},{"$f":"IF(A7074=TOU_CTabulation[[#This Row],[Month]],M7074+TOU_CTabulation[[#This Row],[AC System Output (kW)]],TOU_CTabulation[[#This Row],[AC System Output (kW)]])","v":384.53691599999991},{"$f":"VLOOKUP(TOU_CTabulation[[#This Row],[Month]],Season,2)","v":"Winter"},{"$f":"VLOOKUP(TOU_CTabulation[[#This Row],[Season]],CRate,2)","v":10.5},{"$f":"IF(A7076>TOU_CTabulation[[#This Row],[Month]],TOU_CTabulation[[#This Row],[Day]]*TOU_CTabulation[[#This Row],[Base Allow]],0)","v":0},{"$f":"IF(A7076>TOU_CTabulation[[#This Row],[Month]],TOU_CTabulation[[#This Row],[Month Cumm]],0)","v":0},{"$f":"IF(TOU_CTabulation[[#This Row],[Month Base Gen]]=0,0,TOU_CTabulation[[#This Row],[Month Base Gen]]-TOU_CTabulation[[#This Row],[Day]]*TOU_CTabulation[[#This Row],[Base Allow]])","v":0},{"$f":"VLOOKUP(TOU_CTabulation[[#This Row],[Hour]],daypart,2)","v":"All"},{"$f":"TOU_CTabulation[[#This Row],[Season]]&TOU_CTabulation[[#This Row],[Day-Part]]","v":"WinterAll"},{"$f":"VLOOKUP(TOU_CTabulation[[#This Row],[Daypart]],TOUC,2)","v":0.25901999999999997},{"$f":"VLOOKUP(TOU_CTabulation[[#This Row],[Daypart]],TOUC,3)","v":0.32596000000000003},{"$f":"TOU_CTabulation[[#This Row],[Month Base Allow]]*TOU_CTabulation[[#This Row],[Base Rate]]","v":0},{"$f":"TOU_CTabulation[[#This Row],[Month Overbase Gen]]*TOU_CTabulation[[#This Row],[Over Rate]]","v":0},{"$f":"TOU_CTabulation[[#This Row],[Base Value]]+TOU_CTabulation[[#This Row],[Over Value]]","v":0}]
[10,21,21,0,0,16,1,0,16,0,0,{"$f":"TOU_CTabulation[[#This Row],[AC System Output (W)]]/1000","v":0},{"$f":"IF(A7081=TOU_CTabulation[[#This Row],[Month]],M7081+TOU_CTabulation[[#This Row],[AC System Output (kW)]],TOU_CTabulation[[#This Row],[AC System Output (kW)]])","v":386.31901499999992},{"$f":"VLOOKUP(TOU_CTabulation[[#This Row],[Month]],Season,2)","v":"Winter"},{"$f":"VLOOKUP(TOU_CTabulation[[#This Row],[Season]],CRate,2)","v":10.5},{"$f":"IF(A7083>TOU_CTabulation[[#This Row],[Month]],TOU_CTabulation[[#This Row],[Day]]*TOU_CTabulation[[#This Row],[Base Allow]],0)","v":0},{"$f":"IF(A7083>TOU_CTabulation[[#This Row],[Month]],TOU_CTabulation[[#This Row],[Month Cumm]],0)","v":0},{"$f":"IF(TOU_CTabulation[[#This Row],[Month Base Gen]]=0,0,TOU_CTabulation[[#This Row],[Month Base Gen]]-TOU_CTabulation[[#This Row],[Day]]*TOU_CTabulation[[#This Row],[Base Allow]])","v":0},{"$f":"VLOOKUP(TOU_CTabulation[[#This Row],[Hour]],daypart,2)","v":"All"},{"$f":"TOU_CTabulation[[#This Row],[Season]]&TOU_CTabulation[[#This Row],[Day-Part]]","v":"WinterAll"},{"$f":"VLOOKUP(TOU_CTabulation[[#This Row],[Daypart]],TOUC,2)","v":0.25901999999999997},{"$f":"VLOOKUP(TOU_CTabulation[[#This Row],[Daypart]],TOUC,3)","v":0.32596000000000003},{"$f":"TOU_CTabulation[[#This Row],[Month Base Allow]]*TOU_CTabulation[[#This Row],[Base Rate]]","v":0},{"$f":"TOU_CTabulation[[#This Row],[Month Overbase Gen]]*TOU_CTabulation[[#This Row],[Over Rate]]","v":0},{"$f":"TOU_CTabulation[[#This Row],[Base Value]]+TOU_CTabulation[[#This Row],[Over Value]]","v":0}]
[10,21,23,0,0,16,1,0,16,0,0,{"$f":"TOU_CTabulation[[#This Row],[AC System Output (W)]]/1000","v":0},{"$f":"IF(A7083=TOU_CTabulation[[#This Row],[Month]],M7083+TOU_CTabulation[[#This Row],[AC System Output (kW)]],TOU_CTabulation[[#This Row],[AC System Output (kW)]])","v":386.31901499999992},{"$f":"VLOOKUP(TOU_CTabulation[[#This Row],[Month]],Season,2)","v":"Winter"},{"$f":"VLOOKUP(TOU_CTabulation[[#This Row],[Season]],CRate,2)","v":10.5},{"$f":"IF(A7085>TOU_CTabulation[[#This Row],[Month]],TOU_CTabulation[[#This Row],[Day]]*TOU_CTabulation[[#This Row],[Base Allow]],0)","v":0},{"$f":"IF(A7085>TOU_CTabulation[[#This Row],[Month]],TOU_CTabulation[[#This Row],[Month Cumm]],0)","v":0},{"$f":"IF(TOU_CTabulation[[#This Row],[Month Base Gen]]=0,0,TOU_CTabulation[[#This Row],[Month Base Gen]]-TOU_CTabulation[[#This Row],[Day]]*TOU_CTabulation[[#This Row],[Base Allow]])","v":0},{"$f":"VLOOKUP(TOU_CTabulation[[#This Row],[Hour]],daypart,2)","v":"All"},{"$f":"TOU_CTabulation[[#This Row],[Season]]&TOU_CTabulation[[#This Row],[Day-Part]]","v":"WinterAll"},{"$f":"VLOOKUP(TOU_CTabulation[[#This Row],[Daypart]],TOUC,2)","v":0.25901999999999997},{"$f":"VLOOKUP(TOU_CTabulation[[#This Row],[Daypart]],TOUC,3)","v":0.32596000000000003},{"$f":"TOU_CTabulation[[#This Row],[Month Base Allow]]*TOU_CTabulation[[#This Row],[Base Rate]]","v":0},{"$f":"TOU_CTabulation[[#This Row],[Month Overbase Gen]]*TOU_CTabulation[[#This Row],[Over Rate]]","v":0},{"$f":"TOU_CTabulation[[#This Row],[Base Value]]+TOU_CTabulation[[#This Row],[Over Value]]","v":0}]
[10,22,8,812,68,20,2,545.66200000000003,33.698,1745.172,1679.223,{"$f":"TOU_CTabulation[[#This Row],[AC System Output (W)]]/1000","v":1.6792229999999999},{"$f":"IF(A7092=TOU_CTabulation[[#This Row],[Month]],M7092+TOU_CTabulation[[#This Row],[AC System Output (kW)]],TOU_CTabulation[[#This Row],[AC System Output (kW)]])","v":388.92681199999987},{"$f":"VLOOKUP(TOU_CTabulation[[#This Row],[Month]],Season,2)","v":"Winter"},{"$f":"VLOOKUP(TOU_CTabulation[[#This Row],[Season]],CRate,2)","v":10.5},{"$f":"IF(A7094>TOU_CTabulation[[#This Row],[Month]],TOU_CTabulation[[#This Row],[Day]]*TOU_CTabulation[[#This Row],[Base Allow]],0)","v":0},{"$f":"IF(A7094>TOU_CTabulation[[#This Row],[Month]],TOU_CTabulation[[#This Row],[Month Cumm]],0)","v":0},{"$f":"IF(TOU_CTabulation[[#This Row],[Month Base Gen]]=0,0,TOU_CTabulation[[#This Row],[Month Base Gen]]-TOU_CTabulation[[#This Row],[Day]]*TOU_CTabulation[[#This Row],[Base Allow]])","v":0},{"$f":"VLOOKUP(TOU_CTabulation[[#This Row],[Hour]],daypart,2)","v":"All"},{"$f":"TOU_CTabulation[[#This Row],[Season]]&TOU_CTabulation[[#This Row],[Day-Part]]","v":"WinterAll"},{"$f":"VLOOKUP(TOU_CTabulation[[#This Row],[Daypart]],TOUC,2)","v":0.25901999999999997},{"$f":"VLOOKUP(TOU_CTabulation[[#This Row],[Daypart]],TOUC,3)","v":0.32596000000000003},{"$f":"TOU_CTabulation[[#This Row],[Month Base Allow]]*TOU_CTabulation[[#This Row],[Base Rate]]","v":0},{"$f":"TOU_CTabulation[[#This Row],[Month Overbase Gen]]*TOU_CTabulation[[#This Row],[Over Rate]]","v":0},{"$f":"TOU_CTabulation[[#This Row],[Base Value]]+TOU_CTabulation[[#This Row],[Over Value]]","v":0}]
[10,22,17,0,0,16,1,0,16,0,0,{"$f":"TOU_CTabulation[[#This Row],[AC System Output (W)]]/1000","v":0},{"$f":"IF(A7101=TOU_CTabulation[[#This Row],[Month]],M7101+TOU_CTabulation[[#This Row],[AC System Output (kW)]],TOU_CTabulation[[#This Row],[AC System Output (kW)]])","v":404.57533799999987},{"$f":"VLOOKUP(TOU_CTabulation[[#This Row],[Month]],Season,2)","v":"Winter"},{"$f":"VLOOKUP(TOU_CTabulation[[#This Row],[Season]],CRate,2)","v":10.5},{"$f":"IF(A7103>TOU_CTabulation[[#This Row],[Month]],TOU_CTabulation[[#This Row],[Day]]*TOU_CTabulation[[#This Row],[Base Allow]],0)","v":0},{"$f":"IF(A7103>TOU_CTabulation[[#This Row],[Month]],TOU_CTabulation[[#This Row],[Month Cumm]],0)","v":0},{"$f":"IF(TOU_CTabulation[[#This Row],[Month Base Gen]]=0,0,TOU_CTabulation[[#This Row],[Month Base Gen]]-TOU_CTabulation[[#This Row],[Day]]*TOU_CTabulation[[#This Row],[Base Allow]])","v":0},{"$f":"VLOOKUP(TOU_CTabulation[[#This Row],[Hour]],daypart,2)","v":"All"},{"$f":"TOU_CTabulation[[#This Row],[Season]]&TOU_CTabulation[[#This Row],[Day-Part]]","v":"WinterAll"},{"$f":"VLOOKUP(TOU_CTabulation[[#This Row],[Daypart]],TOUC,2)","v":0.25901999999999997},{"$f":"VLOOKUP(TOU_CTabulation[[#This Row],[Daypart]],TOUC,3)","v":0.32596000000000003},{"$f":"TOU_CTabulation[[#This Row],[Month Base Allow]]*TOU_CTabulation[[#This Row],[Base Rate]]","v":0},{"$f":"TOU_CTabulation[[#This Row],[Month Overbase Gen]]*TOU_CTabulation[[#This Row],[Over Rate]]","v":0},{"$f":"TOU_CTabulation[[#This Row],[Base Value]]+TOU_CTabulation[[#This Row],[Over Value]]","v":0}]
[10,23,1,0,0,12,0,0,12,0,0,{"$f":"TOU_CTabulation[[#This Row],[AC System Output (W)]]/1000","v":0},{"$f":"IF(A7109=TOU_CTabulation[[#This Row],[Month]],M7109+TOU_CTabulation[[#This Row],[AC System Output (kW)]],TOU_CTabulation[[#This Row],[AC System Output (kW)]])","v":404.57533799999987},{"$f":"VLOOKUP(TOU_CTabulation[[#This Row],[Month]],Season,2)","v":"Winter"},{"$f":"VLOOKUP(TOU_CTabulation[[#This Row],[Season]],CRate,2)","v":10.5},{"$f":"IF(A7111>TOU_CTabulation[[#This Row],[Month]],TOU_CTabulation[[#This Row],[Day]]*TOU_CTabulation[[#This Row],[Base Allow]],0)","v":0},{"$f":"IF(A7111>TOU_CTabulation[[#This Row],[Month]],TOU_CTabulation[[#This Row],[Month Cumm]],0)","v":0},{"$f":"IF(TOU_CTabulation[[#This Row],[Month Base Gen]]=0,0,TOU_CTabulation[[#This Row],[Month Base Gen]]-TOU_CTabulation[[#This Row],[Day]]*TOU_CTabulation[[#This Row],[Base Allow]])","v":0},{"$f":"VLOOKUP(TOU_CTabulation[[#This Row],[Hour]],daypart,2)","v":"All"},{"$f":"TOU_CTabulation[[#This Row],[Season]]&TOU_CTabulation[[#This Row],[Day-Part]]","v":"WinterAll"},{"$f":"VLOOKUP(TOU_CTabulation[[#This Row],[Daypart]],TOUC,2)","v":0.25901999999999997},{"$f":"VLOOKUP(TOU_CTabulation[[#This Row],[Daypart]],TOUC,3)","v":0.32596000000000003},{"$f":"TOU_CTabulation[[#This Row],[Month Base Allow]]*TOU_CTabulation[[#This Row],[Base Rate]]","v":0},{"$f":"TOU_CTabulation[[#This Row],[Month Overbase Gen]]*TOU_CTabulation[[#This Row],[Over Rate]]","v":0},{"$f":"TOU_CTabulation[[#This Row],[Base Value]]+TOU_CTabulation[[#This Row],[Over Value]]","v":0}]
[10,23,10,832,113,21,4,839.38,39.048000000000002,2687.2130000000002,2584.915,{"$f":"TOU_CTabulation[[#This Row],[AC System Output (W)]]/1000","v":2.5849150000000001},{"$f":"IF(A7118=TOU_CTabulation[[#This Row],[Month]],M7118+TOU_CTabulation[[#This Row],[AC System Output (kW)]],TOU_CTabulation[[#This Row],[AC System Output (kW)]])","v":411.86611099999988},{"$f":"VLOOKUP(TOU_CTabulation[[#This Row],[Month]],Season,2)","v":"Winter"},{"$f":"VLOOKUP(TOU_CTabulation[[#This Row],[Season]],CRate,2)","v":10.5},{"$f":"IF(A7120>TOU_CTabulation[[#This Row],[Month]],TOU_CTabulation[[#This Row],[Day]]*TOU_CTabulation[[#This Row],[Base Allow]],0)","v":0},{"$f":"IF(A7120>TOU_CTabulation[[#This Row],[Month]],TOU_CTabulation[[#This Row],[Month Cumm]],0)","v":0},{"$f":"IF(TOU_CTabulation[[#This Row],[Month Base Gen]]=0,0,TOU_CTabulation[[#This Row],[Month Base Gen]]-TOU_CTabulation[[#This Row],[Day]]*TOU_CTabulation[[#This Row],[Base Allow]])","v":0},{"$f":"VLOOKUP(TOU_CTabulation[[#This Row],[Hour]],daypart,2)","v":"All"},{"$f":"TOU_CTabulation[[#This Row],[Season]]&TOU_CTabulation[[#This Row],[Day-Part]]","v":"WinterAll"},{"$f":"VLOOKUP(TOU_CTabulation[[#This Row],[Daypart]],TOUC,2)","v":0.25901999999999997},{"$f":"VLOOKUP(TOU_CTabulation[[#This Row],[Daypart]],TOUC,3)","v":0.32596000000000003},{"$f":"TOU_CTabulation[[#This Row],[Month Base Allow]]*TOU_CTabulation[[#This Row],[Base Rate]]","v":0},{"$f":"TOU_CTabulation[[#This Row],[Month Overbase Gen]]*TOU_CTabulation[[#This Row],[Over Rate]]","v":0},{"$f":"TOU_CTabulation[[#This Row],[Base Value]]+TOU_CTabulation[[#This Row],[Over Value]]","v":0}]
[10,23,18,0,0,15,2,0,15,0,0,{"$f":"TOU_CTabulation[[#This Row],[AC System Output (W)]]/1000","v":0},{"$f":"IF(A7126=TOU_CTabulation[[#This Row],[Month]],M7126+TOU_CTabulation[[#This Row],[AC System Output (kW)]],TOU_CTabulation[[#This Row],[AC System Output (kW)]])","v":422.69045599999998},{"$f":"VLOOKUP(TOU_CTabulation[[#This Row],[Month]],Season,2)","v":"Winter"},{"$f":"VLOOKUP(TOU_CTabulation[[#This Row],[Season]],CRate,2)","v":10.5},{"$f":"IF(A7128>TOU_CTabulation[[#This Row],[Month]],TOU_CTabulation[[#This Row],[Day]]*TOU_CTabulation[[#This Row],[Base Allow]],0)","v":0},{"$f":"IF(A7128>TOU_CTabulation[[#This Row],[Month]],TOU_CTabulation[[#This Row],[Month Cumm]],0)","v":0},{"$f":"IF(TOU_CTabulation[[#This Row],[Month Base Gen]]=0,0,TOU_CTabulation[[#This Row],[Month Base Gen]]-TOU_CTabulation[[#This Row],[Day]]*TOU_CTabulation[[#This Row],[Base Allow]])","v":0},{"$f":"VLOOKUP(TOU_CTabulation[[#This Row],[Hour]],daypart,2)","v":"All"},{"$f":"TOU_CTabulation[[#This Row],[Season]]&TOU_CTabulation[[#This Row],[Day-Part]]","v":"WinterAll"},{"$f":"VLOOKUP(TOU_CTabulation[[#This Row],[Daypart]],TOUC,2)","v":0.25901999999999997},{"$f":"VLOOKUP(TOU_CTabulation[[#This Row],[Daypart]],TOUC,3)","v":0.32596000000000003},{"$f":"TOU_CTabulation[[#This Row],[Month Base Allow]]*TOU_CTabulation[[#This Row],[Base Rate]]","v":0},{"$f":"TOU_CTabulation[[#This Row],[Month Overbase Gen]]*TOU_CTabulation[[#This Row],[Over Rate]]","v":0},{"$f":"TOU_CTabulation[[#This Row],[Base Value]]+TOU_CTabulation[[#This Row],[Over Value]]","v":0}]
[10,24,0,0,0,14,3,0,14,0,0,{"$f":"TOU_CTabulation[[#This Row],[AC System Output (W)]]/1000","v":0},{"$f":"IF(A7132=TOU_CTabulation[[#This Row],[Month]],M7132+TOU_CTabulation[[#This Row],[AC System Output (kW)]],TOU_CTabulation[[#This Row],[AC System Output (kW)]])","v":422.69045599999998},{"$f":"VLOOKUP(TOU_CTabulation[[#This Row],[Month]],Season,2)","v":"Winter"},{"$f":"VLOOKUP(TOU_CTabulation[[#This Row],[Season]],CRate,2)","v":10.5},{"$f":"IF(A7134>TOU_CTabulation[[#This Row],[Month]],TOU_CTabulation[[#This Row],[Day]]*TOU_CTabulation[[#This Row],[Base Allow]],0)","v":0},{"$f":"IF(A7134>TOU_CTabulation[[#This Row],[Month]],TOU_CTabulation[[#This Row],[Month Cumm]],0)","v":0},{"$f":"IF(TOU_CTabulation[[#This Row],[Month Base Gen]]=0,0,TOU_CTabulation[[#This Row],[Month Base Gen]]-TOU_CTabulation[[#This Row],[Day]]*TOU_CTabulation[[#This Row],[Base Allow]])","v":0},{"$f":"VLOOKUP(TOU_CTabulation[[#This Row],[Hour]],daypart,2)","v":"All"},{"$f":"TOU_CTabulation[[#This Row],[Season]]&TOU_CTabulation[[#This Row],[Day-Part]]","v":"WinterAll"},{"$f":"VLOOKUP(TOU_CTabulation[[#This Row],[Daypart]],TOUC,2)","v":0.25901999999999997},{"$f":"VLOOKUP(TOU_CTabulation[[#This Row],[Daypart]],TOUC,3)","v":0.32596000000000003},{"$f":"TOU_CTabulation[[#This Row],[Month Base Allow]]*TOU_CTabulation[[#This Row],[Base Rate]]","v":0},{"$f":"TOU_CTabulation[[#This Row],[Month Overbase Gen]]*TOU_CTabulation[[#This Row],[Over Rate]]","v":0},{"$f":"TOU_CTabulation[[#This Row],[Base Value]]+TOU_CTabulation[[#This Row],[Over Value]]","v":0}]
[10,24,11,279,310,18,3,596.23800000000006,32.253999999999998,1977.9739999999999,1903.81,{"$f":"TOU_CTabulation[[#This Row],[AC System Output (W)]]/1000","v":1.90381},{"$f":"IF(A7143=TOU_CTabulation[[#This Row],[Month]],M7143+TOU_CTabulation[[#This Row],[AC System Output (kW)]],TOU_CTabulation[[#This Row],[AC System Output (kW)]])","v":430.61725300000006},{"$f":"VLOOKUP(TOU_CTabulation[[#This Row],[Month]],Season,2)","v":"Winter"},{"$f":"VLOOKUP(TOU_CTabulation[[#This Row],[Season]],CRate,2)","v":10.5},{"$f":"IF(A7145>TOU_CTabulation[[#This Row],[Month]],TOU_CTabulation[[#This Row],[Day]]*TOU_CTabulation[[#This Row],[Base Allow]],0)","v":0},{"$f":"IF(A7145>TOU_CTabulation[[#This Row],[Month]],TOU_CTabulation[[#This Row],[Month Cumm]],0)","v":0},{"$f":"IF(TOU_CTabulation[[#This Row],[Month Base Gen]]=0,0,TOU_CTabulation[[#This Row],[Month Base Gen]]-TOU_CTabulation[[#This Row],[Day]]*TOU_CTabulation[[#This Row],[Base Allow]])","v":0},{"$f":"VLOOKUP(TOU_CTabulation[[#This Row],[Hour]],daypart,2)","v":"All"},{"$f":"TOU_CTabulation[[#This Row],[Season]]&TOU_CTabulation[[#This Row],[Day-Part]]","v":"WinterAll"},{"$f":"VLOOKUP(TOU_CTabulation[[#This Row],[Daypart]],TOUC,2)","v":0.25901999999999997},{"$f":"VLOOKUP(TOU_CTabulation[[#This Row],[Daypart]],TOUC,3)","v":0.32596000000000003},{"$f":"TOU_CTabulation[[#This Row],[Month Base Allow]]*TOU_CTabulation[[#This Row],[Base Rate]]","v":0},{"$f":"TOU_CTabulation[[#This Row],[Month Overbase Gen]]*TOU_CTabulation[[#This Row],[Over Rate]]","v":0},{"$f":"TOU_CTabulation[[#This Row],[Base Value]]+TOU_CTabulation[[#This Row],[Over Value]]","v":0}]
[10,24,14,79,209,19,3,269.36900000000003,25.329000000000001,921.11599999999999,880.19899999999996,{"$f":"TOU_CTabulation[[#This Row],[AC System Output (W)]]/1000","v":0.88019899999999995},{"$f":"IF(A7146=TOU_CTabulation[[#This Row],[Month]],M7146+TOU_CTabulation[[#This Row],[AC System Output (kW)]],TOU_CTabulation[[#This Row],[AC System Output (kW)]])","v":435.48846000000009},{"$f":"VLOOKUP(TOU_CTabulation[[#This Row],[Month]],Season,2)","v":"Winter"},{"$f":"VLOOKUP(TOU_CTabulation[[#This Row],[Season]],CRate,2)","v":10.5},{"$f":"IF(A7148>TOU_CTabulation[[#This Row],[Month]],TOU_CTabulation[[#This Row],[Day]]*TOU_CTabulation[[#This Row],[Base Allow]],0)","v":0},{"$f":"IF(A7148>TOU_CTabulation[[#This Row],[Month]],TOU_CTabulation[[#This Row],[Month Cumm]],0)","v":0},{"$f":"IF(TOU_CTabulation[[#This Row],[Month Base Gen]]=0,0,TOU_CTabulation[[#This Row],[Month Base Gen]]-TOU_CTabulation[[#This Row],[Day]]*TOU_CTabulation[[#This Row],[Base Allow]])","v":0},{"$f":"VLOOKUP(TOU_CTabulation[[#This Row],[Hour]],daypart,2)","v":"All"},{"$f":"TOU_CTabulation[[#This Row],[Season]]&TOU_CTabulation[[#This Row],[Day-Part]]","v":"WinterAll"},{"$f":"VLOOKUP(TOU_CTabulation[[#This Row],[Daypart]],TOUC,2)","v":0.25901999999999997},{"$f":"VLOOKUP(TOU_CTabulation[[#This Row],[Daypart]],TOUC,3)","v":0.32596000000000003},{"$f":"TOU_CTabulation[[#This Row],[Month Base Allow]]*TOU_CTabulation[[#This Row],[Base Rate]]","v":0},{"$f":"TOU_CTabulation[[#This Row],[Month Overbase Gen]]*TOU_CTabulation[[#This Row],[Over Rate]]","v":0},{"$f":"TOU_CTabulation[[#This Row],[Base Value]]+TOU_CTabulation[[#This Row],[Over Value]]","v":0}]
[10,24,20,0,0,12,1,0,12,0,0,{"$f":"TOU_CTabulation[[#This Row],[AC System Output (W)]]/1000","v":0},{"$f":"IF(A7152=TOU_CTabulation[[#This Row],[Month]],M7152+TOU_CTabulation[[#This Row],[AC System Output (kW)]],TOU_CTabulation[[#This Row],[AC System Output (kW)]])","v":436.21486500000009},{"$f":"VLOOKUP(TOU_CTabulation[[#This Row],[Month]],Season,2)","v":"Winter"},{"$f":"VLOOKUP(TOU_CTabulation[[#This Row],[Season]],CRate,2)","v":10.5},{"$f":"IF(A7154>TOU_CTabulation[[#This Row],[Month]],TOU_CTabulation[[#This Row],[Day]]*TOU_CTabulation[[#This Row],[Base Allow]],0)","v":0},{"$f":"IF(A7154>TOU_CTabulation[[#This Row],[Month]],TOU_CTabulation[[#This Row],[Month Cumm]],0)","v":0},{"$f":"IF(TOU_CTabulation[[#This Row],[Month Base Gen]]=0,0,TOU_CTabulation[[#This Row],[Month Base Gen]]-TOU_CTabulation[[#This Row],[Day]]*TOU_CTabulation[[#This Row],[Base Allow]])","v":0},{"$f":"VLOOKUP(TOU_CTabulation[[#This Row],[Hour]],daypart,2)","v":"All"},{"$f":"TOU_CTabulation[[#This Row],[Season]]&TOU_CTabulation[[#This Row],[Day-Part]]","v":"WinterAll"},{"$f":"VLOOKUP(TOU_CTabulation[[#This Row],[Daypart]],TOUC,2)","v":0.25901999999999997},{"$f":"VLOOKUP(TOU_CTabulation[[#This Row],[Daypart]],TOUC,3)","v":0.32596000000000003},{"$f":"TOU_CTabulation[[#This Row],[Month Base Allow]]*TOU_CTabulation[[#This Row],[Base Rate]]","v":0},{"$f":"TOU_CTabulation[[#This Row],[Month Overbase Gen]]*TOU_CTabulation[[#This Row],[Over Rate]]","v":0},{"$f":"TOU_CTabulation[[#This Row],[Base Value]]+TOU_CTabulation[[#This Row],[Over Value]]","v":0}]
[10,25,4,0,0,10,1,0,10,0,0,{"$f":"TOU_CTabulation[[#This Row],[AC System Output (W)]]/1000","v":0},{"$f":"IF(A7160=TOU_CTabulation[[#This Row],[Month]],M7160+TOU_CTabulation[[#This Row],[AC System Output (kW)]],TOU_CTabulation[[#This Row],[AC System Output (kW)]])","v":436.21486500000009},{"$f":"VLOOKUP(TOU_CTabulation[[#This Row],[Month]],Season,2)","v":"Winter"},{"$f":"VLOOKUP(TOU_CTabulation[[#This Row],[Season]],CRate,2)","v":10.5},{"$f":"IF(A7162>TOU_CTabulation[[#This Row],[Month]],TOU_CTabulation[[#This Row],[Day]]*TOU_CTabulation[[#This Row],[Base Allow]],0)","v":0},{"$f":"IF(A7162>TOU_CTabulation[[#This Row],[Month]],TOU_CTabulation[[#This Row],[Month Cumm]],0)","v":0},{"$f":"IF(TOU_CTabulation[[#This Row],[Month Base Gen]]=0,0,TOU_CTabulation[[#This Row],[Month Base Gen]]-TOU_CTabulation[[#This Row],[Day]]*TOU_CTabulation[[#This Row],[Base Allow]])","v":0},{"$f":"VLOOKUP(TOU_CTabulation[[#This Row],[Hour]],daypart,2)","v":"All"},{"$f":"TOU_CTabulation[[#This Row],[Season]]&TOU_CTabulation[[#This Row],[Day-Part]]","v":"WinterAll"},{"$f":"VLOOKUP(TOU_CTabulation[[#This Row],[Daypart]],TOUC,2)","v":0.25901999999999997},{"$f":"VLOOKUP(TOU_CTabulation[[#This Row],[Daypart]],TOUC,3)","v":0.32596000000000003},{"$f":"TOU_CTabulation[[#This Row],[Month Base Allow]]*TOU_CTabulation[[#This Row],[Base Rate]]","v":0},{"$f":"TOU_CTabulation[[#This Row],[Month Overbase Gen]]*TOU_CTabulation[[#This Row],[Over Rate]]","v":0},{"$f":"TOU_CTabulation[[#This Row],[Base Value]]+TOU_CTabulation[[#This Row],[Over Value]]","v":0}]
[10,25,13,884,76,23,2,793.19799999999998,44.627000000000002,2462.5929999999998,2369.71,{"$f":"TOU_CTabulation[[#This Row],[AC System Output (W)]]/1000","v":2.36971},{"$f":"IF(A7169=TOU_CTabulation[[#This Row],[Month]],M7169+TOU_CTabulation[[#This Row],[AC System Output (kW)]],TOU_CTabulation[[#This Row],[AC System Output (kW)]])","v":450.6150990000001},{"$f":"VLOOKUP(TOU_CTabulation[[#This Row],[Month]],Season,2)","v":"Winter"},{"$f":"VLOOKUP(TOU_CTabulation[[#This Row],[Season]],CRate,2)","v":10.5},{"$f":"IF(A7171>TOU_CTabulation[[#This Row],[Month]],TOU_CTabulation[[#This Row],[Day]]*TOU_CTabulation[[#This Row],[Base Allow]],0)","v":0},{"$f":"IF(A7171>TOU_CTabulation[[#This Row],[Month]],TOU_CTabulation[[#This Row],[Month Cumm]],0)","v":0},{"$f":"IF(TOU_CTabulation[[#This Row],[Month Base Gen]]=0,0,TOU_CTabulation[[#This Row],[Month Base Gen]]-TOU_CTabulation[[#This Row],[Day]]*TOU_CTabulation[[#This Row],[Base Allow]])","v":0},{"$f":"VLOOKUP(TOU_CTabulation[[#This Row],[Hour]],daypart,2)","v":"All"},{"$f":"TOU_CTabulation[[#This Row],[Season]]&TOU_CTabulation[[#This Row],[Day-Part]]","v":"WinterAll"},{"$f":"VLOOKUP(TOU_CTabulation[[#This Row],[Daypart]],TOUC,2)","v":0.25901999999999997},{"$f":"VLOOKUP(TOU_CTabulation[[#This Row],[Daypart]],TOUC,3)","v":0.32596000000000003},{"$f":"TOU_CTabulation[[#This Row],[Month Base Allow]]*TOU_CTabulation[[#This Row],[Base Rate]]","v":0},{"$f":"TOU_CTabulation[[#This Row],[Month Overbase Gen]]*TOU_CTabulation[[#This Row],[Over Rate]]","v":0},{"$f":"TOU_CTabulation[[#This Row],[Base Value]]+TOU_CTabulation[[#This Row],[Over Value]]","v":0}]
[10,25,21,0,0,12,0,0,12,0,0,{"$f":"TOU_CTabulation[[#This Row],[AC System Output (W)]]/1000","v":0},{"$f":"IF(A7177=TOU_CTabulation[[#This Row],[Month]],M7177+TOU_CTabulation[[#This Row],[AC System Output (kW)]],TOU_CTabulation[[#This Row],[AC System Output (kW)]])","v":454.21869400000008},{"$f":"VLOOKUP(TOU_CTabulation[[#This Row],[Month]],Season,2)","v":"Winter"},{"$f":"VLOOKUP(TOU_CTabulation[[#This Row],[Season]],CRate,2)","v":10.5},{"$f":"IF(A7179>TOU_CTabulation[[#This Row],[Month]],TOU_CTabulation[[#This Row],[Day]]*TOU_CTabulation[[#This Row],[Base Allow]],0)","v":0},{"$f":"IF(A7179>TOU_CTabulation[[#This Row],[Month]],TOU_CTabulation[[#This Row],[Month Cumm]],0)","v":0},{"$f":"IF(TOU_CTabulation[[#This Row],[Month Base Gen]]=0,0,TOU_CTabulation[[#This Row],[Month Base Gen]]-TOU_CTabulation[[#This Row],[Day]]*TOU_CTabulation[[#This Row],[Base Allow]])","v":0},{"$f":"VLOOKUP(TOU_CTabulation[[#This Row],[Hour]],daypart,2)","v":"All"},{"$f":"TOU_CTabulation[[#This Row],[Season]]&TOU_CTabulation[[#This Row],[Day-Part]]","v":"WinterAll"},{"$f":"VLOOKUP(TOU_CTabulation[[#This Row],[Daypart]],TOUC,2)","v":0.25901999999999997},{"$f":"VLOOKUP(TOU_CTabulation[[#This Row],[Daypart]],TOUC,3)","v":0.32596000000000003},{"$f":"TOU_CTabulation[[#This Row],[Month Base Allow]]*TOU_CTabulation[[#This Row],[Base Rate]]","v":0},{"$f":"TOU_CTabulation[[#This Row],[Month Overbase Gen]]*TOU_CTabulation[[#This Row],[Over Rate]]","v":0},{"$f":"TOU_CTabulation[[#This Row],[Base Value]]+TOU_CTabulation[[#This Row],[Over Value]]","v":0}]
[10,26,6,0,15,12,0,14.215,8.5380000000000003,52.634,31.266999999999999,{"$f":"TOU_CTabulation[[#This Row],[AC System Output (W)]]/1000","v":3.1266999999999996E-2},{"$f":"IF(A7186=TOU_CTabulation[[#This Row],[Month]],M7186+TOU_CTabulation[[#This Row],[AC System Output (kW)]],TOU_CTabulation[[#This Row],[AC System Output (kW)]])","v":454.2499610000001},{"$f":"VLOOKUP(TOU_CTabulation[[#This Row],[Month]],Season,2)","v":"Winter"},{"$f":"VLOOKUP(TOU_CTabulation[[#This Row],[Season]],CRate,2)","v":10.5},{"$f":"IF(A7188>TOU_CTabulation[[#This Row],[Month]],TOU_CTabulation[[#This Row],[Day]]*TOU_CTabulation[[#This Row],[Base Allow]],0)","v":0},{"$f":"IF(A7188>TOU_CTabulation[[#This Row],[Month]],TOU_CTabulation[[#This Row],[Month Cumm]],0)","v":0},{"$f":"IF(TOU_CTabulation[[#This Row],[Month Base Gen]]=0,0,TOU_CTabulation[[#This Row],[Month Base Gen]]-TOU_CTabulation[[#This Row],[Day]]*TOU_CTabulation[[#This Row],[Base Allow]])","v":0},{"$f":"VLOOKUP(TOU_CTabulation[[#This Row],[Hour]],daypart,2)","v":"All"},{"$f":"TOU_CTabulation[[#This Row],[Season]]&TOU_CTabulation[[#This Row],[Day-Part]]","v":"WinterAll"},{"$f":"VLOOKUP(TOU_CTabulation[[#This Row],[Daypart]],TOUC,2)","v":0.25901999999999997},{"$f":"VLOOKUP(TOU_CTabulation[[#This Row],[Daypart]],TOUC,3)","v":0.32596000000000003},{"$f":"TOU_CTabulation[[#This Row],[Month Base Allow]]*TOU_CTabulation[[#This Row],[Base Rate]]","v":0},{"$f":"TOU_CTabulation[[#This Row],[Month Overbase Gen]]*TOU_CTabulation[[#This Row],[Over Rate]]","v":0},{"$f":"TOU_CTabulation[[#This Row],[Base Value]]+TOU_CTabulation[[#This Row],[Over Value]]","v":0}]
[10,26,15,353,112,22,2,297.78300000000002,30.350999999999999,961.18799999999999,919.2,{"$f":"TOU_CTabulation[[#This Row],[AC System Output (W)]]/1000","v":0.91920000000000002},{"$f":"IF(A7195=TOU_CTabulation[[#This Row],[Month]],M7195+TOU_CTabulation[[#This Row],[AC System Output (kW)]],TOU_CTabulation[[#This Row],[AC System Output (kW)]])","v":471.58471500000019},{"$f":"VLOOKUP(TOU_CTabulation[[#This Row],[Month]],Season,2)","v":"Winter"},{"$f":"VLOOKUP(TOU_CTabulation[[#This Row],[Season]],CRate,2)","v":10.5},{"$f":"IF(A7197>TOU_CTabulation[[#This Row],[Month]],TOU_CTabulation[[#This Row],[Day]]*TOU_CTabulation[[#This Row],[Base Allow]],0)","v":0},{"$f":"IF(A7197>TOU_CTabulation[[#This Row],[Month]],TOU_CTabulation[[#This Row],[Month Cumm]],0)","v":0},{"$f":"IF(TOU_CTabulation[[#This Row],[Month Base Gen]]=0,0,TOU_CTabulation[[#This Row],[Month Base Gen]]-TOU_CTabulation[[#This Row],[Day]]*TOU_CTabulation[[#This Row],[Base Allow]])","v":0},{"$f":"VLOOKUP(TOU_CTabulation[[#This Row],[Hour]],daypart,2)","v":"All"},{"$f":"TOU_CTabulation[[#This Row],[Season]]&TOU_CTabulation[[#This Row],[Day-Part]]","v":"WinterAll"},{"$f":"VLOOKUP(TOU_CTabulation[[#This Row],[Daypart]],TOUC,2)","v":0.25901999999999997},{"$f":"VLOOKUP(TOU_CTabulation[[#This Row],[Daypart]],TOUC,3)","v":0.32596000000000003},{"$f":"TOU_CTabulation[[#This Row],[Month Base Allow]]*TOU_CTabulation[[#This Row],[Base Rate]]","v":0},{"$f":"TOU_CTabulation[[#This Row],[Month Overbase Gen]]*TOU_CTabulation[[#This Row],[Over Rate]]","v":0},{"$f":"TOU_CTabulation[[#This Row],[Base Value]]+TOU_CTabulation[[#This Row],[Over Value]]","v":0}]
[10,26,20,0,0,14,0,0,14,0,0,{"$f":"TOU_CTabulation[[#This Row],[AC System Output (W)]]/1000","v":0},{"$f":"IF(A7200=TOU_CTabulation[[#This Row],[Month]],M7200+TOU_CTabulation[[#This Row],[AC System Output (kW)]],TOU_CTabulation[[#This Row],[AC System Output (kW)]])","v":471.90719200000018},{"$f":"VLOOKUP(TOU_CTabulation[[#This Row],[Month]],Season,2)","v":"Winter"},{"$f":"VLOOKUP(TOU_CTabulation[[#This Row],[Season]],CRate,2)","v":10.5},{"$f":"IF(A7202>TOU_CTabulation[[#This Row],[Month]],TOU_CTabulation[[#This Row],[Day]]*TOU_CTabulation[[#This Row],[Base Allow]],0)","v":0},{"$f":"IF(A7202>TOU_CTabulation[[#This Row],[Month]],TOU_CTabulation[[#This Row],[Month Cumm]],0)","v":0},{"$f":"IF(TOU_CTabulation[[#This Row],[Month Base Gen]]=0,0,TOU_CTabulation[[#This Row],[Month Base Gen]]-TOU_CTabulation[[#This Row],[Day]]*TOU_CTabulation[[#This Row],[Base Allow]])","v":0},{"$f":"VLOOKUP(TOU_CTabulation[[#This Row],[Hour]],daypart,2)","v":"All"},{"$f":"TOU_CTabulation[[#This Row],[Season]]&TOU_CTabulation[[#This Row],[Day-Part]]","v":"WinterAll"},{"$f":"VLOOKUP(TOU_CTabulation[[#This Row],[Daypart]],TOUC,2)","v":0.25901999999999997},{"$f":"VLOOKUP(TOU_CTabulation[[#This Row],[Daypart]],TOUC,3)","v":0.32596000000000003},{"$f":"TOU_CTabulation[[#This Row],[Month Base Allow]]*TOU_CTabulation[[#This Row],[Base Rate]]","v":0},{"$f":"TOU_CTabulation[[#This Row],[Month Overbase Gen]]*TOU_CTabulation[[#This Row],[Over Rate]]","v":0},{"$f":"TOU_CTabulation[[#This Row],[Base Value]]+TOU_CTabulation[[#This Row],[Over Value]]","v":0}]
[10,27,0,0,0,13,0,0,13,0,0,{"$f":"TOU_CTabulation[[#This Row],[AC System Output (W)]]/1000","v":0},{"$f":"IF(A7204=TOU_CTabulation[[#This Row],[Month]],M7204+TOU_CTabulation[[#This Row],[AC System Output (kW)]],TOU_CTabulation[[#This Row],[AC System Output (kW)]])","v":471.90719200000018},{"$f":"VLOOKUP(TOU_CTabulation[[#This Row],[Month]],Season,2)","v":"Winter"},{"$f":"VLOOKUP(TOU_CTabulation[[#This Row],[Season]],CRate,2)","v":10.5},{"$f":"IF(A7206>TOU_CTabulation[[#This Row],[Month]],TOU_CTabulation[[#This Row],[Day]]*TOU_CTabulation[[#This Row],[Base Allow]],0)","v":0},{"$f":"IF(A7206>TOU_CTabulation[[#This Row],[Month]],TOU_CTabulation[[#This Row],[Month Cumm]],0)","v":0},{"$f":"IF(TOU_CTabulation[[#This Row],[Month Base Gen]]=0,0,TOU_CTabulation[[#This Row],[Month Base Gen]]-TOU_CTabulation[[#This Row],[Day]]*TOU_CTabulation[[#This Row],[Base Allow]])","v":0},{"$f":"VLOOKUP(TOU_CTabulation[[#This Row],[Hour]],daypart,2)","v":"All"},{"$f":"TOU_CTabulation[[#This Row],[Season]]&TOU_CTabulation[[#This Row],[Day-Part]]","v":"WinterAll"},{"$f":"VLOOKUP(TOU_CTabulation[[#This Row],[Daypart]],TOUC,2)","v":0.25901999999999997},{"$f":"VLOOKUP(TOU_CTabulation[[#This Row],[Daypart]],TOUC,3)","v":0.32596000000000003},{"$f":"TOU_CTabulation[[#This Row],[Month Base Allow]]*TOU_CTabulation[[#This Row],[Base Rate]]","v":0},{"$f":"TOU_CTabulation[[#This Row],[Month Overbase Gen]]*TOU_CTabulation[[#This Row],[Over Rate]]","v":0},{"$f":"TOU_CTabulation[[#This Row],[Base Value]]+TOU_CTabulation[[#This Row],[Over Value]]","v":0}]
[10,27,10,894,69,19,2,826.24900000000002,39.768000000000001,2634.0050000000001,2533.98,{"$f":"TOU_CTabulation[[#This Row],[AC System Output (W)]]/1000","v":2.5339800000000001},{"$f":"IF(A7214=TOU_CTabulation[[#This Row],[Month]],M7214+TOU_CTabulation[[#This Row],[AC System Output (kW)]],TOU_CTabulation[[#This Row],[AC System Output (kW)]])","v":476.18656600000014},{"$f":"VLOOKUP(TOU_CTabulation[[#This Row],[Month]],Season,2)","v":"Winter"},{"$f":"VLOOKUP(TOU_CTabulation[[#This Row],[Season]],CRate,2)","v":10.5},{"$f":"IF(A7216>TOU_CTabulation[[#This Row],[Month]],TOU_CTabulation[[#This Row],[Day]]*TOU_CTabulation[[#This Row],[Base Allow]],0)","v":0},{"$f":"IF(A7216>TOU_CTabulation[[#This Row],[Month]],TOU_CTabulation[[#This Row],[Month Cumm]],0)","v":0},{"$f":"IF(TOU_CTabulation[[#This Row],[Month Base Gen]]=0,0,TOU_CTabulation[[#This Row],[Month Base Gen]]-TOU_CTabulation[[#This Row],[Day]]*TOU_CTabulation[[#This Row],[Base Allow]])","v":0},{"$f":"VLOOKUP(TOU_CTabulation[[#This Row],[Hour]],daypart,2)","v":"All"},{"$f":"TOU_CTabulation[[#This Row],[Season]]&TOU_CTabulation[[#This Row],[Day-Part]]","v":"WinterAll"},{"$f":"VLOOKUP(TOU_CTabulation[[#This Row],[Daypart]],TOUC,2)","v":0.25901999999999997},{"$f":"VLOOKUP(TOU_CTabulation[[#This Row],[Daypart]],TOUC,3)","v":0.32596000000000003},{"$f":"TOU_CTabulation[[#This Row],[Month Base Allow]]*TOU_CTabulation[[#This Row],[Base Rate]]","v":0},{"$f":"TOU_CTabulation[[#This Row],[Month Overbase Gen]]*TOU_CTabulation[[#This Row],[Over Rate]]","v":0},{"$f":"TOU_CTabulation[[#This Row],[Base Value]]+TOU_CTabulation[[#This Row],[Over Value]]","v":0}]
[10,27,17,0,0,14,0,0,14,0,0,{"$f":"TOU_CTabulation[[#This Row],[AC System Output (W)]]/1000","v":0},{"$f":"IF(A7221=TOU_CTabulation[[#This Row],[Month]],M7221+TOU_CTabulation[[#This Row],[AC System Output (kW)]],TOU_CTabulation[[#This Row],[AC System Output (kW)]])","v":479.2508870000002},{"$f":"VLOOKUP(TOU_CTabulation[[#This Row],[Month]],Season,2)","v":"Winter"},{"$f":"VLOOKUP(TOU_CTabulation[[#This Row],[Season]],CRate,2)","v":10.5},{"$f":"IF(A7223>TOU_CTabulation[[#This Row],[Month]],TOU_CTabulation[[#This Row],[Day]]*TOU_CTabulation[[#This Row],[Base Allow]],0)","v":0},{"$f":"IF(A7223>TOU_CTabulation[[#This Row],[Month]],TOU_CTabulation[[#This Row],[Month Cumm]],0)","v":0},{"$f":"IF(TOU_CTabulation[[#This Row],[Month Base Gen]]=0,0,TOU_CTabulation[[#This Row],[Month Base Gen]]-TOU_CTabulation[[#This Row],[Day]]*TOU_CTabulation[[#This Row],[Base Allow]])","v":0},{"$f":"VLOOKUP(TOU_CTabulation[[#This Row],[Hour]],daypart,2)","v":"All"},{"$f":"TOU_CTabulation[[#This Row],[Season]]&TOU_CTabulation[[#This Row],[Day-Part]]","v":"WinterAll"},{"$f":"VLOOKUP(TOU_CTabulation[[#This Row],[Daypart]],TOUC,2)","v":0.25901999999999997},{"$f":"VLOOKUP(TOU_CTabulation[[#This Row],[Daypart]],TOUC,3)","v":0.32596000000000003},{"$f":"TOU_CTabulation[[#This Row],[Month Base Allow]]*TOU_CTabulation[[#This Row],[Base Rate]]","v":0},{"$f":"TOU_CTabulation[[#This Row],[Month Overbase Gen]]*TOU_CTabulation[[#This Row],[Over Rate]]","v":0},{"$f":"TOU_CTabulation[[#This Row],[Base Value]]+TOU_CTabulation[[#This Row],[Over Value]]","v":0}]
[10,28,0,0,0,14,1,0,14,0,0,{"$f":"TOU_CTabulation[[#This Row],[AC System Output (W)]]/1000","v":0},{"$f":"IF(A7228=TOU_CTabulation[[#This Row],[Month]],M7228+TOU_CTabulation[[#This Row],[AC System Output (kW)]],TOU_CTabulation[[#This Row],[AC System Output (kW)]])","v":479.2508870000002},{"$f":"VLOOKUP(TOU_CTabulation[[#This Row],[Month]],Season,2)","v":"Winter"},{"$f":"VLOOKUP(TOU_CTabulation[[#This Row],[Season]],CRate,2)","v":10.5},{"$f":"IF(A7230>TOU_CTabulation[[#This Row],[Month]],TOU_CTabulation[[#This Row],[Day]]*TOU_CTabulation[[#This Row],[Base Allow]],0)","v":0},{"$f":"IF(A7230>TOU_CTabulation[[#This Row],[Month]],TOU_CTabulation[[#This Row],[Month Cumm]],0)","v":0},{"$f":"IF(TOU_CTabulation[[#This Row],[Month Base Gen]]=0,0,TOU_CTabulation[[#This Row],[Month Base Gen]]-TOU_CTabulation[[#This Row],[Day]]*TOU_CTabulation[[#This Row],[Base Allow]])","v":0},{"$f":"VLOOKUP(TOU_CTabulation[[#This Row],[Hour]],daypart,2)","v":"All"},{"$f":"TOU_CTabulation[[#This Row],[Season]]&TOU_CTabulation[[#This Row],[Day-Part]]","v":"WinterAll"},{"$f":"VLOOKUP(TOU_CTabulation[[#This Row],[Daypart]],TOUC,2)","v":0.25901999999999997},{"$f":"VLOOKUP(TOU_CTabulation[[#This Row],[Daypart]],TOUC,3)","v":0.32596000000000003},{"$f":"TOU_CTabulation[[#This Row],[Month Base Allow]]*TOU_CTabulation[[#This Row],[Base Rate]]","v":0},{"$f":"TOU_CTabulation[[#This Row],[Month Overbase Gen]]*TOU_CTabulation[[#This Row],[Over Rate]]","v":0},{"$f":"TOU_CTabulation[[#This Row],[Base Value]]+TOU_CTabulation[[#This Row],[Over Value]]","v":0}]
[10,28,10,150,288,18,2,437.81200000000001,29.170999999999999,1473.6220000000001,1416.6189999999999,{"$f":"TOU_CTabulation[[#This Row],[AC System Output (W)]]/1000","v":1.4166189999999999},{"$f":"IF(A7238=TOU_CTabulation[[#This Row],[Month]],M7238+TOU_CTabulation[[#This Row],[AC System Output (kW)]],TOU_CTabulation[[#This Row],[AC System Output (kW)]])","v":482.48738300000019},{"$f":"VLOOKUP(TOU_CTabulation[[#This Row],[Month]],Season,2)","v":"Winter"},{"$f":"VLOOKUP(TOU_CTabulation[[#This Row],[Season]],CRate,2)","v":10.5},{"$f":"IF(A7240>TOU_CTabulation[[#This Row],[Month]],TOU_CTabulation[[#This Row],[Day]]*TOU_CTabulation[[#This Row],[Base Allow]],0)","v":0},{"$f":"IF(A7240>TOU_CTabulation[[#This Row],[Month]],TOU_CTabulation[[#This Row],[Month Cumm]],0)","v":0},{"$f":"IF(TOU_CTabulation[[#This Row],[Month Base Gen]]=0,0,TOU_CTabulation[[#This Row],[Month Base Gen]]-TOU_CTabulation[[#This Row],[Day]]*TOU_CTabulation[[#This Row],[Base Allow]])","v":0},{"$f":"VLOOKUP(TOU_CTabulation[[#This Row],[Hour]],daypart,2)","v":"All"},{"$f":"TOU_CTabulation[[#This Row],[Season]]&TOU_CTabulation[[#This Row],[Day-Part]]","v":"WinterAll"},{"$f":"VLOOKUP(TOU_CTabulation[[#This Row],[Daypart]],TOUC,2)","v":0.25901999999999997},{"$f":"VLOOKUP(TOU_CTabulation[[#This Row],[Daypart]],TOUC,3)","v":0.32596000000000003},{"$f":"TOU_CTabulation[[#This Row],[Month Base Allow]]*TOU_CTabulation[[#This Row],[Base Rate]]","v":0},{"$f":"TOU_CTabulation[[#This Row],[Month Overbase Gen]]*TOU_CTabulation[[#This Row],[Over Rate]]","v":0},{"$f":"TOU_CTabulation[[#This Row],[Base Value]]+TOU_CTabulation[[#This Row],[Over Value]]","v":0}]
[10,28,14,47,189,20,1,226.47399999999999,26.728999999999999,769.98500000000001,732.97400000000005,{"$f":"TOU_CTabulation[[#This Row],[AC System Output (W)]]/1000","v":0.73297400000000001},{"$f":"IF(A7242=TOU_CTabulation[[#This Row],[Month]],M7242+TOU_CTabulation[[#This Row],[AC System Output (kW)]],TOU_CTabulation[[#This Row],[AC System Output (kW)]])","v":488.67583000000019},{"$f":"VLOOKUP(TOU_CTabulation[[#This Row],[Month]],Season,2)","v":"Winter"},{"$f":"VLOOKUP(TOU_CTabulation[[#This Row],[Season]],CRate,2)","v":10.5},{"$f":"IF(A7244>TOU_CTabulation[[#This Row],[Month]],TOU_CTabulation[[#This Row],[Day]]*TOU_CTabulation[[#This Row],[Base Allow]],0)","v":0},{"$f":"IF(A7244>TOU_CTabulation[[#This Row],[Month]],TOU_CTabulation[[#This Row],[Month Cumm]],0)","v":0},{"$f":"IF(TOU_CTabulation[[#This Row],[Month Base Gen]]=0,0,TOU_CTabulation[[#This Row],[Month Base Gen]]-TOU_CTabulation[[#This Row],[Day]]*TOU_CTabulation[[#This Row],[Base Allow]])","v":0},{"$f":"VLOOKUP(TOU_CTabulation[[#This Row],[Hour]],daypart,2)","v":"All"},{"$f":"TOU_CTabulation[[#This Row],[Season]]&TOU_CTabulation[[#This Row],[Day-Part]]","v":"WinterAll"},{"$f":"VLOOKUP(TOU_CTabulation[[#This Row],[Daypart]],TOUC,2)","v":0.25901999999999997},{"$f":"VLOOKUP(TOU_CTabulation[[#This Row],[Daypart]],TOUC,3)","v":0.32596000000000003},{"$f":"TOU_CTabulation[[#This Row],[Month Base Allow]]*TOU_CTabulation[[#This Row],[Base Rate]]","v":0},{"$f":"TOU_CTabulation[[#This Row],[Month Overbase Gen]]*TOU_CTabulation[[#This Row],[Over Rate]]","v":0},{"$f":"TOU_CTabulation[[#This Row],[Base Value]]+TOU_CTabulation[[#This Row],[Over Value]]","v":0}]
[10,29,3,0,0,12,1,0,12,0,0,{"$f":"TOU_CTabulation[[#This Row],[AC System Output (W)]]/1000","v":0},{"$f":"IF(A7255=TOU_CTabulation[[#This Row],[Month]],M7255+TOU_CTabulation[[#This Row],[AC System Output (kW)]],TOU_CTabulation[[#This Row],[AC System Output (kW)]])","v":490.32831800000019},{"$f":"VLOOKUP(TOU_CTabulation[[#This Row],[Month]],Season,2)","v":"Winter"},{"$f":"VLOOKUP(TOU_CTabulation[[#This Row],[Season]],CRate,2)","v":10.5},{"$f":"IF(A7257>TOU_CTabulation[[#This Row],[Month]],TOU_CTabulation[[#This Row],[Day]]*TOU_CTabulation[[#This Row],[Base Allow]],0)","v":0},{"$f":"IF(A7257>TOU_CTabulation[[#This Row],[Month]],TOU_CTabulation[[#This Row],[Month Cumm]],0)","v":0},{"$f":"IF(TOU_CTabulation[[#This Row],[Month Base Gen]]=0,0,TOU_CTabulation[[#This Row],[Month Base Gen]]-TOU_CTabulation[[#This Row],[Day]]*TOU_CTabulation[[#This Row],[Base Allow]])","v":0},{"$f":"VLOOKUP(TOU_CTabulation[[#This Row],[Hour]],daypart,2)","v":"All"},{"$f":"TOU_CTabulation[[#This Row],[Season]]&TOU_CTabulation[[#This Row],[Day-Part]]","v":"WinterAll"},{"$f":"VLOOKUP(TOU_CTabulation[[#This Row],[Daypart]],TOUC,2)","v":0.25901999999999997},{"$f":"VLOOKUP(TOU_CTabulation[[#This Row],[Daypart]],TOUC,3)","v":0.32596000000000003},{"$f":"TOU_CTabulation[[#This Row],[Month Base Allow]]*TOU_CTabulation[[#This Row],[Base Rate]]","v":0},{"$f":"TOU_CTabulation[[#This Row],[Month Overbase Gen]]*TOU_CTabulation[[#This Row],[Over Rate]]","v":0},{"$f":"TOU_CTabulation[[#This Row],[Base Value]]+TOU_CTabulation[[#This Row],[Over Value]]","v":0}]
[10,29,11,888,93,20,2,888.37800000000004,43.231000000000002,2786.7040000000002,2680.085,{"$f":"TOU_CTabulation[[#This Row],[AC System Output (W)]]/1000","v":2.6800850000000001},{"$f":"IF(A7263=TOU_CTabulation[[#This Row],[Month]],M7263+TOU_CTabulation[[#This Row],[AC System Output (kW)]],TOU_CTabulation[[#This Row],[AC System Output (kW)]])","v":498.66379900000021},{"$f":"VLOOKUP(TOU_CTabulation[[#This Row],[Month]],Season,2)","v":"Winter"},{"$f":"VLOOKUP(TOU_CTabulation[[#This Row],[Season]],CRate,2)","v":10.5},{"$f":"IF(A7265>TOU_CTabulation[[#This Row],[Month]],TOU_CTabulation[[#This Row],[Day]]*TOU_CTabulation[[#This Row],[Base Allow]],0)","v":0},{"$f":"IF(A7265>TOU_CTabulation[[#This Row],[Month]],TOU_CTabulation[[#This Row],[Month Cumm]],0)","v":0},{"$f":"IF(TOU_CTabulation[[#This Row],[Month Base Gen]]=0,0,TOU_CTabulation[[#This Row],[Month Base Gen]]-TOU_CTabulation[[#This Row],[Day]]*TOU_CTabulation[[#This Row],[Base Allow]])","v":0},{"$f":"VLOOKUP(TOU_CTabulation[[#This Row],[Hour]],daypart,2)","v":"All"},{"$f":"TOU_CTabulation[[#This Row],[Season]]&TOU_CTabulation[[#This Row],[Day-Part]]","v":"WinterAll"},{"$f":"VLOOKUP(TOU_CTabulation[[#This Row],[Daypart]],TOUC,2)","v":0.25901999999999997},{"$f":"VLOOKUP(TOU_CTabulation[[#This Row],[Daypart]],TOUC,3)","v":0.32596000000000003},{"$f":"TOU_CTabulation[[#This Row],[Month Base Allow]]*TOU_CTabulation[[#This Row],[Base Rate]]","v":0},{"$f":"TOU_CTabulation[[#This Row],[Month Overbase Gen]]*TOU_CTabulation[[#This Row],[Over Rate]]","v":0},{"$f":"TOU_CTabulation[[#This Row],[Base Value]]+TOU_CTabulation[[#This Row],[Over Value]]","v":0}]
[10,29,12,886,90,20,2,870.18700000000001,43.648000000000003,2722.6550000000002,2618.828,{"$f":"TOU_CTabulation[[#This Row],[AC System Output (W)]]/1000","v":2.6188280000000002},{"$f":"IF(A7264=TOU_CTabulation[[#This Row],[Month]],M7264+TOU_CTabulation[[#This Row],[AC System Output (kW)]],TOU_CTabulation[[#This Row],[AC System Output (kW)]])","v":501.28262700000022},{"$f":"VLOOKUP(TOU_CTabulation[[#This Row],[Month]],Season,2)","v":"Winter"},{"$f":"VLOOKUP(TOU_CTabulation[[#This Row],[Season]],CRate,2)","v":10.5},{"$f":"IF(A7266>TOU_CTabulation[[#This Row],[Month]],TOU_CTabulation[[#This Row],[Day]]*TOU_CTabulation[[#This Row],[Base Allow]],0)","v":0},{"$f":"IF(A7266>TOU_CTabulation[[#This Row],[Month]],TOU_CTabulation[[#This Row],[Month Cumm]],0)","v":0},{"$f":"IF(TOU_CTabulation[[#This Row],[Month Base Gen]]=0,0,TOU_CTabulation[[#This Row],[Month Base Gen]]-TOU_CTabulation[[#This Row],[Day]]*TOU_CTabulation[[#This Row],[Base Allow]])","v":0},{"$f":"VLOOKUP(TOU_CTabulation[[#This Row],[Hour]],daypart,2)","v":"All"},{"$f":"TOU_CTabulation[[#This Row],[Season]]&TOU_CTabulation[[#This Row],[Day-Part]]","v":"WinterAll"},{"$f":"VLOOKUP(TOU_CTabulation[[#This Row],[Daypart]],TOUC,2)","v":0.25901999999999997},{"$f":"VLOOKUP(TOU_CTabulation[[#This Row],[Daypart]],TOUC,3)","v":0.32596000000000003},{"$f":"TOU_CTabulation[[#This Row],[Month Base Allow]]*TOU_CTabulation[[#This Row],[Base Rate]]","v":0},{"$f":"TOU_CTabulation[[#This Row],[Month Overbase Gen]]*TOU_CTabulation[[#This Row],[Over Rate]]","v":0},{"$f":"TOU_CTabulation[[#This Row],[Base Value]]+TOU_CTabulation[[#This Row],[Over Value]]","v":0}]
[10,29,21,0,0,13,1,0,13,0,0,{"$f":"TOU_CTabulation[[#This Row],[AC System Output (W)]]/1000","v":0},{"$f":"IF(A7273=TOU_CTabulation[[#This Row],[Month]],M7273+TOU_CTabulation[[#This Row],[AC System Output (kW)]],TOU_CTabulation[[#This Row],[AC System Output (kW)]])","v":505.81558800000016},{"$f":"VLOOKUP(TOU_CTabulation[[#This Row],[Month]],Season,2)","v":"Winter"},{"$f":"VLOOKUP(TOU_CTabulation[[#This Row],[Season]],CRate,2)","v":10.5},{"$f":"IF(A7275>TOU_CTabulation[[#This Row],[Month]],TOU_CTabulation[[#This Row],[Day]]*TOU_CTabulation[[#This Row],[Base Allow]],0)","v":0},{"$f":"IF(A7275>TOU_CTabulation[[#This Row],[Month]],TOU_CTabulation[[#This Row],[Month Cumm]],0)","v":0},{"$f":"IF(TOU_CTabulation[[#This Row],[Month Base Gen]]=0,0,TOU_CTabulation[[#This Row],[Month Base Gen]]-TOU_CTabulation[[#This Row],[Day]]*TOU_CTabulation[[#This Row],[Base Allow]])","v":0},{"$f":"VLOOKUP(TOU_CTabulation[[#This Row],[Hour]],daypart,2)","v":"All"},{"$f":"TOU_CTabulation[[#This Row],[Season]]&TOU_CTabulation[[#This Row],[Day-Part]]","v":"WinterAll"},{"$f":"VLOOKUP(TOU_CTabulation[[#This Row],[Daypart]],TOUC,2)","v":0.25901999999999997},{"$f":"VLOOKUP(TOU_CTabulation[[#This Row],[Daypart]],TOUC,3)","v":0.32596000000000003},{"$f":"TOU_CTabulation[[#This Row],[Month Base Allow]]*TOU_CTabulation[[#This Row],[Base Rate]]","v":0},{"$f":"TOU_CTabulation[[#This Row],[Month Overbase Gen]]*TOU_CTabulation[[#This Row],[Over Rate]]","v":0},{"$f":"TOU_CTabulation[[#This Row],[Base Value]]+TOU_CTabulation[[#This Row],[Over Value]]","v":0}]
[10,30,5,0,0,14,3,0,14,0,0,{"$f":"TOU_CTabulation[[#This Row],[AC System Output (W)]]/1000","v":0},{"$f":"IF(A7281=TOU_CTabulation[[#This Row],[Month]],M7281+TOU_CTabulation[[#This Row],[AC System Output (kW)]],TOU_CTabulation[[#This Row],[AC System Output (kW)]])","v":505.81558800000016},{"$f":"VLOOKUP(TOU_CTabulation[[#This Row],[Month]],Season,2)","v":"Winter"},{"$f":"VLOOKUP(TOU_CTabulation[[#This Row],[Season]],CRate,2)","v":10.5},{"$f":"IF(A7283>TOU_CTabulation[[#This Row],[Month]],TOU_CTabulation[[#This Row],[Day]]*TOU_CTabulation[[#This Row],[Base Allow]],0)","v":0},{"$f":"IF(A7283>TOU_CTabulation[[#This Row],[Month]],TOU_CTabulation[[#This Row],[Month Cumm]],0)","v":0},{"$f":"IF(TOU_CTabulation[[#This Row],[Month Base Gen]]=0,0,TOU_CTabulation[[#This Row],[Month Base Gen]]-TOU_CTabulation[[#This Row],[Day]]*TOU_CTabulation[[#This Row],[Base Allow]])","v":0},{"$f":"VLOOKUP(TOU_CTabulation[[#This Row],[Hour]],daypart,2)","v":"All"},{"$f":"TOU_CTabulation[[#This Row],[Season]]&TOU_CTabulation[[#This Row],[Day-Part]]","v":"WinterAll"},{"$f":"VLOOKUP(TOU_CTabulation[[#This Row],[Daypart]],TOUC,2)","v":0.25901999999999997},{"$f":"VLOOKUP(TOU_CTabulation[[#This Row],[Daypart]],TOUC,3)","v":0.32596000000000003},{"$f":"TOU_CTabulation[[#This Row],[Month Base Allow]]*TOU_CTabulation[[#This Row],[Base Rate]]","v":0},{"$f":"TOU_CTabulation[[#This Row],[Month Overbase Gen]]*TOU_CTabulation[[#This Row],[Over Rate]]","v":0},{"$f":"TOU_CTabulation[[#This Row],[Base Value]]+TOU_CTabulation[[#This Row],[Over Value]]","v":0}]
[10,30,14,0,141,17,4,137.833,18.603999999999999,487.94499999999999,457.65499999999997,{"$f":"TOU_CTabulation[[#This Row],[AC System Output (W)]]/1000","v":0.45765499999999998},{"$f":"IF(A7290=TOU_CTabulation[[#This Row],[Month]],M7290+TOU_CTabulation[[#This Row],[AC System Output (kW)]],TOU_CTabulation[[#This Row],[AC System Output (kW)]])","v":511.52610200000026},{"$f":"VLOOKUP(TOU_CTabulation[[#This Row],[Month]],Season,2)","v":"Winter"},{"$f":"VLOOKUP(TOU_CTabulation[[#This Row],[Season]],CRate,2)","v":10.5},{"$f":"IF(A7292>TOU_CTabulation[[#This Row],[Month]],TOU_CTabulation[[#This Row],[Day]]*TOU_CTabulation[[#This Row],[Base Allow]],0)","v":0},{"$f":"IF(A7292>TOU_CTabulation[[#This Row],[Month]],TOU_CTabulation[[#This Row],[Month Cumm]],0)","v":0},{"$f":"IF(TOU_CTabulation[[#This Row],[Month Base Gen]]=0,0,TOU_CTabulation[[#This Row],[Month Base Gen]]-TOU_CTabulation[[#This Row],[Day]]*TOU_CTabulation[[#This Row],[Base Allow]])","v":0},{"$f":"VLOOKUP(TOU_CTabulation[[#This Row],[Hour]],daypart,2)","v":"All"},{"$f":"TOU_CTabulation[[#This Row],[Season]]&TOU_CTabulation[[#This Row],[Day-Part]]","v":"WinterAll"},{"$f":"VLOOKUP(TOU_CTabulation[[#This Row],[Daypart]],TOUC,2)","v":0.25901999999999997},{"$f":"VLOOKUP(TOU_CTabulation[[#This Row],[Daypart]],TOUC,3)","v":0.32596000000000003},{"$f":"TOU_CTabulation[[#This Row],[Month Base Allow]]*TOU_CTabulation[[#This Row],[Base Rate]]","v":0},{"$f":"TOU_CTabulation[[#This Row],[Month Overbase Gen]]*TOU_CTabulation[[#This Row],[Over Rate]]","v":0},{"$f":"TOU_CTabulation[[#This Row],[Base Value]]+TOU_CTabulation[[#This Row],[Over Value]]","v":0}]
[10,30,20,0,0,12,1,0,12,0,0,{"$f":"TOU_CTabulation[[#This Row],[AC System Output (W)]]/1000","v":0},{"$f":"IF(A7296=TOU_CTabulation[[#This Row],[Month]],M7296+TOU_CTabulation[[#This Row],[AC System Output (kW)]],TOU_CTabulation[[#This Row],[AC System Output (kW)]])","v":511.95160000000027},{"$f":"VLOOKUP(TOU_CTabulation[[#This Row],[Month]],Season,2)","v":"Winter"},{"$f":"VLOOKUP(TOU_CTabulation[[#This Row],[Season]],CRate,2)","v":10.5},{"$f":"IF(A7298>TOU_CTabulation[[#This Row],[Month]],TOU_CTabulation[[#This Row],[Day]]*TOU_CTabulation[[#This Row],[Base Allow]],0)","v":0},{"$f":"IF(A7298>TOU_CTabulation[[#This Row],[Month]],TOU_CTabulation[[#This Row],[Month Cumm]],0)","v":0},{"$f":"IF(TOU_CTabulation[[#This Row],[Month Base Gen]]=0,0,TOU_CTabulation[[#This Row],[Month Base Gen]]-TOU_CTabulation[[#This Row],[Day]]*TOU_CTabulation[[#This Row],[Base Allow]])","v":0},{"$f":"VLOOKUP(TOU_CTabulation[[#This Row],[Hour]],daypart,2)","v":"All"},{"$f":"TOU_CTabulation[[#This Row],[Season]]&TOU_CTabulation[[#This Row],[Day-Part]]","v":"WinterAll"},{"$f":"VLOOKUP(TOU_CTabulation[[#This Row],[Daypart]],TOUC,2)","v":0.25901999999999997},{"$f":"VLOOKUP(TOU_CTabulation[[#This Row],[Daypart]],TOUC,3)","v":0.32596000000000003},{"$f":"TOU_CTabulation[[#This Row],[Month Base Allow]]*TOU_CTabulation[[#This Row],[Base Rate]]","v":0},{"$f":"TOU_CTabulation[[#This Row],[Month Overbase Gen]]*TOU_CTabulation[[#This Row],[Over Rate]]","v":0},{"$f":"TOU_CTabulation[[#This Row],[Base Value]]+TOU_CTabulation[[#This Row],[Over Value]]","v":0}]
[10,31,7,573,50,11,0,262.28300000000002,19.195,829.08600000000001,790.57299999999998,{"$f":"TOU_CTabulation[[#This Row],[AC System Output (W)]]/1000","v":0.79057299999999997},{"$f":"IF(A7307=TOU_CTabulation[[#This Row],[Month]],M7307+TOU_CTabulation[[#This Row],[AC System Output (kW)]],TOU_CTabulation[[#This Row],[AC System Output (kW)]])","v":512.74217300000032},{"$f":"VLOOKUP(TOU_CTabulation[[#This Row],[Month]],Season,2)","v":"Winter"},{"$f":"VLOOKUP(TOU_CTabulation[[#This Row],[Season]],CRate,2)","v":10.5},{"$f":"IF(A7309>TOU_CTabulation[[#This Row],[Month]],TOU_CTabulation[[#This Row],[Day]]*TOU_CTabulation[[#This Row],[Base Allow]],0)","v":0},{"$f":"IF(A7309>TOU_CTabulation[[#This Row],[Month]],TOU_CTabulation[[#This Row],[Month Cumm]],0)","v":0},{"$f":"IF(TOU_CTabulation[[#This Row],[Month Base Gen]]=0,0,TOU_CTabulation[[#This Row],[Month Base Gen]]-TOU_CTabulation[[#This Row],[Day]]*TOU_CTabulation[[#This Row],[Base Allow]])","v":0},{"$f":"VLOOKUP(TOU_CTabulation[[#This Row],[Hour]],daypart,2)","v":"All"},{"$f":"TOU_CTabulation[[#This Row],[Season]]&TOU_CTabulation[[#This Row],[Day-Part]]","v":"WinterAll"},{"$f":"VLOOKUP(TOU_CTabulation[[#This Row],[Daypart]],TOUC,2)","v":0.25901999999999997},{"$f":"VLOOKUP(TOU_CTabulation[[#This Row],[Daypart]],TOUC,3)","v":0.32596000000000003},{"$f":"TOU_CTabulation[[#This Row],[Month Base Allow]]*TOU_CTabulation[[#This Row],[Base Rate]]","v":0},{"$f":"TOU_CTabulation[[#This Row],[Month Overbase Gen]]*TOU_CTabulation[[#This Row],[Over Rate]]","v":0},{"$f":"TOU_CTabulation[[#This Row],[Base Value]]+TOU_CTabulation[[#This Row],[Over Value]]","v":0}]
[10,31,10,281,268,17,1,532.93200000000002,33.167000000000002,1758.163,1691.768,{"$f":"TOU_CTabulation[[#This Row],[AC System Output (W)]]/1000","v":1.6917679999999999},{"$f":"IF(A7310=TOU_CTabulation[[#This Row],[Month]],M7310+TOU_CTabulation[[#This Row],[AC System Output (kW)]],TOU_CTabulation[[#This Row],[AC System Output (kW)]])","v":516.23516000000041},{"$f":"VLOOKUP(TOU_CTabulation[[#This Row],[Month]],Season,2)","v":"Winter"},{"$f":"VLOOKUP(TOU_CTabulation[[#This Row],[Season]],CRate,2)","v":10.5},{"$f":"IF(A7312>TOU_CTabulation[[#This Row],[Month]],TOU_CTabulation[[#This Row],[Day]]*TOU_CTabulation[[#This Row],[Base Allow]],0)","v":0},{"$f":"IF(A7312>TOU_CTabulation[[#This Row],[Month]],TOU_CTabulation[[#This Row],[Month Cumm]],0)","v":0},{"$f":"IF(TOU_CTabulation[[#This Row],[Month Base Gen]]=0,0,TOU_CTabulation[[#This Row],[Month Base Gen]]-TOU_CTabulation[[#This Row],[Day]]*TOU_CTabulation[[#This Row],[Base Allow]])","v":0},{"$f":"VLOOKUP(TOU_CTabulation[[#This Row],[Hour]],daypart,2)","v":"All"},{"$f":"TOU_CTabulation[[#This Row],[Season]]&TOU_CTabulation[[#This Row],[Day-Part]]","v":"WinterAll"},{"$f":"VLOOKUP(TOU_CTabulation[[#This Row],[Daypart]],TOUC,2)","v":0.25901999999999997},{"$f":"VLOOKUP(TOU_CTabulation[[#This Row],[Daypart]],TOUC,3)","v":0.32596000000000003},{"$f":"TOU_CTabulation[[#This Row],[Month Base Allow]]*TOU_CTabulation[[#This Row],[Base Rate]]","v":0},{"$f":"TOU_CTabulation[[#This Row],[Month Overbase Gen]]*TOU_CTabulation[[#This Row],[Over Rate]]","v":0},{"$f":"TOU_CTabulation[[#This Row],[Base Value]]+TOU_CTabulation[[#This Row],[Over Value]]","v":0}]
[11,1,0,0,0,16,2,0,16,0,0,{"$f":"TOU_CTabulation[[#This Row],[AC System Output (W)]]/1000","v":0},{"$f":"IF(A7324=TOU_CTabulation[[#This Row],[Month]],M7324+TOU_CTabulation[[#This Row],[AC System Output (kW)]],TOU_CTabulation[[#This Row],[AC System Output (kW)]])","v":0},{"$f":"VLOOKUP(TOU_CTabulation[[#This Row],[Month]],Season,2)","v":"Winter"},{"$f":"VLOOKUP(TOU_CTabulation[[#This Row],[Season]],CRate,2)","v":10.5},{"$f":"IF(A7326>TOU_CTabulation[[#This Row],[Month]],TOU_CTabulation[[#This Row],[Day]]*TOU_CTabulation[[#This Row],[Base Allow]],0)","v":0},{"$f":"IF(A7326>TOU_CTabulation[[#This Row],[Month]],TOU_CTabulation[[#This Row],[Month Cumm]],0)","v":0},{"$f":"IF(TOU_CTabulation[[#This Row],[Month Base Gen]]=0,0,TOU_CTabulation[[#This Row],[Month Base Gen]]-TOU_CTabulation[[#This Row],[Day]]*TOU_CTabulation[[#This Row],[Base Allow]])","v":0},{"$f":"VLOOKUP(TOU_CTabulation[[#This Row],[Hour]],daypart,2)","v":"All"},{"$f":"TOU_CTabulation[[#This Row],[Season]]&TOU_CTabulation[[#This Row],[Day-Part]]","v":"WinterAll"},{"$f":"VLOOKUP(TOU_CTabulation[[#This Row],[Daypart]],TOUC,2)","v":0.25901999999999997},{"$f":"VLOOKUP(TOU_CTabulation[[#This Row],[Daypart]],TOUC,3)","v":0.32596000000000003},{"$f":"TOU_CTabulation[[#This Row],[Month Base Allow]]*TOU_CTabulation[[#This Row],[Base Rate]]","v":0},{"$f":"TOU_CTabulation[[#This Row],[Month Overbase Gen]]*TOU_CTabulation[[#This Row],[Over Rate]]","v":0},{"$f":"TOU_CTabulation[[#This Row],[Base Value]]+TOU_CTabulation[[#This Row],[Over Value]]","v":0}]
[11,1,7,19,72,17,2,81.143000000000001,17.306000000000001,285.697,259.77199999999999,{"$f":"TOU_CTabulation[[#This Row],[AC System Output (W)]]/1000","v":0.259772},{"$f":"IF(A7331=TOU_CTabulation[[#This Row],[Month]],M7331+TOU_CTabulation[[#This Row],[AC System Output (kW)]],TOU_CTabulation[[#This Row],[AC System Output (kW)]])","v":0.259772},{"$f":"VLOOKUP(TOU_CTabulation[[#This Row],[Month]],Season,2)","v":"Winter"},{"$f":"VLOOKUP(TOU_CTabulation[[#This Row],[Season]],CRate,2)","v":10.5},{"$f":"IF(A7333>TOU_CTabulation[[#This Row],[Month]],TOU_CTabulation[[#This Row],[Day]]*TOU_CTabulation[[#This Row],[Base Allow]],0)","v":0},{"$f":"IF(A7333>TOU_CTabulation[[#This Row],[Month]],TOU_CTabulation[[#This Row],[Month Cumm]],0)","v":0},{"$f":"IF(TOU_CTabulation[[#This Row],[Month Base Gen]]=0,0,TOU_CTabulation[[#This Row],[Month Base Gen]]-TOU_CTabulation[[#This Row],[Day]]*TOU_CTabulation[[#This Row],[Base Allow]])","v":0},{"$f":"VLOOKUP(TOU_CTabulation[[#This Row],[Hour]],daypart,2)","v":"All"},{"$f":"TOU_CTabulation[[#This Row],[Season]]&TOU_CTabulation[[#This Row],[Day-Part]]","v":"WinterAll"},{"$f":"VLOOKUP(TOU_CTabulation[[#This Row],[Daypart]],TOUC,2)","v":0.25901999999999997},{"$f":"VLOOKUP(TOU_CTabulation[[#This Row],[Daypart]],TOUC,3)","v":0.32596000000000003},{"$f":"TOU_CTabulation[[#This Row],[Month Base Allow]]*TOU_CTabulation[[#This Row],[Base Rate]]","v":0},{"$f":"TOU_CTabulation[[#This Row],[Month Overbase Gen]]*TOU_CTabulation[[#This Row],[Over Rate]]","v":0},{"$f":"TOU_CTabulation[[#This Row],[Base Value]]+TOU_CTabulation[[#This Row],[Over Value]]","v":0}]
[11,1,9,912,70,21,1,731.24400000000003,43.585999999999999,2268.748,2183.6149999999998,{"$f":"TOU_CTabulation[[#This Row],[AC System Output (W)]]/1000","v":2.1836149999999996},{"$f":"IF(A7333=TOU_CTabulation[[#This Row],[Month]],M7333+TOU_CTabulation[[#This Row],[AC System Output (kW)]],TOU_CTabulation[[#This Row],[AC System Output (kW)]])","v":4.0847339999999992},{"$f":"VLOOKUP(TOU_CTabulation[[#This Row],[Month]],Season,2)","v":"Winter"},{"$f":"VLOOKUP(TOU_CTabulation[[#This Row],[Season]],CRate,2)","v":10.5},{"$f":"IF(A7335>TOU_CTabulation[[#This Row],[Month]],TOU_CTabulation[[#This Row],[Day]]*TOU_CTabulation[[#This Row],[Base Allow]],0)","v":0},{"$f":"IF(A7335>TOU_CTabulation[[#This Row],[Month]],TOU_CTabulation[[#This Row],[Month Cumm]],0)","v":0},{"$f":"IF(TOU_CTabulation[[#This Row],[Month Base Gen]]=0,0,TOU_CTabulation[[#This Row],[Month Base Gen]]-TOU_CTabulation[[#This Row],[Day]]*TOU_CTabulation[[#This Row],[Base Allow]])","v":0},{"$f":"VLOOKUP(TOU_CTabulation[[#This Row],[Hour]],daypart,2)","v":"All"},{"$f":"TOU_CTabulation[[#This Row],[Season]]&TOU_CTabulation[[#This Row],[Day-Part]]","v":"WinterAll"},{"$f":"VLOOKUP(TOU_CTabulation[[#This Row],[Daypart]],TOUC,2)","v":0.25901999999999997},{"$f":"VLOOKUP(TOU_CTabulation[[#This Row],[Daypart]],TOUC,3)","v":0.32596000000000003},{"$f":"TOU_CTabulation[[#This Row],[Month Base Allow]]*TOU_CTabulation[[#This Row],[Base Rate]]","v":0},{"$f":"TOU_CTabulation[[#This Row],[Month Overbase Gen]]*TOU_CTabulation[[#This Row],[Over Rate]]","v":0},{"$f":"TOU_CTabulation[[#This Row],[Base Value]]+TOU_CTabulation[[#This Row],[Over Value]]","v":0}]
[11,1,21,0,0,16,0,0,16,0,0,{"$f":"TOU_CTabulation[[#This Row],[AC System Output (W)]]/1000","v":0},{"$f":"IF(A7345=TOU_CTabulation[[#This Row],[Month]],M7345+TOU_CTabulation[[#This Row],[AC System Output (kW)]],TOU_CTabulation[[#This Row],[AC System Output (kW)]])","v":16.255482000000001},{"$f":"VLOOKUP(TOU_CTabulation[[#This Row],[Month]],Season,2)","v":"Winter"},{"$f":"VLOOKUP(TOU_CTabulation[[#This Row],[Season]],CRate,2)","v":10.5},{"$f":"IF(A7347>TOU_CTabulation[[#This Row],[Month]],TOU_CTabulation[[#This Row],[Day]]*TOU_CTabulation[[#This Row],[Base Allow]],0)","v":0},{"$f":"IF(A7347>TOU_CTabulation[[#This Row],[Month]],TOU_CTabulation[[#This Row],[Month Cumm]],0)","v":0},{"$f":"IF(TOU_CTabulation[[#This Row],[Month Base Gen]]=0,0,TOU_CTabulation[[#This Row],[Month Base Gen]]-TOU_CTabulation[[#This Row],[Day]]*TOU_CTabulation[[#This Row],[Base Allow]])","v":0},{"$f":"VLOOKUP(TOU_CTabulation[[#This Row],[Hour]],daypart,2)","v":"All"},{"$f":"TOU_CTabulation[[#This Row],[Season]]&TOU_CTabulation[[#This Row],[Day-Part]]","v":"WinterAll"},{"$f":"VLOOKUP(TOU_CTabulation[[#This Row],[Daypart]],TOUC,2)","v":0.25901999999999997},{"$f":"VLOOKUP(TOU_CTabulation[[#This Row],[Daypart]],TOUC,3)","v":0.32596000000000003},{"$f":"TOU_CTabulation[[#This Row],[Month Base Allow]]*TOU_CTabulation[[#This Row],[Base Rate]]","v":0},{"$f":"TOU_CTabulation[[#This Row],[Month Overbase Gen]]*TOU_CTabulation[[#This Row],[Over Rate]]","v":0},{"$f":"TOU_CTabulation[[#This Row],[Base Value]]+TOU_CTabulation[[#This Row],[Over Value]]","v":0}]
[11,2,2,0,0,14,0,0,14,0,0,{"$f":"TOU_CTabulation[[#This Row],[AC System Output (W)]]/1000","v":0},{"$f":"IF(A7350=TOU_CTabulation[[#This Row],[Month]],M7350+TOU_CTabulation[[#This Row],[AC System Output (kW)]],TOU_CTabulation[[#This Row],[AC System Output (kW)]])","v":16.255482000000001},{"$f":"VLOOKUP(TOU_CTabulation[[#This Row],[Month]],Season,2)","v":"Winter"},{"$f":"VLOOKUP(TOU_CTabulation[[#This Row],[Season]],CRate,2)","v":10.5},{"$f":"IF(A7352>TOU_CTabulation[[#This Row],[Month]],TOU_CTabulation[[#This Row],[Day]]*TOU_CTabulation[[#This Row],[Base Allow]],0)","v":0},{"$f":"IF(A7352>TOU_CTabulation[[#This Row],[Month]],TOU_CTabulation[[#This Row],[Month Cumm]],0)","v":0},{"$f":"IF(TOU_CTabulation[[#This Row],[Month Base Gen]]=0,0,TOU_CTabulation[[#This Row],[Month Base Gen]]-TOU_CTabulation[[#This Row],[Day]]*TOU_CTabulation[[#This Row],[Base Allow]])","v":0},{"$f":"VLOOKUP(TOU_CTabulation[[#This Row],[Hour]],daypart,2)","v":"All"},{"$f":"TOU_CTabulation[[#This Row],[Season]]&TOU_CTabulation[[#This Row],[Day-Part]]","v":"WinterAll"},{"$f":"VLOOKUP(TOU_CTabulation[[#This Row],[Daypart]],TOUC,2)","v":0.25901999999999997},{"$f":"VLOOKUP(TOU_CTabulation[[#This Row],[Daypart]],TOUC,3)","v":0.32596000000000003},{"$f":"TOU_CTabulation[[#This Row],[Month Base Allow]]*TOU_CTabulation[[#This Row],[Base Rate]]","v":0},{"$f":"TOU_CTabulation[[#This Row],[Month Overbase Gen]]*TOU_CTabulation[[#This Row],[Over Rate]]","v":0},{"$f":"TOU_CTabulation[[#This Row],[Base Value]]+TOU_CTabulation[[#This Row],[Over Value]]","v":0}]
[11,2,7,614,46,15,0,268.05700000000002,23.451000000000001,824.98400000000004,786.57600000000002,{"$f":"TOU_CTabulation[[#This Row],[AC System Output (W)]]/1000","v":0.78657600000000005},{"$f":"IF(A7355=TOU_CTabulation[[#This Row],[Month]],M7355+TOU_CTabulation[[#This Row],[AC System Output (kW)]],TOU_CTabulation[[#This Row],[AC System Output (kW)]])","v":17.042058000000001},{"$f":"VLOOKUP(TOU_CTabulation[[#This Row],[Month]],Season,2)","v":"Winter"},{"$f":"VLOOKUP(TOU_CTabulation[[#This Row],[Season]],CRate,2)","v":10.5},{"$f":"IF(A7357>TOU_CTabulation[[#This Row],[Month]],TOU_CTabulation[[#This Row],[Day]]*TOU_CTabulation[[#This Row],[Base Allow]],0)","v":0},{"$f":"IF(A7357>TOU_CTabulation[[#This Row],[Month]],TOU_CTabulation[[#This Row],[Month Cumm]],0)","v":0},{"$f":"IF(TOU_CTabulation[[#This Row],[Month Base Gen]]=0,0,TOU_CTabulation[[#This Row],[Month Base Gen]]-TOU_CTabulation[[#This Row],[Day]]*TOU_CTabulation[[#This Row],[Base Allow]])","v":0},{"$f":"VLOOKUP(TOU_CTabulation[[#This Row],[Hour]],daypart,2)","v":"All"},{"$f":"TOU_CTabulation[[#This Row],[Season]]&TOU_CTabulation[[#This Row],[Day-Part]]","v":"WinterAll"},{"$f":"VLOOKUP(TOU_CTabulation[[#This Row],[Daypart]],TOUC,2)","v":0.25901999999999997},{"$f":"VLOOKUP(TOU_CTabulation[[#This Row],[Daypart]],TOUC,3)","v":0.32596000000000003},{"$f":"TOU_CTabulation[[#This Row],[Month Base Allow]]*TOU_CTabulation[[#This Row],[Base Rate]]","v":0},{"$f":"TOU_CTabulation[[#This Row],[Month Overbase Gen]]*TOU_CTabulation[[#This Row],[Over Rate]]","v":0},{"$f":"TOU_CTabulation[[#This Row],[Base Value]]+TOU_CTabulation[[#This Row],[Over Value]]","v":0}]
[11,2,19,0,0,12,1,0,12,0,0,{"$f":"TOU_CTabulation[[#This Row],[AC System Output (W)]]/1000","v":0},{"$f":"IF(A7367=TOU_CTabulation[[#This Row],[Month]],M7367+TOU_CTabulation[[#This Row],[AC System Output (kW)]],TOU_CTabulation[[#This Row],[AC System Output (kW)]])","v":34.216388999999992},{"$f":"VLOOKUP(TOU_CTabulation[[#This Row],[Month]],Season,2)","v":"Winter"},{"$f":"VLOOKUP(TOU_CTabulation[[#This Row],[Season]],CRate,2)","v":10.5},{"$f":"IF(A7369>TOU_CTabulation[[#This Row],[Month]],TOU_CTabulation[[#This Row],[Day]]*TOU_CTabulation[[#This Row],[Base Allow]],0)","v":0},{"$f":"IF(A7369>TOU_CTabulation[[#This Row],[Month]],TOU_CTabulation[[#This Row],[Month Cumm]],0)","v":0},{"$f":"IF(TOU_CTabulation[[#This Row],[Month Base Gen]]=0,0,TOU_CTabulation[[#This Row],[Month Base Gen]]-TOU_CTabulation[[#This Row],[Day]]*TOU_CTabulation[[#This Row],[Base Allow]])","v":0},{"$f":"VLOOKUP(TOU_CTabulation[[#This Row],[Hour]],daypart,2)","v":"All"},{"$f":"TOU_CTabulation[[#This Row],[Season]]&TOU_CTabulation[[#This Row],[Day-Part]]","v":"WinterAll"},{"$f":"VLOOKUP(TOU_CTabulation[[#This Row],[Daypart]],TOUC,2)","v":0.25901999999999997},{"$f":"VLOOKUP(TOU_CTabulation[[#This Row],[Daypart]],TOUC,3)","v":0.32596000000000003},{"$f":"TOU_CTabulation[[#This Row],[Month Base Allow]]*TOU_CTabulation[[#This Row],[Base Rate]]","v":0},{"$f":"TOU_CTabulation[[#This Row],[Month Overbase Gen]]*TOU_CTabulation[[#This Row],[Over Rate]]","v":0},{"$f":"TOU_CTabulation[[#This Row],[Base Value]]+TOU_CTabulation[[#This Row],[Over Value]]","v":0}]
[11,3,4,0,0,9,1,0,9,0,0,{"$f":"TOU_CTabulation[[#This Row],[AC System Output (W)]]/1000","v":0},{"$f":"IF(A7376=TOU_CTabulation[[#This Row],[Month]],M7376+TOU_CTabulation[[#This Row],[AC System Output (kW)]],TOU_CTabulation[[#This Row],[AC System Output (kW)]])","v":34.216388999999992},{"$f":"VLOOKUP(TOU_CTabulation[[#This Row],[Month]],Season,2)","v":"Winter"},{"$f":"VLOOKUP(TOU_CTabulation[[#This Row],[Season]],CRate,2)","v":10.5},{"$f":"IF(A7378>TOU_CTabulation[[#This Row],[Month]],TOU_CTabulation[[#This Row],[Day]]*TOU_CTabulation[[#This Row],[Base Allow]],0)","v":0},{"$f":"IF(A7378>TOU_CTabulation[[#This Row],[Month]],TOU_CTabulation[[#This Row],[Month Cumm]],0)","v":0},{"$f":"IF(TOU_CTabulation[[#This Row],[Month Base Gen]]=0,0,TOU_CTabulation[[#This Row],[Month Base Gen]]-TOU_CTabulation[[#This Row],[Day]]*TOU_CTabulation[[#This Row],[Base Allow]])","v":0},{"$f":"VLOOKUP(TOU_CTabulation[[#This Row],[Hour]],daypart,2)","v":"All"},{"$f":"TOU_CTabulation[[#This Row],[Season]]&TOU_CTabulation[[#This Row],[Day-Part]]","v":"WinterAll"},{"$f":"VLOOKUP(TOU_CTabulation[[#This Row],[Daypart]],TOUC,2)","v":0.25901999999999997},{"$f":"VLOOKUP(TOU_CTabulation[[#This Row],[Daypart]],TOUC,3)","v":0.32596000000000003},{"$f":"TOU_CTabulation[[#This Row],[Month Base Allow]]*TOU_CTabulation[[#This Row],[Base Rate]]","v":0},{"$f":"TOU_CTabulation[[#This Row],[Month Overbase Gen]]*TOU_CTabulation[[#This Row],[Over Rate]]","v":0},{"$f":"TOU_CTabulation[[#This Row],[Base Value]]+TOU_CTabulation[[#This Row],[Over Value]]","v":0}]
[11,3,12,929,85,23,1,889.01199999999994,51.298999999999999,2670.6759999999999,2569.087,{"$f":"TOU_CTabulation[[#This Row],[AC System Output (W)]]/1000","v":2.5690870000000001},{"$f":"IF(A7384=TOU_CTabulation[[#This Row],[Month]],M7384+TOU_CTabulation[[#This Row],[AC System Output (kW)]],TOU_CTabulation[[#This Row],[AC System Output (kW)]])","v":43.125118000000001},{"$f":"VLOOKUP(TOU_CTabulation[[#This Row],[Month]],Season,2)","v":"Winter"},{"$f":"VLOOKUP(TOU_CTabulation[[#This Row],[Season]],CRate,2)","v":10.5},{"$f":"IF(A7386>TOU_CTabulation[[#This Row],[Month]],TOU_CTabulation[[#This Row],[Day]]*TOU_CTabulation[[#This Row],[Base Allow]],0)","v":0},{"$f":"IF(A7386>TOU_CTabulation[[#This Row],[Month]],TOU_CTabulation[[#This Row],[Month Cumm]],0)","v":0},{"$f":"IF(TOU_CTabulation[[#This Row],[Month Base Gen]]=0,0,TOU_CTabulation[[#This Row],[Month Base Gen]]-TOU_CTabulation[[#This Row],[Day]]*TOU_CTabulation[[#This Row],[Base Allow]])","v":0},{"$f":"VLOOKUP(TOU_CTabulation[[#This Row],[Hour]],daypart,2)","v":"All"},{"$f":"TOU_CTabulation[[#This Row],[Season]]&TOU_CTabulation[[#This Row],[Day-Part]]","v":"WinterAll"},{"$f":"VLOOKUP(TOU_CTabulation[[#This Row],[Daypart]],TOUC,2)","v":0.25901999999999997},{"$f":"VLOOKUP(TOU_CTabulation[[#This Row],[Daypart]],TOUC,3)","v":0.32596000000000003},{"$f":"TOU_CTabulation[[#This Row],[Month Base Allow]]*TOU_CTabulation[[#This Row],[Base Rate]]","v":0},{"$f":"TOU_CTabulation[[#This Row],[Month Overbase Gen]]*TOU_CTabulation[[#This Row],[Over Rate]]","v":0},{"$f":"TOU_CTabulation[[#This Row],[Base Value]]+TOU_CTabulation[[#This Row],[Over Value]]","v":0}]
[11,3,13,899,81,24,1,789.78499999999997,49.466999999999999,2387.36,2297.527,{"$f":"TOU_CTabulation[[#This Row],[AC System Output (W)]]/1000","v":2.2975270000000001},{"$f":"IF(A7385=TOU_CTabulation[[#This Row],[Month]],M7385+TOU_CTabulation[[#This Row],[AC System Output (kW)]],TOU_CTabulation[[#This Row],[AC System Output (kW)]])","v":45.422645000000003},{"$f":"VLOOKUP(TOU_CTabulation[[#This Row],[Month]],Season,2)","v":"Winter"},{"$f":"VLOOKUP(TOU_CTabulation[[#This Row],[Season]],CRate,2)","v":10.5},{"$f":"IF(A7387>TOU_CTabulation[[#This Row],[Month]],TOU_CTabulation[[#This Row],[Day]]*TOU_CTabulation[[#This Row],[Base Allow]],0)","v":0},{"$f":"IF(A7387>TOU_CTabulation[[#This Row],[Month]],TOU_CTabulation[[#This Row],[Month Cumm]],0)","v":0},{"$f":"IF(TOU_CTabulation[[#This Row],[Month Base Gen]]=0,0,TOU_CTabulation[[#This Row],[Month Base Gen]]-TOU_CTabulation[[#This Row],[Day]]*TOU_CTabulation[[#This Row],[Base Allow]])","v":0},{"$f":"VLOOKUP(TOU_CTabulation[[#This Row],[Hour]],daypart,2)","v":"All"},{"$f":"TOU_CTabulation[[#This Row],[Season]]&TOU_CTabulation[[#This Row],[Day-Part]]","v":"WinterAll"},{"$f":"VLOOKUP(TOU_CTabulation[[#This Row],[Daypart]],TOUC,2)","v":0.25901999999999997},{"$f":"VLOOKUP(TOU_CTabulation[[#This Row],[Daypart]],TOUC,3)","v":0.32596000000000003},{"$f":"TOU_CTabulation[[#This Row],[Month Base Allow]]*TOU_CTabulation[[#This Row],[Base Rate]]","v":0},{"$f":"TOU_CTabulation[[#This Row],[Month Overbase Gen]]*TOU_CTabulation[[#This Row],[Over Rate]]","v":0},{"$f":"TOU_CTabulation[[#This Row],[Base Value]]+TOU_CTabulation[[#This Row],[Over Value]]","v":0}]
[11,4,3,0,0,10,1,0,10,0,0,{"$f":"TOU_CTabulation[[#This Row],[AC System Output (W)]]/1000","v":0},{"$f":"IF(A7399=TOU_CTabulation[[#This Row],[Month]],M7399+TOU_CTabulation[[#This Row],[AC System Output (kW)]],TOU_CTabulation[[#This Row],[AC System Output (kW)]])","v":48.801179000000005},{"$f":"VLOOKUP(TOU_CTabulation[[#This Row],[Month]],Season,2)","v":"Winter"},{"$f":"VLOOKUP(TOU_CTabulation[[#This Row],[Season]],CRate,2)","v":10.5},{"$f":"IF(A7401>TOU_CTabulation[[#This Row],[Month]],TOU_CTabulation[[#This Row],[Day]]*TOU_CTabulation[[#This Row],[Base Allow]],0)","v":0},{"$f":"IF(A7401>TOU_CTabulation[[#This Row],[Month]],TOU_CTabulation[[#This Row],[Month Cumm]],0)","v":0},{"$f":"IF(TOU_CTabulation[[#This Row],[Month Base Gen]]=0,0,TOU_CTabulation[[#This Row],[Month Base Gen]]-TOU_CTabulation[[#This Row],[Day]]*TOU_CTabulation[[#This Row],[Base Allow]])","v":0},{"$f":"VLOOKUP(TOU_CTabulation[[#This Row],[Hour]],daypart,2)","v":"All"},{"$f":"TOU_CTabulation[[#This Row],[Season]]&TOU_CTabulation[[#This Row],[Day-Part]]","v":"WinterAll"},{"$f":"VLOOKUP(TOU_CTabulation[[#This Row],[Daypart]],TOUC,2)","v":0.25901999999999997},{"$f":"VLOOKUP(TOU_CTabulation[[#This Row],[Daypart]],TOUC,3)","v":0.32596000000000003},{"$f":"TOU_CTabulation[[#This Row],[Month Base Allow]]*TOU_CTabulation[[#This Row],[Base Rate]]","v":0},{"$f":"TOU_CTabulation[[#This Row],[Month Overbase Gen]]*TOU_CTabulation[[#This Row],[Over Rate]]","v":0},{"$f":"TOU_CTabulation[[#This Row],[Base Value]]+TOU_CTabulation[[#This Row],[Over Value]]","v":0}]
[11,4,6,0,0,10,2,0,10,0,0,{"$f":"TOU_CTabulation[[#This Row],[AC System Output (W)]]/1000","v":0},{"$f":"IF(A7402=TOU_CTabulation[[#This Row],[Month]],M7402+TOU_CTabulation[[#This Row],[AC System Output (kW)]],TOU_CTabulation[[#This Row],[AC System Output (kW)]])","v":48.801179000000005},{"$f":"VLOOKUP(TOU_CTabulation[[#This Row],[Month]],Season,2)","v":"Winter"},{"$f":"VLOOKUP(TOU_CTabulation[[#This Row],[Season]],CRate,2)","v":10.5},{"$f":"IF(A7404>TOU_CTabulation[[#This Row],[Month]],TOU_CTabulation[[#This Row],[Day]]*TOU_CTabulation[[#This Row],[Base Allow]],0)","v":0},{"$f":"IF(A7404>TOU_CTabulation[[#This Row],[Month]],TOU_CTabulation[[#This Row],[Month Cumm]],0)","v":0},{"$f":"IF(TOU_CTabulation[[#This Row],[Month Base Gen]]=0,0,TOU_CTabulation[[#This Row],[Month Base Gen]]-TOU_CTabulation[[#This Row],[Day]]*TOU_CTabulation[[#This Row],[Base Allow]])","v":0},{"$f":"VLOOKUP(TOU_CTabulation[[#This Row],[Hour]],daypart,2)","v":"All"},{"$f":"TOU_CTabulation[[#This Row],[Season]]&TOU_CTabulation[[#This Row],[Day-Part]]","v":"WinterAll"},{"$f":"VLOOKUP(TOU_CTabulation[[#This Row],[Daypart]],TOUC,2)","v":0.25901999999999997},{"$f":"VLOOKUP(TOU_CTabulation[[#This Row],[Daypart]],TOUC,3)","v":0.32596000000000003},{"$f":"TOU_CTabulation[[#This Row],[Month Base Allow]]*TOU_CTabulation[[#This Row],[Base Rate]]","v":0},{"$f":"TOU_CTabulation[[#This Row],[Month Overbase Gen]]*TOU_CTabulation[[#This Row],[Over Rate]]","v":0},{"$f":"TOU_CTabulation[[#This Row],[Base Value]]+TOU_CTabulation[[#This Row],[Over Value]]","v":0}]
[11,4,17,0,0,17,0,0,17,0,0,{"$f":"TOU_CTabulation[[#This Row],[AC System Output (W)]]/1000","v":0},{"$f":"IF(A7413=TOU_CTabulation[[#This Row],[Month]],M7413+TOU_CTabulation[[#This Row],[AC System Output (kW)]],TOU_CTabulation[[#This Row],[AC System Output (kW)]])","v":66.309858999999989},{"$f":"VLOOKUP(TOU_CTabulation[[#This Row],[Month]],Season,2)","v":"Winter"},{"$f":"VLOOKUP(TOU_CTabulation[[#This Row],[Season]],CRate,2)","v":10.5},{"$f":"IF(A7415>TOU_CTabulation[[#This Row],[Month]],TOU_CTabulation[[#This Row],[Day]]*TOU_CTabulation[[#This Row],[Base Allow]],0)","v":0},{"$f":"IF(A7415>TOU_CTabulation[[#This Row],[Month]],TOU_CTabulation[[#This Row],[Month Cumm]],0)","v":0},{"$f":"IF(TOU_CTabulation[[#This Row],[Month Base Gen]]=0,0,TOU_CTabulation[[#This Row],[Month Base Gen]]-TOU_CTabulation[[#This Row],[Day]]*TOU_CTabulation[[#This Row],[Base Allow]])","v":0},{"$f":"VLOOKUP(TOU_CTabulation[[#This Row],[Hour]],daypart,2)","v":"All"},{"$f":"TOU_CTabulation[[#This Row],[Season]]&TOU_CTabulation[[#This Row],[Day-Part]]","v":"WinterAll"},{"$f":"VLOOKUP(TOU_CTabulation[[#This Row],[Daypart]],TOUC,2)","v":0.25901999999999997},{"$f":"VLOOKUP(TOU_CTabulation[[#This Row],[Daypart]],TOUC,3)","v":0.32596000000000003},{"$f":"TOU_CTabulation[[#This Row],[Month Base Allow]]*TOU_CTabulation[[#This Row],[Base Rate]]","v":0},{"$f":"TOU_CTabulation[[#This Row],[Month Overbase Gen]]*TOU_CTabulation[[#This Row],[Over Rate]]","v":0},{"$f":"TOU_CTabulation[[#This Row],[Base Value]]+TOU_CTabulation[[#This Row],[Over Value]]","v":0}]
[11,4,23,0,0,13,1,0,13,0,0,{"$f":"TOU_CTabulation[[#This Row],[AC System Output (W)]]/1000","v":0},{"$f":"IF(A7419=TOU_CTabulation[[#This Row],[Month]],M7419+TOU_CTabulation[[#This Row],[AC System Output (kW)]],TOU_CTabulation[[#This Row],[AC System Output (kW)]])","v":66.309858999999989},{"$f":"VLOOKUP(TOU_CTabulation[[#This Row],[Month]],Season,2)","v":"Winter"},{"$f":"VLOOKUP(TOU_CTabulation[[#This Row],[Season]],CRate,2)","v":10.5},{"$f":"IF(A7421>TOU_CTabulation[[#This Row],[Month]],TOU_CTabulation[[#This Row],[Day]]*TOU_CTabulation[[#This Row],[Base Allow]],0)","v":0},{"$f":"IF(A7421>TOU_CTabulation[[#This Row],[Month]],TOU_CTabulation[[#This Row],[Month Cumm]],0)","v":0},{"$f":"IF(TOU_CTabulation[[#This Row],[Month Base Gen]]=0,0,TOU_CTabulation[[#This Row],[Month Base Gen]]-TOU_CTabulation[[#This Row],[Day]]*TOU_CTabulation[[#This Row],[Base Allow]])","v":0},{"$f":"VLOOKUP(TOU_CTabulation[[#This Row],[Hour]],daypart,2)","v":"All"},{"$f":"TOU_CTabulation[[#This Row],[Season]]&TOU_CTabulation[[#This Row],[Day-Part]]","v":"WinterAll"},{"$f":"VLOOKUP(TOU_CTabulation[[#This Row],[Daypart]],TOUC,2)","v":0.25901999999999997},{"$f":"VLOOKUP(TOU_CTabulation[[#This Row],[Daypart]],TOUC,3)","v":0.32596000000000003},{"$f":"TOU_CTabulation[[#This Row],[Month Base Allow]]*TOU_CTabulation[[#This Row],[Base Rate]]","v":0},{"$f":"TOU_CTabulation[[#This Row],[Month Overbase Gen]]*TOU_CTabulation[[#This Row],[Over Rate]]","v":0},{"$f":"TOU_CTabulation[[#This Row],[Base Value]]+TOU_CTabulation[[#This Row],[Over Value]]","v":0}]
[11,5,7,41,68,12,0,84.793000000000006,11.747999999999999,302.19,275.923,{"$f":"TOU_CTabulation[[#This Row],[AC System Output (W)]]/1000","v":0.27592300000000003},{"$f":"IF(A7427=TOU_CTabulation[[#This Row],[Month]],M7427+TOU_CTabulation[[#This Row],[AC System Output (kW)]],TOU_CTabulation[[#This Row],[AC System Output (kW)]])","v":66.585781999999995},{"$f":"VLOOKUP(TOU_CTabulation[[#This Row],[Month]],Season,2)","v":"Winter"},{"$f":"VLOOKUP(TOU_CTabulation[[#This Row],[Season]],CRate,2)","v":10.5},{"$f":"IF(A7429>TOU_CTabulation[[#This Row],[Month]],TOU_CTabulation[[#This Row],[Day]]*TOU_CTabulation[[#This Row],[Base Allow]],0)","v":0},{"$f":"IF(A7429>TOU_CTabulation[[#This Row],[Month]],TOU_CTabulation[[#This Row],[Month Cumm]],0)","v":0},{"$f":"IF(TOU_CTabulation[[#This Row],[Month Base Gen]]=0,0,TOU_CTabulation[[#This Row],[Month Base Gen]]-TOU_CTabulation[[#This Row],[Day]]*TOU_CTabulation[[#This Row],[Base Allow]])","v":0},{"$f":"VLOOKUP(TOU_CTabulation[[#This Row],[Hour]],daypart,2)","v":"All"},{"$f":"TOU_CTabulation[[#This Row],[Season]]&TOU_CTabulation[[#This Row],[Day-Part]]","v":"WinterAll"},{"$f":"VLOOKUP(TOU_CTabulation[[#This Row],[Daypart]],TOUC,2)","v":0.25901999999999997},{"$f":"VLOOKUP(TOU_CTabulation[[#This Row],[Daypart]],TOUC,3)","v":0.32596000000000003},{"$f":"TOU_CTabulation[[#This Row],[Month Base Allow]]*TOU_CTabulation[[#This Row],[Base Rate]]","v":0},{"$f":"TOU_CTabulation[[#This Row],[Month Overbase Gen]]*TOU_CTabulation[[#This Row],[Over Rate]]","v":0},{"$f":"TOU_CTabulation[[#This Row],[Base Value]]+TOU_CTabulation[[#This Row],[Over Value]]","v":0}]
[11,5,16,285,34,16,2,113.215,18.448,339.55700000000002,312.50700000000001,{"$f":"TOU_CTabulation[[#This Row],[AC System Output (W)]]/1000","v":0.31250699999999998},{"$f":"IF(A7436=TOU_CTabulation[[#This Row],[Month]],M7436+TOU_CTabulation[[#This Row],[AC System Output (kW)]],TOU_CTabulation[[#This Row],[AC System Output (kW)]])","v":83.235524999999996},{"$f":"VLOOKUP(TOU_CTabulation[[#This Row],[Month]],Season,2)","v":"Winter"},{"$f":"VLOOKUP(TOU_CTabulation[[#This Row],[Season]],CRate,2)","v":10.5},{"$f":"IF(A7438>TOU_CTabulation[[#This Row],[Month]],TOU_CTabulation[[#This Row],[Day]]*TOU_CTabulation[[#This Row],[Base Allow]],0)","v":0},{"$f":"IF(A7438>TOU_CTabulation[[#This Row],[Month]],TOU_CTabulation[[#This Row],[Month Cumm]],0)","v":0},{"$f":"IF(TOU_CTabulation[[#This Row],[Month Base Gen]]=0,0,TOU_CTabulation[[#This Row],[Month Base Gen]]-TOU_CTabulation[[#This Row],[Day]]*TOU_CTabulation[[#This Row],[Base Allow]])","v":0},{"$f":"VLOOKUP(TOU_CTabulation[[#This Row],[Hour]],daypart,2)","v":"All"},{"$f":"TOU_CTabulation[[#This Row],[Season]]&TOU_CTabulation[[#This Row],[Day-Part]]","v":"WinterAll"},{"$f":"VLOOKUP(TOU_CTabulation[[#This Row],[Daypart]],TOUC,2)","v":0.25901999999999997},{"$f":"VLOOKUP(TOU_CTabulation[[#This Row],[Daypart]],TOUC,3)","v":0.32596000000000003},{"$f":"TOU_CTabulation[[#This Row],[Month Base Allow]]*TOU_CTabulation[[#This Row],[Base Rate]]","v":0},{"$f":"TOU_CTabulation[[#This Row],[Month Overbase Gen]]*TOU_CTabulation[[#This Row],[Over Rate]]","v":0},{"$f":"TOU_CTabulation[[#This Row],[Base Value]]+TOU_CTabulation[[#This Row],[Over Value]]","v":0}]
[11,5,21,0,0,12,1,0,12,0,0,{"$f":"TOU_CTabulation[[#This Row],[AC System Output (W)]]/1000","v":0},{"$f":"IF(A7441=TOU_CTabulation[[#This Row],[Month]],M7441+TOU_CTabulation[[#This Row],[AC System Output (kW)]],TOU_CTabulation[[#This Row],[AC System Output (kW)]])","v":83.235524999999996},{"$f":"VLOOKUP(TOU_CTabulation[[#This Row],[Month]],Season,2)","v":"Winter"},{"$f":"VLOOKUP(TOU_CTabulation[[#This Row],[Season]],CRate,2)","v":10.5},{"$f":"IF(A7443>TOU_CTabulation[[#This Row],[Month]],TOU_CTabulation[[#This Row],[Day]]*TOU_CTabulation[[#This Row],[Base Allow]],0)","v":0},{"$f":"IF(A7443>TOU_CTabulation[[#This Row],[Month]],TOU_CTabulation[[#This Row],[Month Cumm]],0)","v":0},{"$f":"IF(TOU_CTabulation[[#This Row],[Month Base Gen]]=0,0,TOU_CTabulation[[#This Row],[Month Base Gen]]-TOU_CTabulation[[#This Row],[Day]]*TOU_CTabulation[[#This Row],[Base Allow]])","v":0},{"$f":"VLOOKUP(TOU_CTabulation[[#This Row],[Hour]],daypart,2)","v":"All"},{"$f":"TOU_CTabulation[[#This Row],[Season]]&TOU_CTabulation[[#This Row],[Day-Part]]","v":"WinterAll"},{"$f":"VLOOKUP(TOU_CTabulation[[#This Row],[Daypart]],TOUC,2)","v":0.25901999999999997},{"$f":"VLOOKUP(TOU_CTabulation[[#This Row],[Daypart]],TOUC,3)","v":0.32596000000000003},{"$f":"TOU_CTabulation[[#This Row],[Month Base Allow]]*TOU_CTabulation[[#This Row],[Base Rate]]","v":0},{"$f":"TOU_CTabulation[[#This Row],[Month Overbase Gen]]*TOU_CTabulation[[#This Row],[Over Rate]]","v":0},{"$f":"TOU_CTabulation[[#This Row],[Base Value]]+TOU_CTabulation[[#This Row],[Over Value]]","v":0}]
[11,6,1,0,0,11,1,0,11,0,0,{"$f":"TOU_CTabulation[[#This Row],[AC System Output (W)]]/1000","v":0},{"$f":"IF(A7445=TOU_CTabulation[[#This Row],[Month]],M7445+TOU_CTabulation[[#This Row],[AC System Output (kW)]],TOU_CTabulation[[#This Row],[AC System Output (kW)]])","v":83.235524999999996},{"$f":"VLOOKUP(TOU_CTabulation[[#This Row],[Month]],Season,2)","v":"Winter"},{"$f":"VLOOKUP(TOU_CTabulation[[#This Row],[Season]],CRate,2)","v":10.5},{"$f":"IF(A7447>TOU_CTabulation[[#This Row],[Month]],TOU_CTabulation[[#This Row],[Day]]*TOU_CTabulation[[#This Row],[Base Allow]],0)","v":0},{"$f":"IF(A7447>TOU_CTabulation[[#This Row],[Month]],TOU_CTabulation[[#This Row],[Month Cumm]],0)","v":0},{"$f":"IF(TOU_CTabulation[[#This Row],[Month Base Gen]]=0,0,TOU_CTabulation[[#This Row],[Month Base Gen]]-TOU_CTabulation[[#This Row],[Day]]*TOU_CTabulation[[#This Row],[Base Allow]])","v":0},{"$f":"VLOOKUP(TOU_CTabulation[[#This Row],[Hour]],daypart,2)","v":"All"},{"$f":"TOU_CTabulation[[#This Row],[Season]]&TOU_CTabulation[[#This Row],[Day-Part]]","v":"WinterAll"},{"$f":"VLOOKUP(TOU_CTabulation[[#This Row],[Daypart]],TOUC,2)","v":0.25901999999999997},{"$f":"VLOOKUP(TOU_CTabulation[[#This Row],[Daypart]],TOUC,3)","v":0.32596000000000003},{"$f":"TOU_CTabulation[[#This Row],[Month Base Allow]]*TOU_CTabulation[[#This Row],[Base Rate]]","v":0},{"$f":"TOU_CTabulation[[#This Row],[Month Overbase Gen]]*TOU_CTabulation[[#This Row],[Over Rate]]","v":0},{"$f":"TOU_CTabulation[[#This Row],[Base Value]]+TOU_CTabulation[[#This Row],[Over Value]]","v":0}]
[11,6,14,580,117,17,4,509.33800000000002,27.917999999999999,1698.0640000000001,1633.7159999999999,{"$f":"TOU_CTabulation[[#This Row],[AC System Output (W)]]/1000","v":1.6337159999999999},{"$f":"IF(A7458=TOU_CTabulation[[#This Row],[Month]],M7458+TOU_CTabulation[[#This Row],[AC System Output (kW)]],TOU_CTabulation[[#This Row],[AC System Output (kW)]])","v":96.802386999999996},{"$f":"VLOOKUP(TOU_CTabulation[[#This Row],[Month]],Season,2)","v":"Winter"},{"$f":"VLOOKUP(TOU_CTabulation[[#This Row],[Season]],CRate,2)","v":10.5},{"$f":"IF(A7460>TOU_CTabulation[[#This Row],[Month]],TOU_CTabulation[[#This Row],[Day]]*TOU_CTabulation[[#This Row],[Base Allow]],0)","v":0},{"$f":"IF(A7460>TOU_CTabulation[[#This Row],[Month]],TOU_CTabulation[[#This Row],[Month Cumm]],0)","v":0},{"$f":"IF(TOU_CTabulation[[#This Row],[Month Base Gen]]=0,0,TOU_CTabulation[[#This Row],[Month Base Gen]]-TOU_CTabulation[[#This Row],[Day]]*TOU_CTabulation[[#This Row],[Base Allow]])","v":0},{"$f":"VLOOKUP(TOU_CTabulation[[#This Row],[Hour]],daypart,2)","v":"All"},{"$f":"TOU_CTabulation[[#This Row],[Season]]&TOU_CTabulation[[#This Row],[Day-Part]]","v":"WinterAll"},{"$f":"VLOOKUP(TOU_CTabulation[[#This Row],[Daypart]],TOUC,2)","v":0.25901999999999997},{"$f":"VLOOKUP(TOU_CTabulation[[#This Row],[Daypart]],TOUC,3)","v":0.32596000000000003},{"$f":"TOU_CTabulation[[#This Row],[Month Base Allow]]*TOU_CTabulation[[#This Row],[Base Rate]]","v":0},{"$f":"TOU_CTabulation[[#This Row],[Month Overbase Gen]]*TOU_CTabulation[[#This Row],[Over Rate]]","v":0},{"$f":"TOU_CTabulation[[#This Row],[Base Value]]+TOU_CTabulation[[#This Row],[Over Value]]","v":0}]
[11,6,18,0,0,12,2,0,12,0,0,{"$f":"TOU_CTabulation[[#This Row],[AC System Output (W)]]/1000","v":0},{"$f":"IF(A7462=TOU_CTabulation[[#This Row],[Month]],M7462+TOU_CTabulation[[#This Row],[AC System Output (kW)]],TOU_CTabulation[[#This Row],[AC System Output (kW)]])","v":97.65408699999999},{"$f":"VLOOKUP(TOU_CTabulation[[#This Row],[Month]],Season,2)","v":"Winter"},{"$f":"VLOOKUP(TOU_CTabulation[[#This Row],[Season]],CRate,2)","v":10.5},{"$f":"IF(A7464>TOU_CTabulation[[#This Row],[Month]],TOU_CTabulation[[#This Row],[Day]]*TOU_CTabulation[[#This Row],[Base Allow]],0)","v":0},{"$f":"IF(A7464>TOU_CTabulation[[#This Row],[Month]],TOU_CTabulation[[#This Row],[Month Cumm]],0)","v":0},{"$f":"IF(TOU_CTabulation[[#This Row],[Month Base Gen]]=0,0,TOU_CTabulation[[#This Row],[Month Base Gen]]-TOU_CTabulation[[#This Row],[Day]]*TOU_CTabulation[[#This Row],[Base Allow]])","v":0},{"$f":"VLOOKUP(TOU_CTabulation[[#This Row],[Hour]],daypart,2)","v":"All"},{"$f":"TOU_CTabulation[[#This Row],[Season]]&TOU_CTabulation[[#This Row],[Day-Part]]","v":"WinterAll"},{"$f":"VLOOKUP(TOU_CTabulation[[#This Row],[Daypart]],TOUC,2)","v":0.25901999999999997},{"$f":"VLOOKUP(TOU_CTabulation[[#This Row],[Daypart]],TOUC,3)","v":0.32596000000000003},{"$f":"TOU_CTabulation[[#This Row],[Month Base Allow]]*TOU_CTabulation[[#This Row],[Base Rate]]","v":0},{"$f":"TOU_CTabulation[[#This Row],[Month Overbase Gen]]*TOU_CTabulation[[#This Row],[Over Rate]]","v":0},{"$f":"TOU_CTabulation[[#This Row],[Base Value]]+TOU_CTabulation[[#This Row],[Over Value]]","v":0}]
[11,7,3,0,0,12,3,0,12,0,0,{"$f":"TOU_CTabulation[[#This Row],[AC System Output (W)]]/1000","v":0},{"$f":"IF(A7471=TOU_CTabulation[[#This Row],[Month]],M7471+TOU_CTabulation[[#This Row],[AC System Output (kW)]],TOU_CTabulation[[#This Row],[AC System Output (kW)]])","v":97.65408699999999},{"$f":"VLOOKUP(TOU_CTabulation[[#This Row],[Month]],Season,2)","v":"Winter"},{"$f":"VLOOKUP(TOU_CTabulation[[#This Row],[Season]],CRate,2)","v":10.5},{"$f":"IF(A7473>TOU_CTabulation[[#This Row],[Month]],TOU_CTabulation[[#This Row],[Day]]*TOU_CTabulation[[#This Row],[Base Allow]],0)","v":0},{"$f":"IF(A7473>TOU_CTabulation[[#This Row],[Month]],TOU_CTabulation[[#This Row],[Month Cumm]],0)","v":0},{"$f":"IF(TOU_CTabulation[[#This Row],[Month Base Gen]]=0,0,TOU_CTabulation[[#This Row],[Month Base Gen]]-TOU_CTabulation[[#This Row],[Day]]*TOU_CTabulation[[#This Row],[Base Allow]])","v":0},{"$f":"VLOOKUP(TOU_CTabulation[[#This Row],[Hour]],daypart,2)","v":"All"},{"$f":"TOU_CTabulation[[#This Row],[Season]]&TOU_CTabulation[[#This Row],[Day-Part]]","v":"WinterAll"},{"$f":"VLOOKUP(TOU_CTabulation[[#This Row],[Daypart]],TOUC,2)","v":0.25901999999999997},{"$f":"VLOOKUP(TOU_CTabulation[[#This Row],[Daypart]],TOUC,3)","v":0.32596000000000003},{"$f":"TOU_CTabulation[[#This Row],[Month Base Allow]]*TOU_CTabulation[[#This Row],[Base Rate]]","v":0},{"$f":"TOU_CTabulation[[#This Row],[Month Overbase Gen]]*TOU_CTabulation[[#This Row],[Over Rate]]","v":0},{"$f":"TOU_CTabulation[[#This Row],[Base Value]]+TOU_CTabulation[[#This Row],[Over Value]]","v":0}]
[11,7,10,18,213,17,5,226.07900000000001,20.501999999999999,793.15899999999999,755.56299999999999,{"$f":"TOU_CTabulation[[#This Row],[AC System Output (W)]]/1000","v":0.75556299999999998},{"$f":"IF(A7478=TOU_CTabulation[[#This Row],[Month]],M7478+TOU_CTabulation[[#This Row],[AC System Output (kW)]],TOU_CTabulation[[#This Row],[AC System Output (kW)]])","v":100.06175699999999},{"$f":"VLOOKUP(TOU_CTabulation[[#This Row],[Month]],Season,2)","v":"Winter"},{"$f":"VLOOKUP(TOU_CTabulation[[#This Row],[Season]],CRate,2)","v":10.5},{"$f":"IF(A7480>TOU_CTabulation[[#This Row],[Month]],TOU_CTabulation[[#This Row],[Day]]*TOU_CTabulation[[#This Row],[Base Allow]],0)","v":0},{"$f":"IF(A7480>TOU_CTabulation[[#This Row],[Month]],TOU_CTabulation[[#This Row],[Month Cumm]],0)","v":0},{"$f":"IF(TOU_CTabulation[[#This Row],[Month Base Gen]]=0,0,TOU_CTabulation[[#This Row],[Month Base Gen]]-TOU_CTabulation[[#This Row],[Day]]*TOU_CTabulation[[#This Row],[Base Allow]])","v":0},{"$f":"VLOOKUP(TOU_CTabulation[[#This Row],[Hour]],daypart,2)","v":"All"},{"$f":"TOU_CTabulation[[#This Row],[Season]]&TOU_CTabulation[[#This Row],[Day-Part]]","v":"WinterAll"},{"$f":"VLOOKUP(TOU_CTabulation[[#This Row],[Daypart]],TOUC,2)","v":0.25901999999999997},{"$f":"VLOOKUP(TOU_CTabulation[[#This Row],[Daypart]],TOUC,3)","v":0.32596000000000003},{"$f":"TOU_CTabulation[[#This Row],[Month Base Allow]]*TOU_CTabulation[[#This Row],[Base Rate]]","v":0},{"$f":"TOU_CTabulation[[#This Row],[Month Overbase Gen]]*TOU_CTabulation[[#This Row],[Over Rate]]","v":0},{"$f":"TOU_CTabulation[[#This Row],[Base Value]]+TOU_CTabulation[[#This Row],[Over Value]]","v":0}]
[11,7,20,0,0,14,5,0,14,0,0,{"$f":"TOU_CTabulation[[#This Row],[AC System Output (W)]]/1000","v":0},{"$f":"IF(A7488=TOU_CTabulation[[#This Row],[Month]],M7488+TOU_CTabulation[[#This Row],[AC System Output (kW)]],TOU_CTabulation[[#This Row],[AC System Output (kW)]])","v":104.33873099999997},{"$f":"VLOOKUP(TOU_CTabulation[[#This Row],[Month]],Season,2)","v":"Winter"},{"$f":"VLOOKUP(TOU_CTabulation[[#This Row],[Season]],CRate,2)","v":10.5},{"$f":"IF(A7490>TOU_CTabulation[[#This Row],[Month]],TOU_CTabulation[[#This Row],[Day]]*TOU_CTabulation[[#This Row],[Base Allow]],0)","v":0},{"$f":"IF(A7490>TOU_CTabulation[[#This Row],[Month]],TOU_CTabulation[[#This Row],[Month Cumm]],0)","v":0},{"$f":"IF(TOU_CTabulation[[#This Row],[Month Base Gen]]=0,0,TOU_CTabulation[[#This Row],[Month Base Gen]]-TOU_CTabulation[[#This Row],[Day]]*TOU_CTabulation[[#This Row],[Base Allow]])","v":0},{"$f":"VLOOKUP(TOU_CTabulation[[#This Row],[Hour]],daypart,2)","v":"All"},{"$f":"TOU_CTabulation[[#This Row],[Season]]&TOU_CTabulation[[#This Row],[Day-Part]]","v":"WinterAll"},{"$f":"VLOOKUP(TOU_CTabulation[[#This Row],[Daypart]],TOUC,2)","v":0.25901999999999997},{"$f":"VLOOKUP(TOU_CTabulation[[#This Row],[Daypart]],TOUC,3)","v":0.32596000000000003},{"$f":"TOU_CTabulation[[#This Row],[Month Base Allow]]*TOU_CTabulation[[#This Row],[Base Rate]]","v":0},{"$f":"TOU_CTabulation[[#This Row],[Month Overbase Gen]]*TOU_CTabulation[[#This Row],[Over Rate]]","v":0},{"$f":"TOU_CTabulation[[#This Row],[Base Value]]+TOU_CTabulation[[#This Row],[Over Value]]","v":0}]
[11,8,3,0,0,10,0,0,10,0,0,{"$f":"TOU_CTabulation[[#This Row],[AC System Output (W)]]/1000","v":0},{"$f":"IF(A7495=TOU_CTabulation[[#This Row],[Month]],M7495+TOU_CTabulation[[#This Row],[AC System Output (kW)]],TOU_CTabulation[[#This Row],[AC System Output (kW)]])","v":104.33873099999997},{"$f":"VLOOKUP(TOU_CTabulation[[#This Row],[Month]],Season,2)","v":"Winter"},{"$f":"VLOOKUP(TOU_CTabulation[[#This Row],[Season]],CRate,2)","v":10.5},{"$f":"IF(A7497>TOU_CTabulation[[#This Row],[Month]],TOU_CTabulation[[#This Row],[Day]]*TOU_CTabulation[[#This Row],[Base Allow]],0)","v":0},{"$f":"IF(A7497>TOU_CTabulation[[#This Row],[Month]],TOU_CTabulation[[#This Row],[Month Cumm]],0)","v":0},{"$f":"IF(TOU_CTabulation[[#This Row],[Month Base Gen]]=0,0,TOU_CTabulation[[#This Row],[Month Base Gen]]-TOU_CTabulation[[#This Row],[Day]]*TOU_CTabulation[[#This Row],[Base Allow]])","v":0},{"$f":"VLOOKUP(TOU_CTabulation[[#This Row],[Hour]],daypart,2)","v":"All"},{"$f":"TOU_CTabulation[[#This Row],[Season]]&TOU_CTabulation[[#This Row],[Day-Part]]","v":"WinterAll"},{"$f":"VLOOKUP(TOU_CTabulation[[#This Row],[Daypart]],TOUC,2)","v":0.25901999999999997},{"$f":"VLOOKUP(TOU_CTabulation[[#This Row],[Daypart]],TOUC,3)","v":0.32596000000000003},{"$f":"TOU_CTabulation[[#This Row],[Month Base Allow]]*TOU_CTabulation[[#This Row],[Base Rate]]","v":0},{"$f":"TOU_CTabulation[[#This Row],[Month Overbase Gen]]*TOU_CTabulation[[#This Row],[Over Rate]]","v":0},{"$f":"TOU_CTabulation[[#This Row],[Base Value]]+TOU_CTabulation[[#This Row],[Over Value]]","v":0}]
[11,8,13,868,81,17,2,760.88400000000001,36.118000000000002,2461.3310000000001,2368.5,{"$f":"TOU_CTabulation[[#This Row],[AC System Output (W)]]/1000","v":2.3685},{"$f":"IF(A7505=TOU_CTabulation[[#This Row],[Month]],M7505+TOU_CTabulation[[#This Row],[AC System Output (kW)]],TOU_CTabulation[[#This Row],[AC System Output (kW)]])","v":111.37609099999997},{"$f":"VLOOKUP(TOU_CTabulation[[#This Row],[Month]],Season,2)","v":"Winter"},{"$f":"VLOOKUP(TOU_CTabulation[[#This Row],[Season]],CRate,2)","v":10.5},{"$f":"IF(A7507>TOU_CTabulation[[#This Row],[Month]],TOU_CTabulation[[#This Row],[Day]]*TOU_CTabulation[[#This Row],[Base Allow]],0)","v":0},{"$f":"IF(A7507>TOU_CTabulation[[#This Row],[Month]],TOU_CTabulation[[#This Row],[Month Cumm]],0)","v":0},{"$f":"IF(TOU_CTabulation[[#This Row],[Month Base Gen]]=0,0,TOU_CTabulation[[#This Row],[Month Base Gen]]-TOU_CTabulation[[#This Row],[Day]]*TOU_CTabulation[[#This Row],[Base Allow]])","v":0},{"$f":"VLOOKUP(TOU_CTabulation[[#This Row],[Hour]],daypart,2)","v":"All"},{"$f":"TOU_CTabulation[[#This Row],[Season]]&TOU_CTabulation[[#This Row],[Day-Part]]","v":"WinterAll"},{"$f":"VLOOKUP(TOU_CTabulation[[#This Row],[Daypart]],TOUC,2)","v":0.25901999999999997},{"$f":"VLOOKUP(TOU_CTabulation[[#This Row],[Daypart]],TOUC,3)","v":0.32596000000000003},{"$f":"TOU_CTabulation[[#This Row],[Month Base Allow]]*TOU_CTabulation[[#This Row],[Base Rate]]","v":0},{"$f":"TOU_CTabulation[[#This Row],[Month Overbase Gen]]*TOU_CTabulation[[#This Row],[Over Rate]]","v":0},{"$f":"TOU_CTabulation[[#This Row],[Base Value]]+TOU_CTabulation[[#This Row],[Over Value]]","v":0}]
[11,8,17,0,0,12,1,0,12,0,0,{"$f":"TOU_CTabulation[[#This Row],[AC System Output (W)]]/1000","v":0},{"$f":"IF(A7509=TOU_CTabulation[[#This Row],[Month]],M7509+TOU_CTabulation[[#This Row],[AC System Output (kW)]],TOU_CTabulation[[#This Row],[AC System Output (kW)]])","v":113.27179299999997},{"$f":"VLOOKUP(TOU_CTabulation[[#This Row],[Month]],Season,2)","v":"Winter"},{"$f":"VLOOKUP(TOU_CTabulation[[#This Row],[Season]],CRate,2)","v":10.5},{"$f":"IF(A7511>TOU_CTabulation[[#This Row],[Month]],TOU_CTabulation[[#This Row],[Day]]*TOU_CTabulation[[#This Row],[Base Allow]],0)","v":0},{"$f":"IF(A7511>TOU_CTabulation[[#This Row],[Month]],TOU_CTabulation[[#This Row],[Month Cumm]],0)","v":0},{"$f":"IF(TOU_CTabulation[[#This Row],[Month Base Gen]]=0,0,TOU_CTabulation[[#This Row],[Month Base Gen]]-TOU_CTabulation[[#This Row],[Day]]*TOU_CTabulation[[#This Row],[Base Allow]])","v":0},{"$f":"VLOOKUP(TOU_CTabulation[[#This Row],[Hour]],daypart,2)","v":"All"},{"$f":"TOU_CTabulation[[#This Row],[Season]]&TOU_CTabulation[[#This Row],[Day-Part]]","v":"WinterAll"},{"$f":"VLOOKUP(TOU_CTabulation[[#This Row],[Daypart]],TOUC,2)","v":0.25901999999999997},{"$f":"VLOOKUP(TOU_CTabulation[[#This Row],[Daypart]],TOUC,3)","v":0.32596000000000003},{"$f":"TOU_CTabulation[[#This Row],[Month Base Allow]]*TOU_CTabulation[[#This Row],[Base Rate]]","v":0},{"$f":"TOU_CTabulation[[#This Row],[Month Overbase Gen]]*TOU_CTabulation[[#This Row],[Over Rate]]","v":0},{"$f":"TOU_CTabulation[[#This Row],[Base Value]]+TOU_CTabulation[[#This Row],[Over Value]]","v":0}]
[11,8,22,0,0,10,1,0,10,0,0,{"$f":"TOU_CTabulation[[#This Row],[AC System Output (W)]]/1000","v":0},{"$f":"IF(A7514=TOU_CTabulation[[#This Row],[Month]],M7514+TOU_CTabulation[[#This Row],[AC System Output (kW)]],TOU_CTabulation[[#This Row],[AC System Output (kW)]])","v":113.27179299999997},{"$f":"VLOOKUP(TOU_CTabulation[[#This Row],[Month]],Season,2)","v":"Winter"},{"$f":"VLOOKUP(TOU_CTabulation[[#This Row],[Season]],CRate,2)","v":10.5},{"$f":"IF(A7516>TOU_CTabulation[[#This Row],[Month]],TOU_CTabulation[[#This Row],[Day]]*TOU_CTabulation[[#This Row],[Base Allow]],0)","v":0},{"$f":"IF(A7516>TOU_CTabulation[[#This Row],[Month]],TOU_CTabulation[[#This Row],[Month Cumm]],0)","v":0},{"$f":"IF(TOU_CTabulation[[#This Row],[Month Base Gen]]=0,0,TOU_CTabulation[[#This Row],[Month Base Gen]]-TOU_CTabulation[[#This Row],[Day]]*TOU_CTabulation[[#This Row],[Base Allow]])","v":0},{"$f":"VLOOKUP(TOU_CTabulation[[#This Row],[Hour]],daypart,2)","v":"All"},{"$f":"TOU_CTabulation[[#This Row],[Season]]&TOU_CTabulation[[#This Row],[Day-Part]]","v":"WinterAll"},{"$f":"VLOOKUP(TOU_CTabulation[[#This Row],[Daypart]],TOUC,2)","v":0.25901999999999997},{"$f":"VLOOKUP(TOU_CTabulation[[#This Row],[Daypart]],TOUC,3)","v":0.32596000000000003},{"$f":"TOU_CTabulation[[#This Row],[Month Base Allow]]*TOU_CTabulation[[#This Row],[Base Rate]]","v":0},{"$f":"TOU_CTabulation[[#This Row],[Month Overbase Gen]]*TOU_CTabulation[[#This Row],[Over Rate]]","v":0},{"$f":"TOU_CTabulation[[#This Row],[Base Value]]+TOU_CTabulation[[#This Row],[Over Value]]","v":0}]
[11,9,7,0,48,10,0,46.619,7.8890000000000002,173.10499999999999,149.44499999999999,{"$f":"TOU_CTabulation[[#This Row],[AC System Output (W)]]/1000","v":0.14944499999999999},{"$f":"IF(A7523=TOU_CTabulation[[#This Row],[Month]],M7523+TOU_CTabulation[[#This Row],[AC System Output (kW)]],TOU_CTabulation[[#This Row],[AC System Output (kW)]])","v":113.42123799999997},{"$f":"VLOOKUP(TOU_CTabulation[[#This Row],[Month]],Season,2)","v":"Winter"},{"$f":"VLOOKUP(TOU_CTabulation[[#This Row],[Season]],CRate,2)","v":10.5},{"$f":"IF(A7525>TOU_CTabulation[[#This Row],[Month]],TOU_CTabulation[[#This Row],[Day]]*TOU_CTabulation[[#This Row],[Base Allow]],0)","v":0},{"$f":"IF(A7525>TOU_CTabulation[[#This Row],[Month]],TOU_CTabulation[[#This Row],[Month Cumm]],0)","v":0},{"$f":"IF(TOU_CTabulation[[#This Row],[Month Base Gen]]=0,0,TOU_CTabulation[[#This Row],[Month Base Gen]]-TOU_CTabulation[[#This Row],[Day]]*TOU_CTabulation[[#This Row],[Base Allow]])","v":0},{"$f":"VLOOKUP(TOU_CTabulation[[#This Row],[Hour]],daypart,2)","v":"All"},{"$f":"TOU_CTabulation[[#This Row],[Season]]&TOU_CTabulation[[#This Row],[Day-Part]]","v":"WinterAll"},{"$f":"VLOOKUP(TOU_CTabulation[[#This Row],[Daypart]],TOUC,2)","v":0.25901999999999997},{"$f":"VLOOKUP(TOU_CTabulation[[#This Row],[Daypart]],TOUC,3)","v":0.32596000000000003},{"$f":"TOU_CTabulation[[#This Row],[Month Base Allow]]*TOU_CTabulation[[#This Row],[Base Rate]]","v":0},{"$f":"TOU_CTabulation[[#This Row],[Month Overbase Gen]]*TOU_CTabulation[[#This Row],[Over Rate]]","v":0},{"$f":"TOU_CTabulation[[#This Row],[Base Value]]+TOU_CTabulation[[#This Row],[Over Value]]","v":0}]
[11,9,15,149,105,16,2,181.11099999999999,20.382000000000001,617.798,584.50599999999997,{"$f":"TOU_CTabulation[[#This Row],[AC System Output (W)]]/1000","v":0.58450599999999997},{"$f":"IF(A7531=TOU_CTabulation[[#This Row],[Month]],M7531+TOU_CTabulation[[#This Row],[AC System Output (kW)]],TOU_CTabulation[[#This Row],[AC System Output (kW)]])","v":123.392365},{"$f":"VLOOKUP(TOU_CTabulation[[#This Row],[Month]],Season,2)","v":"Winter"},{"$f":"VLOOKUP(TOU_CTabulation[[#This Row],[Season]],CRate,2)","v":10.5},{"$f":"IF(A7533>TOU_CTabulation[[#This Row],[Month]],TOU_CTabulation[[#This Row],[Day]]*TOU_CTabulation[[#This Row],[Base Allow]],0)","v":0},{"$f":"IF(A7533>TOU_CTabulation[[#This Row],[Month]],TOU_CTabulation[[#This Row],[Month Cumm]],0)","v":0},{"$f":"IF(TOU_CTabulation[[#This Row],[Month Base Gen]]=0,0,TOU_CTabulation[[#This Row],[Month Base Gen]]-TOU_CTabulation[[#This Row],[Day]]*TOU_CTabulation[[#This Row],[Base Allow]])","v":0},{"$f":"VLOOKUP(TOU_CTabulation[[#This Row],[Hour]],daypart,2)","v":"All"},{"$f":"TOU_CTabulation[[#This Row],[Season]]&TOU_CTabulation[[#This Row],[Day-Part]]","v":"WinterAll"},{"$f":"VLOOKUP(TOU_CTabulation[[#This Row],[Daypart]],TOUC,2)","v":0.25901999999999997},{"$f":"VLOOKUP(TOU_CTabulation[[#This Row],[Daypart]],TOUC,3)","v":0.32596000000000003},{"$f":"TOU_CTabulation[[#This Row],[Month Base Allow]]*TOU_CTabulation[[#This Row],[Base Rate]]","v":0},{"$f":"TOU_CTabulation[[#This Row],[Month Overbase Gen]]*TOU_CTabulation[[#This Row],[Over Rate]]","v":0},{"$f":"TOU_CTabulation[[#This Row],[Base Value]]+TOU_CTabulation[[#This Row],[Over Value]]","v":0}]
[11,9,21,0,0,8,1,0,8,0,0,{"$f":"TOU_CTabulation[[#This Row],[AC System Output (W)]]/1000","v":0},{"$f":"IF(A7537=TOU_CTabulation[[#This Row],[Month]],M7537+TOU_CTabulation[[#This Row],[AC System Output (kW)]],TOU_CTabulation[[#This Row],[AC System Output (kW)]])","v":123.661044},{"$f":"VLOOKUP(TOU_CTabulation[[#This Row],[Month]],Season,2)","v":"Winter"},{"$f":"VLOOKUP(TOU_CTabulation[[#This Row],[Season]],CRate,2)","v":10.5},{"$f":"IF(A7539>TOU_CTabulation[[#This Row],[Month]],TOU_CTabulation[[#This Row],[Day]]*TOU_CTabulation[[#This Row],[Base Allow]],0)","v":0},{"$f":"IF(A7539>TOU_CTabulation[[#This Row],[Month]],TOU_CTabulation[[#This Row],[Month Cumm]],0)","v":0},{"$f":"IF(TOU_CTabulation[[#This Row],[Month Base Gen]]=0,0,TOU_CTabulation[[#This Row],[Month Base Gen]]-TOU_CTabulation[[#This Row],[Day]]*TOU_CTabulation[[#This Row],[Base Allow]])","v":0},{"$f":"VLOOKUP(TOU_CTabulation[[#This Row],[Hour]],daypart,2)","v":"All"},{"$f":"TOU_CTabulation[[#This Row],[Season]]&TOU_CTabulation[[#This Row],[Day-Part]]","v":"WinterAll"},{"$f":"VLOOKUP(TOU_CTabulation[[#This Row],[Daypart]],TOUC,2)","v":0.25901999999999997},{"$f":"VLOOKUP(TOU_CTabulation[[#This Row],[Daypart]],TOUC,3)","v":0.32596000000000003},{"$f":"TOU_CTabulation[[#This Row],[Month Base Allow]]*TOU_CTabulation[[#This Row],[Base Rate]]","v":0},{"$f":"TOU_CTabulation[[#This Row],[Month Overbase Gen]]*TOU_CTabulation[[#This Row],[Over Rate]]","v":0},{"$f":"TOU_CTabulation[[#This Row],[Base Value]]+TOU_CTabulation[[#This Row],[Over Value]]","v":0}]
[11,10,8,421,110,12,1,353.81799999999998,21.422999999999998,1200.3589999999999,1151.6669999999999,{"$f":"TOU_CTabulation[[#This Row],[AC System Output (W)]]/1000","v":1.151667},{"$f":"IF(A7548=TOU_CTabulation[[#This Row],[Month]],M7548+TOU_CTabulation[[#This Row],[AC System Output (kW)]],TOU_CTabulation[[#This Row],[AC System Output (kW)]])","v":125.00304600000001},{"$f":"VLOOKUP(TOU_CTabulation[[#This Row],[Month]],Season,2)","v":"Winter"},{"$f":"VLOOKUP(TOU_CTabulation[[#This Row],[Season]],CRate,2)","v":10.5},{"$f":"IF(A7550>TOU_CTabulation[[#This Row],[Month]],TOU_CTabulation[[#This Row],[Day]]*TOU_CTabulation[[#This Row],[Base Allow]],0)","v":0},{"$f":"IF(A7550>TOU_CTabulation[[#This Row],[Month]],TOU_CTabulation[[#This Row],[Month Cumm]],0)","v":0},{"$f":"IF(TOU_CTabulation[[#This Row],[Month Base Gen]]=0,0,TOU_CTabulation[[#This Row],[Month Base Gen]]-TOU_CTabulation[[#This Row],[Day]]*TOU_CTabulation[[#This Row],[Base Allow]])","v":0},{"$f":"VLOOKUP(TOU_CTabulation[[#This Row],[Hour]],daypart,2)","v":"All"},{"$f":"TOU_CTabulation[[#This Row],[Season]]&TOU_CTabulation[[#This Row],[Day-Part]]","v":"WinterAll"},{"$f":"VLOOKUP(TOU_CTabulation[[#This Row],[Daypart]],TOUC,2)","v":0.25901999999999997},{"$f":"VLOOKUP(TOU_CTabulation[[#This Row],[Daypart]],TOUC,3)","v":0.32596000000000003},{"$f":"TOU_CTabulation[[#This Row],[Month Base Allow]]*TOU_CTabulation[[#This Row],[Base Rate]]","v":0},{"$f":"TOU_CTabulation[[#This Row],[Month Overbase Gen]]*TOU_CTabulation[[#This Row],[Over Rate]]","v":0},{"$f":"TOU_CTabulation[[#This Row],[Base Value]]+TOU_CTabulation[[#This Row],[Over Value]]","v":0}]
[11,10,14,844,63,17,1,601.21500000000003,37.049999999999997,1907.742,1836.1089999999999,{"$f":"TOU_CTabulation[[#This Row],[AC System Output (W)]]/1000","v":1.836109},{"$f":"IF(A7554=TOU_CTabulation[[#This Row],[Month]],M7554+TOU_CTabulation[[#This Row],[AC System Output (kW)]],TOU_CTabulation[[#This Row],[AC System Output (kW)]])","v":137.653448},{"$f":"VLOOKUP(TOU_CTabulation[[#This Row],[Month]],Season,2)","v":"Winter"},{"$f":"VLOOKUP(TOU_CTabulation[[#This Row],[Season]],CRate,2)","v":10.5},{"$f":"IF(A7556>TOU_CTabulation[[#This Row],[Month]],TOU_CTabulation[[#This Row],[Day]]*TOU_CTabulation[[#This Row],[Base Allow]],0)","v":0},{"$f":"IF(A7556>TOU_CTabulation[[#This Row],[Month]],TOU_CTabulation[[#This Row],[Month Cumm]],0)","v":0},{"$f":"IF(TOU_CTabulation[[#This Row],[Month Base Gen]]=0,0,TOU_CTabulation[[#This Row],[Month Base Gen]]-TOU_CTabulation[[#This Row],[Day]]*TOU_CTabulation[[#This Row],[Base Allow]])","v":0},{"$f":"VLOOKUP(TOU_CTabulation[[#This Row],[Hour]],daypart,2)","v":"All"},{"$f":"TOU_CTabulation[[#This Row],[Season]]&TOU_CTabulation[[#This Row],[Day-Part]]","v":"WinterAll"},{"$f":"VLOOKUP(TOU_CTabulation[[#This Row],[Daypart]],TOUC,2)","v":0.25901999999999997},{"$f":"VLOOKUP(TOU_CTabulation[[#This Row],[Daypart]],TOUC,3)","v":0.32596000000000003},{"$f":"TOU_CTabulation[[#This Row],[Month Base Allow]]*TOU_CTabulation[[#This Row],[Base Rate]]","v":0},{"$f":"TOU_CTabulation[[#This Row],[Month Overbase Gen]]*TOU_CTabulation[[#This Row],[Over Rate]]","v":0},{"$f":"TOU_CTabulation[[#This Row],[Base Value]]+TOU_CTabulation[[#This Row],[Over Value]]","v":0}]
[11,11,1,0,0,11,1,0,11,0,0,{"$f":"TOU_CTabulation[[#This Row],[AC System Output (W)]]/1000","v":0},{"$f":"IF(A7565=TOU_CTabulation[[#This Row],[Month]],M7565+TOU_CTabulation[[#This Row],[AC System Output (kW)]],TOU_CTabulation[[#This Row],[AC System Output (kW)]])","v":138.81989000000002},{"$f":"VLOOKUP(TOU_CTabulation[[#This Row],[Month]],Season,2)","v":"Winter"},{"$f":"VLOOKUP(TOU_CTabulation[[#This Row],[Season]],CRate,2)","v":10.5},{"$f":"IF(A7567>TOU_CTabulation[[#This Row],[Month]],TOU_CTabulation[[#This Row],[Day]]*TOU_CTabulation[[#This Row],[Base Allow]],0)","v":0},{"$f":"IF(A7567>TOU_CTabulation[[#This Row],[Month]],TOU_CTabulation[[#This Row],[Month Cumm]],0)","v":0},{"$f":"IF(TOU_CTabulation[[#This Row],[Month Base Gen]]=0,0,TOU_CTabulation[[#This Row],[Month Base Gen]]-TOU_CTabulation[[#This Row],[Day]]*TOU_CTabulation[[#This Row],[Base Allow]])","v":0},{"$f":"VLOOKUP(TOU_CTabulation[[#This Row],[Hour]],daypart,2)","v":"All"},{"$f":"TOU_CTabulation[[#This Row],[Season]]&TOU_CTabulation[[#This Row],[Day-Part]]","v":"WinterAll"},{"$f":"VLOOKUP(TOU_CTabulation[[#This Row],[Daypart]],TOUC,2)","v":0.25901999999999997},{"$f":"VLOOKUP(TOU_CTabulation[[#This Row],[Daypart]],TOUC,3)","v":0.32596000000000003},{"$f":"TOU_CTabulation[[#This Row],[Month Base Allow]]*TOU_CTabulation[[#This Row],[Base Rate]]","v":0},{"$f":"TOU_CTabulation[[#This Row],[Month Overbase Gen]]*TOU_CTabulation[[#This Row],[Over Rate]]","v":0},{"$f":"TOU_CTabulation[[#This Row],[Base Value]]+TOU_CTabulation[[#This Row],[Over Value]]","v":0}]
[11,11,2,0,0,10,1,0,10,0,0,{"$f":"TOU_CTabulation[[#This Row],[AC System Output (W)]]/1000","v":0},{"$f":"IF(A7566=TOU_CTabulation[[#This Row],[Month]],M7566+TOU_CTabulation[[#This Row],[AC System Output (kW)]],TOU_CTabulation[[#This Row],[AC System Output (kW)]])","v":138.81989000000002},{"$f":"VLOOKUP(TOU_CTabulation[[#This Row],[Month]],Season,2)","v":"Winter"},{"$f":"VLOOKUP(TOU_CTabulation[[#This Row],[Season]],CRate,2)","v":10.5},{"$f":"IF(A7568>TOU_CTabulation[[#This Row],[Month]],TOU_CTabulation[[#This Row],[Day]]*TOU_CTabulation[[#This Row],[Base Allow]],0)","v":0},{"$f":"IF(A7568>TOU_CTabulation[[#This Row],[Month]],TOU_CTabulation[[#This Row],[Month Cumm]],0)","v":0},{"$f":"IF(TOU_CTabulation[[#This Row],[Month Base Gen]]=0,0,TOU_CTabulation[[#This Row],[Month Base Gen]]-TOU_CTabulation[[#This Row],[Day]]*TOU_CTabulation[[#This Row],[Base Allow]])","v":0},{"$f":"VLOOKUP(TOU_CTabulation[[#This Row],[Hour]],daypart,2)","v":"All"},{"$f":"TOU_CTabulation[[#This Row],[Season]]&TOU_CTabulation[[#This Row],[Day-Part]]","v":"WinterAll"},{"$f":"VLOOKUP(TOU_CTabulation[[#This Row],[Daypart]],TOUC,2)","v":0.25901999999999997},{"$f":"VLOOKUP(TOU_CTabulation[[#This Row],[Daypart]],TOUC,3)","v":0.32596000000000003},{"$f":"TOU_CTabulation[[#This Row],[Month Base Allow]]*TOU_CTabulation[[#This Row],[Base Rate]]","v":0},{"$f":"TOU_CTabulation[[#This Row],[Month Overbase Gen]]*TOU_CTabulation[[#This Row],[Over Rate]]","v":0},{"$f":"TOU_CTabulation[[#This Row],[Base Value]]+TOU_CTabulation[[#This Row],[Over Value]]","v":0}]
[11,11,10,934,68,20,0,821.89,51.597999999999999,2458.9290000000001,2366.1970000000001,{"$f":"TOU_CTabulation[[#This Row],[AC System Output (W)]]/1000","v":2.3661970000000001},{"$f":"IF(A7574=TOU_CTabulation[[#This Row],[Month]],M7574+TOU_CTabulation[[#This Row],[AC System Output (kW)]],TOU_CTabulation[[#This Row],[AC System Output (kW)]])","v":145.504456},{"$f":"VLOOKUP(TOU_CTabulation[[#This Row],[Month]],Season,2)","v":"Winter"},{"$f":"VLOOKUP(TOU_CTabulation[[#This Row],[Season]],CRate,2)","v":10.5},{"$f":"IF(A7576>TOU_CTabulation[[#This Row],[Month]],TOU_CTabulation[[#This Row],[Day]]*TOU_CTabulation[[#This Row],[Base Allow]],0)","v":0},{"$f":"IF(A7576>TOU_CTabulation[[#This Row],[Month]],TOU_CTabulation[[#This Row],[Month Cumm]],0)","v":0},{"$f":"IF(TOU_CTabulation[[#This Row],[Month Base Gen]]=0,0,TOU_CTabulation[[#This Row],[Month Base Gen]]-TOU_CTabulation[[#This Row],[Day]]*TOU_CTabulation[[#This Row],[Base Allow]])","v":0},{"$f":"VLOOKUP(TOU_CTabulation[[#This Row],[Hour]],daypart,2)","v":"All"},{"$f":"TOU_CTabulation[[#This Row],[Season]]&TOU_CTabulation[[#This Row],[Day-Part]]","v":"WinterAll"},{"$f":"VLOOKUP(TOU_CTabulation[[#This Row],[Daypart]],TOUC,2)","v":0.25901999999999997},{"$f":"VLOOKUP(TOU_CTabulation[[#This Row],[Daypart]],TOUC,3)","v":0.32596000000000003},{"$f":"TOU_CTabulation[[#This Row],[Month Base Allow]]*TOU_CTabulation[[#This Row],[Base Rate]]","v":0},{"$f":"TOU_CTabulation[[#This Row],[Month Overbase Gen]]*TOU_CTabulation[[#This Row],[Over Rate]]","v":0},{"$f":"TOU_CTabulation[[#This Row],[Base Value]]+TOU_CTabulation[[#This Row],[Over Value]]","v":0}]
[11,11,19,0,0,14,1,0,14,0,0,{"$f":"TOU_CTabulation[[#This Row],[AC System Output (W)]]/1000","v":0},{"$f":"IF(A7583=TOU_CTabulation[[#This Row],[Month]],M7583+TOU_CTabulation[[#This Row],[AC System Output (kW)]],TOU_CTabulation[[#This Row],[AC System Output (kW)]])","v":155.89425999999997},{"$f":"VLOOKUP(TOU_CTabulation[[#This Row],[Month]],Season,2)","v":"Winter"},{"$f":"VLOOKUP(TOU_CTabulation[[#This Row],[Season]],CRate,2)","v":10.5},{"$f":"IF(A7585>TOU_CTabulation[[#This Row],[Month]],TOU_CTabulation[[#This Row],[Day]]*TOU_CTabulation[[#This Row],[Base Allow]],0)","v":0},{"$f":"IF(A7585>TOU_CTabulation[[#This Row],[Month]],TOU_CTabulation[[#This Row],[Month Cumm]],0)","v":0},{"$f":"IF(TOU_CTabulation[[#This Row],[Month Base Gen]]=0,0,TOU_CTabulation[[#This Row],[Month Base Gen]]-TOU_CTabulation[[#This Row],[Day]]*TOU_CTabulation[[#This Row],[Base Allow]])","v":0},{"$f":"VLOOKUP(TOU_CTabulation[[#This Row],[Hour]],daypart,2)","v":"All"},{"$f":"TOU_CTabulation[[#This Row],[Season]]&TOU_CTabulation[[#This Row],[Day-Part]]","v":"WinterAll"},{"$f":"VLOOKUP(TOU_CTabulation[[#This Row],[Daypart]],TOUC,2)","v":0.25901999999999997},{"$f":"VLOOKUP(TOU_CTabulation[[#This Row],[Daypart]],TOUC,3)","v":0.32596000000000003},{"$f":"TOU_CTabulation[[#This Row],[Month Base Allow]]*TOU_CTabulation[[#This Row],[Base Rate]]","v":0},{"$f":"TOU_CTabulation[[#This Row],[Month Overbase Gen]]*TOU_CTabulation[[#This Row],[Over Rate]]","v":0},{"$f":"TOU_CTabulation[[#This Row],[Base Value]]+TOU_CTabulation[[#This Row],[Over Value]]","v":0}]
[11,12,3,0,0,12,1,0,12,0,0,{"$f":"TOU_CTabulation[[#This Row],[AC System Output (W)]]/1000","v":0},{"$f":"IF(A7591=TOU_CTabulation[[#This Row],[Month]],M7591+TOU_CTabulation[[#This Row],[AC System Output (kW)]],TOU_CTabulation[[#This Row],[AC System Output (kW)]])","v":155.89425999999997},{"$f":"VLOOKUP(TOU_CTabulation[[#This Row],[Month]],Season,2)","v":"Winter"},{"$f":"VLOOKUP(TOU_CTabulation[[#This Row],[Season]],CRate,2)","v":10.5},{"$f":"IF(A7593>TOU_CTabulation[[#This Row],[Month]],TOU_CTabulation[[#This Row],[Day]]*TOU_CTabulation[[#This Row],[Base Allow]],0)","v":0},{"$f":"IF(A7593>TOU_CTabulation[[#This Row],[Month]],TOU_CTabulation[[#This Row],[Month Cumm]],0)","v":0},{"$f":"IF(TOU_CTabulation[[#This Row],[Month Base Gen]]=0,0,TOU_CTabulation[[#This Row],[Month Base Gen]]-TOU_CTabulation[[#This Row],[Day]]*TOU_CTabulation[[#This Row],[Base Allow]])","v":0},{"$f":"VLOOKUP(TOU_CTabulation[[#This Row],[Hour]],daypart,2)","v":"All"},{"$f":"TOU_CTabulation[[#This Row],[Season]]&TOU_CTabulation[[#This Row],[Day-Part]]","v":"WinterAll"},{"$f":"VLOOKUP(TOU_CTabulation[[#This Row],[Daypart]],TOUC,2)","v":0.25901999999999997},{"$f":"VLOOKUP(TOU_CTabulation[[#This Row],[Daypart]],TOUC,3)","v":0.32596000000000003},{"$f":"TOU_CTabulation[[#This Row],[Month Base Allow]]*TOU_CTabulation[[#This Row],[Base Rate]]","v":0},{"$f":"TOU_CTabulation[[#This Row],[Month Overbase Gen]]*TOU_CTabulation[[#This Row],[Over Rate]]","v":0},{"$f":"TOU_CTabulation[[#This Row],[Base Value]]+TOU_CTabulation[[#This Row],[Over Value]]","v":0}]
[11,12,12,938,80,23,1,869.82500000000005,50.7,2619.069,2519.6770000000001,{"$f":"TOU_CTabulation[[#This Row],[AC System Output (W)]]/1000","v":2.5196770000000002},{"$f":"IF(A7600=TOU_CTabulation[[#This Row],[Month]],M7600+TOU_CTabulation[[#This Row],[AC System Output (kW)]],TOU_CTabulation[[#This Row],[AC System Output (kW)]])","v":167.70094800000001},{"$f":"VLOOKUP(TOU_CTabulation[[#This Row],[Month]],Season,2)","v":"Winter"},{"$f":"VLOOKUP(TOU_CTabulation[[#This Row],[Season]],CRate,2)","v":10.5},{"$f":"IF(A7602>TOU_CTabulation[[#This Row],[Month]],TOU_CTabulation[[#This Row],[Day]]*TOU_CTabulation[[#This Row],[Base Allow]],0)","v":0},{"$f":"IF(A7602>TOU_CTabulation[[#This Row],[Month]],TOU_CTabulation[[#This Row],[Month Cumm]],0)","v":0},{"$f":"IF(TOU_CTabulation[[#This Row],[Month Base Gen]]=0,0,TOU_CTabulation[[#This Row],[Month Base Gen]]-TOU_CTabulation[[#This Row],[Day]]*TOU_CTabulation[[#This Row],[Base Allow]])","v":0},{"$f":"VLOOKUP(TOU_CTabulation[[#This Row],[Hour]],daypart,2)","v":"All"},{"$f":"TOU_CTabulation[[#This Row],[Season]]&TOU_CTabulation[[#This Row],[Day-Part]]","v":"WinterAll"},{"$f":"VLOOKUP(TOU_CTabulation[[#This Row],[Daypart]],TOUC,2)","v":0.25901999999999997},{"$f":"VLOOKUP(TOU_CTabulation[[#This Row],[Daypart]],TOUC,3)","v":0.32596000000000003},{"$f":"TOU_CTabulation[[#This Row],[Month Base Allow]]*TOU_CTabulation[[#This Row],[Base Rate]]","v":0},{"$f":"TOU_CTabulation[[#This Row],[Month Overbase Gen]]*TOU_CTabulation[[#This Row],[Over Rate]]","v":0},{"$f":"TOU_CTabulation[[#This Row],[Base Value]]+TOU_CTabulation[[#This Row],[Over Value]]","v":0}]
[11,12,17,0,0,18,0,0,18,0,0,{"$f":"TOU_CTabulation[[#This Row],[AC System Output (W)]]/1000","v":0},{"$f":"IF(A7605=TOU_CTabulation[[#This Row],[Month]],M7605+TOU_CTabulation[[#This Row],[AC System Output (kW)]],TOU_CTabulation[[#This Row],[AC System Output (kW)]])","v":172.49580100000003},{"$f":"VLOOKUP(TOU_CTabulation[[#This Row],[Month]],Season,2)","v":"Winter"},{"$f":"VLOOKUP(TOU_CTabulation[[#This Row],[Season]],CRate,2)","v":10.5},{"$f":"IF(A7607>TOU_CTabulation[[#This Row],[Month]],TOU_CTabulation[[#This Row],[Day]]*TOU_CTabulation[[#This Row],[Base Allow]],0)","v":0},{"$f":"IF(A7607>TOU_CTabulation[[#This Row],[Month]],TOU_CTabulation[[#This Row],[Month Cumm]],0)","v":0},{"$f":"IF(TOU_CTabulation[[#This Row],[Month Base Gen]]=0,0,TOU_CTabulation[[#This Row],[Month Base Gen]]-TOU_CTabulation[[#This Row],[Day]]*TOU_CTabulation[[#This Row],[Base Allow]])","v":0},{"$f":"VLOOKUP(TOU_CTabulation[[#This Row],[Hour]],daypart,2)","v":"All"},{"$f":"TOU_CTabulation[[#This Row],[Season]]&TOU_CTabulation[[#This Row],[Day-Part]]","v":"WinterAll"},{"$f":"VLOOKUP(TOU_CTabulation[[#This Row],[Daypart]],TOUC,2)","v":0.25901999999999997},{"$f":"VLOOKUP(TOU_CTabulation[[#This Row],[Daypart]],TOUC,3)","v":0.32596000000000003},{"$f":"TOU_CTabulation[[#This Row],[Month Base Allow]]*TOU_CTabulation[[#This Row],[Base Rate]]","v":0},{"$f":"TOU_CTabulation[[#This Row],[Month Overbase Gen]]*TOU_CTabulation[[#This Row],[Over Rate]]","v":0},{"$f":"TOU_CTabulation[[#This Row],[Base Value]]+TOU_CTabulation[[#This Row],[Over Value]]","v":0}]
[11,13,5,0,0,12,0,0,12,0,0,{"$f":"TOU_CTabulation[[#This Row],[AC System Output (W)]]/1000","v":0},{"$f":"IF(A7617=TOU_CTabulation[[#This Row],[Month]],M7617+TOU_CTabulation[[#This Row],[AC System Output (kW)]],TOU_CTabulation[[#This Row],[AC System Output (kW)]])","v":172.49580100000003},{"$f":"VLOOKUP(TOU_CTabulation[[#This Row],[Month]],Season,2)","v":"Winter"},{"$f":"VLOOKUP(TOU_CTabulation[[#This Row],[Season]],CRate,2)","v":10.5},{"$f":"IF(A7619>TOU_CTabulation[[#This Row],[Month]],TOU_CTabulation[[#This Row],[Day]]*TOU_CTabulation[[#This Row],[Base Allow]],0)","v":0},{"$f":"IF(A7619>TOU_CTabulation[[#This Row],[Month]],TOU_CTabulation[[#This Row],[Month Cumm]],0)","v":0},{"$f":"IF(TOU_CTabulation[[#This Row],[Month Base Gen]]=0,0,TOU_CTabulation[[#This Row],[Month Base Gen]]-TOU_CTabulation[[#This Row],[Day]]*TOU_CTabulation[[#This Row],[Base Allow]])","v":0},{"$f":"VLOOKUP(TOU_CTabulation[[#This Row],[Hour]],daypart,2)","v":"All"},{"$f":"TOU_CTabulation[[#This Row],[Season]]&TOU_CTabulation[[#This Row],[Day-Part]]","v":"WinterAll"},{"$f":"VLOOKUP(TOU_CTabulation[[#This Row],[Daypart]],TOUC,2)","v":0.25901999999999997},{"$f":"VLOOKUP(TOU_CTabulation[[#This Row],[Daypart]],TOUC,3)","v":0.32596000000000003},{"$f":"TOU_CTabulation[[#This Row],[Month Base Allow]]*TOU_CTabulation[[#This Row],[Base Rate]]","v":0},{"$f":"TOU_CTabulation[[#This Row],[Month Overbase Gen]]*TOU_CTabulation[[#This Row],[Over Rate]]","v":0},{"$f":"TOU_CTabulation[[#This Row],[Base Value]]+TOU_CTabulation[[#This Row],[Over Value]]","v":0}]
[11,13,7,562,40,14,1,231.03899999999999,19.183,713.26,677.66099999999994,{"$f":"TOU_CTabulation[[#This Row],[AC System Output (W)]]/1000","v":0.67766099999999996},{"$f":"IF(A7619=TOU_CTabulation[[#This Row],[Month]],M7619+TOU_CTabulation[[#This Row],[AC System Output (kW)]],TOU_CTabulation[[#This Row],[AC System Output (kW)]])","v":173.17346200000003},{"$f":"VLOOKUP(TOU_CTabulation[[#This Row],[Month]],Season,2)","v":"Winter"},{"$f":"VLOOKUP(TOU_CTabulation[[#This Row],[Season]],CRate,2)","v":10.5},{"$f":"IF(A7621>TOU_CTabulation[[#This Row],[Month]],TOU_CTabulation[[#This Row],[Day]]*TOU_CTabulation[[#This Row],[Base Allow]],0)","v":0},{"$f":"IF(A7621>TOU_CTabulation[[#This Row],[Month]],TOU_CTabulation[[#This Row],[Month Cumm]],0)","v":0},{"$f":"IF(TOU_CTabulation[[#This Row],[Month Base Gen]]=0,0,TOU_CTabulation[[#This Row],[Month Base Gen]]-TOU_CTabulation[[#This Row],[Day]]*TOU_CTabulation[[#This Row],[Base Allow]])","v":0},{"$f":"VLOOKUP(TOU_CTabulation[[#This Row],[Hour]],daypart,2)","v":"All"},{"$f":"TOU_CTabulation[[#This Row],[Season]]&TOU_CTabulation[[#This Row],[Day-Part]]","v":"WinterAll"},{"$f":"VLOOKUP(TOU_CTabulation[[#This Row],[Daypart]],TOUC,2)","v":0.25901999999999997},{"$f":"VLOOKUP(TOU_CTabulation[[#This Row],[Daypart]],TOUC,3)","v":0.32596000000000003},{"$f":"TOU_CTabulation[[#This Row],[Month Base Allow]]*TOU_CTabulation[[#This Row],[Base Rate]]","v":0},{"$f":"TOU_CTabulation[[#This Row],[Month Overbase Gen]]*TOU_CTabulation[[#This Row],[Over Rate]]","v":0},{"$f":"TOU_CTabulation[[#This Row],[Base Value]]+TOU_CTabulation[[#This Row],[Over Value]]","v":0}]
[11,13,14,302,160,24,1,368.15,36.116999999999997,1183.7560000000001,1135.547,{"$f":"TOU_CTabulation[[#This Row],[AC System Output (W)]]/1000","v":1.1355470000000001},{"$f":"IF(A7626=TOU_CTabulation[[#This Row],[Month]],M7626+TOU_CTabulation[[#This Row],[AC System Output (kW)]],TOU_CTabulation[[#This Row],[AC System Output (kW)]])","v":186.39689200000004},{"$f":"VLOOKUP(TOU_CTabulation[[#This Row],[Month]],Season,2)","v":"Winter"},{"$f":"VLOOKUP(TOU_CTabulation[[#This Row],[Season]],CRate,2)","v":10.5},{"$f":"IF(A7628>TOU_CTabulation[[#This Row],[Month]],TOU_CTabulation[[#This Row],[Day]]*TOU_CTabulation[[#This Row],[Base Allow]],0)","v":0},{"$f":"IF(A7628>TOU_CTabulation[[#This Row],[Month]],TOU_CTabulation[[#This Row],[Month Cumm]],0)","v":0},{"$f":"IF(TOU_CTabulation[[#This Row],[Month Base Gen]]=0,0,TOU_CTabulation[[#This Row],[Month Base Gen]]-TOU_CTabulation[[#This Row],[Day]]*TOU_CTabulation[[#This Row],[Base Allow]])","v":0},{"$f":"VLOOKUP(TOU_CTabulation[[#This Row],[Hour]],daypart,2)","v":"All"},{"$f":"TOU_CTabulation[[#This Row],[Season]]&TOU_CTabulation[[#This Row],[Day-Part]]","v":"WinterAll"},{"$f":"VLOOKUP(TOU_CTabulation[[#This Row],[Daypart]],TOUC,2)","v":0.25901999999999997},{"$f":"VLOOKUP(TOU_CTabulation[[#This Row],[Daypart]],TOUC,3)","v":0.32596000000000003},{"$f":"TOU_CTabulation[[#This Row],[Month Base Allow]]*TOU_CTabulation[[#This Row],[Base Rate]]","v":0},{"$f":"TOU_CTabulation[[#This Row],[Month Overbase Gen]]*TOU_CTabulation[[#This Row],[Over Rate]]","v":0},{"$f":"TOU_CTabulation[[#This Row],[Base Value]]+TOU_CTabulation[[#This Row],[Over Value]]","v":0}]
[11,14,4,0,0,9,1,0,9,0,0,{"$f":"TOU_CTabulation[[#This Row],[AC System Output (W)]]/1000","v":0},{"$f":"IF(A7640=TOU_CTabulation[[#This Row],[Month]],M7640+TOU_CTabulation[[#This Row],[AC System Output (kW)]],TOU_CTabulation[[#This Row],[AC System Output (kW)]])","v":187.38680700000003},{"$f":"VLOOKUP(TOU_CTabulation[[#This Row],[Month]],Season,2)","v":"Winter"},{"$f":"VLOOKUP(TOU_CTabulation[[#This Row],[Season]],CRate,2)","v":10.5},{"$f":"IF(A7642>TOU_CTabulation[[#This Row],[Month]],TOU_CTabulation[[#This Row],[Day]]*TOU_CTabulation[[#This Row],[Base Allow]],0)","v":0},{"$f":"IF(A7642>TOU_CTabulation[[#This Row],[Month]],TOU_CTabulation[[#This Row],[Month Cumm]],0)","v":0},{"$f":"IF(TOU_CTabulation[[#This Row],[Month Base Gen]]=0,0,TOU_CTabulation[[#This Row],[Month Base Gen]]-TOU_CTabulation[[#This Row],[Day]]*TOU_CTabulation[[#This Row],[Base Allow]])","v":0},{"$f":"VLOOKUP(TOU_CTabulation[[#This Row],[Hour]],daypart,2)","v":"All"},{"$f":"TOU_CTabulation[[#This Row],[Season]]&TOU_CTabulation[[#This Row],[Day-Part]]","v":"WinterAll"},{"$f":"VLOOKUP(TOU_CTabulation[[#This Row],[Daypart]],TOUC,2)","v":0.25901999999999997},{"$f":"VLOOKUP(TOU_CTabulation[[#This Row],[Daypart]],TOUC,3)","v":0.32596000000000003},{"$f":"TOU_CTabulation[[#This Row],[Month Base Allow]]*TOU_CTabulation[[#This Row],[Base Rate]]","v":0},{"$f":"TOU_CTabulation[[#This Row],[Month Overbase Gen]]*TOU_CTabulation[[#This Row],[Over Rate]]","v":0},{"$f":"TOU_CTabulation[[#This Row],[Base Value]]+TOU_CTabulation[[#This Row],[Over Value]]","v":0}]
[11,14,7,77,56,11,1,87.488,11.36,305.32499999999999,278.99299999999999,{"$f":"TOU_CTabulation[[#This Row],[AC System Output (W)]]/1000","v":0.27899299999999999},{"$f":"IF(A7643=TOU_CTabulation[[#This Row],[Month]],M7643+TOU_CTabulation[[#This Row],[AC System Output (kW)]],TOU_CTabulation[[#This Row],[AC System Output (kW)]])","v":187.66580000000005},{"$f":"VLOOKUP(TOU_CTabulation[[#This Row],[Month]],Season,2)","v":"Winter"},{"$f":"VLOOKUP(TOU_CTabulation[[#This Row],[Season]],CRate,2)","v":10.5},{"$f":"IF(A7645>TOU_CTabulation[[#This Row],[Month]],TOU_CTabulation[[#This Row],[Day]]*TOU_CTabulation[[#This Row],[Base Allow]],0)","v":0},{"$f":"IF(A7645>TOU_CTabulation[[#This Row],[Month]],TOU_CTabulation[[#This Row],[Month Cumm]],0)","v":0},{"$f":"IF(TOU_CTabulation[[#This Row],[Month Base Gen]]=0,0,TOU_CTabulation[[#This Row],[Month Base Gen]]-TOU_CTabulation[[#This Row],[Day]]*TOU_CTabulation[[#This Row],[Base Allow]])","v":0},{"$f":"VLOOKUP(TOU_CTabulation[[#This Row],[Hour]],daypart,2)","v":"All"},{"$f":"TOU_CTabulation[[#This Row],[Season]]&TOU_CTabulation[[#This Row],[Day-Part]]","v":"WinterAll"},{"$f":"VLOOKUP(TOU_CTabulation[[#This Row],[Daypart]],TOUC,2)","v":0.25901999999999997},{"$f":"VLOOKUP(TOU_CTabulation[[#This Row],[Daypart]],TOUC,3)","v":0.32596000000000003},{"$f":"TOU_CTabulation[[#This Row],[Month Base Allow]]*TOU_CTabulation[[#This Row],[Base Rate]]","v":0},{"$f":"TOU_CTabulation[[#This Row],[Month Overbase Gen]]*TOU_CTabulation[[#This Row],[Over Rate]]","v":0},{"$f":"TOU_CTabulation[[#This Row],[Base Value]]+TOU_CTabulation[[#This Row],[Over Value]]","v":0}]
[11,14,14,422,142,14,3,429.06900000000002,24.120999999999999,1457.7080000000001,1401.2080000000001,{"$f":"TOU_CTabulation[[#This Row],[AC System Output (W)]]/1000","v":1.401208},{"$f":"IF(A7650=TOU_CTabulation[[#This Row],[Month]],M7650+TOU_CTabulation[[#This Row],[AC System Output (kW)]],TOU_CTabulation[[#This Row],[AC System Output (kW)]])","v":198.29198300000002},{"$f":"VLOOKUP(TOU_CTabulation[[#This Row],[Month]],Season,2)","v":"Winter"},{"$f":"VLOOKUP(TOU_CTabulation[[#This Row],[Season]],CRate,2)","v":10.5},{"$f":"IF(A7652>TOU_CTabulation[[#This Row],[Month]],TOU_CTabulation[[#This Row],[Day]]*TOU_CTabulation[[#This Row],[Base Allow]],0)","v":0},{"$f":"IF(A7652>TOU_CTabulation[[#This Row],[Month]],TOU_CTabulation[[#This Row],[Month Cumm]],0)","v":0},{"$f":"IF(TOU_CTabulation[[#This Row],[Month Base Gen]]=0,0,TOU_CTabulation[[#This Row],[Month Base Gen]]-TOU_CTabulation[[#This Row],[Day]]*TOU_CTabulation[[#This Row],[Base Allow]])","v":0},{"$f":"VLOOKUP(TOU_CTabulation[[#This Row],[Hour]],daypart,2)","v":"All"},{"$f":"TOU_CTabulation[[#This Row],[Season]]&TOU_CTabulation[[#This Row],[Day-Part]]","v":"WinterAll"},{"$f":"VLOOKUP(TOU_CTabulation[[#This Row],[Daypart]],TOUC,2)","v":0.25901999999999997},{"$f":"VLOOKUP(TOU_CTabulation[[#This Row],[Daypart]],TOUC,3)","v":0.32596000000000003},{"$f":"TOU_CTabulation[[#This Row],[Month Base Allow]]*TOU_CTabulation[[#This Row],[Base Rate]]","v":0},{"$f":"TOU_CTabulation[[#This Row],[Month Overbase Gen]]*TOU_CTabulation[[#This Row],[Over Rate]]","v":0},{"$f":"TOU_CTabulation[[#This Row],[Base Value]]+TOU_CTabulation[[#This Row],[Over Value]]","v":0}]
[11,15,0,0,0,11,1,0,11,0,0,{"$f":"TOU_CTabulation[[#This Row],[AC System Output (W)]]/1000","v":0},{"$f":"IF(A7660=TOU_CTabulation[[#This Row],[Month]],M7660+TOU_CTabulation[[#This Row],[AC System Output (kW)]],TOU_CTabulation[[#This Row],[AC System Output (kW)]])","v":198.57850000000002},{"$f":"VLOOKUP(TOU_CTabulation[[#This Row],[Month]],Season,2)","v":"Winter"},{"$f":"VLOOKUP(TOU_CTabulation[[#This Row],[Season]],CRate,2)","v":10.5},{"$f":"IF(A7662>TOU_CTabulation[[#This Row],[Month]],TOU_CTabulation[[#This Row],[Day]]*TOU_CTabulation[[#This Row],[Base Allow]],0)","v":0},{"$f":"IF(A7662>TOU_CTabulation[[#This Row],[Month]],TOU_CTabulation[[#This Row],[Month Cumm]],0)","v":0},{"$f":"IF(TOU_CTabulation[[#This Row],[Month Base Gen]]=0,0,TOU_CTabulation[[#This Row],[Month Base Gen]]-TOU_CTabulation[[#This Row],[Day]]*TOU_CTabulation[[#This Row],[Base Allow]])","v":0},{"$f":"VLOOKUP(TOU_CTabulation[[#This Row],[Hour]],daypart,2)","v":"All"},{"$f":"TOU_CTabulation[[#This Row],[Season]]&TOU_CTabulation[[#This Row],[Day-Part]]","v":"WinterAll"},{"$f":"VLOOKUP(TOU_CTabulation[[#This Row],[Daypart]],TOUC,2)","v":0.25901999999999997},{"$f":"VLOOKUP(TOU_CTabulation[[#This Row],[Daypart]],TOUC,3)","v":0.32596000000000003},{"$f":"TOU_CTabulation[[#This Row],[Month Base Allow]]*TOU_CTabulation[[#This Row],[Base Rate]]","v":0},{"$f":"TOU_CTabulation[[#This Row],[Month Overbase Gen]]*TOU_CTabulation[[#This Row],[Over Rate]]","v":0},{"$f":"TOU_CTabulation[[#This Row],[Base Value]]+TOU_CTabulation[[#This Row],[Over Value]]","v":0}]
[11,15,9,252,191,17,1,387.78800000000001,27.54,1307.33,1255.4670000000001,{"$f":"TOU_CTabulation[[#This Row],[AC System Output (W)]]/1000","v":1.2554670000000001},{"$f":"IF(A7669=TOU_CTabulation[[#This Row],[Month]],M7669+TOU_CTabulation[[#This Row],[AC System Output (kW)]],TOU_CTabulation[[#This Row],[AC System Output (kW)]])","v":200.16061000000002},{"$f":"VLOOKUP(TOU_CTabulation[[#This Row],[Month]],Season,2)","v":"Winter"},{"$f":"VLOOKUP(TOU_CTabulation[[#This Row],[Season]],CRate,2)","v":10.5},{"$f":"IF(A7671>TOU_CTabulation[[#This Row],[Month]],TOU_CTabulation[[#This Row],[Day]]*TOU_CTabulation[[#This Row],[Base Allow]],0)","v":0},{"$f":"IF(A7671>TOU_CTabulation[[#This Row],[Month]],TOU_CTabulation[[#This Row],[Month Cumm]],0)","v":0},{"$f":"IF(TOU_CTabulation[[#This Row],[Month Base Gen]]=0,0,TOU_CTabulation[[#This Row],[Month Base Gen]]-TOU_CTabulation[[#This Row],[Day]]*TOU_CTabulation[[#This Row],[Base Allow]])","v":0},{"$f":"VLOOKUP(TOU_CTabulation[[#This Row],[Hour]],daypart,2)","v":"All"},{"$f":"TOU_CTabulation[[#This Row],[Season]]&TOU_CTabulation[[#This Row],[Day-Part]]","v":"WinterAll"},{"$f":"VLOOKUP(TOU_CTabulation[[#This Row],[Daypart]],TOUC,2)","v":0.25901999999999997},{"$f":"VLOOKUP(TOU_CTabulation[[#This Row],[Daypart]],TOUC,3)","v":0.32596000000000003},{"$f":"TOU_CTabulation[[#This Row],[Month Base Allow]]*TOU_CTabulation[[#This Row],[Base Rate]]","v":0},{"$f":"TOU_CTabulation[[#This Row],[Month Overbase Gen]]*TOU_CTabulation[[#This Row],[Over Rate]]","v":0},{"$f":"TOU_CTabulation[[#This Row],[Base Value]]+TOU_CTabulation[[#This Row],[Over Value]]","v":0}]
[11,15,17,0,0,13,1,0,13,0,0,{"$f":"TOU_CTabulation[[#This Row],[AC System Output (W)]]/1000","v":0},{"$f":"IF(A7677=TOU_CTabulation[[#This Row],[Month]],M7677+TOU_CTabulation[[#This Row],[AC System Output (kW)]],TOU_CTabulation[[#This Row],[AC System Output (kW)]])","v":213.01696700000002},{"$f":"VLOOKUP(TOU_CTabulation[[#This Row],[Month]],Season,2)","v":"Winter"},{"$f":"VLOOKUP(TOU_CTabulation[[#This Row],[Season]],CRate,2)","v":10.5},{"$f":"IF(A7679>TOU_CTabulation[[#This Row],[Month]],TOU_CTabulation[[#This Row],[Day]]*TOU_CTabulation[[#This Row],[Base Allow]],0)","v":0},{"$f":"IF(A7679>TOU_CTabulation[[#This Row],[Month]],TOU_CTabulation[[#This Row],[Month Cumm]],0)","v":0},{"$f":"IF(TOU_CTabulation[[#This Row],[Month Base Gen]]=0,0,TOU_CTabulation[[#This Row],[Month Base Gen]]-TOU_CTabulation[[#This Row],[Day]]*TOU_CTabulation[[#This Row],[Base Allow]])","v":0},{"$f":"VLOOKUP(TOU_CTabulation[[#This Row],[Hour]],daypart,2)","v":"All"},{"$f":"TOU_CTabulation[[#This Row],[Season]]&TOU_CTabulation[[#This Row],[Day-Part]]","v":"WinterAll"},{"$f":"VLOOKUP(TOU_CTabulation[[#This Row],[Daypart]],TOUC,2)","v":0.25901999999999997},{"$f":"VLOOKUP(TOU_CTabulation[[#This Row],[Daypart]],TOUC,3)","v":0.32596000000000003},{"$f":"TOU_CTabulation[[#This Row],[Month Base Allow]]*TOU_CTabulation[[#This Row],[Base Rate]]","v":0},{"$f":"TOU_CTabulation[[#This Row],[Month Overbase Gen]]*TOU_CTabulation[[#This Row],[Over Rate]]","v":0},{"$f":"TOU_CTabulation[[#This Row],[Base Value]]+TOU_CTabulation[[#This Row],[Over Value]]","v":0}]
[11,16,2,0,0,11,0,0,11,0,0,{"$f":"TOU_CTabulation[[#This Row],[AC System Output (W)]]/1000","v":0},{"$f":"IF(A7686=TOU_CTabulation[[#This Row],[Month]],M7686+TOU_CTabulation[[#This Row],[AC System Output (kW)]],TOU_CTabulation[[#This Row],[AC System Output (kW)]])","v":213.01696700000002},{"$f":"VLOOKUP(TOU_CTabulation[[#This Row],[Month]],Season,2)","v":"Winter"},{"$f":"VLOOKUP(TOU_CTabulation[[#This Row],[Season]],CRate,2)","v":10.5},{"$f":"IF(A7688>TOU_CTabulation[[#This Row],[Month]],TOU_CTabulation[[#This Row],[Day]]*TOU_CTabulation[[#This Row],[Base Allow]],0)","v":0},{"$f":"IF(A7688>TOU_CTabulation[[#This Row],[Month]],TOU_CTabulation[[#This Row],[Month Cumm]],0)","v":0},{"$f":"IF(TOU_CTabulation[[#This Row],[Month Base Gen]]=0,0,TOU_CTabulation[[#This Row],[Month Base Gen]]-TOU_CTabulation[[#This Row],[Day]]*TOU_CTabulation[[#This Row],[Base Allow]])","v":0},{"$f":"VLOOKUP(TOU_CTabulation[[#This Row],[Hour]],daypart,2)","v":"All"},{"$f":"TOU_CTabulation[[#This Row],[Season]]&TOU_CTabulation[[#This Row],[Day-Part]]","v":"WinterAll"},{"$f":"VLOOKUP(TOU_CTabulation[[#This Row],[Daypart]],TOUC,2)","v":0.25901999999999997},{"$f":"VLOOKUP(TOU_CTabulation[[#This Row],[Daypart]],TOUC,3)","v":0.32596000000000003},{"$f":"TOU_CTabulation[[#This Row],[Month Base Allow]]*TOU_CTabulation[[#This Row],[Base Rate]]","v":0},{"$f":"TOU_CTabulation[[#This Row],[Month Overbase Gen]]*TOU_CTabulation[[#This Row],[Over Rate]]","v":0},{"$f":"TOU_CTabulation[[#This Row],[Base Value]]+TOU_CTabulation[[#This Row],[Over Value]]","v":0}]
[11,16,3,0,0,10,0,0,10,0,0,{"$f":"TOU_CTabulation[[#This Row],[AC System Output (W)]]/1000","v":0},{"$f":"IF(A7687=TOU_CTabulation[[#This Row],[Month]],M7687+TOU_CTabulation[[#This Row],[AC System Output (kW)]],TOU_CTabulation[[#This Row],[AC System Output (kW)]])","v":213.01696700000002},{"$f":"VLOOKUP(TOU_CTabulation[[#This Row],[Month]],Season,2)","v":"Winter"},{"$f":"VLOOKUP(TOU_CTabulation[[#This Row],[Season]],CRate,2)","v":10.5},{"$f":"IF(A7689>TOU_CTabulation[[#This Row],[Month]],TOU_CTabulation[[#This Row],[Day]]*TOU_CTabulation[[#This Row],[Base Allow]],0)","v":0},{"$f":"IF(A7689>TOU_CTabulation[[#This Row],[Month]],TOU_CTabulation[[#This Row],[Month Cumm]],0)","v":0},{"$f":"IF(TOU_CTabulation[[#This Row],[Month Base Gen]]=0,0,TOU_CTabulation[[#This Row],[Month Base Gen]]-TOU_CTabulation[[#This Row],[Day]]*TOU_CTabulation[[#This Row],[Base Allow]])","v":0},{"$f":"VLOOKUP(TOU_CTabulation[[#This Row],[Hour]],daypart,2)","v":"All"},{"$f":"TOU_CTabulation[[#This Row],[Season]]&TOU_CTabulation[[#This Row],[Day-Part]]","v":"WinterAll"},{"$f":"VLOOKUP(TOU_CTabulation[[#This Row],[Daypart]],TOUC,2)","v":0.25901999999999997},{"$f":"VLOOKUP(TOU_CTabulation[[#This Row],[Daypart]],TOUC,3)","v":0.32596000000000003},{"$f":"TOU_CTabulation[[#This Row],[Month Base Allow]]*TOU_CTabulation[[#This Row],[Base Rate]]","v":0},{"$f":"TOU_CTabulation[[#This Row],[Month Overbase Gen]]*TOU_CTabulation[[#This Row],[Over Rate]]","v":0},{"$f":"TOU_CTabulation[[#This Row],[Base Value]]+TOU_CTabulation[[#This Row],[Over Value]]","v":0}]
[11,16,11,120,270,16,4,397.88200000000001,24.475999999999999,1369.51,1315.7550000000001,{"$f":"TOU_CTabulation[[#This Row],[AC System Output (W)]]/1000","v":1.315755},{"$f":"IF(A7695=TOU_CTabulation[[#This Row],[Month]],M7695+TOU_CTabulation[[#This Row],[AC System Output (kW)]],TOU_CTabulation[[#This Row],[AC System Output (kW)]])","v":217.40927300000001},{"$f":"VLOOKUP(TOU_CTabulation[[#This Row],[Month]],Season,2)","v":"Winter"},{"$f":"VLOOKUP(TOU_CTabulation[[#This Row],[Season]],CRate,2)","v":10.5},{"$f":"IF(A7697>TOU_CTabulation[[#This Row],[Month]],TOU_CTabulation[[#This Row],[Day]]*TOU_CTabulation[[#This Row],[Base Allow]],0)","v":0},{"$f":"IF(A7697>TOU_CTabulation[[#This Row],[Month]],TOU_CTabulation[[#This Row],[Month Cumm]],0)","v":0},{"$f":"IF(TOU_CTabulation[[#This Row],[Month Base Gen]]=0,0,TOU_CTabulation[[#This Row],[Month Base Gen]]-TOU_CTabulation[[#This Row],[Day]]*TOU_CTabulation[[#This Row],[Base Allow]])","v":0},{"$f":"VLOOKUP(TOU_CTabulation[[#This Row],[Hour]],daypart,2)","v":"All"},{"$f":"TOU_CTabulation[[#This Row],[Season]]&TOU_CTabulation[[#This Row],[Day-Part]]","v":"WinterAll"},{"$f":"VLOOKUP(TOU_CTabulation[[#This Row],[Daypart]],TOUC,2)","v":0.25901999999999997},{"$f":"VLOOKUP(TOU_CTabulation[[#This Row],[Daypart]],TOUC,3)","v":0.32596000000000003},{"$f":"TOU_CTabulation[[#This Row],[Month Base Allow]]*TOU_CTabulation[[#This Row],[Base Rate]]","v":0},{"$f":"TOU_CTabulation[[#This Row],[Month Overbase Gen]]*TOU_CTabulation[[#This Row],[Over Rate]]","v":0},{"$f":"TOU_CTabulation[[#This Row],[Base Value]]+TOU_CTabulation[[#This Row],[Over Value]]","v":0}]
[11,17,0,0,0,9,2,0,9,0,0,{"$f":"TOU_CTabulation[[#This Row],[AC System Output (W)]]/1000","v":0},{"$f":"IF(A7708=TOU_CTabulation[[#This Row],[Month]],M7708+TOU_CTabulation[[#This Row],[AC System Output (kW)]],TOU_CTabulation[[#This Row],[AC System Output (kW)]])","v":219.48569800000001},{"$f":"VLOOKUP(TOU_CTabulation[[#This Row],[Month]],Season,2)","v":"Winter"},{"$f":"VLOOKUP(TOU_CTabulation[[#This Row],[Season]],CRate,2)","v":10.5},{"$f":"IF(A7710>TOU_CTabulation[[#This Row],[Month]],TOU_CTabulation[[#This Row],[Day]]*TOU_CTabulation[[#This Row],[Base Allow]],0)","v":0},{"$f":"IF(A7710>TOU_CTabulation[[#This Row],[Month]],TOU_CTabulation[[#This Row],[Month Cumm]],0)","v":0},{"$f":"IF(TOU_CTabulation[[#This Row],[Month Base Gen]]=0,0,TOU_CTabulation[[#This Row],[Month Base Gen]]-TOU_CTabulation[[#This Row],[Day]]*TOU_CTabulation[[#This Row],[Base Allow]])","v":0},{"$f":"VLOOKUP(TOU_CTabulation[[#This Row],[Hour]],daypart,2)","v":"All"},{"$f":"TOU_CTabulation[[#This Row],[Season]]&TOU_CTabulation[[#This Row],[Day-Part]]","v":"WinterAll"},{"$f":"VLOOKUP(TOU_CTabulation[[#This Row],[Daypart]],TOUC,2)","v":0.25901999999999997},{"$f":"VLOOKUP(TOU_CTabulation[[#This Row],[Daypart]],TOUC,3)","v":0.32596000000000003},{"$f":"TOU_CTabulation[[#This Row],[Month Base Allow]]*TOU_CTabulation[[#This Row],[Base Rate]]","v":0},{"$f":"TOU_CTabulation[[#This Row],[Month Overbase Gen]]*TOU_CTabulation[[#This Row],[Over Rate]]","v":0},{"$f":"TOU_CTabulation[[#This Row],[Base Value]]+TOU_CTabulation[[#This Row],[Over Value]]","v":0}]
[11,17,4,0,0,8,1,0,8,0,0,{"$f":"TOU_CTabulation[[#This Row],[AC System Output (W)]]/1000","v":0},{"$f":"IF(A7712=TOU_CTabulation[[#This Row],[Month]],M7712+TOU_CTabulation[[#This Row],[AC System Output (kW)]],TOU_CTabulation[[#This Row],[AC System Output (kW)]])","v":219.48569800000001},{"$f":"VLOOKUP(TOU_CTabulation[[#This Row],[Month]],Season,2)","v":"Winter"},{"$f":"VLOOKUP(TOU_CTabulation[[#This Row],[Season]],CRate,2)","v":10.5},{"$f":"IF(A7714>TOU_CTabulation[[#This Row],[Month]],TOU_CTabulation[[#This Row],[Day]]*TOU_CTabulation[[#This Row],[Base Allow]],0)","v":0},{"$f":"IF(A7714>TOU_CTabulation[[#This Row],[Month]],TOU_CTabulation[[#This Row],[Month Cumm]],0)","v":0},{"$f":"IF(TOU_CTabulation[[#This Row],[Month Base Gen]]=0,0,TOU_CTabulation[[#This Row],[Month Base Gen]]-TOU_CTabulation[[#This Row],[Day]]*TOU_CTabulation[[#This Row],[Base Allow]])","v":0},{"$f":"VLOOKUP(TOU_CTabulation[[#This Row],[Hour]],daypart,2)","v":"All"},{"$f":"TOU_CTabulation[[#This Row],[Season]]&TOU_CTabulation[[#This Row],[Day-Part]]","v":"WinterAll"},{"$f":"VLOOKUP(TOU_CTabulation[[#This Row],[Daypart]],TOUC,2)","v":0.25901999999999997},{"$f":"VLOOKUP(TOU_CTabulation[[#This Row],[Daypart]],TOUC,3)","v":0.32596000000000003},{"$f":"TOU_CTabulation[[#This Row],[Month Base Allow]]*TOU_CTabulation[[#This Row],[Base Rate]]","v":0},{"$f":"TOU_CTabulation[[#This Row],[Month Overbase Gen]]*TOU_CTabulation[[#This Row],[Over Rate]]","v":0},{"$f":"TOU_CTabulation[[#This Row],[Base Value]]+TOU_CTabulation[[#This Row],[Over Value]]","v":0}]
[11,17,14,254,161,14,2,339.18099999999998,23.234000000000002,1161.097,1113.5409999999999,{"$f":"TOU_CTabulation[[#This Row],[AC System Output (W)]]/1000","v":1.1135409999999999},{"$f":"IF(A7722=TOU_CTabulation[[#This Row],[Month]],M7722+TOU_CTabulation[[#This Row],[AC System Output (kW)]],TOU_CTabulation[[#This Row],[AC System Output (kW)]])","v":230.61001999999996},{"$f":"VLOOKUP(TOU_CTabulation[[#This Row],[Month]],Season,2)","v":"Winter"},{"$f":"VLOOKUP(TOU_CTabulation[[#This Row],[Season]],CRate,2)","v":10.5},{"$f":"IF(A7724>TOU_CTabulation[[#This Row],[Month]],TOU_CTabulation[[#This Row],[Day]]*TOU_CTabulation[[#This Row],[Base Allow]],0)","v":0},{"$f":"IF(A7724>TOU_CTabulation[[#This Row],[Month]],TOU_CTabulation[[#This Row],[Month Cumm]],0)","v":0},{"$f":"IF(TOU_CTabulation[[#This Row],[Month Base Gen]]=0,0,TOU_CTabulation[[#This Row],[Month Base Gen]]-TOU_CTabulation[[#This Row],[Day]]*TOU_CTabulation[[#This Row],[Base Allow]])","v":0},{"$f":"VLOOKUP(TOU_CTabulation[[#This Row],[Hour]],daypart,2)","v":"All"},{"$f":"TOU_CTabulation[[#This Row],[Season]]&TOU_CTabulation[[#This Row],[Day-Part]]","v":"WinterAll"},{"$f":"VLOOKUP(TOU_CTabulation[[#This Row],[Daypart]],TOUC,2)","v":0.25901999999999997},{"$f":"VLOOKUP(TOU_CTabulation[[#This Row],[Daypart]],TOUC,3)","v":0.32596000000000003},{"$f":"TOU_CTabulation[[#This Row],[Month Base Allow]]*TOU_CTabulation[[#This Row],[Base Rate]]","v":0},{"$f":"TOU_CTabulation[[#This Row],[Month Overbase Gen]]*TOU_CTabulation[[#This Row],[Over Rate]]","v":0},{"$f":"TOU_CTabulation[[#This Row],[Base Value]]+TOU_CTabulation[[#This Row],[Over Value]]","v":0}]
[11,17,21,0,0,8,1,0,8,0,0,{"$f":"TOU_CTabulation[[#This Row],[AC System Output (W)]]/1000","v":0},{"$f":"IF(A7729=TOU_CTabulation[[#This Row],[Month]],M7729+TOU_CTabulation[[#This Row],[AC System Output (kW)]],TOU_CTabulation[[#This Row],[AC System Output (kW)]])","v":231.82456899999997},{"$f":"VLOOKUP(TOU_CTabulation[[#This Row],[Month]],Season,2)","v":"Winter"},{"$f":"VLOOKUP(TOU_CTabulation[[#This Row],[Season]],CRate,2)","v":10.5},{"$f":"IF(A7731>TOU_CTabulation[[#This Row],[Month]],TOU_CTabulation[[#This Row],[Day]]*TOU_CTabulation[[#This Row],[Base Allow]],0)","v":0},{"$f":"IF(A7731>TOU_CTabulation[[#This Row],[Month]],TOU_CTabulation[[#This Row],[Month Cumm]],0)","v":0},{"$f":"IF(TOU_CTabulation[[#This Row],[Month Base Gen]]=0,0,TOU_CTabulation[[#This Row],[Month Base Gen]]-TOU_CTabulation[[#This Row],[Day]]*TOU_CTabulation[[#This Row],[Base Allow]])","v":0},{"$f":"VLOOKUP(TOU_CTabulation[[#This Row],[Hour]],daypart,2)","v":"All"},{"$f":"TOU_CTabulation[[#This Row],[Season]]&TOU_CTabulation[[#This Row],[Day-Part]]","v":"WinterAll"},{"$f":"VLOOKUP(TOU_CTabulation[[#This Row],[Daypart]],TOUC,2)","v":0.25901999999999997},{"$f":"VLOOKUP(TOU_CTabulation[[#This Row],[Daypart]],TOUC,3)","v":0.32596000000000003},{"$f":"TOU_CTabulation[[#This Row],[Month Base Allow]]*TOU_CTabulation[[#This Row],[Base Rate]]","v":0},{"$f":"TOU_CTabulation[[#This Row],[Month Overbase Gen]]*TOU_CTabulation[[#This Row],[Over Rate]]","v":0},{"$f":"TOU_CTabulation[[#This Row],[Base Value]]+TOU_CTabulation[[#This Row],[Over Value]]","v":0}]
[11,18,4,0,0,7,1,0,7,0,0,{"$f":"TOU_CTabulation[[#This Row],[AC System Output (W)]]/1000","v":0},{"$f":"IF(A7736=TOU_CTabulation[[#This Row],[Month]],M7736+TOU_CTabulation[[#This Row],[AC System Output (kW)]],TOU_CTabulation[[#This Row],[AC System Output (kW)]])","v":231.82456899999997},{"$f":"VLOOKUP(TOU_CTabulation[[#This Row],[Month]],Season,2)","v":"Winter"},{"$f":"VLOOKUP(TOU_CTabulation[[#This Row],[Season]],CRate,2)","v":10.5},{"$f":"IF(A7738>TOU_CTabulation[[#This Row],[Month]],TOU_CTabulation[[#This Row],[Day]]*TOU_CTabulation[[#This Row],[Base Allow]],0)","v":0},{"$f":"IF(A7738>TOU_CTabulation[[#This Row],[Month]],TOU_CTabulation[[#This Row],[Month Cumm]],0)","v":0},{"$f":"IF(TOU_CTabulation[[#This Row],[Month Base Gen]]=0,0,TOU_CTabulation[[#This Row],[Month Base Gen]]-TOU_CTabulation[[#This Row],[Day]]*TOU_CTabulation[[#This Row],[Base Allow]])","v":0},{"$f":"VLOOKUP(TOU_CTabulation[[#This Row],[Hour]],daypart,2)","v":"All"},{"$f":"TOU_CTabulation[[#This Row],[Season]]&TOU_CTabulation[[#This Row],[Day-Part]]","v":"WinterAll"},{"$f":"VLOOKUP(TOU_CTabulation[[#This Row],[Daypart]],TOUC,2)","v":0.25901999999999997},{"$f":"VLOOKUP(TOU_CTabulation[[#This Row],[Daypart]],TOUC,3)","v":0.32596000000000003},{"$f":"TOU_CTabulation[[#This Row],[Month Base Allow]]*TOU_CTabulation[[#This Row],[Base Rate]]","v":0},{"$f":"TOU_CTabulation[[#This Row],[Month Overbase Gen]]*TOU_CTabulation[[#This Row],[Over Rate]]","v":0},{"$f":"TOU_CTabulation[[#This Row],[Base Value]]+TOU_CTabulation[[#This Row],[Over Value]]","v":0}]
[11,18,14,831,62,16,1,585.25300000000004,35.537999999999997,1867.395,1797.1959999999999,{"$f":"TOU_CTabulation[[#This Row],[AC System Output (W)]]/1000","v":1.797196},{"$f":"IF(A7746=TOU_CTabulation[[#This Row],[Month]],M7746+TOU_CTabulation[[#This Row],[AC System Output (kW)]],TOU_CTabulation[[#This Row],[AC System Output (kW)]])","v":246.81110199999998},{"$f":"VLOOKUP(TOU_CTabulation[[#This Row],[Month]],Season,2)","v":"Winter"},{"$f":"VLOOKUP(TOU_CTabulation[[#This Row],[Season]],CRate,2)","v":10.5},{"$f":"IF(A7748>TOU_CTabulation[[#This Row],[Month]],TOU_CTabulation[[#This Row],[Day]]*TOU_CTabulation[[#This Row],[Base Allow]],0)","v":0},{"$f":"IF(A7748>TOU_CTabulation[[#This Row],[Month]],TOU_CTabulation[[#This Row],[Month Cumm]],0)","v":0},{"$f":"IF(TOU_CTabulation[[#This Row],[Month Base Gen]]=0,0,TOU_CTabulation[[#This Row],[Month Base Gen]]-TOU_CTabulation[[#This Row],[Day]]*TOU_CTabulation[[#This Row],[Base Allow]])","v":0},{"$f":"VLOOKUP(TOU_CTabulation[[#This Row],[Hour]],daypart,2)","v":"All"},{"$f":"TOU_CTabulation[[#This Row],[Season]]&TOU_CTabulation[[#This Row],[Day-Part]]","v":"WinterAll"},{"$f":"VLOOKUP(TOU_CTabulation[[#This Row],[Daypart]],TOUC,2)","v":0.25901999999999997},{"$f":"VLOOKUP(TOU_CTabulation[[#This Row],[Daypart]],TOUC,3)","v":0.32596000000000003},{"$f":"TOU_CTabulation[[#This Row],[Month Base Allow]]*TOU_CTabulation[[#This Row],[Base Rate]]","v":0},{"$f":"TOU_CTabulation[[#This Row],[Month Overbase Gen]]*TOU_CTabulation[[#This Row],[Over Rate]]","v":0},{"$f":"TOU_CTabulation[[#This Row],[Base Value]]+TOU_CTabulation[[#This Row],[Over Value]]","v":0}]
[11,18,21,0,0,8,1,0,8,0,0,{"$f":"TOU_CTabulation[[#This Row],[AC System Output (W)]]/1000","v":0},{"$f":"IF(A7753=TOU_CTabulation[[#This Row],[Month]],M7753+TOU_CTabulation[[#This Row],[AC System Output (kW)]],TOU_CTabulation[[#This Row],[AC System Output (kW)]])","v":247.84059799999997},{"$f":"VLOOKUP(TOU_CTabulation[[#This Row],[Month]],Season,2)","v":"Winter"},{"$f":"VLOOKUP(TOU_CTabulation[[#This Row],[Season]],CRate,2)","v":10.5},{"$f":"IF(A7755>TOU_CTabulation[[#This Row],[Month]],TOU_CTabulation[[#This Row],[Day]]*TOU_CTabulation[[#This Row],[Base Allow]],0)","v":0},{"$f":"IF(A7755>TOU_CTabulation[[#This Row],[Month]],TOU_CTabulation[[#This Row],[Month Cumm]],0)","v":0},{"$f":"IF(TOU_CTabulation[[#This Row],[Month Base Gen]]=0,0,TOU_CTabulation[[#This Row],[Month Base Gen]]-TOU_CTabulation[[#This Row],[Day]]*TOU_CTabulation[[#This Row],[Base Allow]])","v":0},{"$f":"VLOOKUP(TOU_CTabulation[[#This Row],[Hour]],daypart,2)","v":"All"},{"$f":"TOU_CTabulation[[#This Row],[Season]]&TOU_CTabulation[[#This Row],[Day-Part]]","v":"WinterAll"},{"$f":"VLOOKUP(TOU_CTabulation[[#This Row],[Daypart]],TOUC,2)","v":0.25901999999999997},{"$f":"VLOOKUP(TOU_CTabulation[[#This Row],[Daypart]],TOUC,3)","v":0.32596000000000003},{"$f":"TOU_CTabulation[[#This Row],[Month Base Allow]]*TOU_CTabulation[[#This Row],[Base Rate]]","v":0},{"$f":"TOU_CTabulation[[#This Row],[Month Overbase Gen]]*TOU_CTabulation[[#This Row],[Over Rate]]","v":0},{"$f":"TOU_CTabulation[[#This Row],[Base Value]]+TOU_CTabulation[[#This Row],[Over Value]]","v":0}]
[11,18,23,0,0,8,1,0,8,0,0,{"$f":"TOU_CTabulation[[#This Row],[AC System Output (W)]]/1000","v":0},{"$f":"IF(A7755=TOU_CTabulation[[#This Row],[Month]],M7755+TOU_CTabulation[[#This Row],[AC System Output (kW)]],TOU_CTabulation[[#This Row],[AC System Output (kW)]])","v":247.84059799999997},{"$f":"VLOOKUP(TOU_CTabulation[[#This Row],[Month]],Season,2)","v":"Winter"},{"$f":"VLOOKUP(TOU_CTabulation[[#This Row],[Season]],CRate,2)","v":10.5},{"$f":"IF(A7757>TOU_CTabulation[[#This Row],[Month]],TOU_CTabulation[[#This Row],[Day]]*TOU_CTabulation[[#This Row],[Base Allow]],0)","v":0},{"$f":"IF(A7757>TOU_CTabulation[[#This Row],[Month]],TOU_CTabulation[[#This Row],[Month Cumm]],0)","v":0},{"$f":"IF(TOU_CTabulation[[#This Row],[Month Base Gen]]=0,0,TOU_CTabulation[[#This Row],[Month Base Gen]]-TOU_CTabulation[[#This Row],[Day]]*TOU_CTabulation[[#This Row],[Base Allow]])","v":0},{"$f":"VLOOKUP(TOU_CTabulation[[#This Row],[Hour]],daypart,2)","v":"All"},{"$f":"TOU_CTabulation[[#This Row],[Season]]&TOU_CTabulation[[#This Row],[Day-Part]]","v":"WinterAll"},{"$f":"VLOOKUP(TOU_CTabulation[[#This Row],[Daypart]],TOUC,2)","v":0.25901999999999997},{"$f":"VLOOKUP(TOU_CTabulation[[#This Row],[Daypart]],TOUC,3)","v":0.32596000000000003},{"$f":"TOU_CTabulation[[#This Row],[Month Base Allow]]*TOU_CTabulation[[#This Row],[Base Rate]]","v":0},{"$f":"TOU_CTabulation[[#This Row],[Month Overbase Gen]]*TOU_CTabulation[[#This Row],[Over Rate]]","v":0},{"$f":"TOU_CTabulation[[#This Row],[Base Value]]+TOU_CTabulation[[#This Row],[Over Value]]","v":0}]
[11,19,8,211,120,10,3,245.05500000000001,14.792999999999999,861.97400000000005,822.61099999999999,{"$f":"TOU_CTabulation[[#This Row],[AC System Output (W)]]/1000","v":0.82261099999999998},{"$f":"IF(A7764=TOU_CTabulation[[#This Row],[Month]],M7764+TOU_CTabulation[[#This Row],[AC System Output (kW)]],TOU_CTabulation[[#This Row],[AC System Output (kW)]])","v":249.29163199999996},{"$f":"VLOOKUP(TOU_CTabulation[[#This Row],[Month]],Season,2)","v":"Winter"},{"$f":"VLOOKUP(TOU_CTabulation[[#This Row],[Season]],CRate,2)","v":10.5},{"$f":"IF(A7766>TOU_CTabulation[[#This Row],[Month]],TOU_CTabulation[[#This Row],[Day]]*TOU_CTabulation[[#This Row],[Base Allow]],0)","v":0},{"$f":"IF(A7766>TOU_CTabulation[[#This Row],[Month]],TOU_CTabulation[[#This Row],[Month Cumm]],0)","v":0},{"$f":"IF(TOU_CTabulation[[#This Row],[Month Base Gen]]=0,0,TOU_CTabulation[[#This Row],[Month Base Gen]]-TOU_CTabulation[[#This Row],[Day]]*TOU_CTabulation[[#This Row],[Base Allow]])","v":0},{"$f":"VLOOKUP(TOU_CTabulation[[#This Row],[Hour]],daypart,2)","v":"All"},{"$f":"TOU_CTabulation[[#This Row],[Season]]&TOU_CTabulation[[#This Row],[Day-Part]]","v":"WinterAll"},{"$f":"VLOOKUP(TOU_CTabulation[[#This Row],[Daypart]],TOUC,2)","v":0.25901999999999997},{"$f":"VLOOKUP(TOU_CTabulation[[#This Row],[Daypart]],TOUC,3)","v":0.32596000000000003},{"$f":"TOU_CTabulation[[#This Row],[Month Base Allow]]*TOU_CTabulation[[#This Row],[Base Rate]]","v":0},{"$f":"TOU_CTabulation[[#This Row],[Month Overbase Gen]]*TOU_CTabulation[[#This Row],[Over Rate]]","v":0},{"$f":"TOU_CTabulation[[#This Row],[Base Value]]+TOU_CTabulation[[#This Row],[Over Value]]","v":0}]
[11,19,17,0,0,12,4,0,12,0,0,{"$f":"TOU_CTabulation[[#This Row],[AC System Output (W)]]/1000","v":0},{"$f":"IF(A7773=TOU_CTabulation[[#This Row],[Month]],M7773+TOU_CTabulation[[#This Row],[AC System Output (kW)]],TOU_CTabulation[[#This Row],[AC System Output (kW)]])","v":254.56168699999992},{"$f":"VLOOKUP(TOU_CTabulation[[#This Row],[Month]],Season,2)","v":"Winter"},{"$f":"VLOOKUP(TOU_CTabulation[[#This Row],[Season]],CRate,2)","v":10.5},{"$f":"IF(A7775>TOU_CTabulation[[#This Row],[Month]],TOU_CTabulation[[#This Row],[Day]]*TOU_CTabulation[[#This Row],[Base Allow]],0)","v":0},{"$f":"IF(A7775>TOU_CTabulation[[#This Row],[Month]],TOU_CTabulation[[#This Row],[Month Cumm]],0)","v":0},{"$f":"IF(TOU_CTabulation[[#This Row],[Month Base Gen]]=0,0,TOU_CTabulation[[#This Row],[Month Base Gen]]-TOU_CTabulation[[#This Row],[Day]]*TOU_CTabulation[[#This Row],[Base Allow]])","v":0},{"$f":"VLOOKUP(TOU_CTabulation[[#This Row],[Hour]],daypart,2)","v":"All"},{"$f":"TOU_CTabulation[[#This Row],[Season]]&TOU_CTabulation[[#This Row],[Day-Part]]","v":"WinterAll"},{"$f":"VLOOKUP(TOU_CTabulation[[#This Row],[Daypart]],TOUC,2)","v":0.25901999999999997},{"$f":"VLOOKUP(TOU_CTabulation[[#This Row],[Daypart]],TOUC,3)","v":0.32596000000000003},{"$f":"TOU_CTabulation[[#This Row],[Month Base Allow]]*TOU_CTabulation[[#This Row],[Base Rate]]","v":0},{"$f":"TOU_CTabulation[[#This Row],[Month Overbase Gen]]*TOU_CTabulation[[#This Row],[Over Rate]]","v":0},{"$f":"TOU_CTabulation[[#This Row],[Base Value]]+TOU_CTabulation[[#This Row],[Over Value]]","v":0}]
[11,20,1,0,0,10,1,0,10,0,0,{"$f":"TOU_CTabulation[[#This Row],[AC System Output (W)]]/1000","v":0},{"$f":"IF(A7781=TOU_CTabulation[[#This Row],[Month]],M7781+TOU_CTabulation[[#This Row],[AC System Output (kW)]],TOU_CTabulation[[#This Row],[AC System Output (kW)]])","v":254.56168699999992},{"$f":"VLOOKUP(TOU_CTabulation[[#This Row],[Month]],Season,2)","v":"Winter"},{"$f":"VLOOKUP(TOU_CTabulation[[#This Row],[Season]],CRate,2)","v":10.5},{"$f":"IF(A7783>TOU_CTabulation[[#This Row],[Month]],TOU_CTabulation[[#This Row],[Day]]*TOU_CTabulation[[#This Row],[Base Allow]],0)","v":0},{"$f":"IF(A7783>TOU_CTabulation[[#This Row],[Month]],TOU_CTabulation[[#This Row],[Month Cumm]],0)","v":0},{"$f":"IF(TOU_CTabulation[[#This Row],[Month Base Gen]]=0,0,TOU_CTabulation[[#This Row],[Month Base Gen]]-TOU_CTabulation[[#This Row],[Day]]*TOU_CTabulation[[#This Row],[Base Allow]])","v":0},{"$f":"VLOOKUP(TOU_CTabulation[[#This Row],[Hour]],daypart,2)","v":"All"},{"$f":"TOU_CTabulation[[#This Row],[Season]]&TOU_CTabulation[[#This Row],[Day-Part]]","v":"WinterAll"},{"$f":"VLOOKUP(TOU_CTabulation[[#This Row],[Daypart]],TOUC,2)","v":0.25901999999999997},{"$f":"VLOOKUP(TOU_CTabulation[[#This Row],[Daypart]],TOUC,3)","v":0.32596000000000003},{"$f":"TOU_CTabulation[[#This Row],[Month Base Allow]]*TOU_CTabulation[[#This Row],[Base Rate]]","v":0},{"$f":"TOU_CTabulation[[#This Row],[Month Overbase Gen]]*TOU_CTabulation[[#This Row],[Over Rate]]","v":0},{"$f":"TOU_CTabulation[[#This Row],[Base Value]]+TOU_CTabulation[[#This Row],[Over Value]]","v":0}]
[11,20,10,272,229,14,2,471.75400000000002,25.757999999999999,1610.395,1548.972,{"$f":"TOU_CTabulation[[#This Row],[AC System Output (W)]]/1000","v":1.548972},{"$f":"IF(A7790=TOU_CTabulation[[#This Row],[Month]],M7790+TOU_CTabulation[[#This Row],[AC System Output (kW)]],TOU_CTabulation[[#This Row],[AC System Output (kW)]])","v":259.06593099999992},{"$f":"VLOOKUP(TOU_CTabulation[[#This Row],[Month]],Season,2)","v":"Winter"},{"$f":"VLOOKUP(TOU_CTabulation[[#This Row],[Season]],CRate,2)","v":10.5},{"$f":"IF(A7792>TOU_CTabulation[[#This Row],[Month]],TOU_CTabulation[[#This Row],[Day]]*TOU_CTabulation[[#This Row],[Base Allow]],0)","v":0},{"$f":"IF(A7792>TOU_CTabulation[[#This Row],[Month]],TOU_CTabulation[[#This Row],[Month Cumm]],0)","v":0},{"$f":"IF(TOU_CTabulation[[#This Row],[Month Base Gen]]=0,0,TOU_CTabulation[[#This Row],[Month Base Gen]]-TOU_CTabulation[[#This Row],[Day]]*TOU_CTabulation[[#This Row],[Base Allow]])","v":0},{"$f":"VLOOKUP(TOU_CTabulation[[#This Row],[Hour]],daypart,2)","v":"All"},{"$f":"TOU_CTabulation[[#This Row],[Season]]&TOU_CTabulation[[#This Row],[Day-Part]]","v":"WinterAll"},{"$f":"VLOOKUP(TOU_CTabulation[[#This Row],[Daypart]],TOUC,2)","v":0.25901999999999997},{"$f":"VLOOKUP(TOU_CTabulation[[#This Row],[Daypart]],TOUC,3)","v":0.32596000000000003},{"$f":"TOU_CTabulation[[#This Row],[Month Base Allow]]*TOU_CTabulation[[#This Row],[Base Rate]]","v":0},{"$f":"TOU_CTabulation[[#This Row],[Month Overbase Gen]]*TOU_CTabulation[[#This Row],[Over Rate]]","v":0},{"$f":"TOU_CTabulation[[#This Row],[Base Value]]+TOU_CTabulation[[#This Row],[Over Value]]","v":0}]
[11,20,18,0,0,9,2,0,9,0,0,{"$f":"TOU_CTabulation[[#This Row],[AC System Output (W)]]/1000","v":0},{"$f":"IF(A7798=TOU_CTabulation[[#This Row],[Month]],M7798+TOU_CTabulation[[#This Row],[AC System Output (kW)]],TOU_CTabulation[[#This Row],[AC System Output (kW)]])","v":268.77258199999994},{"$f":"VLOOKUP(TOU_CTabulation[[#This Row],[Month]],Season,2)","v":"Winter"},{"$f":"VLOOKUP(TOU_CTabulation[[#This Row],[Season]],CRate,2)","v":10.5},{"$f":"IF(A7800>TOU_CTabulation[[#This Row],[Month]],TOU_CTabulation[[#This Row],[Day]]*TOU_CTabulation[[#This Row],[Base Allow]],0)","v":0},{"$f":"IF(A7800>TOU_CTabulation[[#This Row],[Month]],TOU_CTabulation[[#This Row],[Month Cumm]],0)","v":0},{"$f":"IF(TOU_CTabulation[[#This Row],[Month Base Gen]]=0,0,TOU_CTabulation[[#This Row],[Month Base Gen]]-TOU_CTabulation[[#This Row],[Day]]*TOU_CTabulation[[#This Row],[Base Allow]])","v":0},{"$f":"VLOOKUP(TOU_CTabulation[[#This Row],[Hour]],daypart,2)","v":"All"},{"$f":"TOU_CTabulation[[#This Row],[Season]]&TOU_CTabulation[[#This Row],[Day-Part]]","v":"WinterAll"},{"$f":"VLOOKUP(TOU_CTabulation[[#This Row],[Daypart]],TOUC,2)","v":0.25901999999999997},{"$f":"VLOOKUP(TOU_CTabulation[[#This Row],[Daypart]],TOUC,3)","v":0.32596000000000003},{"$f":"TOU_CTabulation[[#This Row],[Month Base Allow]]*TOU_CTabulation[[#This Row],[Base Rate]]","v":0},{"$f":"TOU_CTabulation[[#This Row],[Month Overbase Gen]]*TOU_CTabulation[[#This Row],[Over Rate]]","v":0},{"$f":"TOU_CTabulation[[#This Row],[Base Value]]+TOU_CTabulation[[#This Row],[Over Value]]","v":0}]
[11,21,0,0,0,7,2,0,7,0,0,{"$f":"TOU_CTabulation[[#This Row],[AC System Output (W)]]/1000","v":0},{"$f":"IF(A7804=TOU_CTabulation[[#This Row],[Month]],M7804+TOU_CTabulation[[#This Row],[AC System Output (kW)]],TOU_CTabulation[[#This Row],[AC System Output (kW)]])","v":268.77258199999994},{"$f":"VLOOKUP(TOU_CTabulation[[#This Row],[Month]],Season,2)","v":"Winter"},{"$f":"VLOOKUP(TOU_CTabulation[[#This Row],[Season]],CRate,2)","v":10.5},{"$f":"IF(A7806>TOU_CTabulation[[#This Row],[Month]],TOU_CTabulation[[#This Row],[Day]]*TOU_CTabulation[[#This Row],[Base Allow]],0)","v":0},{"$f":"IF(A7806>TOU_CTabulation[[#This Row],[Month]],TOU_CTabulation[[#This Row],[Month Cumm]],0)","v":0},{"$f":"IF(TOU_CTabulation[[#This Row],[Month Base Gen]]=0,0,TOU_CTabulation[[#This Row],[Month Base Gen]]-TOU_CTabulation[[#This Row],[Day]]*TOU_CTabulation[[#This Row],[Base Allow]])","v":0},{"$f":"VLOOKUP(TOU_CTabulation[[#This Row],[Hour]],daypart,2)","v":"All"},{"$f":"TOU_CTabulation[[#This Row],[Season]]&TOU_CTabulation[[#This Row],[Day-Part]]","v":"WinterAll"},{"$f":"VLOOKUP(TOU_CTabulation[[#This Row],[Daypart]],TOUC,2)","v":0.25901999999999997},{"$f":"VLOOKUP(TOU_CTabulation[[#This Row],[Daypart]],TOUC,3)","v":0.32596000000000003},{"$f":"TOU_CTabulation[[#This Row],[Month Base Allow]]*TOU_CTabulation[[#This Row],[Base Rate]]","v":0},{"$f":"TOU_CTabulation[[#This Row],[Month Overbase Gen]]*TOU_CTabulation[[#This Row],[Over Rate]]","v":0},{"$f":"TOU_CTabulation[[#This Row],[Base Value]]+TOU_CTabulation[[#This Row],[Over Value]]","v":0}]
[11,21,3,0,0,6,2,0,6,0,0,{"$f":"TOU_CTabulation[[#This Row],[AC System Output (W)]]/1000","v":0},{"$f":"IF(A7807=TOU_CTabulation[[#This Row],[Month]],M7807+TOU_CTabulation[[#This Row],[AC System Output (kW)]],TOU_CTabulation[[#This Row],[AC System Output (kW)]])","v":268.77258199999994},{"$f":"VLOOKUP(TOU_CTabulation[[#This Row],[Month]],Season,2)","v":"Winter"},{"$f":"VLOOKUP(TOU_CTabulation[[#This Row],[Season]],CRate,2)","v":10.5},{"$f":"IF(A7809>TOU_CTabulation[[#This Row],[Month]],TOU_CTabulation[[#This Row],[Day]]*TOU_CTabulation[[#This Row],[Base Allow]],0)","v":0},{"$f":"IF(A7809>TOU_CTabulation[[#This Row],[Month]],TOU_CTabulation[[#This Row],[Month Cumm]],0)","v":0},{"$f":"IF(TOU_CTabulation[[#This Row],[Month Base Gen]]=0,0,TOU_CTabulation[[#This Row],[Month Base Gen]]-TOU_CTabulation[[#This Row],[Day]]*TOU_CTabulation[[#This Row],[Base Allow]])","v":0},{"$f":"VLOOKUP(TOU_CTabulation[[#This Row],[Hour]],daypart,2)","v":"All"},{"$f":"TOU_CTabulation[[#This Row],[Season]]&TOU_CTabulation[[#This Row],[Day-Part]]","v":"WinterAll"},{"$f":"VLOOKUP(TOU_CTabulation[[#This Row],[Daypart]],TOUC,2)","v":0.25901999999999997},{"$f":"VLOOKUP(TOU_CTabulation[[#This Row],[Daypart]],TOUC,3)","v":0.32596000000000003},{"$f":"TOU_CTabulation[[#This Row],[Month Base Allow]]*TOU_CTabulation[[#This Row],[Base Rate]]","v":0},{"$f":"TOU_CTabulation[[#This Row],[Month Overbase Gen]]*TOU_CTabulation[[#This Row],[Over Rate]]","v":0},{"$f":"TOU_CTabulation[[#This Row],[Base Value]]+TOU_CTabulation[[#This Row],[Over Value]]","v":0}]
[11,21,14,873,59,13,6,600.09,23.361999999999998,2027.7719999999999,1951.7850000000001,{"$f":"TOU_CTabulation[[#This Row],[AC System Output (W)]]/1000","v":1.9517850000000001},{"$f":"IF(A7818=TOU_CTabulation[[#This Row],[Month]],M7818+TOU_CTabulation[[#This Row],[AC System Output (kW)]],TOU_CTabulation[[#This Row],[AC System Output (kW)]])","v":281.26814599999989},{"$f":"VLOOKUP(TOU_CTabulation[[#This Row],[Month]],Season,2)","v":"Winter"},{"$f":"VLOOKUP(TOU_CTabulation[[#This Row],[Season]],CRate,2)","v":10.5},{"$f":"IF(A7820>TOU_CTabulation[[#This Row],[Month]],TOU_CTabulation[[#This Row],[Day]]*TOU_CTabulation[[#This Row],[Base Allow]],0)","v":0},{"$f":"IF(A7820>TOU_CTabulation[[#This Row],[Month]],TOU_CTabulation[[#This Row],[Month Cumm]],0)","v":0},{"$f":"IF(TOU_CTabulation[[#This Row],[Month Base Gen]]=0,0,TOU_CTabulation[[#This Row],[Month Base Gen]]-TOU_CTabulation[[#This Row],[Day]]*TOU_CTabulation[[#This Row],[Base Allow]])","v":0},{"$f":"VLOOKUP(TOU_CTabulation[[#This Row],[Hour]],daypart,2)","v":"All"},{"$f":"TOU_CTabulation[[#This Row],[Season]]&TOU_CTabulation[[#This Row],[Day-Part]]","v":"WinterAll"},{"$f":"VLOOKUP(TOU_CTabulation[[#This Row],[Daypart]],TOUC,2)","v":0.25901999999999997},{"$f":"VLOOKUP(TOU_CTabulation[[#This Row],[Daypart]],TOUC,3)","v":0.32596000000000003},{"$f":"TOU_CTabulation[[#This Row],[Month Base Allow]]*TOU_CTabulation[[#This Row],[Base Rate]]","v":0},{"$f":"TOU_CTabulation[[#This Row],[Month Overbase Gen]]*TOU_CTabulation[[#This Row],[Over Rate]]","v":0},{"$f":"TOU_CTabulation[[#This Row],[Base Value]]+TOU_CTabulation[[#This Row],[Over Value]]","v":0}]
[11,21,20,0,0,6,4,0,6,0,0,{"$f":"TOU_CTabulation[[#This Row],[AC System Output (W)]]/1000","v":0},{"$f":"IF(A7824=TOU_CTabulation[[#This Row],[Month]],M7824+TOU_CTabulation[[#This Row],[AC System Output (kW)]],TOU_CTabulation[[#This Row],[AC System Output (kW)]])","v":282.79399099999989},{"$f":"VLOOKUP(TOU_CTabulation[[#This Row],[Month]],Season,2)","v":"Winter"},{"$f":"VLOOKUP(TOU_CTabulation[[#This Row],[Season]],CRate,2)","v":10.5},{"$f":"IF(A7826>TOU_CTabulation[[#This Row],[Month]],TOU_CTabulation[[#This Row],[Day]]*TOU_CTabulation[[#This Row],[Base Allow]],0)","v":0},{"$f":"IF(A7826>TOU_CTabulation[[#This Row],[Month]],TOU_CTabulation[[#This Row],[Month Cumm]],0)","v":0},{"$f":"IF(TOU_CTabulation[[#This Row],[Month Base Gen]]=0,0,TOU_CTabulation[[#This Row],[Month Base Gen]]-TOU_CTabulation[[#This Row],[Day]]*TOU_CTabulation[[#This Row],[Base Allow]])","v":0},{"$f":"VLOOKUP(TOU_CTabulation[[#This Row],[Hour]],daypart,2)","v":"All"},{"$f":"TOU_CTabulation[[#This Row],[Season]]&TOU_CTabulation[[#This Row],[Day-Part]]","v":"WinterAll"},{"$f":"VLOOKUP(TOU_CTabulation[[#This Row],[Daypart]],TOUC,2)","v":0.25901999999999997},{"$f":"VLOOKUP(TOU_CTabulation[[#This Row],[Daypart]],TOUC,3)","v":0.32596000000000003},{"$f":"TOU_CTabulation[[#This Row],[Month Base Allow]]*TOU_CTabulation[[#This Row],[Base Rate]]","v":0},{"$f":"TOU_CTabulation[[#This Row],[Month Overbase Gen]]*TOU_CTabulation[[#This Row],[Over Rate]]","v":0},{"$f":"TOU_CTabulation[[#This Row],[Base Value]]+TOU_CTabulation[[#This Row],[Over Value]]","v":0}]
[11,22,4,0,0,2,2,0,2,0,0,{"$f":"TOU_CTabulation[[#This Row],[AC System Output (W)]]/1000","v":0},{"$f":"IF(A7832=TOU_CTabulation[[#This Row],[Month]],M7832+TOU_CTabulation[[#This Row],[AC System Output (kW)]],TOU_CTabulation[[#This Row],[AC System Output (kW)]])","v":282.79399099999989},{"$f":"VLOOKUP(TOU_CTabulation[[#This Row],[Month]],Season,2)","v":"Winter"},{"$f":"VLOOKUP(TOU_CTabulation[[#This Row],[Season]],CRate,2)","v":10.5},{"$f":"IF(A7834>TOU_CTabulation[[#This Row],[Month]],TOU_CTabulation[[#This Row],[Day]]*TOU_CTabulation[[#This Row],[Base Allow]],0)","v":0},{"$f":"IF(A7834>TOU_CTabulation[[#This Row],[Month]],TOU_CTabulation[[#This Row],[Month Cumm]],0)","v":0},{"$f":"IF(TOU_CTabulation[[#This Row],[Month Base Gen]]=0,0,TOU_CTabulation[[#This Row],[Month Base Gen]]-TOU_CTabulation[[#This Row],[Day]]*TOU_CTabulation[[#This Row],[Base Allow]])","v":0},{"$f":"VLOOKUP(TOU_CTabulation[[#This Row],[Hour]],daypart,2)","v":"All"},{"$f":"TOU_CTabulation[[#This Row],[Season]]&TOU_CTabulation[[#This Row],[Day-Part]]","v":"WinterAll"},{"$f":"VLOOKUP(TOU_CTabulation[[#This Row],[Daypart]],TOUC,2)","v":0.25901999999999997},{"$f":"VLOOKUP(TOU_CTabulation[[#This Row],[Daypart]],TOUC,3)","v":0.32596000000000003},{"$f":"TOU_CTabulation[[#This Row],[Month Base Allow]]*TOU_CTabulation[[#This Row],[Base Rate]]","v":0},{"$f":"TOU_CTabulation[[#This Row],[Month Overbase Gen]]*TOU_CTabulation[[#This Row],[Over Rate]]","v":0},{"$f":"TOU_CTabulation[[#This Row],[Base Value]]+TOU_CTabulation[[#This Row],[Over Value]]","v":0}]
[11,22,13,938,64,15,2,763.67200000000003,36.136000000000003,2464.3530000000001,2371.3989999999999,{"$f":"TOU_CTabulation[[#This Row],[AC System Output (W)]]/1000","v":2.3713989999999998},{"$f":"IF(A7841=TOU_CTabulation[[#This Row],[Month]],M7841+TOU_CTabulation[[#This Row],[AC System Output (kW)]],TOU_CTabulation[[#This Row],[AC System Output (kW)]])","v":297.4351529999999},{"$f":"VLOOKUP(TOU_CTabulation[[#This Row],[Month]],Season,2)","v":"Winter"},{"$f":"VLOOKUP(TOU_CTabulation[[#This Row],[Season]],CRate,2)","v":10.5},{"$f":"IF(A7843>TOU_CTabulation[[#This Row],[Month]],TOU_CTabulation[[#This Row],[Day]]*TOU_CTabulation[[#This Row],[Base Allow]],0)","v":0},{"$f":"IF(A7843>TOU_CTabulation[[#This Row],[Month]],TOU_CTabulation[[#This Row],[Month Cumm]],0)","v":0},{"$f":"IF(TOU_CTabulation[[#This Row],[Month Base Gen]]=0,0,TOU_CTabulation[[#This Row],[Month Base Gen]]-TOU_CTabulation[[#This Row],[Day]]*TOU_CTabulation[[#This Row],[Base Allow]])","v":0},{"$f":"VLOOKUP(TOU_CTabulation[[#This Row],[Hour]],daypart,2)","v":"All"},{"$f":"TOU_CTabulation[[#This Row],[Season]]&TOU_CTabulation[[#This Row],[Day-Part]]","v":"WinterAll"},{"$f":"VLOOKUP(TOU_CTabulation[[#This Row],[Daypart]],TOUC,2)","v":0.25901999999999997},{"$f":"VLOOKUP(TOU_CTabulation[[#This Row],[Daypart]],TOUC,3)","v":0.32596000000000003},{"$f":"TOU_CTabulation[[#This Row],[Month Base Allow]]*TOU_CTabulation[[#This Row],[Base Rate]]","v":0},{"$f":"TOU_CTabulation[[#This Row],[Month Overbase Gen]]*TOU_CTabulation[[#This Row],[Over Rate]]","v":0},{"$f":"TOU_CTabulation[[#This Row],[Base Value]]+TOU_CTabulation[[#This Row],[Over Value]]","v":0}]
[11,22,21,0,0,5,1,0,5,0,0,{"$f":"TOU_CTabulation[[#This Row],[AC System Output (W)]]/1000","v":0},{"$f":"IF(A7849=TOU_CTabulation[[#This Row],[Month]],M7849+TOU_CTabulation[[#This Row],[AC System Output (kW)]],TOU_CTabulation[[#This Row],[AC System Output (kW)]])","v":300.74229999999994},{"$f":"VLOOKUP(TOU_CTabulation[[#This Row],[Month]],Season,2)","v":"Winter"},{"$f":"VLOOKUP(TOU_CTabulation[[#This Row],[Season]],CRate,2)","v":10.5},{"$f":"IF(A7851>TOU_CTabulation[[#This Row],[Month]],TOU_CTabulation[[#This Row],[Day]]*TOU_CTabulation[[#This Row],[Base Allow]],0)","v":0},{"$f":"IF(A7851>TOU_CTabulation[[#This Row],[Month]],TOU_CTabulation[[#This Row],[Month Cumm]],0)","v":0},{"$f":"IF(TOU_CTabulation[[#This Row],[Month Base Gen]]=0,0,TOU_CTabulation[[#This Row],[Month Base Gen]]-TOU_CTabulation[[#This Row],[Day]]*TOU_CTabulation[[#This Row],[Base Allow]])","v":0},{"$f":"VLOOKUP(TOU_CTabulation[[#This Row],[Hour]],daypart,2)","v":"All"},{"$f":"TOU_CTabulation[[#This Row],[Season]]&TOU_CTabulation[[#This Row],[Day-Part]]","v":"WinterAll"},{"$f":"VLOOKUP(TOU_CTabulation[[#This Row],[Daypart]],TOUC,2)","v":0.25901999999999997},{"$f":"VLOOKUP(TOU_CTabulation[[#This Row],[Daypart]],TOUC,3)","v":0.32596000000000003},{"$f":"TOU_CTabulation[[#This Row],[Month Base Allow]]*TOU_CTabulation[[#This Row],[Base Rate]]","v":0},{"$f":"TOU_CTabulation[[#This Row],[Month Overbase Gen]]*TOU_CTabulation[[#This Row],[Over Rate]]","v":0},{"$f":"TOU_CTabulation[[#This Row],[Base Value]]+TOU_CTabulation[[#This Row],[Over Value]]","v":0}]
[11,23,6,0,0,5,1,0,5,0,0,{"$f":"TOU_CTabulation[[#This Row],[AC System Output (W)]]/1000","v":0},{"$f":"IF(A7858=TOU_CTabulation[[#This Row],[Month]],M7858+TOU_CTabulation[[#This Row],[AC System Output (kW)]],TOU_CTabulation[[#This Row],[AC System Output (kW)]])","v":300.74229999999994},{"$f":"VLOOKUP(TOU_CTabulation[[#This Row],[Month]],Season,2)","v":"Winter"},{"$f":"VLOOKUP(TOU_CTabulation[[#This Row],[Season]],CRate,2)","v":10.5},{"$f":"IF(A7860>TOU_CTabulation[[#This Row],[Month]],TOU_CTabulation[[#This Row],[Day]]*TOU_CTabulation[[#This Row],[Base Allow]],0)","v":0},{"$f":"IF(A7860>TOU_CTabulation[[#This Row],[Month]],TOU_CTabulation[[#This Row],[Month Cumm]],0)","v":0},{"$f":"IF(TOU_CTabulation[[#This Row],[Month Base Gen]]=0,0,TOU_CTabulation[[#This Row],[Month Base Gen]]-TOU_CTabulation[[#This Row],[Day]]*TOU_CTabulation[[#This Row],[Base Allow]])","v":0},{"$f":"VLOOKUP(TOU_CTabulation[[#This Row],[Hour]],daypart,2)","v":"All"},{"$f":"TOU_CTabulation[[#This Row],[Season]]&TOU_CTabulation[[#This Row],[Day-Part]]","v":"WinterAll"},{"$f":"VLOOKUP(TOU_CTabulation[[#This Row],[Daypart]],TOUC,2)","v":0.25901999999999997},{"$f":"VLOOKUP(TOU_CTabulation[[#This Row],[Daypart]],TOUC,3)","v":0.32596000000000003},{"$f":"TOU_CTabulation[[#This Row],[Month Base Allow]]*TOU_CTabulation[[#This Row],[Base Rate]]","v":0},{"$f":"TOU_CTabulation[[#This Row],[Month Overbase Gen]]*TOU_CTabulation[[#This Row],[Over Rate]]","v":0},{"$f":"TOU_CTabulation[[#This Row],[Base Value]]+TOU_CTabulation[[#This Row],[Over Value]]","v":0}]
[11,23,15,706,46,13,2,362.47699999999998,22.923999999999999,1167.68,1119.9349999999999,{"$f":"TOU_CTabulation[[#This Row],[AC System Output (W)]]/1000","v":1.1199349999999999},{"$f":"IF(A7867=TOU_CTabulation[[#This Row],[Month]],M7867+TOU_CTabulation[[#This Row],[AC System Output (kW)]],TOU_CTabulation[[#This Row],[AC System Output (kW)]])","v":315.32287899999994},{"$f":"VLOOKUP(TOU_CTabulation[[#This Row],[Month]],Season,2)","v":"Winter"},{"$f":"VLOOKUP(TOU_CTabulation[[#This Row],[Season]],CRate,2)","v":10.5},{"$f":"IF(A7869>TOU_CTabulation[[#This Row],[Month]],TOU_CTabulation[[#This Row],[Day]]*TOU_CTabulation[[#This Row],[Base Allow]],0)","v":0},{"$f":"IF(A7869>TOU_CTabulation[[#This Row],[Month]],TOU_CTabulation[[#This Row],[Month Cumm]],0)","v":0},{"$f":"IF(TOU_CTabulation[[#This Row],[Month Base Gen]]=0,0,TOU_CTabulation[[#This Row],[Month Base Gen]]-TOU_CTabulation[[#This Row],[Day]]*TOU_CTabulation[[#This Row],[Base Allow]])","v":0},{"$f":"VLOOKUP(TOU_CTabulation[[#This Row],[Hour]],daypart,2)","v":"All"},{"$f":"TOU_CTabulation[[#This Row],[Season]]&TOU_CTabulation[[#This Row],[Day-Part]]","v":"WinterAll"},{"$f":"VLOOKUP(TOU_CTabulation[[#This Row],[Daypart]],TOUC,2)","v":0.25901999999999997},{"$f":"VLOOKUP(TOU_CTabulation[[#This Row],[Daypart]],TOUC,3)","v":0.32596000000000003},{"$f":"TOU_CTabulation[[#This Row],[Month Base Allow]]*TOU_CTabulation[[#This Row],[Base Rate]]","v":0},{"$f":"TOU_CTabulation[[#This Row],[Month Overbase Gen]]*TOU_CTabulation[[#This Row],[Over Rate]]","v":0},{"$f":"TOU_CTabulation[[#This Row],[Base Value]]+TOU_CTabulation[[#This Row],[Over Value]]","v":0}]
[11,23,20,0,0,6,1,0,6,0,0,{"$f":"TOU_CTabulation[[#This Row],[AC System Output (W)]]/1000","v":0},{"$f":"IF(A7872=TOU_CTabulation[[#This Row],[Month]],M7872+TOU_CTabulation[[#This Row],[AC System Output (kW)]],TOU_CTabulation[[#This Row],[AC System Output (kW)]])","v":315.61951099999993},{"$f":"VLOOKUP(TOU_CTabulation[[#This Row],[Month]],Season,2)","v":"Winter"},{"$f":"VLOOKUP(TOU_CTabulation[[#This Row],[Season]],CRate,2)","v":10.5},{"$f":"IF(A7874>TOU_CTabulation[[#This Row],[Month]],TOU_CTabulation[[#This Row],[Day]]*TOU_CTabulation[[#This Row],[Base Allow]],0)","v":0},{"$f":"IF(A7874>TOU_CTabulation[[#This Row],[Month]],TOU_CTabulation[[#This Row],[Month Cumm]],0)","v":0},{"$f":"IF(TOU_CTabulation[[#This Row],[Month Base Gen]]=0,0,TOU_CTabulation[[#This Row],[Month Base Gen]]-TOU_CTabulation[[#This Row],[Day]]*TOU_CTabulation[[#This Row],[Base Allow]])","v":0},{"$f":"VLOOKUP(TOU_CTabulation[[#This Row],[Hour]],daypart,2)","v":"All"},{"$f":"TOU_CTabulation[[#This Row],[Season]]&TOU_CTabulation[[#This Row],[Day-Part]]","v":"WinterAll"},{"$f":"VLOOKUP(TOU_CTabulation[[#This Row],[Daypart]],TOUC,2)","v":0.25901999999999997},{"$f":"VLOOKUP(TOU_CTabulation[[#This Row],[Daypart]],TOUC,3)","v":0.32596000000000003},{"$f":"TOU_CTabulation[[#This Row],[Month Base Allow]]*TOU_CTabulation[[#This Row],[Base Rate]]","v":0},{"$f":"TOU_CTabulation[[#This Row],[Month Overbase Gen]]*TOU_CTabulation[[#This Row],[Over Rate]]","v":0},{"$f":"TOU_CTabulation[[#This Row],[Base Value]]+TOU_CTabulation[[#This Row],[Over Value]]","v":0}]
[11,24,0,0,0,5,1,0,5,0,0,{"$f":"TOU_CTabulation[[#This Row],[AC System Output (W)]]/1000","v":0},{"$f":"IF(A7876=TOU_CTabulation[[#This Row],[Month]],M7876+TOU_CTabulation[[#This Row],[AC System Output (kW)]],TOU_CTabulation[[#This Row],[AC System Output (kW)]])","v":315.61951099999993},{"$f":"VLOOKUP(TOU_CTabulation[[#This Row],[Month]],Season,2)","v":"Winter"},{"$f":"VLOOKUP(TOU_CTabulation[[#This Row],[Season]],CRate,2)","v":10.5},{"$f":"IF(A7878>TOU_CTabulation[[#This Row],[Month]],TOU_CTabulation[[#This Row],[Day]]*TOU_CTabulation[[#This Row],[Base Allow]],0)","v":0},{"$f":"IF(A7878>TOU_CTabulation[[#This Row],[Month]],TOU_CTabulation[[#This Row],[Month Cumm]],0)","v":0},{"$f":"IF(TOU_CTabulation[[#This Row],[Month Base Gen]]=0,0,TOU_CTabulation[[#This Row],[Month Base Gen]]-TOU_CTabulation[[#This Row],[Day]]*TOU_CTabulation[[#This Row],[Base Allow]])","v":0},{"$f":"VLOOKUP(TOU_CTabulation[[#This Row],[Hour]],daypart,2)","v":"All"},{"$f":"TOU_CTabulation[[#This Row],[Season]]&TOU_CTabulation[[#This Row],[Day-Part]]","v":"WinterAll"},{"$f":"VLOOKUP(TOU_CTabulation[[#This Row],[Daypart]],TOUC,2)","v":0.25901999999999997},{"$f":"VLOOKUP(TOU_CTabulation[[#This Row],[Daypart]],TOUC,3)","v":0.32596000000000003},{"$f":"TOU_CTabulation[[#This Row],[Month Base Allow]]*TOU_CTabulation[[#This Row],[Base Rate]]","v":0},{"$f":"TOU_CTabulation[[#This Row],[Month Overbase Gen]]*TOU_CTabulation[[#This Row],[Over Rate]]","v":0},{"$f":"TOU_CTabulation[[#This Row],[Base Value]]+TOU_CTabulation[[#This Row],[Over Value]]","v":0}]
[11,24,10,927,65,14,3,783.01400000000001,32.588000000000001,2576.6480000000001,2479.0430000000001,{"$f":"TOU_CTabulation[[#This Row],[AC System Output (W)]]/1000","v":2.4790430000000003},{"$f":"IF(A7886=TOU_CTabulation[[#This Row],[Month]],M7886+TOU_CTabulation[[#This Row],[AC System Output (kW)]],TOU_CTabulation[[#This Row],[AC System Output (kW)]])","v":322.23586899999992},{"$f":"VLOOKUP(TOU_CTabulation[[#This Row],[Month]],Season,2)","v":"Winter"},{"$f":"VLOOKUP(TOU_CTabulation[[#This Row],[Season]],CRate,2)","v":10.5},{"$f":"IF(A7888>TOU_CTabulation[[#This Row],[Month]],TOU_CTabulation[[#This Row],[Day]]*TOU_CTabulation[[#This Row],[Base Allow]],0)","v":0},{"$f":"IF(A7888>TOU_CTabulation[[#This Row],[Month]],TOU_CTabulation[[#This Row],[Month Cumm]],0)","v":0},{"$f":"IF(TOU_CTabulation[[#This Row],[Month Base Gen]]=0,0,TOU_CTabulation[[#This Row],[Month Base Gen]]-TOU_CTabulation[[#This Row],[Day]]*TOU_CTabulation[[#This Row],[Base Allow]])","v":0},{"$f":"VLOOKUP(TOU_CTabulation[[#This Row],[Hour]],daypart,2)","v":"All"},{"$f":"TOU_CTabulation[[#This Row],[Season]]&TOU_CTabulation[[#This Row],[Day-Part]]","v":"WinterAll"},{"$f":"VLOOKUP(TOU_CTabulation[[#This Row],[Daypart]],TOUC,2)","v":0.25901999999999997},{"$f":"VLOOKUP(TOU_CTabulation[[#This Row],[Daypart]],TOUC,3)","v":0.32596000000000003},{"$f":"TOU_CTabulation[[#This Row],[Month Base Allow]]*TOU_CTabulation[[#This Row],[Base Rate]]","v":0},{"$f":"TOU_CTabulation[[#This Row],[Month Overbase Gen]]*TOU_CTabulation[[#This Row],[Over Rate]]","v":0},{"$f":"TOU_CTabulation[[#This Row],[Base Value]]+TOU_CTabulation[[#This Row],[Over Value]]","v":0}]
[11,24,17,0,0,9,1,0,9,0,0,{"$f":"TOU_CTabulation[[#This Row],[AC System Output (W)]]/1000","v":0},{"$f":"IF(A7893=TOU_CTabulation[[#This Row],[Month]],M7893+TOU_CTabulation[[#This Row],[AC System Output (kW)]],TOU_CTabulation[[#This Row],[AC System Output (kW)]])","v":331.11675799999989},{"$f":"VLOOKUP(TOU_CTabulation[[#This Row],[Month]],Season,2)","v":"Winter"},{"$f":"VLOOKUP(TOU_CTabulation[[#This Row],[Season]],CRate,2)","v":10.5},{"$f":"IF(A7895>TOU_CTabulation[[#This Row],[Month]],TOU_CTabulation[[#This Row],[Day]]*TOU_CTabulation[[#This Row],[Base Allow]],0)","v":0},{"$f":"IF(A7895>TOU_CTabulation[[#This Row],[Month]],TOU_CTabulation[[#This Row],[Month Cumm]],0)","v":0},{"$f":"IF(TOU_CTabulation[[#This Row],[Month Base Gen]]=0,0,TOU_CTabulation[[#This Row],[Month Base Gen]]-TOU_CTabulation[[#This Row],[Day]]*TOU_CTabulation[[#This Row],[Base Allow]])","v":0},{"$f":"VLOOKUP(TOU_CTabulation[[#This Row],[Hour]],daypart,2)","v":"All"},{"$f":"TOU_CTabulation[[#This Row],[Season]]&TOU_CTabulation[[#This Row],[Day-Part]]","v":"WinterAll"},{"$f":"VLOOKUP(TOU_CTabulation[[#This Row],[Daypart]],TOUC,2)","v":0.25901999999999997},{"$f":"VLOOKUP(TOU_CTabulation[[#This Row],[Daypart]],TOUC,3)","v":0.32596000000000003},{"$f":"TOU_CTabulation[[#This Row],[Month Base Allow]]*TOU_CTabulation[[#This Row],[Base Rate]]","v":0},{"$f":"TOU_CTabulation[[#This Row],[Month Overbase Gen]]*TOU_CTabulation[[#This Row],[Over Rate]]","v":0},{"$f":"TOU_CTabulation[[#This Row],[Base Value]]+TOU_CTabulation[[#This Row],[Over Value]]","v":0}]
[11,25,0,0,0,5,2,0,5,0,0,{"$f":"TOU_CTabulation[[#This Row],[AC System Output (W)]]/1000","v":0},{"$f":"IF(A7900=TOU_CTabulation[[#This Row],[Month]],M7900+TOU_CTabulation[[#This Row],[AC System Output (kW)]],TOU_CTabulation[[#This Row],[AC System Output (kW)]])","v":331.11675799999989},{"$f":"VLOOKUP(TOU_CTabulation[[#This Row],[Month]],Season,2)","v":"Winter"},{"$f":"VLOOKUP(TOU_CTabulation[[#This Row],[Season]],CRate,2)","v":10.5},{"$f":"IF(A7902>TOU_CTabulation[[#This Row],[Month]],TOU_CTabulation[[#This Row],[Day]]*TOU_CTabulation[[#This Row],[Base Allow]],0)","v":0},{"$f":"IF(A7902>TOU_CTabulation[[#This Row],[Month]],TOU_CTabulation[[#This Row],[Month Cumm]],0)","v":0},{"$f":"IF(TOU_CTabulation[[#This Row],[Month Base Gen]]=0,0,TOU_CTabulation[[#This Row],[Month Base Gen]]-TOU_CTabulation[[#This Row],[Day]]*TOU_CTabulation[[#This Row],[Base Allow]])","v":0},{"$f":"VLOOKUP(TOU_CTabulation[[#This Row],[Hour]],daypart,2)","v":"All"},{"$f":"TOU_CTabulation[[#This Row],[Season]]&TOU_CTabulation[[#This Row],[Day-Part]]","v":"WinterAll"},{"$f":"VLOOKUP(TOU_CTabulation[[#This Row],[Daypart]],TOUC,2)","v":0.25901999999999997},{"$f":"VLOOKUP(TOU_CTabulation[[#This Row],[Daypart]],TOUC,3)","v":0.32596000000000003},{"$f":"TOU_CTabulation[[#This Row],[Month Base Allow]]*TOU_CTabulation[[#This Row],[Base Rate]]","v":0},{"$f":"TOU_CTabulation[[#This Row],[Month Overbase Gen]]*TOU_CTabulation[[#This Row],[Over Rate]]","v":0},{"$f":"TOU_CTabulation[[#This Row],[Base Value]]+TOU_CTabulation[[#This Row],[Over Value]]","v":0}]
[11,25,10,914,66,16,3,772.33,34.253999999999998,2520.5059999999999,2425.241,{"$f":"TOU_CTabulation[[#This Row],[AC System Output (W)]]/1000","v":2.4252410000000002},{"$f":"IF(A7910=TOU_CTabulation[[#This Row],[Month]],M7910+TOU_CTabulation[[#This Row],[AC System Output (kW)]],TOU_CTabulation[[#This Row],[AC System Output (kW)]])","v":337.54422399999993},{"$f":"VLOOKUP(TOU_CTabulation[[#This Row],[Month]],Season,2)","v":"Winter"},{"$f":"VLOOKUP(TOU_CTabulation[[#This Row],[Season]],CRate,2)","v":10.5},{"$f":"IF(A7912>TOU_CTabulation[[#This Row],[Month]],TOU_CTabulation[[#This Row],[Day]]*TOU_CTabulation[[#This Row],[Base Allow]],0)","v":0},{"$f":"IF(A7912>TOU_CTabulation[[#This Row],[Month]],TOU_CTabulation[[#This Row],[Month Cumm]],0)","v":0},{"$f":"IF(TOU_CTabulation[[#This Row],[Month Base Gen]]=0,0,TOU_CTabulation[[#This Row],[Month Base Gen]]-TOU_CTabulation[[#This Row],[Day]]*TOU_CTabulation[[#This Row],[Base Allow]])","v":0},{"$f":"VLOOKUP(TOU_CTabulation[[#This Row],[Hour]],daypart,2)","v":"All"},{"$f":"TOU_CTabulation[[#This Row],[Season]]&TOU_CTabulation[[#This Row],[Day-Part]]","v":"WinterAll"},{"$f":"VLOOKUP(TOU_CTabulation[[#This Row],[Daypart]],TOUC,2)","v":0.25901999999999997},{"$f":"VLOOKUP(TOU_CTabulation[[#This Row],[Daypart]],TOUC,3)","v":0.32596000000000003},{"$f":"TOU_CTabulation[[#This Row],[Month Base Allow]]*TOU_CTabulation[[#This Row],[Base Rate]]","v":0},{"$f":"TOU_CTabulation[[#This Row],[Month Overbase Gen]]*TOU_CTabulation[[#This Row],[Over Rate]]","v":0},{"$f":"TOU_CTabulation[[#This Row],[Base Value]]+TOU_CTabulation[[#This Row],[Over Value]]","v":0}]
[11,25,14,838,56,18,3,572.26700000000005,31.844000000000001,1855.91,1786.115,{"$f":"TOU_CTabulation[[#This Row],[AC System Output (W)]]/1000","v":1.7861150000000001},{"$f":"IF(A7914=TOU_CTabulation[[#This Row],[Month]],M7914+TOU_CTabulation[[#This Row],[AC System Output (kW)]],TOU_CTabulation[[#This Row],[AC System Output (kW)]])","v":346.7482589999999},{"$f":"VLOOKUP(TOU_CTabulation[[#This Row],[Month]],Season,2)","v":"Winter"},{"$f":"VLOOKUP(TOU_CTabulation[[#This Row],[Season]],CRate,2)","v":10.5},{"$f":"IF(A7916>TOU_CTabulation[[#This Row],[Month]],TOU_CTabulation[[#This Row],[Day]]*TOU_CTabulation[[#This Row],[Base Allow]],0)","v":0},{"$f":"IF(A7916>TOU_CTabulation[[#This Row],[Month]],TOU_CTabulation[[#This Row],[Month Cumm]],0)","v":0},{"$f":"IF(TOU_CTabulation[[#This Row],[Month Base Gen]]=0,0,TOU_CTabulation[[#This Row],[Month Base Gen]]-TOU_CTabulation[[#This Row],[Day]]*TOU_CTabulation[[#This Row],[Base Allow]])","v":0},{"$f":"VLOOKUP(TOU_CTabulation[[#This Row],[Hour]],daypart,2)","v":"All"},{"$f":"TOU_CTabulation[[#This Row],[Season]]&TOU_CTabulation[[#This Row],[Day-Part]]","v":"WinterAll"},{"$f":"VLOOKUP(TOU_CTabulation[[#This Row],[Daypart]],TOUC,2)","v":0.25901999999999997},{"$f":"VLOOKUP(TOU_CTabulation[[#This Row],[Daypart]],TOUC,3)","v":0.32596000000000003},{"$f":"TOU_CTabulation[[#This Row],[Month Base Allow]]*TOU_CTabulation[[#This Row],[Base Rate]]","v":0},{"$f":"TOU_CTabulation[[#This Row],[Month Overbase Gen]]*TOU_CTabulation[[#This Row],[Over Rate]]","v":0},{"$f":"TOU_CTabulation[[#This Row],[Base Value]]+TOU_CTabulation[[#This Row],[Over Value]]","v":0}]
[11,26,3,0,0,5,2,0,5,0,0,{"$f":"TOU_CTabulation[[#This Row],[AC System Output (W)]]/1000","v":0},{"$f":"IF(A7927=TOU_CTabulation[[#This Row],[Month]],M7927+TOU_CTabulation[[#This Row],[AC System Output (kW)]],TOU_CTabulation[[#This Row],[AC System Output (kW)]])","v":348.13200199999989},{"$f":"VLOOKUP(TOU_CTabulation[[#This Row],[Month]],Season,2)","v":"Winter"},{"$f":"VLOOKUP(TOU_CTabulation[[#This Row],[Season]],CRate,2)","v":10.5},{"$f":"IF(A7929>TOU_CTabulation[[#This Row],[Month]],TOU_CTabulation[[#This Row],[Day]]*TOU_CTabulation[[#This Row],[Base Allow]],0)","v":0},{"$f":"IF(A7929>TOU_CTabulation[[#This Row],[Month]],TOU_CTabulation[[#This Row],[Month Cumm]],0)","v":0},{"$f":"IF(TOU_CTabulation[[#This Row],[Month Base Gen]]=0,0,TOU_CTabulation[[#This Row],[Month Base Gen]]-TOU_CTabulation[[#This Row],[Day]]*TOU_CTabulation[[#This Row],[Base Allow]])","v":0},{"$f":"VLOOKUP(TOU_CTabulation[[#This Row],[Hour]],daypart,2)","v":"All"},{"$f":"TOU_CTabulation[[#This Row],[Season]]&TOU_CTabulation[[#This Row],[Day-Part]]","v":"WinterAll"},{"$f":"VLOOKUP(TOU_CTabulation[[#This Row],[Daypart]],TOUC,2)","v":0.25901999999999997},{"$f":"VLOOKUP(TOU_CTabulation[[#This Row],[Daypart]],TOUC,3)","v":0.32596000000000003},{"$f":"TOU_CTabulation[[#This Row],[Month Base Allow]]*TOU_CTabulation[[#This Row],[Base Rate]]","v":0},{"$f":"TOU_CTabulation[[#This Row],[Month Overbase Gen]]*TOU_CTabulation[[#This Row],[Over Rate]]","v":0},{"$f":"TOU_CTabulation[[#This Row],[Base Value]]+TOU_CTabulation[[#This Row],[Over Value]]","v":0}]
[11,26,4,0,0,5,2,0,5,0,0,{"$f":"TOU_CTabulation[[#This Row],[AC System Output (W)]]/1000","v":0},{"$f":"IF(A7928=TOU_CTabulation[[#This Row],[Month]],M7928+TOU_CTabulation[[#This Row],[AC System Output (kW)]],TOU_CTabulation[[#This Row],[AC System Output (kW)]])","v":348.13200199999989},{"$f":"VLOOKUP(TOU_CTabulation[[#This Row],[Month]],Season,2)","v":"Winter"},{"$f":"VLOOKUP(TOU_CTabulation[[#This Row],[Season]],CRate,2)","v":10.5},{"$f":"IF(A7930>TOU_CTabulation[[#This Row],[Month]],TOU_CTabulation[[#This Row],[Day]]*TOU_CTabulation[[#This Row],[Base Allow]],0)","v":0},{"$f":"IF(A7930>TOU_CTabulation[[#This Row],[Month]],TOU_CTabulation[[#This Row],[Month Cumm]],0)","v":0},{"$f":"IF(TOU_CTabulation[[#This Row],[Month Base Gen]]=0,0,TOU_CTabulation[[#This Row],[Month Base Gen]]-TOU_CTabulation[[#This Row],[Day]]*TOU_CTabulation[[#This Row],[Base Allow]])","v":0},{"$f":"VLOOKUP(TOU_CTabulation[[#This Row],[Hour]],daypart,2)","v":"All"},{"$f":"TOU_CTabulation[[#This Row],[Season]]&TOU_CTabulation[[#This Row],[Day-Part]]","v":"WinterAll"},{"$f":"VLOOKUP(TOU_CTabulation[[#This Row],[Daypart]],TOUC,2)","v":0.25901999999999997},{"$f":"VLOOKUP(TOU_CTabulation[[#This Row],[Daypart]],TOUC,3)","v":0.32596000000000003},{"$f":"TOU_CTabulation[[#This Row],[Month Base Allow]]*TOU_CTabulation[[#This Row],[Base Rate]]","v":0},{"$f":"TOU_CTabulation[[#This Row],[Month Overbase Gen]]*TOU_CTabulation[[#This Row],[Over Rate]]","v":0},{"$f":"TOU_CTabulation[[#This Row],[Base Value]]+TOU_CTabulation[[#This Row],[Over Value]]","v":0}]
[11,26,12,482,194,18,2,617.37300000000005,34.692999999999998,2018.2460000000001,1942.6089999999999,{"$f":"TOU_CTabulation[[#This Row],[AC System Output (W)]]/1000","v":1.942609},{"$f":"IF(A7936=TOU_CTabulation[[#This Row],[Month]],M7936+TOU_CTabulation[[#This Row],[AC System Output (kW)]],TOU_CTabulation[[#This Row],[AC System Output (kW)]])","v":358.18413599999985},{"$f":"VLOOKUP(TOU_CTabulation[[#This Row],[Month]],Season,2)","v":"Winter"},{"$f":"VLOOKUP(TOU_CTabulation[[#This Row],[Season]],CRate,2)","v":10.5},{"$f":"IF(A7938>TOU_CTabulation[[#This Row],[Month]],TOU_CTabulation[[#This Row],[Day]]*TOU_CTabulation[[#This Row],[Base Allow]],0)","v":0},{"$f":"IF(A7938>TOU_CTabulation[[#This Row],[Month]],TOU_CTabulation[[#This Row],[Month Cumm]],0)","v":0},{"$f":"IF(TOU_CTabulation[[#This Row],[Month Base Gen]]=0,0,TOU_CTabulation[[#This Row],[Month Base Gen]]-TOU_CTabulation[[#This Row],[Day]]*TOU_CTabulation[[#This Row],[Base Allow]])","v":0},{"$f":"VLOOKUP(TOU_CTabulation[[#This Row],[Hour]],daypart,2)","v":"All"},{"$f":"TOU_CTabulation[[#This Row],[Season]]&TOU_CTabulation[[#This Row],[Day-Part]]","v":"WinterAll"},{"$f":"VLOOKUP(TOU_CTabulation[[#This Row],[Daypart]],TOUC,2)","v":0.25901999999999997},{"$f":"VLOOKUP(TOU_CTabulation[[#This Row],[Daypart]],TOUC,3)","v":0.32596000000000003},{"$f":"TOU_CTabulation[[#This Row],[Month Base Allow]]*TOU_CTabulation[[#This Row],[Base Rate]]","v":0},{"$f":"TOU_CTabulation[[#This Row],[Month Overbase Gen]]*TOU_CTabulation[[#This Row],[Over Rate]]","v":0},{"$f":"TOU_CTabulation[[#This Row],[Base Value]]+TOU_CTabulation[[#This Row],[Over Value]]","v":0}]
[11,26,21,0,0,9,1,0,9,0,0,{"$f":"TOU_CTabulation[[#This Row],[AC System Output (W)]]/1000","v":0},{"$f":"IF(A7945=TOU_CTabulation[[#This Row],[Month]],M7945+TOU_CTabulation[[#This Row],[AC System Output (kW)]],TOU_CTabulation[[#This Row],[AC System Output (kW)]])","v":361.82675999999981},{"$f":"VLOOKUP(TOU_CTabulation[[#This Row],[Month]],Season,2)","v":"Winter"},{"$f":"VLOOKUP(TOU_CTabulation[[#This Row],[Season]],CRate,2)","v":10.5},{"$f":"IF(A7947>TOU_CTabulation[[#This Row],[Month]],TOU_CTabulation[[#This Row],[Day]]*TOU_CTabulation[[#This Row],[Base Allow]],0)","v":0},{"$f":"IF(A7947>TOU_CTabulation[[#This Row],[Month]],TOU_CTabulation[[#This Row],[Month Cumm]],0)","v":0},{"$f":"IF(TOU_CTabulation[[#This Row],[Month Base Gen]]=0,0,TOU_CTabulation[[#This Row],[Month Base Gen]]-TOU_CTabulation[[#This Row],[Day]]*TOU_CTabulation[[#This Row],[Base Allow]])","v":0},{"$f":"VLOOKUP(TOU_CTabulation[[#This Row],[Hour]],daypart,2)","v":"All"},{"$f":"TOU_CTabulation[[#This Row],[Season]]&TOU_CTabulation[[#This Row],[Day-Part]]","v":"WinterAll"},{"$f":"VLOOKUP(TOU_CTabulation[[#This Row],[Daypart]],TOUC,2)","v":0.25901999999999997},{"$f":"VLOOKUP(TOU_CTabulation[[#This Row],[Daypart]],TOUC,3)","v":0.32596000000000003},{"$f":"TOU_CTabulation[[#This Row],[Month Base Allow]]*TOU_CTabulation[[#This Row],[Base Rate]]","v":0},{"$f":"TOU_CTabulation[[#This Row],[Month Overbase Gen]]*TOU_CTabulation[[#This Row],[Over Rate]]","v":0},{"$f":"TOU_CTabulation[[#This Row],[Base Value]]+TOU_CTabulation[[#This Row],[Over Value]]","v":0}]
[11,27,5,0,0,6,2,0,6,0,0,{"$f":"TOU_CTabulation[[#This Row],[AC System Output (W)]]/1000","v":0},{"$f":"IF(A7953=TOU_CTabulation[[#This Row],[Month]],M7953+TOU_CTabulation[[#This Row],[AC System Output (kW)]],TOU_CTabulation[[#This Row],[AC System Output (kW)]])","v":361.82675999999981},{"$f":"VLOOKUP(TOU_CTabulation[[#This Row],[Month]],Season,2)","v":"Winter"},{"$f":"VLOOKUP(TOU_CTabulation[[#This Row],[Season]],CRate,2)","v":10.5},{"$f":"IF(A7955>TOU_CTabulation[[#This Row],[Month]],TOU_CTabulation[[#This Row],[Day]]*TOU_CTabulation[[#This Row],[Base Allow]],0)","v":0},{"$f":"IF(A7955>TOU_CTabulation[[#This Row],[Month]],TOU_CTabulation[[#This Row],[Month Cumm]],0)","v":0},{"$f":"IF(TOU_CTabulation[[#This Row],[Month Base Gen]]=0,0,TOU_CTabulation[[#This Row],[Month Base Gen]]-TOU_CTabulation[[#This Row],[Day]]*TOU_CTabulation[[#This Row],[Base Allow]])","v":0},{"$f":"VLOOKUP(TOU_CTabulation[[#This Row],[Hour]],daypart,2)","v":"All"},{"$f":"TOU_CTabulation[[#This Row],[Season]]&TOU_CTabulation[[#This Row],[Day-Part]]","v":"WinterAll"},{"$f":"VLOOKUP(TOU_CTabulation[[#This Row],[Daypart]],TOUC,2)","v":0.25901999999999997},{"$f":"VLOOKUP(TOU_CTabulation[[#This Row],[Daypart]],TOUC,3)","v":0.32596000000000003},{"$f":"TOU_CTabulation[[#This Row],[Month Base Allow]]*TOU_CTabulation[[#This Row],[Base Rate]]","v":0},{"$f":"TOU_CTabulation[[#This Row],[Month Overbase Gen]]*TOU_CTabulation[[#This Row],[Over Rate]]","v":0},{"$f":"TOU_CTabulation[[#This Row],[Base Value]]+TOU_CTabulation[[#This Row],[Over Value]]","v":0}]
[11,27,14,799,66,18,0,563.57500000000005,42.064999999999998,1738.047,1672.3409999999999,{"$f":"TOU_CTabulation[[#This Row],[AC System Output (W)]]/1000","v":1.6723409999999999},{"$f":"IF(A7962=TOU_CTabulation[[#This Row],[Month]],M7962+TOU_CTabulation[[#This Row],[AC System Output (kW)]],TOU_CTabulation[[#This Row],[AC System Output (kW)]])","v":376.55769599999979},{"$f":"VLOOKUP(TOU_CTabulation[[#This Row],[Month]],Season,2)","v":"Winter"},{"$f":"VLOOKUP(TOU_CTabulation[[#This Row],[Season]],CRate,2)","v":10.5},{"$f":"IF(A7964>TOU_CTabulation[[#This Row],[Month]],TOU_CTabulation[[#This Row],[Day]]*TOU_CTabulation[[#This Row],[Base Allow]],0)","v":0},{"$f":"IF(A7964>TOU_CTabulation[[#This Row],[Month]],TOU_CTabulation[[#This Row],[Month Cumm]],0)","v":0},{"$f":"IF(TOU_CTabulation[[#This Row],[Month Base Gen]]=0,0,TOU_CTabulation[[#This Row],[Month Base Gen]]-TOU_CTabulation[[#This Row],[Day]]*TOU_CTabulation[[#This Row],[Base Allow]])","v":0},{"$f":"VLOOKUP(TOU_CTabulation[[#This Row],[Hour]],daypart,2)","v":"All"},{"$f":"TOU_CTabulation[[#This Row],[Season]]&TOU_CTabulation[[#This Row],[Day-Part]]","v":"WinterAll"},{"$f":"VLOOKUP(TOU_CTabulation[[#This Row],[Daypart]],TOUC,2)","v":0.25901999999999997},{"$f":"VLOOKUP(TOU_CTabulation[[#This Row],[Daypart]],TOUC,3)","v":0.32596000000000003},{"$f":"TOU_CTabulation[[#This Row],[Month Base Allow]]*TOU_CTabulation[[#This Row],[Base Rate]]","v":0},{"$f":"TOU_CTabulation[[#This Row],[Month Overbase Gen]]*TOU_CTabulation[[#This Row],[Over Rate]]","v":0},{"$f":"TOU_CTabulation[[#This Row],[Base Value]]+TOU_CTabulation[[#This Row],[Over Value]]","v":0}]
[11,27,20,0,0,10,0,0,10,0,0,{"$f":"TOU_CTabulation[[#This Row],[AC System Output (W)]]/1000","v":0},{"$f":"IF(A7968=TOU_CTabulation[[#This Row],[Month]],M7968+TOU_CTabulation[[#This Row],[AC System Output (kW)]],TOU_CTabulation[[#This Row],[AC System Output (kW)]])","v":377.8233619999998},{"$f":"VLOOKUP(TOU_CTabulation[[#This Row],[Month]],Season,2)","v":"Winter"},{"$f":"VLOOKUP(TOU_CTabulation[[#This Row],[Season]],CRate,2)","v":10.5},{"$f":"IF(A7970>TOU_CTabulation[[#This Row],[Month]],TOU_CTabulation[[#This Row],[Day]]*TOU_CTabulation[[#This Row],[Base Allow]],0)","v":0},{"$f":"IF(A7970>TOU_CTabulation[[#This Row],[Month]],TOU_CTabulation[[#This Row],[Month Cumm]],0)","v":0},{"$f":"IF(TOU_CTabulation[[#This Row],[Month Base Gen]]=0,0,TOU_CTabulation[[#This Row],[Month Base Gen]]-TOU_CTabulation[[#This Row],[Day]]*TOU_CTabulation[[#This Row],[Base Allow]])","v":0},{"$f":"VLOOKUP(TOU_CTabulation[[#This Row],[Hour]],daypart,2)","v":"All"},{"$f":"TOU_CTabulation[[#This Row],[Season]]&TOU_CTabulation[[#This Row],[Day-Part]]","v":"WinterAll"},{"$f":"VLOOKUP(TOU_CTabulation[[#This Row],[Daypart]],TOUC,2)","v":0.25901999999999997},{"$f":"VLOOKUP(TOU_CTabulation[[#This Row],[Daypart]],TOUC,3)","v":0.32596000000000003},{"$f":"TOU_CTabulation[[#This Row],[Month Base Allow]]*TOU_CTabulation[[#This Row],[Base Rate]]","v":0},{"$f":"TOU_CTabulation[[#This Row],[Month Overbase Gen]]*TOU_CTabulation[[#This Row],[Over Rate]]","v":0},{"$f":"TOU_CTabulation[[#This Row],[Base Value]]+TOU_CTabulation[[#This Row],[Over Value]]","v":0}]
[11,28,7,396,33,10,1,160.12700000000001,12.8,501.11099999999999,470.524,{"$f":"TOU_CTabulation[[#This Row],[AC System Output (W)]]/1000","v":0.470524},{"$f":"IF(A7979=TOU_CTabulation[[#This Row],[Month]],M7979+TOU_CTabulation[[#This Row],[AC System Output (kW)]],TOU_CTabulation[[#This Row],[AC System Output (kW)]])","v":378.29388599999982},{"$f":"VLOOKUP(TOU_CTabulation[[#This Row],[Month]],Season,2)","v":"Winter"},{"$f":"VLOOKUP(TOU_CTabulation[[#This Row],[Season]],CRate,2)","v":10.5},{"$f":"IF(A7981>TOU_CTabulation[[#This Row],[Month]],TOU_CTabulation[[#This Row],[Day]]*TOU_CTabulation[[#This Row],[Base Allow]],0)","v":0},{"$f":"IF(A7981>TOU_CTabulation[[#This Row],[Month]],TOU_CTabulation[[#This Row],[Month Cumm]],0)","v":0},{"$f":"IF(TOU_CTabulation[[#This Row],[Month Base Gen]]=0,0,TOU_CTabulation[[#This Row],[Month Base Gen]]-TOU_CTabulation[[#This Row],[Day]]*TOU_CTabulation[[#This Row],[Base Allow]])","v":0},{"$f":"VLOOKUP(TOU_CTabulation[[#This Row],[Hour]],daypart,2)","v":"All"},{"$f":"TOU_CTabulation[[#This Row],[Season]]&TOU_CTabulation[[#This Row],[Day-Part]]","v":"WinterAll"},{"$f":"VLOOKUP(TOU_CTabulation[[#This Row],[Daypart]],TOUC,2)","v":0.25901999999999997},{"$f":"VLOOKUP(TOU_CTabulation[[#This Row],[Daypart]],TOUC,3)","v":0.32596000000000003},{"$f":"TOU_CTabulation[[#This Row],[Month Base Allow]]*TOU_CTabulation[[#This Row],[Base Rate]]","v":0},{"$f":"TOU_CTabulation[[#This Row],[Month Overbase Gen]]*TOU_CTabulation[[#This Row],[Over Rate]]","v":0},{"$f":"TOU_CTabulation[[#This Row],[Base Value]]+TOU_CTabulation[[#This Row],[Over Value]]","v":0}]
[11,28,10,863,79,18,2,749.18499999999995,37.892000000000003,2400.7869999999998,2310.413,{"$f":"TOU_CTabulation[[#This Row],[AC System Output (W)]]/1000","v":2.310413},{"$f":"IF(A7982=TOU_CTabulation[[#This Row],[Month]],M7982+TOU_CTabulation[[#This Row],[AC System Output (kW)]],TOU_CTabulation[[#This Row],[AC System Output (kW)]])","v":383.76861099999979},{"$f":"VLOOKUP(TOU_CTabulation[[#This Row],[Month]],Season,2)","v":"Winter"},{"$f":"VLOOKUP(TOU_CTabulation[[#This Row],[Season]],CRate,2)","v":10.5},{"$f":"IF(A7984>TOU_CTabulation[[#This Row],[Month]],TOU_CTabulation[[#This Row],[Day]]*TOU_CTabulation[[#This Row],[Base Allow]],0)","v":0},{"$f":"IF(A7984>TOU_CTabulation[[#This Row],[Month]],TOU_CTabulation[[#This Row],[Month Cumm]],0)","v":0},{"$f":"IF(TOU_CTabulation[[#This Row],[Month Base Gen]]=0,0,TOU_CTabulation[[#This Row],[Month Base Gen]]-TOU_CTabulation[[#This Row],[Day]]*TOU_CTabulation[[#This Row],[Base Allow]])","v":0},{"$f":"VLOOKUP(TOU_CTabulation[[#This Row],[Hour]],daypart,2)","v":"All"},{"$f":"TOU_CTabulation[[#This Row],[Season]]&TOU_CTabulation[[#This Row],[Day-Part]]","v":"WinterAll"},{"$f":"VLOOKUP(TOU_CTabulation[[#This Row],[Daypart]],TOUC,2)","v":0.25901999999999997},{"$f":"VLOOKUP(TOU_CTabulation[[#This Row],[Daypart]],TOUC,3)","v":0.32596000000000003},{"$f":"TOU_CTabulation[[#This Row],[Month Base Allow]]*TOU_CTabulation[[#This Row],[Base Rate]]","v":0},{"$f":"TOU_CTabulation[[#This Row],[Month Overbase Gen]]*TOU_CTabulation[[#This Row],[Over Rate]]","v":0},{"$f":"TOU_CTabulation[[#This Row],[Base Value]]+TOU_CTabulation[[#This Row],[Over Value]]","v":0}]
[11,28,16,213,19,12,1,82.453000000000003,14.071,251.61799999999999,226.39099999999999,{"$f":"TOU_CTabulation[[#This Row],[AC System Output (W)]]/1000","v":0.22639099999999998},{"$f":"IF(A7988=TOU_CTabulation[[#This Row],[Month]],M7988+TOU_CTabulation[[#This Row],[AC System Output (kW)]],TOU_CTabulation[[#This Row],[AC System Output (kW)]])","v":393.84805099999971},{"$f":"VLOOKUP(TOU_CTabulation[[#This Row],[Month]],Season,2)","v":"Winter"},{"$f":"VLOOKUP(TOU_CTabulation[[#This Row],[Season]],CRate,2)","v":10.5},{"$f":"IF(A7990>TOU_CTabulation[[#This Row],[Month]],TOU_CTabulation[[#This Row],[Day]]*TOU_CTabulation[[#This Row],[Base Allow]],0)","v":0},{"$f":"IF(A7990>TOU_CTabulation[[#This Row],[Month]],TOU_CTabulation[[#This Row],[Month Cumm]],0)","v":0},{"$f":"IF(TOU_CTabulation[[#This Row],[Month Base Gen]]=0,0,TOU_CTabulation[[#This Row],[Month Base Gen]]-TOU_CTabulation[[#This Row],[Day]]*TOU_CTabulation[[#This Row],[Base Allow]])","v":0},{"$f":"VLOOKUP(TOU_CTabulation[[#This Row],[Hour]],daypart,2)","v":"All"},{"$f":"TOU_CTabulation[[#This Row],[Season]]&TOU_CTabulation[[#This Row],[Day-Part]]","v":"WinterAll"},{"$f":"VLOOKUP(TOU_CTabulation[[#This Row],[Daypart]],TOUC,2)","v":0.25901999999999997},{"$f":"VLOOKUP(TOU_CTabulation[[#This Row],[Daypart]],TOUC,3)","v":0.32596000000000003},{"$f":"TOU_CTabulation[[#This Row],[Month Base Allow]]*TOU_CTabulation[[#This Row],[Base Rate]]","v":0},{"$f":"TOU_CTabulation[[#This Row],[Month Overbase Gen]]*TOU_CTabulation[[#This Row],[Over Rate]]","v":0},{"$f":"TOU_CTabulation[[#This Row],[Base Value]]+TOU_CTabulation[[#This Row],[Over Value]]","v":0}]
[11,29,0,0,0,10,0,0,10,0,0,{"$f":"TOU_CTabulation[[#This Row],[AC System Output (W)]]/1000","v":0},{"$f":"IF(A7996=TOU_CTabulation[[#This Row],[Month]],M7996+TOU_CTabulation[[#This Row],[AC System Output (kW)]],TOU_CTabulation[[#This Row],[AC System Output (kW)]])","v":393.84805099999971},{"$f":"VLOOKUP(TOU_CTabulation[[#This Row],[Month]],Season,2)","v":"Winter"},{"$f":"VLOOKUP(TOU_CTabulation[[#This Row],[Season]],CRate,2)","v":10.5},{"$f":"IF(A7998>TOU_CTabulation[[#This Row],[Month]],TOU_CTabulation[[#This Row],[Day]]*TOU_CTabulation[[#This Row],[Base Allow]],0)","v":0},{"$f":"IF(A7998>TOU_CTabulation[[#This Row],[Month]],TOU_CTabulation[[#This Row],[Month Cumm]],0)","v":0},{"$f":"IF(TOU_CTabulation[[#This Row],[Month Base Gen]]=0,0,TOU_CTabulation[[#This Row],[Month Base Gen]]-TOU_CTabulation[[#This Row],[Day]]*TOU_CTabulation[[#This Row],[Base Allow]])","v":0},{"$f":"VLOOKUP(TOU_CTabulation[[#This Row],[Hour]],daypart,2)","v":"All"},{"$f":"TOU_CTabulation[[#This Row],[Season]]&TOU_CTabulation[[#This Row],[Day-Part]]","v":"WinterAll"},{"$f":"VLOOKUP(TOU_CTabulation[[#This Row],[Daypart]],TOUC,2)","v":0.25901999999999997},{"$f":"VLOOKUP(TOU_CTabulation[[#This Row],[Daypart]],TOUC,3)","v":0.32596000000000003},{"$f":"TOU_CTabulation[[#This Row],[Month Base Allow]]*TOU_CTabulation[[#This Row],[Base Rate]]","v":0},{"$f":"TOU_CTabulation[[#This Row],[Month Overbase Gen]]*TOU_CTabulation[[#This Row],[Over Rate]]","v":0},{"$f":"TOU_CTabulation[[#This Row],[Base Value]]+TOU_CTabulation[[#This Row],[Over Value]]","v":0}]
[11,29,9,229,170,12,2,342.846,19.728999999999999,1196.3589999999999,1147.7829999999999,{"$f":"TOU_CTabulation[[#This Row],[AC System Output (W)]]/1000","v":1.147783},{"$f":"IF(A8005=TOU_CTabulation[[#This Row],[Month]],M8005+TOU_CTabulation[[#This Row],[AC System Output (kW)]],TOU_CTabulation[[#This Row],[AC System Output (kW)]])","v":395.4059619999997},{"$f":"VLOOKUP(TOU_CTabulation[[#This Row],[Month]],Season,2)","v":"Winter"},{"$f":"VLOOKUP(TOU_CTabulation[[#This Row],[Season]],CRate,2)","v":10.5},{"$f":"IF(A8007>TOU_CTabulation[[#This Row],[Month]],TOU_CTabulation[[#This Row],[Day]]*TOU_CTabulation[[#This Row],[Base Allow]],0)","v":0},{"$f":"IF(A8007>TOU_CTabulation[[#This Row],[Month]],TOU_CTabulation[[#This Row],[Month Cumm]],0)","v":0},{"$f":"IF(TOU_CTabulation[[#This Row],[Month Base Gen]]=0,0,TOU_CTabulation[[#This Row],[Month Base Gen]]-TOU_CTabulation[[#This Row],[Day]]*TOU_CTabulation[[#This Row],[Base Allow]])","v":0},{"$f":"VLOOKUP(TOU_CTabulation[[#This Row],[Hour]],daypart,2)","v":"All"},{"$f":"TOU_CTabulation[[#This Row],[Season]]&TOU_CTabulation[[#This Row],[Day-Part]]","v":"WinterAll"},{"$f":"VLOOKUP(TOU_CTabulation[[#This Row],[Daypart]],TOUC,2)","v":0.25901999999999997},{"$f":"VLOOKUP(TOU_CTabulation[[#This Row],[Daypart]],TOUC,3)","v":0.32596000000000003},{"$f":"TOU_CTabulation[[#This Row],[Month Base Allow]]*TOU_CTabulation[[#This Row],[Base Rate]]","v":0},{"$f":"TOU_CTabulation[[#This Row],[Month Overbase Gen]]*TOU_CTabulation[[#This Row],[Over Rate]]","v":0},{"$f":"TOU_CTabulation[[#This Row],[Base Value]]+TOU_CTabulation[[#This Row],[Over Value]]","v":0}]
[11,29,21,0,0,10,1,0,10,0,0,{"$f":"TOU_CTabulation[[#This Row],[AC System Output (W)]]/1000","v":0},{"$f":"IF(A8017=TOU_CTabulation[[#This Row],[Month]],M8017+TOU_CTabulation[[#This Row],[AC System Output (kW)]],TOU_CTabulation[[#This Row],[AC System Output (kW)]])","v":403.12277299999965},{"$f":"VLOOKUP(TOU_CTabulation[[#This Row],[Month]],Season,2)","v":"Winter"},{"$f":"VLOOKUP(TOU_CTabulation[[#This Row],[Season]],CRate,2)","v":10.5},{"$f":"IF(A8019>TOU_CTabulation[[#This Row],[Month]],TOU_CTabulation[[#This Row],[Day]]*TOU_CTabulation[[#This Row],[Base Allow]],0)","v":0},{"$f":"IF(A8019>TOU_CTabulation[[#This Row],[Month]],TOU_CTabulation[[#This Row],[Month Cumm]],0)","v":0},{"$f":"IF(TOU_CTabulation[[#This Row],[Month Base Gen]]=0,0,TOU_CTabulation[[#This Row],[Month Base Gen]]-TOU_CTabulation[[#This Row],[Day]]*TOU_CTabulation[[#This Row],[Base Allow]])","v":0},{"$f":"VLOOKUP(TOU_CTabulation[[#This Row],[Hour]],daypart,2)","v":"All"},{"$f":"TOU_CTabulation[[#This Row],[Season]]&TOU_CTabulation[[#This Row],[Day-Part]]","v":"WinterAll"},{"$f":"VLOOKUP(TOU_CTabulation[[#This Row],[Daypart]],TOUC,2)","v":0.25901999999999997},{"$f":"VLOOKUP(TOU_CTabulation[[#This Row],[Daypart]],TOUC,3)","v":0.32596000000000003},{"$f":"TOU_CTabulation[[#This Row],[Month Base Allow]]*TOU_CTabulation[[#This Row],[Base Rate]]","v":0},{"$f":"TOU_CTabulation[[#This Row],[Month Overbase Gen]]*TOU_CTabulation[[#This Row],[Over Rate]]","v":0},{"$f":"TOU_CTabulation[[#This Row],[Base Value]]+TOU_CTabulation[[#This Row],[Over Value]]","v":0}]
[11,30,2,0,0,11,0,0,11,0,0,{"$f":"TOU_CTabulation[[#This Row],[AC System Output (W)]]/1000","v":0},{"$f":"IF(A8022=TOU_CTabulation[[#This Row],[Month]],M8022+TOU_CTabulation[[#This Row],[AC System Output (kW)]],TOU_CTabulation[[#This Row],[AC System Output (kW)]])","v":403.12277299999965},{"$f":"VLOOKUP(TOU_CTabulation[[#This Row],[Month]],Season,2)","v":"Winter"},{"$f":"VLOOKUP(TOU_CTabulation[[#This Row],[Season]],CRate,2)","v":10.5},{"$f":"IF(A8024>TOU_CTabulation[[#This Row],[Month]],TOU_CTabulation[[#This Row],[Day]]*TOU_CTabulation[[#This Row],[Base Allow]],0)","v":0},{"$f":"IF(A8024>TOU_CTabulation[[#This Row],[Month]],TOU_CTabulation[[#This Row],[Month Cumm]],0)","v":0},{"$f":"IF(TOU_CTabulation[[#This Row],[Month Base Gen]]=0,0,TOU_CTabulation[[#This Row],[Month Base Gen]]-TOU_CTabulation[[#This Row],[Day]]*TOU_CTabulation[[#This Row],[Base Allow]])","v":0},{"$f":"VLOOKUP(TOU_CTabulation[[#This Row],[Hour]],daypart,2)","v":"All"},{"$f":"TOU_CTabulation[[#This Row],[Season]]&TOU_CTabulation[[#This Row],[Day-Part]]","v":"WinterAll"},{"$f":"VLOOKUP(TOU_CTabulation[[#This Row],[Daypart]],TOUC,2)","v":0.25901999999999997},{"$f":"VLOOKUP(TOU_CTabulation[[#This Row],[Daypart]],TOUC,3)","v":0.32596000000000003},{"$f":"TOU_CTabulation[[#This Row],[Month Base Allow]]*TOU_CTabulation[[#This Row],[Base Rate]]","v":0},{"$f":"TOU_CTabulation[[#This Row],[Month Overbase Gen]]*TOU_CTabulation[[#This Row],[Over Rate]]","v":0},{"$f":"TOU_CTabulation[[#This Row],[Base Value]]+TOU_CTabulation[[#This Row],[Over Value]]","v":0}]
[11,30,7,0,22,11,1,20.856999999999999,9.0920000000000005,77.040999999999997,55.22,{"$f":"TOU_CTabulation[[#This Row],[AC System Output (W)]]/1000","v":5.5219999999999998E-2},{"$f":"IF(A8027=TOU_CTabulation[[#This Row],[Month]],M8027+TOU_CTabulation[[#This Row],[AC System Output (kW)]],TOU_CTabulation[[#This Row],[AC System Output (kW)]])","v":403.17799299999967},{"$f":"VLOOKUP(TOU_CTabulation[[#This Row],[Month]],Season,2)","v":"Winter"},{"$f":"VLOOKUP(TOU_CTabulation[[#This Row],[Season]],CRate,2)","v":10.5},{"$f":"IF(A8029>TOU_CTabulation[[#This Row],[Month]],TOU_CTabulation[[#This Row],[Day]]*TOU_CTabulation[[#This Row],[Base Allow]],0)","v":0},{"$f":"IF(A8029>TOU_CTabulation[[#This Row],[Month]],TOU_CTabulation[[#This Row],[Month Cumm]],0)","v":0},{"$f":"IF(TOU_CTabulation[[#This Row],[Month Base Gen]]=0,0,TOU_CTabulation[[#This Row],[Month Base Gen]]-TOU_CTabulation[[#This Row],[Day]]*TOU_CTabulation[[#This Row],[Base Allow]])","v":0},{"$f":"VLOOKUP(TOU_CTabulation[[#This Row],[Hour]],daypart,2)","v":"All"},{"$f":"TOU_CTabulation[[#This Row],[Season]]&TOU_CTabulation[[#This Row],[Day-Part]]","v":"WinterAll"},{"$f":"VLOOKUP(TOU_CTabulation[[#This Row],[Daypart]],TOUC,2)","v":0.25901999999999997},{"$f":"VLOOKUP(TOU_CTabulation[[#This Row],[Daypart]],TOUC,3)","v":0.32596000000000003},{"$f":"TOU_CTabulation[[#This Row],[Month Base Allow]]*TOU_CTabulation[[#This Row],[Base Rate]]","v":0},{"$f":"TOU_CTabulation[[#This Row],[Month Overbase Gen]]*TOU_CTabulation[[#This Row],[Over Rate]]","v":0},{"$f":"TOU_CTabulation[[#This Row],[Base Value]]+TOU_CTabulation[[#This Row],[Over Value]]","v":0}]
[11,30,19,0,0,11,0,0,11,0,0,{"$f":"TOU_CTabulation[[#This Row],[AC System Output (W)]]/1000","v":0},{"$f":"IF(A8039=TOU_CTabulation[[#This Row],[Month]],M8039+TOU_CTabulation[[#This Row],[AC System Output (kW)]],TOU_CTabulation[[#This Row],[AC System Output (kW)]])","v":412.98451999999975},{"$f":"VLOOKUP(TOU_CTabulation[[#This Row],[Month]],Season,2)","v":"Winter"},{"$f":"VLOOKUP(TOU_CTabulation[[#This Row],[Season]],CRate,2)","v":10.5},{"$f":"IF(A8041>TOU_CTabulation[[#This Row],[Month]],TOU_CTabulation[[#This Row],[Day]]*TOU_CTabulation[[#This Row],[Base Allow]],0)","v":0},{"$f":"IF(A8041>TOU_CTabulation[[#This Row],[Month]],TOU_CTabulation[[#This Row],[Month Cumm]],0)","v":0},{"$f":"IF(TOU_CTabulation[[#This Row],[Month Base Gen]]=0,0,TOU_CTabulation[[#This Row],[Month Base Gen]]-TOU_CTabulation[[#This Row],[Day]]*TOU_CTabulation[[#This Row],[Base Allow]])","v":0},{"$f":"VLOOKUP(TOU_CTabulation[[#This Row],[Hour]],daypart,2)","v":"All"},{"$f":"TOU_CTabulation[[#This Row],[Season]]&TOU_CTabulation[[#This Row],[Day-Part]]","v":"WinterAll"},{"$f":"VLOOKUP(TOU_CTabulation[[#This Row],[Daypart]],TOUC,2)","v":0.25901999999999997},{"$f":"VLOOKUP(TOU_CTabulation[[#This Row],[Daypart]],TOUC,3)","v":0.32596000000000003},{"$f":"TOU_CTabulation[[#This Row],[Month Base Allow]]*TOU_CTabulation[[#This Row],[Base Rate]]","v":0},{"$f":"TOU_CTabulation[[#This Row],[Month Overbase Gen]]*TOU_CTabulation[[#This Row],[Over Rate]]","v":0},{"$f":"TOU_CTabulation[[#This Row],[Base Value]]+TOU_CTabulation[[#This Row],[Over Value]]","v":0}]
[11,30,21,0,0,10,0,0,10,0,0,{"$f":"TOU_CTabulation[[#This Row],[AC System Output (W)]]/1000","v":0},{"$f":"IF(A8041=TOU_CTabulation[[#This Row],[Month]],M8041+TOU_CTabulation[[#This Row],[AC System Output (kW)]],TOU_CTabulation[[#This Row],[AC System Output (kW)]])","v":412.98451999999975},{"$f":"VLOOKUP(TOU_CTabulation[[#This Row],[Month]],Season,2)","v":"Winter"},{"$f":"VLOOKUP(TOU_CTabulation[[#This Row],[Season]],CRate,2)","v":10.5},{"$f":"IF(A8043>TOU_CTabulation[[#This Row],[Month]],TOU_CTabulation[[#This Row],[Day]]*TOU_CTabulation[[#This Row],[Base Allow]],0)","v":0},{"$f":"IF(A8043>TOU_CTabulation[[#This Row],[Month]],TOU_CTabulation[[#This Row],[Month Cumm]],0)","v":0},{"$f":"IF(TOU_CTabulation[[#This Row],[Month Base Gen]]=0,0,TOU_CTabulation[[#This Row],[Month Base Gen]]-TOU_CTabulation[[#This Row],[Day]]*TOU_CTabulation[[#This Row],[Base Allow]])","v":0},{"$f":"VLOOKUP(TOU_CTabulation[[#This Row],[Hour]],daypart,2)","v":"All"},{"$f":"TOU_CTabulation[[#This Row],[Season]]&TOU_CTabulation[[#This Row],[Day-Part]]","v":"WinterAll"},{"$f":"VLOOKUP(TOU_CTabulation[[#This Row],[Daypart]],TOUC,2)","v":0.25901999999999997},{"$f":"VLOOKUP(TOU_CTabulation[[#This Row],[Daypart]],TOUC,3)","v":0.32596000000000003},{"$f":"TOU_CTabulation[[#This Row],[Month Base Allow]]*TOU_CTabulation[[#This Row],[Base Rate]]","v":0},{"$f":"TOU_CTabulation[[#This Row],[Month Overbase Gen]]*TOU_CTabulation[[#This Row],[Over Rate]]","v":0},{"$f":"TOU_CTabulation[[#This Row],[Base Value]]+TOU_CTabulation[[#This Row],[Over Value]]","v":0}]
[12,1,4,0,0,7,0,0,7,0,0,{"$f":"TOU_CTabulation[[#This Row],[AC System Output (W)]]/1000","v":0},{"$f":"IF(A8048=TOU_CTabulation[[#This Row],[Month]],M8048+TOU_CTabulation[[#This Row],[AC System Output (kW)]],TOU_CTabulation[[#This Row],[AC System Output (kW)]])","v":0},{"$f":"VLOOKUP(TOU_CTabulation[[#This Row],[Month]],Season,2)","v":"Winter"},{"$f":"VLOOKUP(TOU_CTabulation[[#This Row],[Season]],CRate,2)","v":10.5},{"$f":"IF(A8050>TOU_CTabulation[[#This Row],[Month]],TOU_CTabulation[[#This Row],[Day]]*TOU_CTabulation[[#This Row],[Base Allow]],0)","v":0},{"$f":"IF(A8050>TOU_CTabulation[[#This Row],[Month]],TOU_CTabulation[[#This Row],[Month Cumm]],0)","v":0},{"$f":"IF(TOU_CTabulation[[#This Row],[Month Base Gen]]=0,0,TOU_CTabulation[[#This Row],[Month Base Gen]]-TOU_CTabulation[[#This Row],[Day]]*TOU_CTabulation[[#This Row],[Base Allow]])","v":0},{"$f":"VLOOKUP(TOU_CTabulation[[#This Row],[Hour]],daypart,2)","v":"All"},{"$f":"TOU_CTabulation[[#This Row],[Season]]&TOU_CTabulation[[#This Row],[Day-Part]]","v":"WinterAll"},{"$f":"VLOOKUP(TOU_CTabulation[[#This Row],[Daypart]],TOUC,2)","v":0.25901999999999997},{"$f":"VLOOKUP(TOU_CTabulation[[#This Row],[Daypart]],TOUC,3)","v":0.32596000000000003},{"$f":"TOU_CTabulation[[#This Row],[Month Base Allow]]*TOU_CTabulation[[#This Row],[Base Rate]]","v":0},{"$f":"TOU_CTabulation[[#This Row],[Month Overbase Gen]]*TOU_CTabulation[[#This Row],[Over Rate]]","v":0},{"$f":"TOU_CTabulation[[#This Row],[Base Value]]+TOU_CTabulation[[#This Row],[Over Value]]","v":0}]
[12,1,13,438,170,17,1,521.16800000000001,34.186,1702.146,1637.66,{"$f":"TOU_CTabulation[[#This Row],[AC System Output (W)]]/1000","v":1.6376600000000001},{"$f":"IF(A8057=TOU_CTabulation[[#This Row],[Month]],M8057+TOU_CTabulation[[#This Row],[AC System Output (kW)]],TOU_CTabulation[[#This Row],[AC System Output (kW)]])","v":11.809885000000001},{"$f":"VLOOKUP(TOU_CTabulation[[#This Row],[Month]],Season,2)","v":"Winter"},{"$f":"VLOOKUP(TOU_CTabulation[[#This Row],[Season]],CRate,2)","v":10.5},{"$f":"IF(A8059>TOU_CTabulation[[#This Row],[Month]],TOU_CTabulation[[#This Row],[Day]]*TOU_CTabulation[[#This Row],[Base Allow]],0)","v":0},{"$f":"IF(A8059>TOU_CTabulation[[#This Row],[Month]],TOU_CTabulation[[#This Row],[Month Cumm]],0)","v":0},{"$f":"IF(TOU_CTabulation[[#This Row],[Month Base Gen]]=0,0,TOU_CTabulation[[#This Row],[Month Base Gen]]-TOU_CTabulation[[#This Row],[Day]]*TOU_CTabulation[[#This Row],[Base Allow]])","v":0},{"$f":"VLOOKUP(TOU_CTabulation[[#This Row],[Hour]],daypart,2)","v":"All"},{"$f":"TOU_CTabulation[[#This Row],[Season]]&TOU_CTabulation[[#This Row],[Day-Part]]","v":"WinterAll"},{"$f":"VLOOKUP(TOU_CTabulation[[#This Row],[Daypart]],TOUC,2)","v":0.25901999999999997},{"$f":"VLOOKUP(TOU_CTabulation[[#This Row],[Daypart]],TOUC,3)","v":0.32596000000000003},{"$f":"TOU_CTabulation[[#This Row],[Month Base Allow]]*TOU_CTabulation[[#This Row],[Base Rate]]","v":0},{"$f":"TOU_CTabulation[[#This Row],[Month Overbase Gen]]*TOU_CTabulation[[#This Row],[Over Rate]]","v":0},{"$f":"TOU_CTabulation[[#This Row],[Base Value]]+TOU_CTabulation[[#This Row],[Over Value]]","v":0}]
[12,1,20,0,0,8,1,0,8,0,0,{"$f":"TOU_CTabulation[[#This Row],[AC System Output (W)]]/1000","v":0},{"$f":"IF(A8064=TOU_CTabulation[[#This Row],[Month]],M8064+TOU_CTabulation[[#This Row],[AC System Output (kW)]],TOU_CTabulation[[#This Row],[AC System Output (kW)]])","v":14.50154},{"$f":"VLOOKUP(TOU_CTabulation[[#This Row],[Month]],Season,2)","v":"Winter"},{"$f":"VLOOKUP(TOU_CTabulation[[#This Row],[Season]],CRate,2)","v":10.5},{"$f":"IF(A8066>TOU_CTabulation[[#This Row],[Month]],TOU_CTabulation[[#This Row],[Day]]*TOU_CTabulation[[#This Row],[Base Allow]],0)","v":0},{"$f":"IF(A8066>TOU_CTabulation[[#This Row],[Month]],TOU_CTabulation[[#This Row],[Month Cumm]],0)","v":0},{"$f":"IF(TOU_CTabulation[[#This Row],[Month Base Gen]]=0,0,TOU_CTabulation[[#This Row],[Month Base Gen]]-TOU_CTabulation[[#This Row],[Day]]*TOU_CTabulation[[#This Row],[Base Allow]])","v":0},{"$f":"VLOOKUP(TOU_CTabulation[[#This Row],[Hour]],daypart,2)","v":"All"},{"$f":"TOU_CTabulation[[#This Row],[Season]]&TOU_CTabulation[[#This Row],[Day-Part]]","v":"WinterAll"},{"$f":"VLOOKUP(TOU_CTabulation[[#This Row],[Daypart]],TOUC,2)","v":0.25901999999999997},{"$f":"VLOOKUP(TOU_CTabulation[[#This Row],[Daypart]],TOUC,3)","v":0.32596000000000003},{"$f":"TOU_CTabulation[[#This Row],[Month Base Allow]]*TOU_CTabulation[[#This Row],[Base Rate]]","v":0},{"$f":"TOU_CTabulation[[#This Row],[Month Overbase Gen]]*TOU_CTabulation[[#This Row],[Over Rate]]","v":0},{"$f":"TOU_CTabulation[[#This Row],[Base Value]]+TOU_CTabulation[[#This Row],[Over Value]]","v":0}]
[12,2,6,0,0,6,0,0,6,0,0,{"$f":"TOU_CTabulation[[#This Row],[AC System Output (W)]]/1000","v":0},{"$f":"IF(A8074=TOU_CTabulation[[#This Row],[Month]],M8074+TOU_CTabulation[[#This Row],[AC System Output (kW)]],TOU_CTabulation[[#This Row],[AC System Output (kW)]])","v":14.50154},{"$f":"VLOOKUP(TOU_CTabulation[[#This Row],[Month]],Season,2)","v":"Winter"},{"$f":"VLOOKUP(TOU_CTabulation[[#This Row],[Season]],CRate,2)","v":10.5},{"$f":"IF(A8076>TOU_CTabulation[[#This Row],[Month]],TOU_CTabulation[[#This Row],[Day]]*TOU_CTabulation[[#This Row],[Base Allow]],0)","v":0},{"$f":"IF(A8076>TOU_CTabulation[[#This Row],[Month]],TOU_CTabulation[[#This Row],[Month Cumm]],0)","v":0},{"$f":"IF(TOU_CTabulation[[#This Row],[Month Base Gen]]=0,0,TOU_CTabulation[[#This Row],[Month Base Gen]]-TOU_CTabulation[[#This Row],[Day]]*TOU_CTabulation[[#This Row],[Base Allow]])","v":0},{"$f":"VLOOKUP(TOU_CTabulation[[#This Row],[Hour]],daypart,2)","v":"All"},{"$f":"TOU_CTabulation[[#This Row],[Season]]&TOU_CTabulation[[#This Row],[Day-Part]]","v":"WinterAll"},{"$f":"VLOOKUP(TOU_CTabulation[[#This Row],[Daypart]],TOUC,2)","v":0.25901999999999997},{"$f":"VLOOKUP(TOU_CTabulation[[#This Row],[Daypart]],TOUC,3)","v":0.32596000000000003},{"$f":"TOU_CTabulation[[#This Row],[Month Base Allow]]*TOU_CTabulation[[#This Row],[Base Rate]]","v":0},{"$f":"TOU_CTabulation[[#This Row],[Month Overbase Gen]]*TOU_CTabulation[[#This Row],[Over Rate]]","v":0},{"$f":"TOU_CTabulation[[#This Row],[Base Value]]+TOU_CTabulation[[#This Row],[Over Value]]","v":0}]
[12,2,17,0,0,9,1,0,9,0,0,{"$f":"TOU_CTabulation[[#This Row],[AC System Output (W)]]/1000","v":0},{"$f":"IF(A8085=TOU_CTabulation[[#This Row],[Month]],M8085+TOU_CTabulation[[#This Row],[AC System Output (kW)]],TOU_CTabulation[[#This Row],[AC System Output (kW)]])","v":28.181818000000003},{"$f":"VLOOKUP(TOU_CTabulation[[#This Row],[Month]],Season,2)","v":"Winter"},{"$f":"VLOOKUP(TOU_CTabulation[[#This Row],[Season]],CRate,2)","v":10.5},{"$f":"IF(A8087>TOU_CTabulation[[#This Row],[Month]],TOU_CTabulation[[#This Row],[Day]]*TOU_CTabulation[[#This Row],[Base Allow]],0)","v":0},{"$f":"IF(A8087>TOU_CTabulation[[#This Row],[Month]],TOU_CTabulation[[#This Row],[Month Cumm]],0)","v":0},{"$f":"IF(TOU_CTabulation[[#This Row],[Month Base Gen]]=0,0,TOU_CTabulation[[#This Row],[Month Base Gen]]-TOU_CTabulation[[#This Row],[Day]]*TOU_CTabulation[[#This Row],[Base Allow]])","v":0},{"$f":"VLOOKUP(TOU_CTabulation[[#This Row],[Hour]],daypart,2)","v":"All"},{"$f":"TOU_CTabulation[[#This Row],[Season]]&TOU_CTabulation[[#This Row],[Day-Part]]","v":"WinterAll"},{"$f":"VLOOKUP(TOU_CTabulation[[#This Row],[Daypart]],TOUC,2)","v":0.25901999999999997},{"$f":"VLOOKUP(TOU_CTabulation[[#This Row],[Daypart]],TOUC,3)","v":0.32596000000000003},{"$f":"TOU_CTabulation[[#This Row],[Month Base Allow]]*TOU_CTabulation[[#This Row],[Base Rate]]","v":0},{"$f":"TOU_CTabulation[[#This Row],[Month Overbase Gen]]*TOU_CTabulation[[#This Row],[Over Rate]]","v":0},{"$f":"TOU_CTabulation[[#This Row],[Base Value]]+TOU_CTabulation[[#This Row],[Over Value]]","v":0}]
[12,2,23,0,0,7,0,0,7,0,0,{"$f":"TOU_CTabulation[[#This Row],[AC System Output (W)]]/1000","v":0},{"$f":"IF(A8091=TOU_CTabulation[[#This Row],[Month]],M8091+TOU_CTabulation[[#This Row],[AC System Output (kW)]],TOU_CTabulation[[#This Row],[AC System Output (kW)]])","v":28.181818000000003},{"$f":"VLOOKUP(TOU_CTabulation[[#This Row],[Month]],Season,2)","v":"Winter"},{"$f":"VLOOKUP(TOU_CTabulation[[#This Row],[Season]],CRate,2)","v":10.5},{"$f":"IF(A8093>TOU_CTabulation[[#This Row],[Month]],TOU_CTabulation[[#This Row],[Day]]*TOU_CTabulation[[#This Row],[Base Allow]],0)","v":0},{"$f":"IF(A8093>TOU_CTabulation[[#This Row],[Month]],TOU_CTabulation[[#This Row],[Month Cumm]],0)","v":0},{"$f":"IF(TOU_CTabulation[[#This Row],[Month Base Gen]]=0,0,TOU_CTabulation[[#This Row],[Month Base Gen]]-TOU_CTabulation[[#This Row],[Day]]*TOU_CTabulation[[#This Row],[Base Allow]])","v":0},{"$f":"VLOOKUP(TOU_CTabulation[[#This Row],[Hour]],daypart,2)","v":"All"},{"$f":"TOU_CTabulation[[#This Row],[Season]]&TOU_CTabulation[[#This Row],[Day-Part]]","v":"WinterAll"},{"$f":"VLOOKUP(TOU_CTabulation[[#This Row],[Daypart]],TOUC,2)","v":0.25901999999999997},{"$f":"VLOOKUP(TOU_CTabulation[[#This Row],[Daypart]],TOUC,3)","v":0.32596000000000003},{"$f":"TOU_CTabulation[[#This Row],[Month Base Allow]]*TOU_CTabulation[[#This Row],[Base Rate]]","v":0},{"$f":"TOU_CTabulation[[#This Row],[Month Overbase Gen]]*TOU_CTabulation[[#This Row],[Over Rate]]","v":0},{"$f":"TOU_CTabulation[[#This Row],[Base Value]]+TOU_CTabulation[[#This Row],[Over Value]]","v":0}]
[12,3,7,387,29,5,1,149.714,7.9329999999999998,473.49400000000003,443.529,{"$f":"TOU_CTabulation[[#This Row],[AC System Output (W)]]/1000","v":0.44352900000000001},{"$f":"IF(A8099=TOU_CTabulation[[#This Row],[Month]],M8099+TOU_CTabulation[[#This Row],[AC System Output (kW)]],TOU_CTabulation[[#This Row],[AC System Output (kW)]])","v":28.625347000000005},{"$f":"VLOOKUP(TOU_CTabulation[[#This Row],[Month]],Season,2)","v":"Winter"},{"$f":"VLOOKUP(TOU_CTabulation[[#This Row],[Season]],CRate,2)","v":10.5},{"$f":"IF(A8101>TOU_CTabulation[[#This Row],[Month]],TOU_CTabulation[[#This Row],[Day]]*TOU_CTabulation[[#This Row],[Base Allow]],0)","v":0},{"$f":"IF(A8101>TOU_CTabulation[[#This Row],[Month]],TOU_CTabulation[[#This Row],[Month Cumm]],0)","v":0},{"$f":"IF(TOU_CTabulation[[#This Row],[Month Base Gen]]=0,0,TOU_CTabulation[[#This Row],[Month Base Gen]]-TOU_CTabulation[[#This Row],[Day]]*TOU_CTabulation[[#This Row],[Base Allow]])","v":0},{"$f":"VLOOKUP(TOU_CTabulation[[#This Row],[Hour]],daypart,2)","v":"All"},{"$f":"TOU_CTabulation[[#This Row],[Season]]&TOU_CTabulation[[#This Row],[Day-Part]]","v":"WinterAll"},{"$f":"VLOOKUP(TOU_CTabulation[[#This Row],[Daypart]],TOUC,2)","v":0.25901999999999997},{"$f":"VLOOKUP(TOU_CTabulation[[#This Row],[Daypart]],TOUC,3)","v":0.32596000000000003},{"$f":"TOU_CTabulation[[#This Row],[Month Base Allow]]*TOU_CTabulation[[#This Row],[Base Rate]]","v":0},{"$f":"TOU_CTabulation[[#This Row],[Month Overbase Gen]]*TOU_CTabulation[[#This Row],[Over Rate]]","v":0},{"$f":"TOU_CTabulation[[#This Row],[Base Value]]+TOU_CTabulation[[#This Row],[Over Value]]","v":0}]
[12,3,16,248,18,11,0,90.563000000000002,15.949,271.28100000000001,245.65299999999999,{"$f":"TOU_CTabulation[[#This Row],[AC System Output (W)]]/1000","v":0.24565299999999998},{"$f":"IF(A8108=TOU_CTabulation[[#This Row],[Month]],M8108+TOU_CTabulation[[#This Row],[AC System Output (kW)]],TOU_CTabulation[[#This Row],[AC System Output (kW)]])","v":42.745855000000006},{"$f":"VLOOKUP(TOU_CTabulation[[#This Row],[Month]],Season,2)","v":"Winter"},{"$f":"VLOOKUP(TOU_CTabulation[[#This Row],[Season]],CRate,2)","v":10.5},{"$f":"IF(A8110>TOU_CTabulation[[#This Row],[Month]],TOU_CTabulation[[#This Row],[Day]]*TOU_CTabulation[[#This Row],[Base Allow]],0)","v":0},{"$f":"IF(A8110>TOU_CTabulation[[#This Row],[Month]],TOU_CTabulation[[#This Row],[Month Cumm]],0)","v":0},{"$f":"IF(TOU_CTabulation[[#This Row],[Month Base Gen]]=0,0,TOU_CTabulation[[#This Row],[Month Base Gen]]-TOU_CTabulation[[#This Row],[Day]]*TOU_CTabulation[[#This Row],[Base Allow]])","v":0},{"$f":"VLOOKUP(TOU_CTabulation[[#This Row],[Hour]],daypart,2)","v":"All"},{"$f":"TOU_CTabulation[[#This Row],[Season]]&TOU_CTabulation[[#This Row],[Day-Part]]","v":"WinterAll"},{"$f":"VLOOKUP(TOU_CTabulation[[#This Row],[Daypart]],TOUC,2)","v":0.25901999999999997},{"$f":"VLOOKUP(TOU_CTabulation[[#This Row],[Daypart]],TOUC,3)","v":0.32596000000000003},{"$f":"TOU_CTabulation[[#This Row],[Month Base Allow]]*TOU_CTabulation[[#This Row],[Base Rate]]","v":0},{"$f":"TOU_CTabulation[[#This Row],[Month Overbase Gen]]*TOU_CTabulation[[#This Row],[Over Rate]]","v":0},{"$f":"TOU_CTabulation[[#This Row],[Base Value]]+TOU_CTabulation[[#This Row],[Over Value]]","v":0}]
[12,3,21,0,0,6,1,0,6,0,0,{"$f":"TOU_CTabulation[[#This Row],[AC System Output (W)]]/1000","v":0},{"$f":"IF(A8113=TOU_CTabulation[[#This Row],[Month]],M8113+TOU_CTabulation[[#This Row],[AC System Output (kW)]],TOU_CTabulation[[#This Row],[AC System Output (kW)]])","v":42.745855000000006},{"$f":"VLOOKUP(TOU_CTabulation[[#This Row],[Month]],Season,2)","v":"Winter"},{"$f":"VLOOKUP(TOU_CTabulation[[#This Row],[Season]],CRate,2)","v":10.5},{"$f":"IF(A8115>TOU_CTabulation[[#This Row],[Month]],TOU_CTabulation[[#This Row],[Day]]*TOU_CTabulation[[#This Row],[Base Allow]],0)","v":0},{"$f":"IF(A8115>TOU_CTabulation[[#This Row],[Month]],TOU_CTabulation[[#This Row],[Month Cumm]],0)","v":0},{"$f":"IF(TOU_CTabulation[[#This Row],[Month Base Gen]]=0,0,TOU_CTabulation[[#This Row],[Month Base Gen]]-TOU_CTabulation[[#This Row],[Day]]*TOU_CTabulation[[#This Row],[Base Allow]])","v":0},{"$f":"VLOOKUP(TOU_CTabulation[[#This Row],[Hour]],daypart,2)","v":"All"},{"$f":"TOU_CTabulation[[#This Row],[Season]]&TOU_CTabulation[[#This Row],[Day-Part]]","v":"WinterAll"},{"$f":"VLOOKUP(TOU_CTabulation[[#This Row],[Daypart]],TOUC,2)","v":0.25901999999999997},{"$f":"VLOOKUP(TOU_CTabulation[[#This Row],[Daypart]],TOUC,3)","v":0.32596000000000003},{"$f":"TOU_CTabulation[[#This Row],[Month Base Allow]]*TOU_CTabulation[[#This Row],[Base Rate]]","v":0},{"$f":"TOU_CTabulation[[#This Row],[Month Overbase Gen]]*TOU_CTabulation[[#This Row],[Over Rate]]","v":0},{"$f":"TOU_CTabulation[[#This Row],[Base Value]]+TOU_CTabulation[[#This Row],[Over Value]]","v":0}]
[12,4,1,0,0,4,1,0,4,0,0,{"$f":"TOU_CTabulation[[#This Row],[AC System Output (W)]]/1000","v":0},{"$f":"IF(A8117=TOU_CTabulation[[#This Row],[Month]],M8117+TOU_CTabulation[[#This Row],[AC System Output (kW)]],TOU_CTabulation[[#This Row],[AC System Output (kW)]])","v":42.745855000000006},{"$f":"VLOOKUP(TOU_CTabulation[[#This Row],[Month]],Season,2)","v":"Winter"},{"$f":"VLOOKUP(TOU_CTabulation[[#This Row],[Season]],CRate,2)","v":10.5},{"$f":"IF(A8119>TOU_CTabulation[[#This Row],[Month]],TOU_CTabulation[[#This Row],[Day]]*TOU_CTabulation[[#This Row],[Base Allow]],0)","v":0},{"$f":"IF(A8119>TOU_CTabulation[[#This Row],[Month]],TOU_CTabulation[[#This Row],[Month Cumm]],0)","v":0},{"$f":"IF(TOU_CTabulation[[#This Row],[Month Base Gen]]=0,0,TOU_CTabulation[[#This Row],[Month Base Gen]]-TOU_CTabulation[[#This Row],[Day]]*TOU_CTabulation[[#This Row],[Base Allow]])","v":0},{"$f":"VLOOKUP(TOU_CTabulation[[#This Row],[Hour]],daypart,2)","v":"All"},{"$f":"TOU_CTabulation[[#This Row],[Season]]&TOU_CTabulation[[#This Row],[Day-Part]]","v":"WinterAll"},{"$f":"VLOOKUP(TOU_CTabulation[[#This Row],[Daypart]],TOUC,2)","v":0.25901999999999997},{"$f":"VLOOKUP(TOU_CTabulation[[#This Row],[Daypart]],TOUC,3)","v":0.32596000000000003},{"$f":"TOU_CTabulation[[#This Row],[Month Base Allow]]*TOU_CTabulation[[#This Row],[Base Rate]]","v":0},{"$f":"TOU_CTabulation[[#This Row],[Month Overbase Gen]]*TOU_CTabulation[[#This Row],[Over Rate]]","v":0},{"$f":"TOU_CTabulation[[#This Row],[Base Value]]+TOU_CTabulation[[#This Row],[Over Value]]","v":0}]
[12,4,14,803,68,15,1,566.25599999999997,33.960999999999999,1817.894,1749.432,{"$f":"TOU_CTabulation[[#This Row],[AC System Output (W)]]/1000","v":1.7494320000000001},{"$f":"IF(A8130=TOU_CTabulation[[#This Row],[Month]],M8130+TOU_CTabulation[[#This Row],[AC System Output (kW)]],TOU_CTabulation[[#This Row],[AC System Output (kW)]])","v":57.812767000000001},{"$f":"VLOOKUP(TOU_CTabulation[[#This Row],[Month]],Season,2)","v":"Winter"},{"$f":"VLOOKUP(TOU_CTabulation[[#This Row],[Season]],CRate,2)","v":10.5},{"$f":"IF(A8132>TOU_CTabulation[[#This Row],[Month]],TOU_CTabulation[[#This Row],[Day]]*TOU_CTabulation[[#This Row],[Base Allow]],0)","v":0},{"$f":"IF(A8132>TOU_CTabulation[[#This Row],[Month]],TOU_CTabulation[[#This Row],[Month Cumm]],0)","v":0},{"$f":"IF(TOU_CTabulation[[#This Row],[Month Base Gen]]=0,0,TOU_CTabulation[[#This Row],[Month Base Gen]]-TOU_CTabulation[[#This Row],[Day]]*TOU_CTabulation[[#This Row],[Base Allow]])","v":0},{"$f":"VLOOKUP(TOU_CTabulation[[#This Row],[Hour]],daypart,2)","v":"All"},{"$f":"TOU_CTabulation[[#This Row],[Season]]&TOU_CTabulation[[#This Row],[Day-Part]]","v":"WinterAll"},{"$f":"VLOOKUP(TOU_CTabulation[[#This Row],[Daypart]],TOUC,2)","v":0.25901999999999997},{"$f":"VLOOKUP(TOU_CTabulation[[#This Row],[Daypart]],TOUC,3)","v":0.32596000000000003},{"$f":"TOU_CTabulation[[#This Row],[Month Base Allow]]*TOU_CTabulation[[#This Row],[Base Rate]]","v":0},{"$f":"TOU_CTabulation[[#This Row],[Month Overbase Gen]]*TOU_CTabulation[[#This Row],[Over Rate]]","v":0},{"$f":"TOU_CTabulation[[#This Row],[Base Value]]+TOU_CTabulation[[#This Row],[Over Value]]","v":0}]
[12,4,18,0,0,8,1,0,8,0,0,{"$f":"TOU_CTabulation[[#This Row],[AC System Output (W)]]/1000","v":0},{"$f":"IF(A8134=TOU_CTabulation[[#This Row],[Month]],M8134+TOU_CTabulation[[#This Row],[AC System Output (kW)]],TOU_CTabulation[[#This Row],[AC System Output (kW)]])","v":58.550883999999996},{"$f":"VLOOKUP(TOU_CTabulation[[#This Row],[Month]],Season,2)","v":"Winter"},{"$f":"VLOOKUP(TOU_CTabulation[[#This Row],[Season]],CRate,2)","v":10.5},{"$f":"IF(A8136>TOU_CTabulation[[#This Row],[Month]],TOU_CTabulation[[#This Row],[Day]]*TOU_CTabulation[[#This Row],[Base Allow]],0)","v":0},{"$f":"IF(A8136>TOU_CTabulation[[#This Row],[Month]],TOU_CTabulation[[#This Row],[Month Cumm]],0)","v":0},{"$f":"IF(TOU_CTabulation[[#This Row],[Month Base Gen]]=0,0,TOU_CTabulation[[#This Row],[Month Base Gen]]-TOU_CTabulation[[#This Row],[Day]]*TOU_CTabulation[[#This Row],[Base Allow]])","v":0},{"$f":"VLOOKUP(TOU_CTabulation[[#This Row],[Hour]],daypart,2)","v":"All"},{"$f":"TOU_CTabulation[[#This Row],[Season]]&TOU_CTabulation[[#This Row],[Day-Part]]","v":"WinterAll"},{"$f":"VLOOKUP(TOU_CTabulation[[#This Row],[Daypart]],TOUC,2)","v":0.25901999999999997},{"$f":"VLOOKUP(TOU_CTabulation[[#This Row],[Daypart]],TOUC,3)","v":0.32596000000000003},{"$f":"TOU_CTabulation[[#This Row],[Month Base Allow]]*TOU_CTabulation[[#This Row],[Base Rate]]","v":0},{"$f":"TOU_CTabulation[[#This Row],[Month Overbase Gen]]*TOU_CTabulation[[#This Row],[Over Rate]]","v":0},{"$f":"TOU_CTabulation[[#This Row],[Base Value]]+TOU_CTabulation[[#This Row],[Over Value]]","v":0}]
[12,5,4,0,0,7,0,0,7,0,0,{"$f":"TOU_CTabulation[[#This Row],[AC System Output (W)]]/1000","v":0},{"$f":"IF(A8144=TOU_CTabulation[[#This Row],[Month]],M8144+TOU_CTabulation[[#This Row],[AC System Output (kW)]],TOU_CTabulation[[#This Row],[AC System Output (kW)]])","v":58.550883999999996},{"$f":"VLOOKUP(TOU_CTabulation[[#This Row],[Month]],Season,2)","v":"Winter"},{"$f":"VLOOKUP(TOU_CTabulation[[#This Row],[Season]],CRate,2)","v":10.5},{"$f":"IF(A8146>TOU_CTabulation[[#This Row],[Month]],TOU_CTabulation[[#This Row],[Day]]*TOU_CTabulation[[#This Row],[Base Allow]],0)","v":0},{"$f":"IF(A8146>TOU_CTabulation[[#This Row],[Month]],TOU_CTabulation[[#This Row],[Month Cumm]],0)","v":0},{"$f":"IF(TOU_CTabulation[[#This Row],[Month Base Gen]]=0,0,TOU_CTabulation[[#This Row],[Month Base Gen]]-TOU_CTabulation[[#This Row],[Day]]*TOU_CTabulation[[#This Row],[Base Allow]])","v":0},{"$f":"VLOOKUP(TOU_CTabulation[[#This Row],[Hour]],daypart,2)","v":"All"},{"$f":"TOU_CTabulation[[#This Row],[Season]]&TOU_CTabulation[[#This Row],[Day-Part]]","v":"WinterAll"},{"$f":"VLOOKUP(TOU_CTabulation[[#This Row],[Daypart]],TOUC,2)","v":0.25901999999999997},{"$f":"VLOOKUP(TOU_CTabulation[[#This Row],[Daypart]],TOUC,3)","v":0.32596000000000003},{"$f":"TOU_CTabulation[[#This Row],[Month Base Allow]]*TOU_CTabulation[[#This Row],[Base Rate]]","v":0},{"$f":"TOU_CTabulation[[#This Row],[Month Overbase Gen]]*TOU_CTabulation[[#This Row],[Over Rate]]","v":0},{"$f":"TOU_CTabulation[[#This Row],[Base Value]]+TOU_CTabulation[[#This Row],[Over Value]]","v":0}]
[12,5,11,892,82,13,3,811.005,32.484999999999999,2675.625,2573.8240000000001,{"$f":"TOU_CTabulation[[#This Row],[AC System Output (W)]]/1000","v":2.5738240000000001},{"$f":"IF(A8151=TOU_CTabulation[[#This Row],[Month]],M8151+TOU_CTabulation[[#This Row],[AC System Output (kW)]],TOU_CTabulation[[#This Row],[AC System Output (kW)]])","v":66.92392199999999},{"$f":"VLOOKUP(TOU_CTabulation[[#This Row],[Month]],Season,2)","v":"Winter"},{"$f":"VLOOKUP(TOU_CTabulation[[#This Row],[Season]],CRate,2)","v":10.5},{"$f":"IF(A8153>TOU_CTabulation[[#This Row],[Month]],TOU_CTabulation[[#This Row],[Day]]*TOU_CTabulation[[#This Row],[Base Allow]],0)","v":0},{"$f":"IF(A8153>TOU_CTabulation[[#This Row],[Month]],TOU_CTabulation[[#This Row],[Month Cumm]],0)","v":0},{"$f":"IF(TOU_CTabulation[[#This Row],[Month Base Gen]]=0,0,TOU_CTabulation[[#This Row],[Month Base Gen]]-TOU_CTabulation[[#This Row],[Day]]*TOU_CTabulation[[#This Row],[Base Allow]])","v":0},{"$f":"VLOOKUP(TOU_CTabulation[[#This Row],[Hour]],daypart,2)","v":"All"},{"$f":"TOU_CTabulation[[#This Row],[Season]]&TOU_CTabulation[[#This Row],[Day-Part]]","v":"WinterAll"},{"$f":"VLOOKUP(TOU_CTabulation[[#This Row],[Daypart]],TOUC,2)","v":0.25901999999999997},{"$f":"VLOOKUP(TOU_CTabulation[[#This Row],[Daypart]],TOUC,3)","v":0.32596000000000003},{"$f":"TOU_CTabulation[[#This Row],[Month Base Allow]]*TOU_CTabulation[[#This Row],[Base Rate]]","v":0},{"$f":"TOU_CTabulation[[#This Row],[Month Overbase Gen]]*TOU_CTabulation[[#This Row],[Over Rate]]","v":0},{"$f":"TOU_CTabulation[[#This Row],[Base Value]]+TOU_CTabulation[[#This Row],[Over Value]]","v":0}]
[12,5,20,0,0,4,1,0,4,0,0,{"$f":"TOU_CTabulation[[#This Row],[AC System Output (W)]]/1000","v":0},{"$f":"IF(A8160=TOU_CTabulation[[#This Row],[Month]],M8160+TOU_CTabulation[[#This Row],[AC System Output (kW)]],TOU_CTabulation[[#This Row],[AC System Output (kW)]])","v":73.327378999999993},{"$f":"VLOOKUP(TOU_CTabulation[[#This Row],[Month]],Season,2)","v":"Winter"},{"$f":"VLOOKUP(TOU_CTabulation[[#This Row],[Season]],CRate,2)","v":10.5},{"$f":"IF(A8162>TOU_CTabulation[[#This Row],[Month]],TOU_CTabulation[[#This Row],[Day]]*TOU_CTabulation[[#This Row],[Base Allow]],0)","v":0},{"$f":"IF(A8162>TOU_CTabulation[[#This Row],[Month]],TOU_CTabulation[[#This Row],[Month Cumm]],0)","v":0},{"$f":"IF(TOU_CTabulation[[#This Row],[Month Base Gen]]=0,0,TOU_CTabulation[[#This Row],[Month Base Gen]]-TOU_CTabulation[[#This Row],[Day]]*TOU_CTabulation[[#This Row],[Base Allow]])","v":0},{"$f":"VLOOKUP(TOU_CTabulation[[#This Row],[Hour]],daypart,2)","v":"All"},{"$f":"TOU_CTabulation[[#This Row],[Season]]&TOU_CTabulation[[#This Row],[Day-Part]]","v":"WinterAll"},{"$f":"VLOOKUP(TOU_CTabulation[[#This Row],[Daypart]],TOUC,2)","v":0.25901999999999997},{"$f":"VLOOKUP(TOU_CTabulation[[#This Row],[Daypart]],TOUC,3)","v":0.32596000000000003},{"$f":"TOU_CTabulation[[#This Row],[Month Base Allow]]*TOU_CTabulation[[#This Row],[Base Rate]]","v":0},{"$f":"TOU_CTabulation[[#This Row],[Month Overbase Gen]]*TOU_CTabulation[[#This Row],[Over Rate]]","v":0},{"$f":"TOU_CTabulation[[#This Row],[Base Value]]+TOU_CTabulation[[#This Row],[Over Value]]","v":0}]
[12,6,3,0,0,3,0,0,3,0,0,{"$f":"TOU_CTabulation[[#This Row],[AC System Output (W)]]/1000","v":0},{"$f":"IF(A8167=TOU_CTabulation[[#This Row],[Month]],M8167+TOU_CTabulation[[#This Row],[AC System Output (kW)]],TOU_CTabulation[[#This Row],[AC System Output (kW)]])","v":73.327378999999993},{"$f":"VLOOKUP(TOU_CTabulation[[#This Row],[Month]],Season,2)","v":"Winter"},{"$f":"VLOOKUP(TOU_CTabulation[[#This Row],[Season]],CRate,2)","v":10.5},{"$f":"IF(A8169>TOU_CTabulation[[#This Row],[Month]],TOU_CTabulation[[#This Row],[Day]]*TOU_CTabulation[[#This Row],[Base Allow]],0)","v":0},{"$f":"IF(A8169>TOU_CTabulation[[#This Row],[Month]],TOU_CTabulation[[#This Row],[Month Cumm]],0)","v":0},{"$f":"IF(TOU_CTabulation[[#This Row],[Month Base Gen]]=0,0,TOU_CTabulation[[#This Row],[Month Base Gen]]-TOU_CTabulation[[#This Row],[Day]]*TOU_CTabulation[[#This Row],[Base Allow]])","v":0},{"$f":"VLOOKUP(TOU_CTabulation[[#This Row],[Hour]],daypart,2)","v":"All"},{"$f":"TOU_CTabulation[[#This Row],[Season]]&TOU_CTabulation[[#This Row],[Day-Part]]","v":"WinterAll"},{"$f":"VLOOKUP(TOU_CTabulation[[#This Row],[Daypart]],TOUC,2)","v":0.25901999999999997},{"$f":"VLOOKUP(TOU_CTabulation[[#This Row],[Daypart]],TOUC,3)","v":0.32596000000000003},{"$f":"TOU_CTabulation[[#This Row],[Month Base Allow]]*TOU_CTabulation[[#This Row],[Base Rate]]","v":0},{"$f":"TOU_CTabulation[[#This Row],[Month Overbase Gen]]*TOU_CTabulation[[#This Row],[Over Rate]]","v":0},{"$f":"TOU_CTabulation[[#This Row],[Base Value]]+TOU_CTabulation[[#This Row],[Over Value]]","v":0}]
[12,6,5,0,0,4,1,0,4,0,0,{"$f":"TOU_CTabulation[[#This Row],[AC System Output (W)]]/1000","v":0},{"$f":"IF(A8169=TOU_CTabulation[[#This Row],[Month]],M8169+TOU_CTabulation[[#This Row],[AC System Output (kW)]],TOU_CTabulation[[#This Row],[AC System Output (kW)]])","v":73.327378999999993},{"$f":"VLOOKUP(TOU_CTabulation[[#This Row],[Month]],Season,2)","v":"Winter"},{"$f":"VLOOKUP(TOU_CTabulation[[#This Row],[Season]],CRate,2)","v":10.5},{"$f":"IF(A8171>TOU_CTabulation[[#This Row],[Month]],TOU_CTabulation[[#This Row],[Day]]*TOU_CTabulation[[#This Row],[Base Allow]],0)","v":0},{"$f":"IF(A8171>TOU_CTabulation[[#This Row],[Month]],TOU_CTabulation[[#This Row],[Month Cumm]],0)","v":0},{"$f":"IF(TOU_CTabulation[[#This Row],[Month Base Gen]]=0,0,TOU_CTabulation[[#This Row],[Month Base Gen]]-TOU_CTabulation[[#This Row],[Day]]*TOU_CTabulation[[#This Row],[Base Allow]])","v":0},{"$f":"VLOOKUP(TOU_CTabulation[[#This Row],[Hour]],daypart,2)","v":"All"},{"$f":"TOU_CTabulation[[#This Row],[Season]]&TOU_CTabulation[[#This Row],[Day-Part]]","v":"WinterAll"},{"$f":"VLOOKUP(TOU_CTabulation[[#This Row],[Daypart]],TOUC,2)","v":0.25901999999999997},{"$f":"VLOOKUP(TOU_CTabulation[[#This Row],[Daypart]],TOUC,3)","v":0.32596000000000003},{"$f":"TOU_CTabulation[[#This Row],[Month Base Allow]]*TOU_CTabulation[[#This Row],[Base Rate]]","v":0},{"$f":"TOU_CTabulation[[#This Row],[Month Overbase Gen]]*TOU_CTabulation[[#This Row],[Over Rate]]","v":0},{"$f":"TOU_CTabulation[[#This Row],[Base Value]]+TOU_CTabulation[[#This Row],[Over Value]]","v":0}]
[12,6,17,0,0,7,1,0,7,0,0,{"$f":"TOU_CTabulation[[#This Row],[AC System Output (W)]]/1000","v":0},{"$f":"IF(A8181=TOU_CTabulation[[#This Row],[Month]],M8181+TOU_CTabulation[[#This Row],[AC System Output (kW)]],TOU_CTabulation[[#This Row],[AC System Output (kW)]])","v":81.345314000000002},{"$f":"VLOOKUP(TOU_CTabulation[[#This Row],[Month]],Season,2)","v":"Winter"},{"$f":"VLOOKUP(TOU_CTabulation[[#This Row],[Season]],CRate,2)","v":10.5},{"$f":"IF(A8183>TOU_CTabulation[[#This Row],[Month]],TOU_CTabulation[[#This Row],[Day]]*TOU_CTabulation[[#This Row],[Base Allow]],0)","v":0},{"$f":"IF(A8183>TOU_CTabulation[[#This Row],[Month]],TOU_CTabulation[[#This Row],[Month Cumm]],0)","v":0},{"$f":"IF(TOU_CTabulation[[#This Row],[Month Base Gen]]=0,0,TOU_CTabulation[[#This Row],[Month Base Gen]]-TOU_CTabulation[[#This Row],[Day]]*TOU_CTabulation[[#This Row],[Base Allow]])","v":0},{"$f":"VLOOKUP(TOU_CTabulation[[#This Row],[Hour]],daypart,2)","v":"All"},{"$f":"TOU_CTabulation[[#This Row],[Season]]&TOU_CTabulation[[#This Row],[Day-Part]]","v":"WinterAll"},{"$f":"VLOOKUP(TOU_CTabulation[[#This Row],[Daypart]],TOUC,2)","v":0.25901999999999997},{"$f":"VLOOKUP(TOU_CTabulation[[#This Row],[Daypart]],TOUC,3)","v":0.32596000000000003},{"$f":"TOU_CTabulation[[#This Row],[Month Base Allow]]*TOU_CTabulation[[#This Row],[Base Rate]]","v":0},{"$f":"TOU_CTabulation[[#This Row],[Month Overbase Gen]]*TOU_CTabulation[[#This Row],[Over Rate]]","v":0},{"$f":"TOU_CTabulation[[#This Row],[Base Value]]+TOU_CTabulation[[#This Row],[Over Value]]","v":0}]
[12,6,22,0,0,8,3,0,8,0,0,{"$f":"TOU_CTabulation[[#This Row],[AC System Output (W)]]/1000","v":0},{"$f":"IF(A8186=TOU_CTabulation[[#This Row],[Month]],M8186+TOU_CTabulation[[#This Row],[AC System Output (kW)]],TOU_CTabulation[[#This Row],[AC System Output (kW)]])","v":81.345314000000002},{"$f":"VLOOKUP(TOU_CTabulation[[#This Row],[Month]],Season,2)","v":"Winter"},{"$f":"VLOOKUP(TOU_CTabulation[[#This Row],[Season]],CRate,2)","v":10.5},{"$f":"IF(A8188>TOU_CTabulation[[#This Row],[Month]],TOU_CTabulation[[#This Row],[Day]]*TOU_CTabulation[[#This Row],[Base Allow]],0)","v":0},{"$f":"IF(A8188>TOU_CTabulation[[#This Row],[Month]],TOU_CTabulation[[#This Row],[Month Cumm]],0)","v":0},{"$f":"IF(TOU_CTabulation[[#This Row],[Month Base Gen]]=0,0,TOU_CTabulation[[#This Row],[Month Base Gen]]-TOU_CTabulation[[#This Row],[Day]]*TOU_CTabulation[[#This Row],[Base Allow]])","v":0},{"$f":"VLOOKUP(TOU_CTabulation[[#This Row],[Hour]],daypart,2)","v":"All"},{"$f":"TOU_CTabulation[[#This Row],[Season]]&TOU_CTabulation[[#This Row],[Day-Part]]","v":"WinterAll"},{"$f":"VLOOKUP(TOU_CTabulation[[#This Row],[Daypart]],TOUC,2)","v":0.25901999999999997},{"$f":"VLOOKUP(TOU_CTabulation[[#This Row],[Daypart]],TOUC,3)","v":0.32596000000000003},{"$f":"TOU_CTabulation[[#This Row],[Month Base Allow]]*TOU_CTabulation[[#This Row],[Base Rate]]","v":0},{"$f":"TOU_CTabulation[[#This Row],[Month Overbase Gen]]*TOU_CTabulation[[#This Row],[Over Rate]]","v":0},{"$f":"TOU_CTabulation[[#This Row],[Base Value]]+TOU_CTabulation[[#This Row],[Over Value]]","v":0}]
[12,7,7,0,4,7,3,3.78,5.2270000000000003,14.199,0,{"$f":"TOU_CTabulation[[#This Row],[AC System Output (W)]]/1000","v":0},{"$f":"IF(A8195=TOU_CTabulation[[#This Row],[Month]],M8195+TOU_CTabulation[[#This Row],[AC System Output (kW)]],TOU_CTabulation[[#This Row],[AC System Output (kW)]])","v":81.345314000000002},{"$f":"VLOOKUP(TOU_CTabulation[[#This Row],[Month]],Season,2)","v":"Winter"},{"$f":"VLOOKUP(TOU_CTabulation[[#This Row],[Season]],CRate,2)","v":10.5},{"$f":"IF(A8197>TOU_CTabulation[[#This Row],[Month]],TOU_CTabulation[[#This Row],[Day]]*TOU_CTabulation[[#This Row],[Base Allow]],0)","v":0},{"$f":"IF(A8197>TOU_CTabulation[[#This Row],[Month]],TOU_CTabulation[[#This Row],[Month Cumm]],0)","v":0},{"$f":"IF(TOU_CTabulation[[#This Row],[Month Base Gen]]=0,0,TOU_CTabulation[[#This Row],[Month Base Gen]]-TOU_CTabulation[[#This Row],[Day]]*TOU_CTabulation[[#This Row],[Base Allow]])","v":0},{"$f":"VLOOKUP(TOU_CTabulation[[#This Row],[Hour]],daypart,2)","v":"All"},{"$f":"TOU_CTabulation[[#This Row],[Season]]&TOU_CTabulation[[#This Row],[Day-Part]]","v":"WinterAll"},{"$f":"VLOOKUP(TOU_CTabulation[[#This Row],[Daypart]],TOUC,2)","v":0.25901999999999997},{"$f":"VLOOKUP(TOU_CTabulation[[#This Row],[Daypart]],TOUC,3)","v":0.32596000000000003},{"$f":"TOU_CTabulation[[#This Row],[Month Base Allow]]*TOU_CTabulation[[#This Row],[Base Rate]]","v":0},{"$f":"TOU_CTabulation[[#This Row],[Month Overbase Gen]]*TOU_CTabulation[[#This Row],[Over Rate]]","v":0},{"$f":"TOU_CTabulation[[#This Row],[Base Value]]+TOU_CTabulation[[#This Row],[Over Value]]","v":0}]
[12,7,15,660,50,5,5,347.89299999999997,11.334,1183.4580000000001,1135.2570000000001,{"$f":"TOU_CTabulation[[#This Row],[AC System Output (W)]]/1000","v":1.135257},{"$f":"IF(A8203=TOU_CTabulation[[#This Row],[Month]],M8203+TOU_CTabulation[[#This Row],[AC System Output (kW)]],TOU_CTabulation[[#This Row],[AC System Output (kW)]])","v":88.845110999999974},{"$f":"VLOOKUP(TOU_CTabulation[[#This Row],[Month]],Season,2)","v":"Winter"},{"$f":"VLOOKUP(TOU_CTabulation[[#This Row],[Season]],CRate,2)","v":10.5},{"$f":"IF(A8205>TOU_CTabulation[[#This Row],[Month]],TOU_CTabulation[[#This Row],[Day]]*TOU_CTabulation[[#This Row],[Base Allow]],0)","v":0},{"$f":"IF(A8205>TOU_CTabulation[[#This Row],[Month]],TOU_CTabulation[[#This Row],[Month Cumm]],0)","v":0},{"$f":"IF(TOU_CTabulation[[#This Row],[Month Base Gen]]=0,0,TOU_CTabulation[[#This Row],[Month Base Gen]]-TOU_CTabulation[[#This Row],[Day]]*TOU_CTabulation[[#This Row],[Base Allow]])","v":0},{"$f":"VLOOKUP(TOU_CTabulation[[#This Row],[Hour]],daypart,2)","v":"All"},{"$f":"TOU_CTabulation[[#This Row],[Season]]&TOU_CTabulation[[#This Row],[Day-Part]]","v":"WinterAll"},{"$f":"VLOOKUP(TOU_CTabulation[[#This Row],[Daypart]],TOUC,2)","v":0.25901999999999997},{"$f":"VLOOKUP(TOU_CTabulation[[#This Row],[Daypart]],TOUC,3)","v":0.32596000000000003},{"$f":"TOU_CTabulation[[#This Row],[Month Base Allow]]*TOU_CTabulation[[#This Row],[Base Rate]]","v":0},{"$f":"TOU_CTabulation[[#This Row],[Month Overbase Gen]]*TOU_CTabulation[[#This Row],[Over Rate]]","v":0},{"$f":"TOU_CTabulation[[#This Row],[Base Value]]+TOU_CTabulation[[#This Row],[Over Value]]","v":0}]
[12,7,21,0,0,0,1,0,0,0,0,{"$f":"TOU_CTabulation[[#This Row],[AC System Output (W)]]/1000","v":0},{"$f":"IF(A8209=TOU_CTabulation[[#This Row],[Month]],M8209+TOU_CTabulation[[#This Row],[AC System Output (kW)]],TOU_CTabulation[[#This Row],[AC System Output (kW)]])","v":88.941514999999981},{"$f":"VLOOKUP(TOU_CTabulation[[#This Row],[Month]],Season,2)","v":"Winter"},{"$f":"VLOOKUP(TOU_CTabulation[[#This Row],[Season]],CRate,2)","v":10.5},{"$f":"IF(A8211>TOU_CTabulation[[#This Row],[Month]],TOU_CTabulation[[#This Row],[Day]]*TOU_CTabulation[[#This Row],[Base Allow]],0)","v":0},{"$f":"IF(A8211>TOU_CTabulation[[#This Row],[Month]],TOU_CTabulation[[#This Row],[Month Cumm]],0)","v":0},{"$f":"IF(TOU_CTabulation[[#This Row],[Month Base Gen]]=0,0,TOU_CTabulation[[#This Row],[Month Base Gen]]-TOU_CTabulation[[#This Row],[Day]]*TOU_CTabulation[[#This Row],[Base Allow]])","v":0},{"$f":"VLOOKUP(TOU_CTabulation[[#This Row],[Hour]],daypart,2)","v":"All"},{"$f":"TOU_CTabulation[[#This Row],[Season]]&TOU_CTabulation[[#This Row],[Day-Part]]","v":"WinterAll"},{"$f":"VLOOKUP(TOU_CTabulation[[#This Row],[Daypart]],TOUC,2)","v":0.25901999999999997},{"$f":"VLOOKUP(TOU_CTabulation[[#This Row],[Daypart]],TOUC,3)","v":0.32596000000000003},{"$f":"TOU_CTabulation[[#This Row],[Month Base Allow]]*TOU_CTabulation[[#This Row],[Base Rate]]","v":0},{"$f":"TOU_CTabulation[[#This Row],[Month Overbase Gen]]*TOU_CTabulation[[#This Row],[Over Rate]]","v":0},{"$f":"TOU_CTabulation[[#This Row],[Base Value]]+TOU_CTabulation[[#This Row],[Over Value]]","v":0}]
[12,8,8,748,49,3,1,407.56400000000002,14.782,1379.5129999999999,1325.45,{"$f":"TOU_CTabulation[[#This Row],[AC System Output (W)]]/1000","v":1.32545},{"$f":"IF(A8220=TOU_CTabulation[[#This Row],[Month]],M8220+TOU_CTabulation[[#This Row],[AC System Output (kW)]],TOU_CTabulation[[#This Row],[AC System Output (kW)]])","v":90.723534999999984},{"$f":"VLOOKUP(TOU_CTabulation[[#This Row],[Month]],Season,2)","v":"Winter"},{"$f":"VLOOKUP(TOU_CTabulation[[#This Row],[Season]],CRate,2)","v":10.5},{"$f":"IF(A8222>TOU_CTabulation[[#This Row],[Month]],TOU_CTabulation[[#This Row],[Day]]*TOU_CTabulation[[#This Row],[Base Allow]],0)","v":0},{"$f":"IF(A8222>TOU_CTabulation[[#This Row],[Month]],TOU_CTabulation[[#This Row],[Month Cumm]],0)","v":0},{"$f":"IF(TOU_CTabulation[[#This Row],[Month Base Gen]]=0,0,TOU_CTabulation[[#This Row],[Month Base Gen]]-TOU_CTabulation[[#This Row],[Day]]*TOU_CTabulation[[#This Row],[Base Allow]])","v":0},{"$f":"VLOOKUP(TOU_CTabulation[[#This Row],[Hour]],daypart,2)","v":"All"},{"$f":"TOU_CTabulation[[#This Row],[Season]]&TOU_CTabulation[[#This Row],[Day-Part]]","v":"WinterAll"},{"$f":"VLOOKUP(TOU_CTabulation[[#This Row],[Daypart]],TOUC,2)","v":0.25901999999999997},{"$f":"VLOOKUP(TOU_CTabulation[[#This Row],[Daypart]],TOUC,3)","v":0.32596000000000003},{"$f":"TOU_CTabulation[[#This Row],[Month Base Allow]]*TOU_CTabulation[[#This Row],[Base Rate]]","v":0},{"$f":"TOU_CTabulation[[#This Row],[Month Overbase Gen]]*TOU_CTabulation[[#This Row],[Over Rate]]","v":0},{"$f":"TOU_CTabulation[[#This Row],[Base Value]]+TOU_CTabulation[[#This Row],[Over Value]]","v":0}]
[12,8,14,817,63,8,1,569.03899999999999,27.376999999999999,1885.278,1814.444,{"$f":"TOU_CTabulation[[#This Row],[AC System Output (W)]]/1000","v":1.8144439999999999},{"$f":"IF(A8226=TOU_CTabulation[[#This Row],[Month]],M8226+TOU_CTabulation[[#This Row],[AC System Output (kW)]],TOU_CTabulation[[#This Row],[AC System Output (kW)]])","v":104.27933799999997},{"$f":"VLOOKUP(TOU_CTabulation[[#This Row],[Month]],Season,2)","v":"Winter"},{"$f":"VLOOKUP(TOU_CTabulation[[#This Row],[Season]],CRate,2)","v":10.5},{"$f":"IF(A8228>TOU_CTabulation[[#This Row],[Month]],TOU_CTabulation[[#This Row],[Day]]*TOU_CTabulation[[#This Row],[Base Allow]],0)","v":0},{"$f":"IF(A8228>TOU_CTabulation[[#This Row],[Month]],TOU_CTabulation[[#This Row],[Month Cumm]],0)","v":0},{"$f":"IF(TOU_CTabulation[[#This Row],[Month Base Gen]]=0,0,TOU_CTabulation[[#This Row],[Month Base Gen]]-TOU_CTabulation[[#This Row],[Day]]*TOU_CTabulation[[#This Row],[Base Allow]])","v":0},{"$f":"VLOOKUP(TOU_CTabulation[[#This Row],[Hour]],daypart,2)","v":"All"},{"$f":"TOU_CTabulation[[#This Row],[Season]]&TOU_CTabulation[[#This Row],[Day-Part]]","v":"WinterAll"},{"$f":"VLOOKUP(TOU_CTabulation[[#This Row],[Daypart]],TOUC,2)","v":0.25901999999999997},{"$f":"VLOOKUP(TOU_CTabulation[[#This Row],[Daypart]],TOUC,3)","v":0.32596000000000003},{"$f":"TOU_CTabulation[[#This Row],[Month Base Allow]]*TOU_CTabulation[[#This Row],[Base Rate]]","v":0},{"$f":"TOU_CTabulation[[#This Row],[Month Overbase Gen]]*TOU_CTabulation[[#This Row],[Over Rate]]","v":0},{"$f":"TOU_CTabulation[[#This Row],[Base Value]]+TOU_CTabulation[[#This Row],[Over Value]]","v":0}]
[12,8,17,0,0,4,0,0,4,0,0,{"$f":"TOU_CTabulation[[#This Row],[AC System Output (W)]]/1000","v":0},{"$f":"IF(A8229=TOU_CTabulation[[#This Row],[Month]],M8229+TOU_CTabulation[[#This Row],[AC System Output (kW)]],TOU_CTabulation[[#This Row],[AC System Output (kW)]])","v":105.65033499999996},{"$f":"VLOOKUP(TOU_CTabulation[[#This Row],[Month]],Season,2)","v":"Winter"},{"$f":"VLOOKUP(TOU_CTabulation[[#This Row],[Season]],CRate,2)","v":10.5},{"$f":"IF(A8231>TOU_CTabulation[[#This Row],[Month]],TOU_CTabulation[[#This Row],[Day]]*TOU_CTabulation[[#This Row],[Base Allow]],0)","v":0},{"$f":"IF(A8231>TOU_CTabulation[[#This Row],[Month]],TOU_CTabulation[[#This Row],[Month Cumm]],0)","v":0},{"$f":"IF(TOU_CTabulation[[#This Row],[Month Base Gen]]=0,0,TOU_CTabulation[[#This Row],[Month Base Gen]]-TOU_CTabulation[[#This Row],[Day]]*TOU_CTabulation[[#This Row],[Base Allow]])","v":0},{"$f":"VLOOKUP(TOU_CTabulation[[#This Row],[Hour]],daypart,2)","v":"All"},{"$f":"TOU_CTabulation[[#This Row],[Season]]&TOU_CTabulation[[#This Row],[Day-Part]]","v":"WinterAll"},{"$f":"VLOOKUP(TOU_CTabulation[[#This Row],[Daypart]],TOUC,2)","v":0.25901999999999997},{"$f":"VLOOKUP(TOU_CTabulation[[#This Row],[Daypart]],TOUC,3)","v":0.32596000000000003},{"$f":"TOU_CTabulation[[#This Row],[Month Base Allow]]*TOU_CTabulation[[#This Row],[Base Rate]]","v":0},{"$f":"TOU_CTabulation[[#This Row],[Month Overbase Gen]]*TOU_CTabulation[[#This Row],[Over Rate]]","v":0},{"$f":"TOU_CTabulation[[#This Row],[Base Value]]+TOU_CTabulation[[#This Row],[Over Value]]","v":0}]
[12,9,4,0,0,0,1,0,0,0,0,{"$f":"TOU_CTabulation[[#This Row],[AC System Output (W)]]/1000","v":0},{"$f":"IF(A8240=TOU_CTabulation[[#This Row],[Month]],M8240+TOU_CTabulation[[#This Row],[AC System Output (kW)]],TOU_CTabulation[[#This Row],[AC System Output (kW)]])","v":105.65033499999996},{"$f":"VLOOKUP(TOU_CTabulation[[#This Row],[Month]],Season,2)","v":"Winter"},{"$f":"VLOOKUP(TOU_CTabulation[[#This Row],[Season]],CRate,2)","v":10.5},{"$f":"IF(A8242>TOU_CTabulation[[#This Row],[Month]],TOU_CTabulation[[#This Row],[Day]]*TOU_CTabulation[[#This Row],[Base Allow]],0)","v":0},{"$f":"IF(A8242>TOU_CTabulation[[#This Row],[Month]],TOU_CTabulation[[#This Row],[Month Cumm]],0)","v":0},{"$f":"IF(TOU_CTabulation[[#This Row],[Month Base Gen]]=0,0,TOU_CTabulation[[#This Row],[Month Base Gen]]-TOU_CTabulation[[#This Row],[Day]]*TOU_CTabulation[[#This Row],[Base Allow]])","v":0},{"$f":"VLOOKUP(TOU_CTabulation[[#This Row],[Hour]],daypart,2)","v":"All"},{"$f":"TOU_CTabulation[[#This Row],[Season]]&TOU_CTabulation[[#This Row],[Day-Part]]","v":"WinterAll"},{"$f":"VLOOKUP(TOU_CTabulation[[#This Row],[Daypart]],TOUC,2)","v":0.25901999999999997},{"$f":"VLOOKUP(TOU_CTabulation[[#This Row],[Daypart]],TOUC,3)","v":0.32596000000000003},{"$f":"TOU_CTabulation[[#This Row],[Month Base Allow]]*TOU_CTabulation[[#This Row],[Base Rate]]","v":0},{"$f":"TOU_CTabulation[[#This Row],[Month Overbase Gen]]*TOU_CTabulation[[#This Row],[Over Rate]]","v":0},{"$f":"TOU_CTabulation[[#This Row],[Base Value]]+TOU_CTabulation[[#This Row],[Over Value]]","v":0}]
[12,9,10,914,69,7,3,751.40499999999997,24.988,2558.732,2461.877,{"$f":"TOU_CTabulation[[#This Row],[AC System Output (W)]]/1000","v":2.4618769999999999},{"$f":"IF(A8246=TOU_CTabulation[[#This Row],[Month]],M8246+TOU_CTabulation[[#This Row],[AC System Output (kW)]],TOU_CTabulation[[#This Row],[AC System Output (kW)]])","v":111.86274899999995},{"$f":"VLOOKUP(TOU_CTabulation[[#This Row],[Month]],Season,2)","v":"Winter"},{"$f":"VLOOKUP(TOU_CTabulation[[#This Row],[Season]],CRate,2)","v":10.5},{"$f":"IF(A8248>TOU_CTabulation[[#This Row],[Month]],TOU_CTabulation[[#This Row],[Day]]*TOU_CTabulation[[#This Row],[Base Allow]],0)","v":0},{"$f":"IF(A8248>TOU_CTabulation[[#This Row],[Month]],TOU_CTabulation[[#This Row],[Month Cumm]],0)","v":0},{"$f":"IF(TOU_CTabulation[[#This Row],[Month Base Gen]]=0,0,TOU_CTabulation[[#This Row],[Month Base Gen]]-TOU_CTabulation[[#This Row],[Day]]*TOU_CTabulation[[#This Row],[Base Allow]])","v":0},{"$f":"VLOOKUP(TOU_CTabulation[[#This Row],[Hour]],daypart,2)","v":"All"},{"$f":"TOU_CTabulation[[#This Row],[Season]]&TOU_CTabulation[[#This Row],[Day-Part]]","v":"WinterAll"},{"$f":"VLOOKUP(TOU_CTabulation[[#This Row],[Daypart]],TOUC,2)","v":0.25901999999999997},{"$f":"VLOOKUP(TOU_CTabulation[[#This Row],[Daypart]],TOUC,3)","v":0.32596000000000003},{"$f":"TOU_CTabulation[[#This Row],[Month Base Allow]]*TOU_CTabulation[[#This Row],[Base Rate]]","v":0},{"$f":"TOU_CTabulation[[#This Row],[Month Overbase Gen]]*TOU_CTabulation[[#This Row],[Over Rate]]","v":0},{"$f":"TOU_CTabulation[[#This Row],[Base Value]]+TOU_CTabulation[[#This Row],[Over Value]]","v":0}]
[12,9,19,0,0,3,2,0,3,0,0,{"$f":"TOU_CTabulation[[#This Row],[AC System Output (W)]]/1000","v":0},{"$f":"IF(A8255=TOU_CTabulation[[#This Row],[Month]],M8255+TOU_CTabulation[[#This Row],[AC System Output (kW)]],TOU_CTabulation[[#This Row],[AC System Output (kW)]])","v":122.51043399999996},{"$f":"VLOOKUP(TOU_CTabulation[[#This Row],[Month]],Season,2)","v":"Winter"},{"$f":"VLOOKUP(TOU_CTabulation[[#This Row],[Season]],CRate,2)","v":10.5},{"$f":"IF(A8257>TOU_CTabulation[[#This Row],[Month]],TOU_CTabulation[[#This Row],[Day]]*TOU_CTabulation[[#This Row],[Base Allow]],0)","v":0},{"$f":"IF(A8257>TOU_CTabulation[[#This Row],[Month]],TOU_CTabulation[[#This Row],[Month Cumm]],0)","v":0},{"$f":"IF(TOU_CTabulation[[#This Row],[Month Base Gen]]=0,0,TOU_CTabulation[[#This Row],[Month Base Gen]]-TOU_CTabulation[[#This Row],[Day]]*TOU_CTabulation[[#This Row],[Base Allow]])","v":0},{"$f":"VLOOKUP(TOU_CTabulation[[#This Row],[Hour]],daypart,2)","v":"All"},{"$f":"TOU_CTabulation[[#This Row],[Season]]&TOU_CTabulation[[#This Row],[Day-Part]]","v":"WinterAll"},{"$f":"VLOOKUP(TOU_CTabulation[[#This Row],[Daypart]],TOUC,2)","v":0.25901999999999997},{"$f":"VLOOKUP(TOU_CTabulation[[#This Row],[Daypart]],TOUC,3)","v":0.32596000000000003},{"$f":"TOU_CTabulation[[#This Row],[Month Base Allow]]*TOU_CTabulation[[#This Row],[Base Rate]]","v":0},{"$f":"TOU_CTabulation[[#This Row],[Month Overbase Gen]]*TOU_CTabulation[[#This Row],[Over Rate]]","v":0},{"$f":"TOU_CTabulation[[#This Row],[Base Value]]+TOU_CTabulation[[#This Row],[Over Value]]","v":0}]
[12,10,3,0,0,3,1,0,3,0,0,{"$f":"TOU_CTabulation[[#This Row],[AC System Output (W)]]/1000","v":0},{"$f":"IF(A8263=TOU_CTabulation[[#This Row],[Month]],M8263+TOU_CTabulation[[#This Row],[AC System Output (kW)]],TOU_CTabulation[[#This Row],[AC System Output (kW)]])","v":122.51043399999996},{"$f":"VLOOKUP(TOU_CTabulation[[#This Row],[Month]],Season,2)","v":"Winter"},{"$f":"VLOOKUP(TOU_CTabulation[[#This Row],[Season]],CRate,2)","v":10.5},{"$f":"IF(A8265>TOU_CTabulation[[#This Row],[Month]],TOU_CTabulation[[#This Row],[Day]]*TOU_CTabulation[[#This Row],[Base Allow]],0)","v":0},{"$f":"IF(A8265>TOU_CTabulation[[#This Row],[Month]],TOU_CTabulation[[#This Row],[Month Cumm]],0)","v":0},{"$f":"IF(TOU_CTabulation[[#This Row],[Month Base Gen]]=0,0,TOU_CTabulation[[#This Row],[Month Base Gen]]-TOU_CTabulation[[#This Row],[Day]]*TOU_CTabulation[[#This Row],[Base Allow]])","v":0},{"$f":"VLOOKUP(TOU_CTabulation[[#This Row],[Hour]],daypart,2)","v":"All"},{"$f":"TOU_CTabulation[[#This Row],[Season]]&TOU_CTabulation[[#This Row],[Day-Part]]","v":"WinterAll"},{"$f":"VLOOKUP(TOU_CTabulation[[#This Row],[Daypart]],TOUC,2)","v":0.25901999999999997},{"$f":"VLOOKUP(TOU_CTabulation[[#This Row],[Daypart]],TOUC,3)","v":0.32596000000000003},{"$f":"TOU_CTabulation[[#This Row],[Month Base Allow]]*TOU_CTabulation[[#This Row],[Base Rate]]","v":0},{"$f":"TOU_CTabulation[[#This Row],[Month Overbase Gen]]*TOU_CTabulation[[#This Row],[Over Rate]]","v":0},{"$f":"TOU_CTabulation[[#This Row],[Base Value]]+TOU_CTabulation[[#This Row],[Over Value]]","v":0}]
[12,10,12,3,168,8,3,168.59,10.834,617.93200000000002,584.63599999999997,{"$f":"TOU_CTabulation[[#This Row],[AC System Output (W)]]/1000","v":0.58463599999999993},{"$f":"IF(A8272=TOU_CTabulation[[#This Row],[Month]],M8272+TOU_CTabulation[[#This Row],[AC System Output (kW)]],TOU_CTabulation[[#This Row],[AC System Output (kW)]])","v":125.74397599999996},{"$f":"VLOOKUP(TOU_CTabulation[[#This Row],[Month]],Season,2)","v":"Winter"},{"$f":"VLOOKUP(TOU_CTabulation[[#This Row],[Season]],CRate,2)","v":10.5},{"$f":"IF(A8274>TOU_CTabulation[[#This Row],[Month]],TOU_CTabulation[[#This Row],[Day]]*TOU_CTabulation[[#This Row],[Base Allow]],0)","v":0},{"$f":"IF(A8274>TOU_CTabulation[[#This Row],[Month]],TOU_CTabulation[[#This Row],[Month Cumm]],0)","v":0},{"$f":"IF(TOU_CTabulation[[#This Row],[Month Base Gen]]=0,0,TOU_CTabulation[[#This Row],[Month Base Gen]]-TOU_CTabulation[[#This Row],[Day]]*TOU_CTabulation[[#This Row],[Base Allow]])","v":0},{"$f":"VLOOKUP(TOU_CTabulation[[#This Row],[Hour]],daypart,2)","v":"All"},{"$f":"TOU_CTabulation[[#This Row],[Season]]&TOU_CTabulation[[#This Row],[Day-Part]]","v":"WinterAll"},{"$f":"VLOOKUP(TOU_CTabulation[[#This Row],[Daypart]],TOUC,2)","v":0.25901999999999997},{"$f":"VLOOKUP(TOU_CTabulation[[#This Row],[Daypart]],TOUC,3)","v":0.32596000000000003},{"$f":"TOU_CTabulation[[#This Row],[Month Base Allow]]*TOU_CTabulation[[#This Row],[Base Rate]]","v":0},{"$f":"TOU_CTabulation[[#This Row],[Month Overbase Gen]]*TOU_CTabulation[[#This Row],[Over Rate]]","v":0},{"$f":"TOU_CTabulation[[#This Row],[Base Value]]+TOU_CTabulation[[#This Row],[Over Value]]","v":0}]
[12,10,17,0,0,7,2,0,7,0,0,{"$f":"TOU_CTabulation[[#This Row],[AC System Output (W)]]/1000","v":0},{"$f":"IF(A8277=TOU_CTabulation[[#This Row],[Month]],M8277+TOU_CTabulation[[#This Row],[AC System Output (kW)]],TOU_CTabulation[[#This Row],[AC System Output (kW)]])","v":126.13566199999995},{"$f":"VLOOKUP(TOU_CTabulation[[#This Row],[Month]],Season,2)","v":"Winter"},{"$f":"VLOOKUP(TOU_CTabulation[[#This Row],[Season]],CRate,2)","v":10.5},{"$f":"IF(A8279>TOU_CTabulation[[#This Row],[Month]],TOU_CTabulation[[#This Row],[Day]]*TOU_CTabulation[[#This Row],[Base Allow]],0)","v":0},{"$f":"IF(A8279>TOU_CTabulation[[#This Row],[Month]],TOU_CTabulation[[#This Row],[Month Cumm]],0)","v":0},{"$f":"IF(TOU_CTabulation[[#This Row],[Month Base Gen]]=0,0,TOU_CTabulation[[#This Row],[Month Base Gen]]-TOU_CTabulation[[#This Row],[Day]]*TOU_CTabulation[[#This Row],[Base Allow]])","v":0},{"$f":"VLOOKUP(TOU_CTabulation[[#This Row],[Hour]],daypart,2)","v":"All"},{"$f":"TOU_CTabulation[[#This Row],[Season]]&TOU_CTabulation[[#This Row],[Day-Part]]","v":"WinterAll"},{"$f":"VLOOKUP(TOU_CTabulation[[#This Row],[Daypart]],TOUC,2)","v":0.25901999999999997},{"$f":"VLOOKUP(TOU_CTabulation[[#This Row],[Daypart]],TOUC,3)","v":0.32596000000000003},{"$f":"TOU_CTabulation[[#This Row],[Month Base Allow]]*TOU_CTabulation[[#This Row],[Base Rate]]","v":0},{"$f":"TOU_CTabulation[[#This Row],[Month Overbase Gen]]*TOU_CTabulation[[#This Row],[Over Rate]]","v":0},{"$f":"TOU_CTabulation[[#This Row],[Base Value]]+TOU_CTabulation[[#This Row],[Over Value]]","v":0}]
[12,11,5,0,0,9,3,0,9,0,0,{"$f":"TOU_CTabulation[[#This Row],[AC System Output (W)]]/1000","v":0},{"$f":"IF(A8289=TOU_CTabulation[[#This Row],[Month]],M8289+TOU_CTabulation[[#This Row],[AC System Output (kW)]],TOU_CTabulation[[#This Row],[AC System Output (kW)]])","v":126.13566199999995},{"$f":"VLOOKUP(TOU_CTabulation[[#This Row],[Month]],Season,2)","v":"Winter"},{"$f":"VLOOKUP(TOU_CTabulation[[#This Row],[Season]],CRate,2)","v":10.5},{"$f":"IF(A8291>TOU_CTabulation[[#This Row],[Month]],TOU_CTabulation[[#This Row],[Day]]*TOU_CTabulation[[#This Row],[Base Allow]],0)","v":0},{"$f":"IF(A8291>TOU_CTabulation[[#This Row],[Month]],TOU_CTabulation[[#This Row],[Month Cumm]],0)","v":0},{"$f":"IF(TOU_CTabulation[[#This Row],[Month Base Gen]]=0,0,TOU_CTabulation[[#This Row],[Month Base Gen]]-TOU_CTabulation[[#This Row],[Day]]*TOU_CTabulation[[#This Row],[Base Allow]])","v":0},{"$f":"VLOOKUP(TOU_CTabulation[[#This Row],[Hour]],daypart,2)","v":"All"},{"$f":"TOU_CTabulation[[#This Row],[Season]]&TOU_CTabulation[[#This Row],[Day-Part]]","v":"WinterAll"},{"$f":"VLOOKUP(TOU_CTabulation[[#This Row],[Daypart]],TOUC,2)","v":0.25901999999999997},{"$f":"VLOOKUP(TOU_CTabulation[[#This Row],[Daypart]],TOUC,3)","v":0.32596000000000003},{"$f":"TOU_CTabulation[[#This Row],[Month Base Allow]]*TOU_CTabulation[[#This Row],[Base Rate]]","v":0},{"$f":"TOU_CTabulation[[#This Row],[Month Overbase Gen]]*TOU_CTabulation[[#This Row],[Over Rate]]","v":0},{"$f":"TOU_CTabulation[[#This Row],[Base Value]]+TOU_CTabulation[[#This Row],[Over Value]]","v":0}]
[12,11,7,0,15,10,4,14.208,8.69,52.572000000000003,31.206,{"$f":"TOU_CTabulation[[#This Row],[AC System Output (W)]]/1000","v":3.1206000000000001E-2},{"$f":"IF(A8291=TOU_CTabulation[[#This Row],[Month]],M8291+TOU_CTabulation[[#This Row],[AC System Output (kW)]],TOU_CTabulation[[#This Row],[AC System Output (kW)]])","v":126.16686799999995},{"$f":"VLOOKUP(TOU_CTabulation[[#This Row],[Month]],Season,2)","v":"Winter"},{"$f":"VLOOKUP(TOU_CTabulation[[#This Row],[Season]],CRate,2)","v":10.5},{"$f":"IF(A8293>TOU_CTabulation[[#This Row],[Month]],TOU_CTabulation[[#This Row],[Day]]*TOU_CTabulation[[#This Row],[Base Allow]],0)","v":0},{"$f":"IF(A8293>TOU_CTabulation[[#This Row],[Month]],TOU_CTabulation[[#This Row],[Month Cumm]],0)","v":0},{"$f":"IF(TOU_CTabulation[[#This Row],[Month Base Gen]]=0,0,TOU_CTabulation[[#This Row],[Month Base Gen]]-TOU_CTabulation[[#This Row],[Day]]*TOU_CTabulation[[#This Row],[Base Allow]])","v":0},{"$f":"VLOOKUP(TOU_CTabulation[[#This Row],[Hour]],daypart,2)","v":"All"},{"$f":"TOU_CTabulation[[#This Row],[Season]]&TOU_CTabulation[[#This Row],[Day-Part]]","v":"WinterAll"},{"$f":"VLOOKUP(TOU_CTabulation[[#This Row],[Daypart]],TOUC,2)","v":0.25901999999999997},{"$f":"VLOOKUP(TOU_CTabulation[[#This Row],[Daypart]],TOUC,3)","v":0.32596000000000003},{"$f":"TOU_CTabulation[[#This Row],[Month Base Allow]]*TOU_CTabulation[[#This Row],[Base Rate]]","v":0},{"$f":"TOU_CTabulation[[#This Row],[Month Overbase Gen]]*TOU_CTabulation[[#This Row],[Over Rate]]","v":0},{"$f":"TOU_CTabulation[[#This Row],[Base Value]]+TOU_CTabulation[[#This Row],[Over Value]]","v":0}]
[12,11,14,151,151,12,4,258.62700000000001,16.466000000000001,915.10799999999995,874.351,{"$f":"TOU_CTabulation[[#This Row],[AC System Output (W)]]/1000","v":0.87435099999999999},{"$f":"IF(A8298=TOU_CTabulation[[#This Row],[Month]],M8298+TOU_CTabulation[[#This Row],[AC System Output (kW)]],TOU_CTabulation[[#This Row],[AC System Output (kW)]])","v":129.86474299999995},{"$f":"VLOOKUP(TOU_CTabulation[[#This Row],[Month]],Season,2)","v":"Winter"},{"$f":"VLOOKUP(TOU_CTabulation[[#This Row],[Season]],CRate,2)","v":10.5},{"$f":"IF(A8300>TOU_CTabulation[[#This Row],[Month]],TOU_CTabulation[[#This Row],[Day]]*TOU_CTabulation[[#This Row],[Base Allow]],0)","v":0},{"$f":"IF(A8300>TOU_CTabulation[[#This Row],[Month]],TOU_CTabulation[[#This Row],[Month Cumm]],0)","v":0},{"$f":"IF(TOU_CTabulation[[#This Row],[Month Base Gen]]=0,0,TOU_CTabulation[[#This Row],[Month Base Gen]]-TOU_CTabulation[[#This Row],[Day]]*TOU_CTabulation[[#This Row],[Base Allow]])","v":0},{"$f":"VLOOKUP(TOU_CTabulation[[#This Row],[Hour]],daypart,2)","v":"All"},{"$f":"TOU_CTabulation[[#This Row],[Season]]&TOU_CTabulation[[#This Row],[Day-Part]]","v":"WinterAll"},{"$f":"VLOOKUP(TOU_CTabulation[[#This Row],[Daypart]],TOUC,2)","v":0.25901999999999997},{"$f":"VLOOKUP(TOU_CTabulation[[#This Row],[Daypart]],TOUC,3)","v":0.32596000000000003},{"$f":"TOU_CTabulation[[#This Row],[Month Base Allow]]*TOU_CTabulation[[#This Row],[Base Rate]]","v":0},{"$f":"TOU_CTabulation[[#This Row],[Month Overbase Gen]]*TOU_CTabulation[[#This Row],[Over Rate]]","v":0},{"$f":"TOU_CTabulation[[#This Row],[Base Value]]+TOU_CTabulation[[#This Row],[Over Value]]","v":0}]
[12,11,21,0,0,11,5,0,11,0,0,{"$f":"TOU_CTabulation[[#This Row],[AC System Output (W)]]/1000","v":0},{"$f":"IF(A8305=TOU_CTabulation[[#This Row],[Month]],M8305+TOU_CTabulation[[#This Row],[AC System Output (kW)]],TOU_CTabulation[[#This Row],[AC System Output (kW)]])","v":130.46118099999993},{"$f":"VLOOKUP(TOU_CTabulation[[#This Row],[Month]],Season,2)","v":"Winter"},{"$f":"VLOOKUP(TOU_CTabulation[[#This Row],[Season]],CRate,2)","v":10.5},{"$f":"IF(A8307>TOU_CTabulation[[#This Row],[Month]],TOU_CTabulation[[#This Row],[Day]]*TOU_CTabulation[[#This Row],[Base Allow]],0)","v":0},{"$f":"IF(A8307>TOU_CTabulation[[#This Row],[Month]],TOU_CTabulation[[#This Row],[Month Cumm]],0)","v":0},{"$f":"IF(TOU_CTabulation[[#This Row],[Month Base Gen]]=0,0,TOU_CTabulation[[#This Row],[Month Base Gen]]-TOU_CTabulation[[#This Row],[Day]]*TOU_CTabulation[[#This Row],[Base Allow]])","v":0},{"$f":"VLOOKUP(TOU_CTabulation[[#This Row],[Hour]],daypart,2)","v":"All"},{"$f":"TOU_CTabulation[[#This Row],[Season]]&TOU_CTabulation[[#This Row],[Day-Part]]","v":"WinterAll"},{"$f":"VLOOKUP(TOU_CTabulation[[#This Row],[Daypart]],TOUC,2)","v":0.25901999999999997},{"$f":"VLOOKUP(TOU_CTabulation[[#This Row],[Daypart]],TOUC,3)","v":0.32596000000000003},{"$f":"TOU_CTabulation[[#This Row],[Month Base Allow]]*TOU_CTabulation[[#This Row],[Base Rate]]","v":0},{"$f":"TOU_CTabulation[[#This Row],[Month Overbase Gen]]*TOU_CTabulation[[#This Row],[Over Rate]]","v":0},{"$f":"TOU_CTabulation[[#This Row],[Base Value]]+TOU_CTabulation[[#This Row],[Over Value]]","v":0}]
[12,12,7,0,12,10,2,11.359,8.266,42.110999999999997,20.937999999999999,{"$f":"TOU_CTabulation[[#This Row],[AC System Output (W)]]/1000","v":2.0937999999999998E-2},{"$f":"IF(A8315=TOU_CTabulation[[#This Row],[Month]],M8315+TOU_CTabulation[[#This Row],[AC System Output (kW)]],TOU_CTabulation[[#This Row],[AC System Output (kW)]])","v":130.48211899999993},{"$f":"VLOOKUP(TOU_CTabulation[[#This Row],[Month]],Season,2)","v":"Winter"},{"$f":"VLOOKUP(TOU_CTabulation[[#This Row],[Season]],CRate,2)","v":10.5},{"$f":"IF(A8317>TOU_CTabulation[[#This Row],[Month]],TOU_CTabulation[[#This Row],[Day]]*TOU_CTabulation[[#This Row],[Base Allow]],0)","v":0},{"$f":"IF(A8317>TOU_CTabulation[[#This Row],[Month]],TOU_CTabulation[[#This Row],[Month Cumm]],0)","v":0},{"$f":"IF(TOU_CTabulation[[#This Row],[Month Base Gen]]=0,0,TOU_CTabulation[[#This Row],[Month Base Gen]]-TOU_CTabulation[[#This Row],[Day]]*TOU_CTabulation[[#This Row],[Base Allow]])","v":0},{"$f":"VLOOKUP(TOU_CTabulation[[#This Row],[Hour]],daypart,2)","v":"All"},{"$f":"TOU_CTabulation[[#This Row],[Season]]&TOU_CTabulation[[#This Row],[Day-Part]]","v":"WinterAll"},{"$f":"VLOOKUP(TOU_CTabulation[[#This Row],[Daypart]],TOUC,2)","v":0.25901999999999997},{"$f":"VLOOKUP(TOU_CTabulation[[#This Row],[Daypart]],TOUC,3)","v":0.32596000000000003},{"$f":"TOU_CTabulation[[#This Row],[Month Base Allow]]*TOU_CTabulation[[#This Row],[Base Rate]]","v":0},{"$f":"TOU_CTabulation[[#This Row],[Month Overbase Gen]]*TOU_CTabulation[[#This Row],[Over Rate]]","v":0},{"$f":"TOU_CTabulation[[#This Row],[Base Value]]+TOU_CTabulation[[#This Row],[Over Value]]","v":0}]
[12,12,14,0,12,12,7,11.364000000000001,11.069000000000001,41.613999999999997,20.45,{"$f":"TOU_CTabulation[[#This Row],[AC System Output (W)]]/1000","v":2.0449999999999999E-2},{"$f":"IF(A8322=TOU_CTabulation[[#This Row],[Month]],M8322+TOU_CTabulation[[#This Row],[AC System Output (kW)]],TOU_CTabulation[[#This Row],[AC System Output (kW)]])","v":131.54165199999991},{"$f":"VLOOKUP(TOU_CTabulation[[#This Row],[Month]],Season,2)","v":"Winter"},{"$f":"VLOOKUP(TOU_CTabulation[[#This Row],[Season]],CRate,2)","v":10.5},{"$f":"IF(A8324>TOU_CTabulation[[#This Row],[Month]],TOU_CTabulation[[#This Row],[Day]]*TOU_CTabulation[[#This Row],[Base Allow]],0)","v":0},{"$f":"IF(A8324>TOU_CTabulation[[#This Row],[Month]],TOU_CTabulation[[#This Row],[Month Cumm]],0)","v":0},{"$f":"IF(TOU_CTabulation[[#This Row],[Month Base Gen]]=0,0,TOU_CTabulation[[#This Row],[Month Base Gen]]-TOU_CTabulation[[#This Row],[Day]]*TOU_CTabulation[[#This Row],[Base Allow]])","v":0},{"$f":"VLOOKUP(TOU_CTabulation[[#This Row],[Hour]],daypart,2)","v":"All"},{"$f":"TOU_CTabulation[[#This Row],[Season]]&TOU_CTabulation[[#This Row],[Day-Part]]","v":"WinterAll"},{"$f":"VLOOKUP(TOU_CTabulation[[#This Row],[Daypart]],TOUC,2)","v":0.25901999999999997},{"$f":"VLOOKUP(TOU_CTabulation[[#This Row],[Daypart]],TOUC,3)","v":0.32596000000000003},{"$f":"TOU_CTabulation[[#This Row],[Month Base Allow]]*TOU_CTabulation[[#This Row],[Base Rate]]","v":0},{"$f":"TOU_CTabulation[[#This Row],[Month Overbase Gen]]*TOU_CTabulation[[#This Row],[Over Rate]]","v":0},{"$f":"TOU_CTabulation[[#This Row],[Base Value]]+TOU_CTabulation[[#This Row],[Over Value]]","v":0}]
[12,13,0,0,0,9,4,0,9,0,0,{"$f":"TOU_CTabulation[[#This Row],[AC System Output (W)]]/1000","v":0},{"$f":"IF(A8332=TOU_CTabulation[[#This Row],[Month]],M8332+TOU_CTabulation[[#This Row],[AC System Output (kW)]],TOU_CTabulation[[#This Row],[AC System Output (kW)]])","v":131.54165199999991},{"$f":"VLOOKUP(TOU_CTabulation[[#This Row],[Month]],Season,2)","v":"Winter"},{"$f":"VLOOKUP(TOU_CTabulation[[#This Row],[Season]],CRate,2)","v":10.5},{"$f":"IF(A8334>TOU_CTabulation[[#This Row],[Month]],TOU_CTabulation[[#This Row],[Day]]*TOU_CTabulation[[#This Row],[Base Allow]],0)","v":0},{"$f":"IF(A8334>TOU_CTabulation[[#This Row],[Month]],TOU_CTabulation[[#This Row],[Month Cumm]],0)","v":0},{"$f":"IF(TOU_CTabulation[[#This Row],[Month Base Gen]]=0,0,TOU_CTabulation[[#This Row],[Month Base Gen]]-TOU_CTabulation[[#This Row],[Day]]*TOU_CTabulation[[#This Row],[Base Allow]])","v":0},{"$f":"VLOOKUP(TOU_CTabulation[[#This Row],[Hour]],daypart,2)","v":"All"},{"$f":"TOU_CTabulation[[#This Row],[Season]]&TOU_CTabulation[[#This Row],[Day-Part]]","v":"WinterAll"},{"$f":"VLOOKUP(TOU_CTabulation[[#This Row],[Daypart]],TOUC,2)","v":0.25901999999999997},{"$f":"VLOOKUP(TOU_CTabulation[[#This Row],[Daypart]],TOUC,3)","v":0.32596000000000003},{"$f":"TOU_CTabulation[[#This Row],[Month Base Allow]]*TOU_CTabulation[[#This Row],[Base Rate]]","v":0},{"$f":"TOU_CTabulation[[#This Row],[Month Overbase Gen]]*TOU_CTabulation[[#This Row],[Over Rate]]","v":0},{"$f":"TOU_CTabulation[[#This Row],[Base Value]]+TOU_CTabulation[[#This Row],[Over Value]]","v":0}]
[12,13,4,0,0,7,3,0,7,0,0,{"$f":"TOU_CTabulation[[#This Row],[AC System Output (W)]]/1000","v":0},{"$f":"IF(A8336=TOU_CTabulation[[#This Row],[Month]],M8336+TOU_CTabulation[[#This Row],[AC System Output (kW)]],TOU_CTabulation[[#This Row],[AC System Output (kW)]])","v":131.54165199999991},{"$f":"VLOOKUP(TOU_CTabulation[[#This Row],[Month]],Season,2)","v":"Winter"},{"$f":"VLOOKUP(TOU_CTabulation[[#This Row],[Season]],CRate,2)","v":10.5},{"$f":"IF(A8338>TOU_CTabulation[[#This Row],[Month]],TOU_CTabulation[[#This Row],[Day]]*TOU_CTabulation[[#This Row],[Base Allow]],0)","v":0},{"$f":"IF(A8338>TOU_CTabulation[[#This Row],[Month]],TOU_CTabulation[[#This Row],[Month Cumm]],0)","v":0},{"$f":"IF(TOU_CTabulation[[#This Row],[Month Base Gen]]=0,0,TOU_CTabulation[[#This Row],[Month Base Gen]]-TOU_CTabulation[[#This Row],[Day]]*TOU_CTabulation[[#This Row],[Base Allow]])","v":0},{"$f":"VLOOKUP(TOU_CTabulation[[#This Row],[Hour]],daypart,2)","v":"All"},{"$f":"TOU_CTabulation[[#This Row],[Season]]&TOU_CTabulation[[#This Row],[Day-Part]]","v":"WinterAll"},{"$f":"VLOOKUP(TOU_CTabulation[[#This Row],[Daypart]],TOUC,2)","v":0.25901999999999997},{"$f":"VLOOKUP(TOU_CTabulation[[#This Row],[Daypart]],TOUC,3)","v":0.32596000000000003},{"$f":"TOU_CTabulation[[#This Row],[Month Base Allow]]*TOU_CTabulation[[#This Row],[Base Rate]]","v":0},{"$f":"TOU_CTabulation[[#This Row],[Month Overbase Gen]]*TOU_CTabulation[[#This Row],[Over Rate]]","v":0},{"$f":"TOU_CTabulation[[#This Row],[Base Value]]+TOU_CTabulation[[#This Row],[Over Value]]","v":0}]
[12,13,17,0,0,7,1,0,7,0,0,{"$f":"TOU_CTabulation[[#This Row],[AC System Output (W)]]/1000","v":0},{"$f":"IF(A8349=TOU_CTabulation[[#This Row],[Month]],M8349+TOU_CTabulation[[#This Row],[AC System Output (kW)]],TOU_CTabulation[[#This Row],[AC System Output (kW)]])","v":141.10512799999989},{"$f":"VLOOKUP(TOU_CTabulation[[#This Row],[Month]],Season,2)","v":"Winter"},{"$f":"VLOOKUP(TOU_CTabulation[[#This Row],[Season]],CRate,2)","v":10.5},{"$f":"IF(A8351>TOU_CTabulation[[#This Row],[Month]],TOU_CTabulation[[#This Row],[Day]]*TOU_CTabulation[[#This Row],[Base Allow]],0)","v":0},{"$f":"IF(A8351>TOU_CTabulation[[#This Row],[Month]],TOU_CTabulation[[#This Row],[Month Cumm]],0)","v":0},{"$f":"IF(TOU_CTabulation[[#This Row],[Month Base Gen]]=0,0,TOU_CTabulation[[#This Row],[Month Base Gen]]-TOU_CTabulation[[#This Row],[Day]]*TOU_CTabulation[[#This Row],[Base Allow]])","v":0},{"$f":"VLOOKUP(TOU_CTabulation[[#This Row],[Hour]],daypart,2)","v":"All"},{"$f":"TOU_CTabulation[[#This Row],[Season]]&TOU_CTabulation[[#This Row],[Day-Part]]","v":"WinterAll"},{"$f":"VLOOKUP(TOU_CTabulation[[#This Row],[Daypart]],TOUC,2)","v":0.25901999999999997},{"$f":"VLOOKUP(TOU_CTabulation[[#This Row],[Daypart]],TOUC,3)","v":0.32596000000000003},{"$f":"TOU_CTabulation[[#This Row],[Month Base Allow]]*TOU_CTabulation[[#This Row],[Base Rate]]","v":0},{"$f":"TOU_CTabulation[[#This Row],[Month Overbase Gen]]*TOU_CTabulation[[#This Row],[Over Rate]]","v":0},{"$f":"TOU_CTabulation[[#This Row],[Base Value]]+TOU_CTabulation[[#This Row],[Over Value]]","v":0}]
[12,13,18,0,0,7,1,0,7,0,0,{"$f":"TOU_CTabulation[[#This Row],[AC System Output (W)]]/1000","v":0},{"$f":"IF(A8350=TOU_CTabulation[[#This Row],[Month]],M8350+TOU_CTabulation[[#This Row],[AC System Output (kW)]],TOU_CTabulation[[#This Row],[AC System Output (kW)]])","v":141.10512799999989},{"$f":"VLOOKUP(TOU_CTabulation[[#This Row],[Month]],Season,2)","v":"Winter"},{"$f":"VLOOKUP(TOU_CTabulation[[#This Row],[Season]],CRate,2)","v":10.5},{"$f":"IF(A8352>TOU_CTabulation[[#This Row],[Month]],TOU_CTabulation[[#This Row],[Day]]*TOU_CTabulation[[#This Row],[Base Allow]],0)","v":0},{"$f":"IF(A8352>TOU_CTabulation[[#This Row],[Month]],TOU_CTabulation[[#This Row],[Month Cumm]],0)","v":0},{"$f":"IF(TOU_CTabulation[[#This Row],[Month Base Gen]]=0,0,TOU_CTabulation[[#This Row],[Month Base Gen]]-TOU_CTabulation[[#This Row],[Day]]*TOU_CTabulation[[#This Row],[Base Allow]])","v":0},{"$f":"VLOOKUP(TOU_CTabulation[[#This Row],[Hour]],daypart,2)","v":"All"},{"$f":"TOU_CTabulation[[#This Row],[Season]]&TOU_CTabulation[[#This Row],[Day-Part]]","v":"WinterAll"},{"$f":"VLOOKUP(TOU_CTabulation[[#This Row],[Daypart]],TOUC,2)","v":0.25901999999999997},{"$f":"VLOOKUP(TOU_CTabulation[[#This Row],[Daypart]],TOUC,3)","v":0.32596000000000003},{"$f":"TOU_CTabulation[[#This Row],[Month Base Allow]]*TOU_CTabulation[[#This Row],[Base Rate]]","v":0},{"$f":"TOU_CTabulation[[#This Row],[Month Overbase Gen]]*TOU_CTabulation[[#This Row],[Over Rate]]","v":0},{"$f":"TOU_CTabulation[[#This Row],[Base Value]]+TOU_CTabulation[[#This Row],[Over Value]]","v":0}]
[12,14,3,0,0,6,1,0,6,0,0,{"$f":"TOU_CTabulation[[#This Row],[AC System Output (W)]]/1000","v":0},{"$f":"IF(A8359=TOU_CTabulation[[#This Row],[Month]],M8359+TOU_CTabulation[[#This Row],[AC System Output (kW)]],TOU_CTabulation[[#This Row],[AC System Output (kW)]])","v":141.10512799999989},{"$f":"VLOOKUP(TOU_CTabulation[[#This Row],[Month]],Season,2)","v":"Winter"},{"$f":"VLOOKUP(TOU_CTabulation[[#This Row],[Season]],CRate,2)","v":10.5},{"$f":"IF(A8361>TOU_CTabulation[[#This Row],[Month]],TOU_CTabulation[[#This Row],[Day]]*TOU_CTabulation[[#This Row],[Base Allow]],0)","v":0},{"$f":"IF(A8361>TOU_CTabulation[[#This Row],[Month]],TOU_CTabulation[[#This Row],[Month Cumm]],0)","v":0},{"$f":"IF(TOU_CTabulation[[#This Row],[Month Base Gen]]=0,0,TOU_CTabulation[[#This Row],[Month Base Gen]]-TOU_CTabulation[[#This Row],[Day]]*TOU_CTabulation[[#This Row],[Base Allow]])","v":0},{"$f":"VLOOKUP(TOU_CTabulation[[#This Row],[Hour]],daypart,2)","v":"All"},{"$f":"TOU_CTabulation[[#This Row],[Season]]&TOU_CTabulation[[#This Row],[Day-Part]]","v":"WinterAll"},{"$f":"VLOOKUP(TOU_CTabulation[[#This Row],[Daypart]],TOUC,2)","v":0.25901999999999997},{"$f":"VLOOKUP(TOU_CTabulation[[#This Row],[Daypart]],TOUC,3)","v":0.32596000000000003},{"$f":"TOU_CTabulation[[#This Row],[Month Base Allow]]*TOU_CTabulation[[#This Row],[Base Rate]]","v":0},{"$f":"TOU_CTabulation[[#This Row],[Month Overbase Gen]]*TOU_CTabulation[[#This Row],[Over Rate]]","v":0},{"$f":"TOU_CTabulation[[#This Row],[Base Value]]+TOU_CTabulation[[#This Row],[Over Value]]","v":0}]
[12,14,11,896,77,12,1,793.60400000000004,36.256999999999998,2568.4969999999998,2471.2339999999999,{"$f":"TOU_CTabulation[[#This Row],[AC System Output (W)]]/1000","v":2.4712339999999999},{"$f":"IF(A8367=TOU_CTabulation[[#This Row],[Month]],M8367+TOU_CTabulation[[#This Row],[AC System Output (kW)]],TOU_CTabulation[[#This Row],[AC System Output (kW)]])","v":145.69072199999988},{"$f":"VLOOKUP(TOU_CTabulation[[#This Row],[Month]],Season,2)","v":"Winter"},{"$f":"VLOOKUP(TOU_CTabulation[[#This Row],[Season]],CRate,2)","v":10.5},{"$f":"IF(A8369>TOU_CTabulation[[#This Row],[Month]],TOU_CTabulation[[#This Row],[Day]]*TOU_CTabulation[[#This Row],[Base Allow]],0)","v":0},{"$f":"IF(A8369>TOU_CTabulation[[#This Row],[Month]],TOU_CTabulation[[#This Row],[Month Cumm]],0)","v":0},{"$f":"IF(TOU_CTabulation[[#This Row],[Month Base Gen]]=0,0,TOU_CTabulation[[#This Row],[Month Base Gen]]-TOU_CTabulation[[#This Row],[Day]]*TOU_CTabulation[[#This Row],[Base Allow]])","v":0},{"$f":"VLOOKUP(TOU_CTabulation[[#This Row],[Hour]],daypart,2)","v":"All"},{"$f":"TOU_CTabulation[[#This Row],[Season]]&TOU_CTabulation[[#This Row],[Day-Part]]","v":"WinterAll"},{"$f":"VLOOKUP(TOU_CTabulation[[#This Row],[Daypart]],TOUC,2)","v":0.25901999999999997},{"$f":"VLOOKUP(TOU_CTabulation[[#This Row],[Daypart]],TOUC,3)","v":0.32596000000000003},{"$f":"TOU_CTabulation[[#This Row],[Month Base Allow]]*TOU_CTabulation[[#This Row],[Base Rate]]","v":0},{"$f":"TOU_CTabulation[[#This Row],[Month Overbase Gen]]*TOU_CTabulation[[#This Row],[Over Rate]]","v":0},{"$f":"TOU_CTabulation[[#This Row],[Base Value]]+TOU_CTabulation[[#This Row],[Over Value]]","v":0}]
[12,14,17,0,0,9,0,0,9,0,0,{"$f":"TOU_CTabulation[[#This Row],[AC System Output (W)]]/1000","v":0},{"$f":"IF(A8373=TOU_CTabulation[[#This Row],[Month]],M8373+TOU_CTabulation[[#This Row],[AC System Output (kW)]],TOU_CTabulation[[#This Row],[AC System Output (kW)]])","v":152.17037699999989},{"$f":"VLOOKUP(TOU_CTabulation[[#This Row],[Month]],Season,2)","v":"Winter"},{"$f":"VLOOKUP(TOU_CTabulation[[#This Row],[Season]],CRate,2)","v":10.5},{"$f":"IF(A8375>TOU_CTabulation[[#This Row],[Month]],TOU_CTabulation[[#This Row],[Day]]*TOU_CTabulation[[#This Row],[Base Allow]],0)","v":0},{"$f":"IF(A8375>TOU_CTabulation[[#This Row],[Month]],TOU_CTabulation[[#This Row],[Month Cumm]],0)","v":0},{"$f":"IF(TOU_CTabulation[[#This Row],[Month Base Gen]]=0,0,TOU_CTabulation[[#This Row],[Month Base Gen]]-TOU_CTabulation[[#This Row],[Day]]*TOU_CTabulation[[#This Row],[Base Allow]])","v":0},{"$f":"VLOOKUP(TOU_CTabulation[[#This Row],[Hour]],daypart,2)","v":"All"},{"$f":"TOU_CTabulation[[#This Row],[Season]]&TOU_CTabulation[[#This Row],[Day-Part]]","v":"WinterAll"},{"$f":"VLOOKUP(TOU_CTabulation[[#This Row],[Daypart]],TOUC,2)","v":0.25901999999999997},{"$f":"VLOOKUP(TOU_CTabulation[[#This Row],[Daypart]],TOUC,3)","v":0.32596000000000003},{"$f":"TOU_CTabulation[[#This Row],[Month Base Allow]]*TOU_CTabulation[[#This Row],[Base Rate]]","v":0},{"$f":"TOU_CTabulation[[#This Row],[Month Overbase Gen]]*TOU_CTabulation[[#This Row],[Over Rate]]","v":0},{"$f":"TOU_CTabulation[[#This Row],[Base Value]]+TOU_CTabulation[[#This Row],[Over Value]]","v":0}]
[12,15,4,0,0,7,1,0,7,0,0,{"$f":"TOU_CTabulation[[#This Row],[AC System Output (W)]]/1000","v":0},{"$f":"IF(A8384=TOU_CTabulation[[#This Row],[Month]],M8384+TOU_CTabulation[[#This Row],[AC System Output (kW)]],TOU_CTabulation[[#This Row],[AC System Output (kW)]])","v":152.17037699999989},{"$f":"VLOOKUP(TOU_CTabulation[[#This Row],[Month]],Season,2)","v":"Winter"},{"$f":"VLOOKUP(TOU_CTabulation[[#This Row],[Season]],CRate,2)","v":10.5},{"$f":"IF(A8386>TOU_CTabulation[[#This Row],[Month]],TOU_CTabulation[[#This Row],[Day]]*TOU_CTabulation[[#This Row],[Base Allow]],0)","v":0},{"$f":"IF(A8386>TOU_CTabulation[[#This Row],[Month]],TOU_CTabulation[[#This Row],[Month Cumm]],0)","v":0},{"$f":"IF(TOU_CTabulation[[#This Row],[Month Base Gen]]=0,0,TOU_CTabulation[[#This Row],[Month Base Gen]]-TOU_CTabulation[[#This Row],[Day]]*TOU_CTabulation[[#This Row],[Base Allow]])","v":0},{"$f":"VLOOKUP(TOU_CTabulation[[#This Row],[Hour]],daypart,2)","v":"All"},{"$f":"TOU_CTabulation[[#This Row],[Season]]&TOU_CTabulation[[#This Row],[Day-Part]]","v":"WinterAll"},{"$f":"VLOOKUP(TOU_CTabulation[[#This Row],[Daypart]],TOUC,2)","v":0.25901999999999997},{"$f":"VLOOKUP(TOU_CTabulation[[#This Row],[Daypart]],TOUC,3)","v":0.32596000000000003},{"$f":"TOU_CTabulation[[#This Row],[Month Base Allow]]*TOU_CTabulation[[#This Row],[Base Rate]]","v":0},{"$f":"TOU_CTabulation[[#This Row],[Month Overbase Gen]]*TOU_CTabulation[[#This Row],[Over Rate]]","v":0},{"$f":"TOU_CTabulation[[#This Row],[Base Value]]+TOU_CTabulation[[#This Row],[Over Value]]","v":0}]
[12,15,14,408,124,14,0,397.14699999999999,31.423999999999999,1300.348,1248.6949999999999,{"$f":"TOU_CTabulation[[#This Row],[AC System Output (W)]]/1000","v":1.2486949999999999},{"$f":"IF(A8394=TOU_CTabulation[[#This Row],[Month]],M8394+TOU_CTabulation[[#This Row],[AC System Output (kW)]],TOU_CTabulation[[#This Row],[AC System Output (kW)]])","v":160.59039199999989},{"$f":"VLOOKUP(TOU_CTabulation[[#This Row],[Month]],Season,2)","v":"Winter"},{"$f":"VLOOKUP(TOU_CTabulation[[#This Row],[Season]],CRate,2)","v":10.5},{"$f":"IF(A8396>TOU_CTabulation[[#This Row],[Month]],TOU_CTabulation[[#This Row],[Day]]*TOU_CTabulation[[#This Row],[Base Allow]],0)","v":0},{"$f":"IF(A8396>TOU_CTabulation[[#This Row],[Month]],TOU_CTabulation[[#This Row],[Month Cumm]],0)","v":0},{"$f":"IF(TOU_CTabulation[[#This Row],[Month Base Gen]]=0,0,TOU_CTabulation[[#This Row],[Month Base Gen]]-TOU_CTabulation[[#This Row],[Day]]*TOU_CTabulation[[#This Row],[Base Allow]])","v":0},{"$f":"VLOOKUP(TOU_CTabulation[[#This Row],[Hour]],daypart,2)","v":"All"},{"$f":"TOU_CTabulation[[#This Row],[Season]]&TOU_CTabulation[[#This Row],[Day-Part]]","v":"WinterAll"},{"$f":"VLOOKUP(TOU_CTabulation[[#This Row],[Daypart]],TOUC,2)","v":0.25901999999999997},{"$f":"VLOOKUP(TOU_CTabulation[[#This Row],[Daypart]],TOUC,3)","v":0.32596000000000003},{"$f":"TOU_CTabulation[[#This Row],[Month Base Allow]]*TOU_CTabulation[[#This Row],[Base Rate]]","v":0},{"$f":"TOU_CTabulation[[#This Row],[Month Overbase Gen]]*TOU_CTabulation[[#This Row],[Over Rate]]","v":0},{"$f":"TOU_CTabulation[[#This Row],[Base Value]]+TOU_CTabulation[[#This Row],[Over Value]]","v":0}]
[12,15,21,0,0,9,0,0,9,0,0,{"$f":"TOU_CTabulation[[#This Row],[AC System Output (W)]]/1000","v":0},{"$f":"IF(A8401=TOU_CTabulation[[#This Row],[Month]],M8401+TOU_CTabulation[[#This Row],[AC System Output (kW)]],TOU_CTabulation[[#This Row],[AC System Output (kW)]])","v":160.84253399999989},{"$f":"VLOOKUP(TOU_CTabulation[[#This Row],[Month]],Season,2)","v":"Winter"},{"$f":"VLOOKUP(TOU_CTabulation[[#This Row],[Season]],CRate,2)","v":10.5},{"$f":"IF(A8403>TOU_CTabulation[[#This Row],[Month]],TOU_CTabulation[[#This Row],[Day]]*TOU_CTabulation[[#This Row],[Base Allow]],0)","v":0},{"$f":"IF(A8403>TOU_CTabulation[[#This Row],[Month]],TOU_CTabulation[[#This Row],[Month Cumm]],0)","v":0},{"$f":"IF(TOU_CTabulation[[#This Row],[Month Base Gen]]=0,0,TOU_CTabulation[[#This Row],[Month Base Gen]]-TOU_CTabulation[[#This Row],[Day]]*TOU_CTabulation[[#This Row],[Base Allow]])","v":0},{"$f":"VLOOKUP(TOU_CTabulation[[#This Row],[Hour]],daypart,2)","v":"All"},{"$f":"TOU_CTabulation[[#This Row],[Season]]&TOU_CTabulation[[#This Row],[Day-Part]]","v":"WinterAll"},{"$f":"VLOOKUP(TOU_CTabulation[[#This Row],[Daypart]],TOUC,2)","v":0.25901999999999997},{"$f":"VLOOKUP(TOU_CTabulation[[#This Row],[Daypart]],TOUC,3)","v":0.32596000000000003},{"$f":"TOU_CTabulation[[#This Row],[Month Base Allow]]*TOU_CTabulation[[#This Row],[Base Rate]]","v":0},{"$f":"TOU_CTabulation[[#This Row],[Month Overbase Gen]]*TOU_CTabulation[[#This Row],[Over Rate]]","v":0},{"$f":"TOU_CTabulation[[#This Row],[Base Value]]+TOU_CTabulation[[#This Row],[Over Value]]","v":0}]
[12,16,4,0,0,7,1,0,7,0,0,{"$f":"TOU_CTabulation[[#This Row],[AC System Output (W)]]/1000","v":0},{"$f":"IF(A8408=TOU_CTabulation[[#This Row],[Month]],M8408+TOU_CTabulation[[#This Row],[AC System Output (kW)]],TOU_CTabulation[[#This Row],[AC System Output (kW)]])","v":160.84253399999989},{"$f":"VLOOKUP(TOU_CTabulation[[#This Row],[Month]],Season,2)","v":"Winter"},{"$f":"VLOOKUP(TOU_CTabulation[[#This Row],[Season]],CRate,2)","v":10.5},{"$f":"IF(A8410>TOU_CTabulation[[#This Row],[Month]],TOU_CTabulation[[#This Row],[Day]]*TOU_CTabulation[[#This Row],[Base Allow]],0)","v":0},{"$f":"IF(A8410>TOU_CTabulation[[#This Row],[Month]],TOU_CTabulation[[#This Row],[Month Cumm]],0)","v":0},{"$f":"IF(TOU_CTabulation[[#This Row],[Month Base Gen]]=0,0,TOU_CTabulation[[#This Row],[Month Base Gen]]-TOU_CTabulation[[#This Row],[Day]]*TOU_CTabulation[[#This Row],[Base Allow]])","v":0},{"$f":"VLOOKUP(TOU_CTabulation[[#This Row],[Hour]],daypart,2)","v":"All"},{"$f":"TOU_CTabulation[[#This Row],[Season]]&TOU_CTabulation[[#This Row],[Day-Part]]","v":"WinterAll"},{"$f":"VLOOKUP(TOU_CTabulation[[#This Row],[Daypart]],TOUC,2)","v":0.25901999999999997},{"$f":"VLOOKUP(TOU_CTabulation[[#This Row],[Daypart]],TOUC,3)","v":0.32596000000000003},{"$f":"TOU_CTabulation[[#This Row],[Month Base Allow]]*TOU_CTabulation[[#This Row],[Base Rate]]","v":0},{"$f":"TOU_CTabulation[[#This Row],[Month Overbase Gen]]*TOU_CTabulation[[#This Row],[Over Rate]]","v":0},{"$f":"TOU_CTabulation[[#This Row],[Base Value]]+TOU_CTabulation[[#This Row],[Over Value]]","v":0}]
[12,16,6,0,0,7,1,0,7,0,0,{"$f":"TOU_CTabulation[[#This Row],[AC System Output (W)]]/1000","v":0},{"$f":"IF(A8410=TOU_CTabulation[[#This Row],[Month]],M8410+TOU_CTabulation[[#This Row],[AC System Output (kW)]],TOU_CTabulation[[#This Row],[AC System Output (kW)]])","v":160.84253399999989},{"$f":"VLOOKUP(TOU_CTabulation[[#This Row],[Month]],Season,2)","v":"Winter"},{"$f":"VLOOKUP(TOU_CTabulation[[#This Row],[Season]],CRate,2)","v":10.5},{"$f":"IF(A8412>TOU_CTabulation[[#This Row],[Month]],TOU_CTabulation[[#This Row],[Day]]*TOU_CTabulation[[#This Row],[Base Allow]],0)","v":0},{"$f":"IF(A8412>TOU_CTabulation[[#This Row],[Month]],TOU_CTabulation[[#This Row],[Month Cumm]],0)","v":0},{"$f":"IF(TOU_CTabulation[[#This Row],[Month Base Gen]]=0,0,TOU_CTabulation[[#This Row],[Month Base Gen]]-TOU_CTabulation[[#This Row],[Day]]*TOU_CTabulation[[#This Row],[Base Allow]])","v":0},{"$f":"VLOOKUP(TOU_CTabulation[[#This Row],[Hour]],daypart,2)","v":"All"},{"$f":"TOU_CTabulation[[#This Row],[Season]]&TOU_CTabulation[[#This Row],[Day-Part]]","v":"WinterAll"},{"$f":"VLOOKUP(TOU_CTabulation[[#This Row],[Daypart]],TOUC,2)","v":0.25901999999999997},{"$f":"VLOOKUP(TOU_CTabulation[[#This Row],[Daypart]],TOUC,3)","v":0.32596000000000003},{"$f":"TOU_CTabulation[[#This Row],[Month Base Allow]]*TOU_CTabulation[[#This Row],[Base Rate]]","v":0},{"$f":"TOU_CTabulation[[#This Row],[Month Overbase Gen]]*TOU_CTabulation[[#This Row],[Over Rate]]","v":0},{"$f":"TOU_CTabulation[[#This Row],[Base Value]]+TOU_CTabulation[[#This Row],[Over Value]]","v":0}]
[12,16,14,754,68,16,1,540.92100000000005,33.341000000000001,1743.5740000000001,1677.6790000000001,{"$f":"TOU_CTabulation[[#This Row],[AC System Output (W)]]/1000","v":1.6776790000000001},{"$f":"IF(A8418=TOU_CTabulation[[#This Row],[Month]],M8418+TOU_CTabulation[[#This Row],[AC System Output (kW)]],TOU_CTabulation[[#This Row],[AC System Output (kW)]])","v":172.23186399999989},{"$f":"VLOOKUP(TOU_CTabulation[[#This Row],[Month]],Season,2)","v":"Winter"},{"$f":"VLOOKUP(TOU_CTabulation[[#This Row],[Season]],CRate,2)","v":10.5},{"$f":"IF(A8420>TOU_CTabulation[[#This Row],[Month]],TOU_CTabulation[[#This Row],[Day]]*TOU_CTabulation[[#This Row],[Base Allow]],0)","v":0},{"$f":"IF(A8420>TOU_CTabulation[[#This Row],[Month]],TOU_CTabulation[[#This Row],[Month Cumm]],0)","v":0},{"$f":"IF(TOU_CTabulation[[#This Row],[Month Base Gen]]=0,0,TOU_CTabulation[[#This Row],[Month Base Gen]]-TOU_CTabulation[[#This Row],[Day]]*TOU_CTabulation[[#This Row],[Base Allow]])","v":0},{"$f":"VLOOKUP(TOU_CTabulation[[#This Row],[Hour]],daypart,2)","v":"All"},{"$f":"TOU_CTabulation[[#This Row],[Season]]&TOU_CTabulation[[#This Row],[Day-Part]]","v":"WinterAll"},{"$f":"VLOOKUP(TOU_CTabulation[[#This Row],[Daypart]],TOUC,2)","v":0.25901999999999997},{"$f":"VLOOKUP(TOU_CTabulation[[#This Row],[Daypart]],TOUC,3)","v":0.32596000000000003},{"$f":"TOU_CTabulation[[#This Row],[Month Base Allow]]*TOU_CTabulation[[#This Row],[Base Rate]]","v":0},{"$f":"TOU_CTabulation[[#This Row],[Month Overbase Gen]]*TOU_CTabulation[[#This Row],[Over Rate]]","v":0},{"$f":"TOU_CTabulation[[#This Row],[Base Value]]+TOU_CTabulation[[#This Row],[Over Value]]","v":0}]
[12,16,23,0,0,7,1,0,7,0,0,{"$f":"TOU_CTabulation[[#This Row],[AC System Output (W)]]/1000","v":0},{"$f":"IF(A8427=TOU_CTabulation[[#This Row],[Month]],M8427+TOU_CTabulation[[#This Row],[AC System Output (kW)]],TOU_CTabulation[[#This Row],[AC System Output (kW)]])","v":173.52260899999987},{"$f":"VLOOKUP(TOU_CTabulation[[#This Row],[Month]],Season,2)","v":"Winter"},{"$f":"VLOOKUP(TOU_CTabulation[[#This Row],[Season]],CRate,2)","v":10.5},{"$f":"IF(A8429>TOU_CTabulation[[#This Row],[Month]],TOU_CTabulation[[#This Row],[Day]]*TOU_CTabulation[[#This Row],[Base Allow]],0)","v":0},{"$f":"IF(A8429>TOU_CTabulation[[#This Row],[Month]],TOU_CTabulation[[#This Row],[Month Cumm]],0)","v":0},{"$f":"IF(TOU_CTabulation[[#This Row],[Month Base Gen]]=0,0,TOU_CTabulation[[#This Row],[Month Base Gen]]-TOU_CTabulation[[#This Row],[Day]]*TOU_CTabulation[[#This Row],[Base Allow]])","v":0},{"$f":"VLOOKUP(TOU_CTabulation[[#This Row],[Hour]],daypart,2)","v":"All"},{"$f":"TOU_CTabulation[[#This Row],[Season]]&TOU_CTabulation[[#This Row],[Day-Part]]","v":"WinterAll"},{"$f":"VLOOKUP(TOU_CTabulation[[#This Row],[Daypart]],TOUC,2)","v":0.25901999999999997},{"$f":"VLOOKUP(TOU_CTabulation[[#This Row],[Daypart]],TOUC,3)","v":0.32596000000000003},{"$f":"TOU_CTabulation[[#This Row],[Month Base Allow]]*TOU_CTabulation[[#This Row],[Base Rate]]","v":0},{"$f":"TOU_CTabulation[[#This Row],[Month Overbase Gen]]*TOU_CTabulation[[#This Row],[Over Rate]]","v":0},{"$f":"TOU_CTabulation[[#This Row],[Base Value]]+TOU_CTabulation[[#This Row],[Over Value]]","v":0}]
[12,17,11,876,84,15,3,790.49699999999996,33.405999999999999,2594.6579999999999,2496.2959999999998,{"$f":"TOU_CTabulation[[#This Row],[AC System Output (W)]]/1000","v":2.4962959999999996},{"$f":"IF(A8439=TOU_CTabulation[[#This Row],[Month]],M8439+TOU_CTabulation[[#This Row],[AC System Output (kW)]],TOU_CTabulation[[#This Row],[AC System Output (kW)]])","v":179.8218619999999},{"$f":"VLOOKUP(TOU_CTabulation[[#This Row],[Month]],Season,2)","v":"Winter"},{"$f":"VLOOKUP(TOU_CTabulation[[#This Row],[Season]],CRate,2)","v":10.5},{"$f":"IF(A8441>TOU_CTabulation[[#This Row],[Month]],TOU_CTabulation[[#This Row],[Day]]*TOU_CTabulation[[#This Row],[Base Allow]],0)","v":0},{"$f":"IF(A8441>TOU_CTabulation[[#This Row],[Month]],TOU_CTabulation[[#This Row],[Month Cumm]],0)","v":0},{"$f":"IF(TOU_CTabulation[[#This Row],[Month Base Gen]]=0,0,TOU_CTabulation[[#This Row],[Month Base Gen]]-TOU_CTabulation[[#This Row],[Day]]*TOU_CTabulation[[#This Row],[Base Allow]])","v":0},{"$f":"VLOOKUP(TOU_CTabulation[[#This Row],[Hour]],daypart,2)","v":"All"},{"$f":"TOU_CTabulation[[#This Row],[Season]]&TOU_CTabulation[[#This Row],[Day-Part]]","v":"WinterAll"},{"$f":"VLOOKUP(TOU_CTabulation[[#This Row],[Daypart]],TOUC,2)","v":0.25901999999999997},{"$f":"VLOOKUP(TOU_CTabulation[[#This Row],[Daypart]],TOUC,3)","v":0.32596000000000003},{"$f":"TOU_CTabulation[[#This Row],[Month Base Allow]]*TOU_CTabulation[[#This Row],[Base Rate]]","v":0},{"$f":"TOU_CTabulation[[#This Row],[Month Overbase Gen]]*TOU_CTabulation[[#This Row],[Over Rate]]","v":0},{"$f":"TOU_CTabulation[[#This Row],[Base Value]]+TOU_CTabulation[[#This Row],[Over Value]]","v":0}]
[12,17,16,286,19,11,1,105.239,13.433999999999999,320.41000000000003,293.76299999999998,{"$f":"TOU_CTabulation[[#This Row],[AC System Output (W)]]/1000","v":0.293763},{"$f":"IF(A8444=TOU_CTabulation[[#This Row],[Month]],M8444+TOU_CTabulation[[#This Row],[AC System Output (kW)]],TOU_CTabulation[[#This Row],[AC System Output (kW)]])","v":186.92652799999993},{"$f":"VLOOKUP(TOU_CTabulation[[#This Row],[Month]],Season,2)","v":"Winter"},{"$f":"VLOOKUP(TOU_CTabulation[[#This Row],[Season]],CRate,2)","v":10.5},{"$f":"IF(A8446>TOU_CTabulation[[#This Row],[Month]],TOU_CTabulation[[#This Row],[Day]]*TOU_CTabulation[[#This Row],[Base Allow]],0)","v":0},{"$f":"IF(A8446>TOU_CTabulation[[#This Row],[Month]],TOU_CTabulation[[#This Row],[Month Cumm]],0)","v":0},{"$f":"IF(TOU_CTabulation[[#This Row],[Month Base Gen]]=0,0,TOU_CTabulation[[#This Row],[Month Base Gen]]-TOU_CTabulation[[#This Row],[Day]]*TOU_CTabulation[[#This Row],[Base Allow]])","v":0},{"$f":"VLOOKUP(TOU_CTabulation[[#This Row],[Hour]],daypart,2)","v":"All"},{"$f":"TOU_CTabulation[[#This Row],[Season]]&TOU_CTabulation[[#This Row],[Day-Part]]","v":"WinterAll"},{"$f":"VLOOKUP(TOU_CTabulation[[#This Row],[Daypart]],TOUC,2)","v":0.25901999999999997},{"$f":"VLOOKUP(TOU_CTabulation[[#This Row],[Daypart]],TOUC,3)","v":0.32596000000000003},{"$f":"TOU_CTabulation[[#This Row],[Month Base Allow]]*TOU_CTabulation[[#This Row],[Base Rate]]","v":0},{"$f":"TOU_CTabulation[[#This Row],[Month Overbase Gen]]*TOU_CTabulation[[#This Row],[Over Rate]]","v":0},{"$f":"TOU_CTabulation[[#This Row],[Base Value]]+TOU_CTabulation[[#This Row],[Over Value]]","v":0}]
[12,18,1,0,0,6,3,0,6,0,0,{"$f":"TOU_CTabulation[[#This Row],[AC System Output (W)]]/1000","v":0},{"$f":"IF(A8453=TOU_CTabulation[[#This Row],[Month]],M8453+TOU_CTabulation[[#This Row],[AC System Output (kW)]],TOU_CTabulation[[#This Row],[AC System Output (kW)]])","v":186.92652799999993},{"$f":"VLOOKUP(TOU_CTabulation[[#This Row],[Month]],Season,2)","v":"Winter"},{"$f":"VLOOKUP(TOU_CTabulation[[#This Row],[Season]],CRate,2)","v":10.5},{"$f":"IF(A8455>TOU_CTabulation[[#This Row],[Month]],TOU_CTabulation[[#This Row],[Day]]*TOU_CTabulation[[#This Row],[Base Allow]],0)","v":0},{"$f":"IF(A8455>TOU_CTabulation[[#This Row],[Month]],TOU_CTabulation[[#This Row],[Month Cumm]],0)","v":0},{"$f":"IF(TOU_CTabulation[[#This Row],[Month Base Gen]]=0,0,TOU_CTabulation[[#This Row],[Month Base Gen]]-TOU_CTabulation[[#This Row],[Day]]*TOU_CTabulation[[#This Row],[Base Allow]])","v":0},{"$f":"VLOOKUP(TOU_CTabulation[[#This Row],[Hour]],daypart,2)","v":"All"},{"$f":"TOU_CTabulation[[#This Row],[Season]]&TOU_CTabulation[[#This Row],[Day-Part]]","v":"WinterAll"},{"$f":"VLOOKUP(TOU_CTabulation[[#This Row],[Daypart]],TOUC,2)","v":0.25901999999999997},{"$f":"VLOOKUP(TOU_CTabulation[[#This Row],[Daypart]],TOUC,3)","v":0.32596000000000003},{"$f":"TOU_CTabulation[[#This Row],[Month Base Allow]]*TOU_CTabulation[[#This Row],[Base Rate]]","v":0},{"$f":"TOU_CTabulation[[#This Row],[Month Overbase Gen]]*TOU_CTabulation[[#This Row],[Over Rate]]","v":0},{"$f":"TOU_CTabulation[[#This Row],[Base Value]]+TOU_CTabulation[[#This Row],[Over Value]]","v":0}]
[12,18,10,845,73,14,4,701.83399999999995,28.983000000000001,2343.393,2255.317,{"$f":"TOU_CTabulation[[#This Row],[AC System Output (W)]]/1000","v":2.2553169999999998},{"$f":"IF(A8462=TOU_CTabulation[[#This Row],[Month]],M8462+TOU_CTabulation[[#This Row],[AC System Output (kW)]],TOU_CTabulation[[#This Row],[AC System Output (kW)]])","v":192.44542699999991},{"$f":"VLOOKUP(TOU_CTabulation[[#This Row],[Month]],Season,2)","v":"Winter"},{"$f":"VLOOKUP(TOU_CTabulation[[#This Row],[Season]],CRate,2)","v":10.5},{"$f":"IF(A8464>TOU_CTabulation[[#This Row],[Month]],TOU_CTabulation[[#This Row],[Day]]*TOU_CTabulation[[#This Row],[Base Allow]],0)","v":0},{"$f":"IF(A8464>TOU_CTabulation[[#This Row],[Month]],TOU_CTabulation[[#This Row],[Month Cumm]],0)","v":0},{"$f":"IF(TOU_CTabulation[[#This Row],[Month Base Gen]]=0,0,TOU_CTabulation[[#This Row],[Month Base Gen]]-TOU_CTabulation[[#This Row],[Day]]*TOU_CTabulation[[#This Row],[Base Allow]])","v":0},{"$f":"VLOOKUP(TOU_CTabulation[[#This Row],[Hour]],daypart,2)","v":"All"},{"$f":"TOU_CTabulation[[#This Row],[Season]]&TOU_CTabulation[[#This Row],[Day-Part]]","v":"WinterAll"},{"$f":"VLOOKUP(TOU_CTabulation[[#This Row],[Daypart]],TOUC,2)","v":0.25901999999999997},{"$f":"VLOOKUP(TOU_CTabulation[[#This Row],[Daypart]],TOUC,3)","v":0.32596000000000003},{"$f":"TOU_CTabulation[[#This Row],[Month Base Allow]]*TOU_CTabulation[[#This Row],[Base Rate]]","v":0},{"$f":"TOU_CTabulation[[#This Row],[Month Overbase Gen]]*TOU_CTabulation[[#This Row],[Over Rate]]","v":0},{"$f":"TOU_CTabulation[[#This Row],[Base Value]]+TOU_CTabulation[[#This Row],[Over Value]]","v":0}]
[12,18,18,0,0,8,2,0,8,0,0,{"$f":"TOU_CTabulation[[#This Row],[AC System Output (W)]]/1000","v":0},{"$f":"IF(A8470=TOU_CTabulation[[#This Row],[Month]],M8470+TOU_CTabulation[[#This Row],[AC System Output (kW)]],TOU_CTabulation[[#This Row],[AC System Output (kW)]])","v":200.05809199999993},{"$f":"VLOOKUP(TOU_CTabulation[[#This Row],[Month]],Season,2)","v":"Winter"},{"$f":"VLOOKUP(TOU_CTabulation[[#This Row],[Season]],CRate,2)","v":10.5},{"$f":"IF(A8472>TOU_CTabulation[[#This Row],[Month]],TOU_CTabulation[[#This Row],[Day]]*TOU_CTabulation[[#This Row],[Base Allow]],0)","v":0},{"$f":"IF(A8472>TOU_CTabulation[[#This Row],[Month]],TOU_CTabulation[[#This Row],[Month Cumm]],0)","v":0},{"$f":"IF(TOU_CTabulation[[#This Row],[Month Base Gen]]=0,0,TOU_CTabulation[[#This Row],[Month Base Gen]]-TOU_CTabulation[[#This Row],[Day]]*TOU_CTabulation[[#This Row],[Base Allow]])","v":0},{"$f":"VLOOKUP(TOU_CTabulation[[#This Row],[Hour]],daypart,2)","v":"All"},{"$f":"TOU_CTabulation[[#This Row],[Season]]&TOU_CTabulation[[#This Row],[Day-Part]]","v":"WinterAll"},{"$f":"VLOOKUP(TOU_CTabulation[[#This Row],[Daypart]],TOUC,2)","v":0.25901999999999997},{"$f":"VLOOKUP(TOU_CTabulation[[#This Row],[Daypart]],TOUC,3)","v":0.32596000000000003},{"$f":"TOU_CTabulation[[#This Row],[Month Base Allow]]*TOU_CTabulation[[#This Row],[Base Rate]]","v":0},{"$f":"TOU_CTabulation[[#This Row],[Month Overbase Gen]]*TOU_CTabulation[[#This Row],[Over Rate]]","v":0},{"$f":"TOU_CTabulation[[#This Row],[Base Value]]+TOU_CTabulation[[#This Row],[Over Value]]","v":0}]
[12,19,0,0,0,6,3,0,6,0,0,{"$f":"TOU_CTabulation[[#This Row],[AC System Output (W)]]/1000","v":0},{"$f":"IF(A8476=TOU_CTabulation[[#This Row],[Month]],M8476+TOU_CTabulation[[#This Row],[AC System Output (kW)]],TOU_CTabulation[[#This Row],[AC System Output (kW)]])","v":200.05809199999993},{"$f":"VLOOKUP(TOU_CTabulation[[#This Row],[Month]],Season,2)","v":"Winter"},{"$f":"VLOOKUP(TOU_CTabulation[[#This Row],[Season]],CRate,2)","v":10.5},{"$f":"IF(A8478>TOU_CTabulation[[#This Row],[Month]],TOU_CTabulation[[#This Row],[Day]]*TOU_CTabulation[[#This Row],[Base Allow]],0)","v":0},{"$f":"IF(A8478>TOU_CTabulation[[#This Row],[Month]],TOU_CTabulation[[#This Row],[Month Cumm]],0)","v":0},{"$f":"IF(TOU_CTabulation[[#This Row],[Month Base Gen]]=0,0,TOU_CTabulation[[#This Row],[Month Base Gen]]-TOU_CTabulation[[#This Row],[Day]]*TOU_CTabulation[[#This Row],[Base Allow]])","v":0},{"$f":"VLOOKUP(TOU_CTabulation[[#This Row],[Hour]],daypart,2)","v":"All"},{"$f":"TOU_CTabulation[[#This Row],[Season]]&TOU_CTabulation[[#This Row],[Day-Part]]","v":"WinterAll"},{"$f":"VLOOKUP(TOU_CTabulation[[#This Row],[Daypart]],TOUC,2)","v":0.25901999999999997},{"$f":"VLOOKUP(TOU_CTabulation[[#This Row],[Daypart]],TOUC,3)","v":0.32596000000000003},{"$f":"TOU_CTabulation[[#This Row],[Month Base Allow]]*TOU_CTabulation[[#This Row],[Base Rate]]","v":0},{"$f":"TOU_CTabulation[[#This Row],[Month Overbase Gen]]*TOU_CTabulation[[#This Row],[Over Rate]]","v":0},{"$f":"TOU_CTabulation[[#This Row],[Base Value]]+TOU_CTabulation[[#This Row],[Over Value]]","v":0}]
[12,19,3,0,0,7,4,0,7,0,0,{"$f":"TOU_CTabulation[[#This Row],[AC System Output (W)]]/1000","v":0},{"$f":"IF(A8479=TOU_CTabulation[[#This Row],[Month]],M8479+TOU_CTabulation[[#This Row],[AC System Output (kW)]],TOU_CTabulation[[#This Row],[AC System Output (kW)]])","v":200.05809199999993},{"$f":"VLOOKUP(TOU_CTabulation[[#This Row],[Month]],Season,2)","v":"Winter"},{"$f":"VLOOKUP(TOU_CTabulation[[#This Row],[Season]],CRate,2)","v":10.5},{"$f":"IF(A8481>TOU_CTabulation[[#This Row],[Month]],TOU_CTabulation[[#This Row],[Day]]*TOU_CTabulation[[#This Row],[Base Allow]],0)","v":0},{"$f":"IF(A8481>TOU_CTabulation[[#This Row],[Month]],TOU_CTabulation[[#This Row],[Month Cumm]],0)","v":0},{"$f":"IF(TOU_CTabulation[[#This Row],[Month Base Gen]]=0,0,TOU_CTabulation[[#This Row],[Month Base Gen]]-TOU_CTabulation[[#This Row],[Day]]*TOU_CTabulation[[#This Row],[Base Allow]])","v":0},{"$f":"VLOOKUP(TOU_CTabulation[[#This Row],[Hour]],daypart,2)","v":"All"},{"$f":"TOU_CTabulation[[#This Row],[Season]]&TOU_CTabulation[[#This Row],[Day-Part]]","v":"WinterAll"},{"$f":"VLOOKUP(TOU_CTabulation[[#This Row],[Daypart]],TOUC,2)","v":0.25901999999999997},{"$f":"VLOOKUP(TOU_CTabulation[[#This Row],[Daypart]],TOUC,3)","v":0.32596000000000003},{"$f":"TOU_CTabulation[[#This Row],[Month Base Allow]]*TOU_CTabulation[[#This Row],[Base Rate]]","v":0},{"$f":"TOU_CTabulation[[#This Row],[Month Overbase Gen]]*TOU_CTabulation[[#This Row],[Over Rate]]","v":0},{"$f":"TOU_CTabulation[[#This Row],[Base Value]]+TOU_CTabulation[[#This Row],[Over Value]]","v":0}]
[12,19,14,216,149,17,0,304.28500000000003,30.497,1006.569,963.35,{"$f":"TOU_CTabulation[[#This Row],[AC System Output (W)]]/1000","v":0.96335000000000004},{"$f":"IF(A8490=TOU_CTabulation[[#This Row],[Month]],M8490+TOU_CTabulation[[#This Row],[AC System Output (kW)]],TOU_CTabulation[[#This Row],[AC System Output (kW)]])","v":209.64819799999992},{"$f":"VLOOKUP(TOU_CTabulation[[#This Row],[Month]],Season,2)","v":"Winter"},{"$f":"VLOOKUP(TOU_CTabulation[[#This Row],[Season]],CRate,2)","v":10.5},{"$f":"IF(A8492>TOU_CTabulation[[#This Row],[Month]],TOU_CTabulation[[#This Row],[Day]]*TOU_CTabulation[[#This Row],[Base Allow]],0)","v":0},{"$f":"IF(A8492>TOU_CTabulation[[#This Row],[Month]],TOU_CTabulation[[#This Row],[Month Cumm]],0)","v":0},{"$f":"IF(TOU_CTabulation[[#This Row],[Month Base Gen]]=0,0,TOU_CTabulation[[#This Row],[Month Base Gen]]-TOU_CTabulation[[#This Row],[Day]]*TOU_CTabulation[[#This Row],[Base Allow]])","v":0},{"$f":"VLOOKUP(TOU_CTabulation[[#This Row],[Hour]],daypart,2)","v":"All"},{"$f":"TOU_CTabulation[[#This Row],[Season]]&TOU_CTabulation[[#This Row],[Day-Part]]","v":"WinterAll"},{"$f":"VLOOKUP(TOU_CTabulation[[#This Row],[Daypart]],TOUC,2)","v":0.25901999999999997},{"$f":"VLOOKUP(TOU_CTabulation[[#This Row],[Daypart]],TOUC,3)","v":0.32596000000000003},{"$f":"TOU_CTabulation[[#This Row],[Month Base Allow]]*TOU_CTabulation[[#This Row],[Base Rate]]","v":0},{"$f":"TOU_CTabulation[[#This Row],[Month Overbase Gen]]*TOU_CTabulation[[#This Row],[Over Rate]]","v":0},{"$f":"TOU_CTabulation[[#This Row],[Base Value]]+TOU_CTabulation[[#This Row],[Over Value]]","v":0}]
[12,19,20,0,0,10,1,0,10,0,0,{"$f":"TOU_CTabulation[[#This Row],[AC System Output (W)]]/1000","v":0},{"$f":"IF(A8496=TOU_CTabulation[[#This Row],[Month]],M8496+TOU_CTabulation[[#This Row],[AC System Output (kW)]],TOU_CTabulation[[#This Row],[AC System Output (kW)]])","v":210.16175199999992},{"$f":"VLOOKUP(TOU_CTabulation[[#This Row],[Month]],Season,2)","v":"Winter"},{"$f":"VLOOKUP(TOU_CTabulation[[#This Row],[Season]],CRate,2)","v":10.5},{"$f":"IF(A8498>TOU_CTabulation[[#This Row],[Month]],TOU_CTabulation[[#This Row],[Day]]*TOU_CTabulation[[#This Row],[Base Allow]],0)","v":0},{"$f":"IF(A8498>TOU_CTabulation[[#This Row],[Month]],TOU_CTabulation[[#This Row],[Month Cumm]],0)","v":0},{"$f":"IF(TOU_CTabulation[[#This Row],[Month Base Gen]]=0,0,TOU_CTabulation[[#This Row],[Month Base Gen]]-TOU_CTabulation[[#This Row],[Day]]*TOU_CTabulation[[#This Row],[Base Allow]])","v":0},{"$f":"VLOOKUP(TOU_CTabulation[[#This Row],[Hour]],daypart,2)","v":"All"},{"$f":"TOU_CTabulation[[#This Row],[Season]]&TOU_CTabulation[[#This Row],[Day-Part]]","v":"WinterAll"},{"$f":"VLOOKUP(TOU_CTabulation[[#This Row],[Daypart]],TOUC,2)","v":0.25901999999999997},{"$f":"VLOOKUP(TOU_CTabulation[[#This Row],[Daypart]],TOUC,3)","v":0.32596000000000003},{"$f":"TOU_CTabulation[[#This Row],[Month Base Allow]]*TOU_CTabulation[[#This Row],[Base Rate]]","v":0},{"$f":"TOU_CTabulation[[#This Row],[Month Overbase Gen]]*TOU_CTabulation[[#This Row],[Over Rate]]","v":0},{"$f":"TOU_CTabulation[[#This Row],[Base Value]]+TOU_CTabulation[[#This Row],[Over Value]]","v":0}]
[12,20,4,0,0,9,1,0,9,0,0,{"$f":"TOU_CTabulation[[#This Row],[AC System Output (W)]]/1000","v":0},{"$f":"IF(A8504=TOU_CTabulation[[#This Row],[Month]],M8504+TOU_CTabulation[[#This Row],[AC System Output (kW)]],TOU_CTabulation[[#This Row],[AC System Output (kW)]])","v":210.16175199999992},{"$f":"VLOOKUP(TOU_CTabulation[[#This Row],[Month]],Season,2)","v":"Winter"},{"$f":"VLOOKUP(TOU_CTabulation[[#This Row],[Season]],CRate,2)","v":10.5},{"$f":"IF(A8506>TOU_CTabulation[[#This Row],[Month]],TOU_CTabulation[[#This Row],[Day]]*TOU_CTabulation[[#This Row],[Base Allow]],0)","v":0},{"$f":"IF(A8506>TOU_CTabulation[[#This Row],[Month]],TOU_CTabulation[[#This Row],[Month Cumm]],0)","v":0},{"$f":"IF(TOU_CTabulation[[#This Row],[Month Base Gen]]=0,0,TOU_CTabulation[[#This Row],[Month Base Gen]]-TOU_CTabulation[[#This Row],[Day]]*TOU_CTabulation[[#This Row],[Base Allow]])","v":0},{"$f":"VLOOKUP(TOU_CTabulation[[#This Row],[Hour]],daypart,2)","v":"All"},{"$f":"TOU_CTabulation[[#This Row],[Season]]&TOU_CTabulation[[#This Row],[Day-Part]]","v":"WinterAll"},{"$f":"VLOOKUP(TOU_CTabulation[[#This Row],[Daypart]],TOUC,2)","v":0.25901999999999997},{"$f":"VLOOKUP(TOU_CTabulation[[#This Row],[Daypart]],TOUC,3)","v":0.32596000000000003},{"$f":"TOU_CTabulation[[#This Row],[Month Base Allow]]*TOU_CTabulation[[#This Row],[Base Rate]]","v":0},{"$f":"TOU_CTabulation[[#This Row],[Month Overbase Gen]]*TOU_CTabulation[[#This Row],[Over Rate]]","v":0},{"$f":"TOU_CTabulation[[#This Row],[Base Value]]+TOU_CTabulation[[#This Row],[Over Value]]","v":0}]
[12,20,13,807,86,16,2,690.78200000000004,33.219000000000001,2260.5300000000002,2175.7170000000001,{"$f":"TOU_CTabulation[[#This Row],[AC System Output (W)]]/1000","v":2.1757170000000001},{"$f":"IF(A8513=TOU_CTabulation[[#This Row],[Month]],M8513+TOU_CTabulation[[#This Row],[AC System Output (kW)]],TOU_CTabulation[[#This Row],[AC System Output (kW)]])","v":217.14442799999992},{"$f":"VLOOKUP(TOU_CTabulation[[#This Row],[Month]],Season,2)","v":"Winter"},{"$f":"VLOOKUP(TOU_CTabulation[[#This Row],[Season]],CRate,2)","v":10.5},{"$f":"IF(A8515>TOU_CTabulation[[#This Row],[Month]],TOU_CTabulation[[#This Row],[Day]]*TOU_CTabulation[[#This Row],[Base Allow]],0)","v":0},{"$f":"IF(A8515>TOU_CTabulation[[#This Row],[Month]],TOU_CTabulation[[#This Row],[Month Cumm]],0)","v":0},{"$f":"IF(TOU_CTabulation[[#This Row],[Month Base Gen]]=0,0,TOU_CTabulation[[#This Row],[Month Base Gen]]-TOU_CTabulation[[#This Row],[Day]]*TOU_CTabulation[[#This Row],[Base Allow]])","v":0},{"$f":"VLOOKUP(TOU_CTabulation[[#This Row],[Hour]],daypart,2)","v":"All"},{"$f":"TOU_CTabulation[[#This Row],[Season]]&TOU_CTabulation[[#This Row],[Day-Part]]","v":"WinterAll"},{"$f":"VLOOKUP(TOU_CTabulation[[#This Row],[Daypart]],TOUC,2)","v":0.25901999999999997},{"$f":"VLOOKUP(TOU_CTabulation[[#This Row],[Daypart]],TOUC,3)","v":0.32596000000000003},{"$f":"TOU_CTabulation[[#This Row],[Month Base Allow]]*TOU_CTabulation[[#This Row],[Base Rate]]","v":0},{"$f":"TOU_CTabulation[[#This Row],[Month Overbase Gen]]*TOU_CTabulation[[#This Row],[Over Rate]]","v":0},{"$f":"TOU_CTabulation[[#This Row],[Base Value]]+TOU_CTabulation[[#This Row],[Over Value]]","v":0}]
[12,20,21,0,0,9,0,0,9,0,0,{"$f":"TOU_CTabulation[[#This Row],[AC System Output (W)]]/1000","v":0},{"$f":"IF(A8521=TOU_CTabulation[[#This Row],[Month]],M8521+TOU_CTabulation[[#This Row],[AC System Output (kW)]],TOU_CTabulation[[#This Row],[AC System Output (kW)]])","v":220.10202499999991},{"$f":"VLOOKUP(TOU_CTabulation[[#This Row],[Month]],Season,2)","v":"Winter"},{"$f":"VLOOKUP(TOU_CTabulation[[#This Row],[Season]],CRate,2)","v":10.5},{"$f":"IF(A8523>TOU_CTabulation[[#This Row],[Month]],TOU_CTabulation[[#This Row],[Day]]*TOU_CTabulation[[#This Row],[Base Allow]],0)","v":0},{"$f":"IF(A8523>TOU_CTabulation[[#This Row],[Month]],TOU_CTabulation[[#This Row],[Month Cumm]],0)","v":0},{"$f":"IF(TOU_CTabulation[[#This Row],[Month Base Gen]]=0,0,TOU_CTabulation[[#This Row],[Month Base Gen]]-TOU_CTabulation[[#This Row],[Day]]*TOU_CTabulation[[#This Row],[Base Allow]])","v":0},{"$f":"VLOOKUP(TOU_CTabulation[[#This Row],[Hour]],daypart,2)","v":"All"},{"$f":"TOU_CTabulation[[#This Row],[Season]]&TOU_CTabulation[[#This Row],[Day-Part]]","v":"WinterAll"},{"$f":"VLOOKUP(TOU_CTabulation[[#This Row],[Daypart]],TOUC,2)","v":0.25901999999999997},{"$f":"VLOOKUP(TOU_CTabulation[[#This Row],[Daypart]],TOUC,3)","v":0.32596000000000003},{"$f":"TOU_CTabulation[[#This Row],[Month Base Allow]]*TOU_CTabulation[[#This Row],[Base Rate]]","v":0},{"$f":"TOU_CTabulation[[#This Row],[Month Overbase Gen]]*TOU_CTabulation[[#This Row],[Over Rate]]","v":0},{"$f":"TOU_CTabulation[[#This Row],[Base Value]]+TOU_CTabulation[[#This Row],[Over Value]]","v":0}]
[12,21,6,0,0,9,0,0,9,0,0,{"$f":"TOU_CTabulation[[#This Row],[AC System Output (W)]]/1000","v":0},{"$f":"IF(A8530=TOU_CTabulation[[#This Row],[Month]],M8530+TOU_CTabulation[[#This Row],[AC System Output (kW)]],TOU_CTabulation[[#This Row],[AC System Output (kW)]])","v":220.10202499999991},{"$f":"VLOOKUP(TOU_CTabulation[[#This Row],[Month]],Season,2)","v":"Winter"},{"$f":"VLOOKUP(TOU_CTabulation[[#This Row],[Season]],CRate,2)","v":10.5},{"$f":"IF(A8532>TOU_CTabulation[[#This Row],[Month]],TOU_CTabulation[[#This Row],[Day]]*TOU_CTabulation[[#This Row],[Base Allow]],0)","v":0},{"$f":"IF(A8532>TOU_CTabulation[[#This Row],[Month]],TOU_CTabulation[[#This Row],[Month Cumm]],0)","v":0},{"$f":"IF(TOU_CTabulation[[#This Row],[Month Base Gen]]=0,0,TOU_CTabulation[[#This Row],[Month Base Gen]]-TOU_CTabulation[[#This Row],[Day]]*TOU_CTabulation[[#This Row],[Base Allow]])","v":0},{"$f":"VLOOKUP(TOU_CTabulation[[#This Row],[Hour]],daypart,2)","v":"All"},{"$f":"TOU_CTabulation[[#This Row],[Season]]&TOU_CTabulation[[#This Row],[Day-Part]]","v":"WinterAll"},{"$f":"VLOOKUP(TOU_CTabulation[[#This Row],[Daypart]],TOUC,2)","v":0.25901999999999997},{"$f":"VLOOKUP(TOU_CTabulation[[#This Row],[Daypart]],TOUC,3)","v":0.32596000000000003},{"$f":"TOU_CTabulation[[#This Row],[Month Base Allow]]*TOU_CTabulation[[#This Row],[Base Rate]]","v":0},{"$f":"TOU_CTabulation[[#This Row],[Month Overbase Gen]]*TOU_CTabulation[[#This Row],[Over Rate]]","v":0},{"$f":"TOU_CTabulation[[#This Row],[Base Value]]+TOU_CTabulation[[#This Row],[Over Value]]","v":0}]
[12,21,7,0,11,9,0,10.412000000000001,6.508,38.893999999999998,17.78,{"$f":"TOU_CTabulation[[#This Row],[AC System Output (W)]]/1000","v":1.7780000000000001E-2},{"$f":"IF(A8531=TOU_CTabulation[[#This Row],[Month]],M8531+TOU_CTabulation[[#This Row],[AC System Output (kW)]],TOU_CTabulation[[#This Row],[AC System Output (kW)]])","v":220.1198049999999},{"$f":"VLOOKUP(TOU_CTabulation[[#This Row],[Month]],Season,2)","v":"Winter"},{"$f":"VLOOKUP(TOU_CTabulation[[#This Row],[Season]],CRate,2)","v":10.5},{"$f":"IF(A8533>TOU_CTabulation[[#This Row],[Month]],TOU_CTabulation[[#This Row],[Day]]*TOU_CTabulation[[#This Row],[Base Allow]],0)","v":0},{"$f":"IF(A8533>TOU_CTabulation[[#This Row],[Month]],TOU_CTabulation[[#This Row],[Month Cumm]],0)","v":0},{"$f":"IF(TOU_CTabulation[[#This Row],[Month Base Gen]]=0,0,TOU_CTabulation[[#This Row],[Month Base Gen]]-TOU_CTabulation[[#This Row],[Day]]*TOU_CTabulation[[#This Row],[Base Allow]])","v":0},{"$f":"VLOOKUP(TOU_CTabulation[[#This Row],[Hour]],daypart,2)","v":"All"},{"$f":"TOU_CTabulation[[#This Row],[Season]]&TOU_CTabulation[[#This Row],[Day-Part]]","v":"WinterAll"},{"$f":"VLOOKUP(TOU_CTabulation[[#This Row],[Daypart]],TOUC,2)","v":0.25901999999999997},{"$f":"VLOOKUP(TOU_CTabulation[[#This Row],[Daypart]],TOUC,3)","v":0.32596000000000003},{"$f":"TOU_CTabulation[[#This Row],[Month Base Allow]]*TOU_CTabulation[[#This Row],[Base Rate]]","v":0},{"$f":"TOU_CTabulation[[#This Row],[Month Overbase Gen]]*TOU_CTabulation[[#This Row],[Over Rate]]","v":0},{"$f":"TOU_CTabulation[[#This Row],[Base Value]]+TOU_CTabulation[[#This Row],[Over Value]]","v":0}]
[12,21,15,0,3,11,1,2.8370000000000002,8.7550000000000008,10.494,0,{"$f":"TOU_CTabulation[[#This Row],[AC System Output (W)]]/1000","v":0},{"$f":"IF(A8539=TOU_CTabulation[[#This Row],[Month]],M8539+TOU_CTabulation[[#This Row],[AC System Output (kW)]],TOU_CTabulation[[#This Row],[AC System Output (kW)]])","v":226.34520599999993},{"$f":"VLOOKUP(TOU_CTabulation[[#This Row],[Month]],Season,2)","v":"Winter"},{"$f":"VLOOKUP(TOU_CTabulation[[#This Row],[Season]],CRate,2)","v":10.5},{"$f":"IF(A8541>TOU_CTabulation[[#This Row],[Month]],TOU_CTabulation[[#This Row],[Day]]*TOU_CTabulation[[#This Row],[Base Allow]],0)","v":0},{"$f":"IF(A8541>TOU_CTabulation[[#This Row],[Month]],TOU_CTabulation[[#This Row],[Month Cumm]],0)","v":0},{"$f":"IF(TOU_CTabulation[[#This Row],[Month Base Gen]]=0,0,TOU_CTabulation[[#This Row],[Month Base Gen]]-TOU_CTabulation[[#This Row],[Day]]*TOU_CTabulation[[#This Row],[Base Allow]])","v":0},{"$f":"VLOOKUP(TOU_CTabulation[[#This Row],[Hour]],daypart,2)","v":"All"},{"$f":"TOU_CTabulation[[#This Row],[Season]]&TOU_CTabulation[[#This Row],[Day-Part]]","v":"WinterAll"},{"$f":"VLOOKUP(TOU_CTabulation[[#This Row],[Daypart]],TOUC,2)","v":0.25901999999999997},{"$f":"VLOOKUP(TOU_CTabulation[[#This Row],[Daypart]],TOUC,3)","v":0.32596000000000003},{"$f":"TOU_CTabulation[[#This Row],[Month Base Allow]]*TOU_CTabulation[[#This Row],[Base Rate]]","v":0},{"$f":"TOU_CTabulation[[#This Row],[Month Overbase Gen]]*TOU_CTabulation[[#This Row],[Over Rate]]","v":0},{"$f":"TOU_CTabulation[[#This Row],[Base Value]]+TOU_CTabulation[[#This Row],[Over Value]]","v":0}]
[12,21,16,66,21,10,1,44.814999999999998,8.8979999999999997,151.416,128.179,{"$f":"TOU_CTabulation[[#This Row],[AC System Output (W)]]/1000","v":0.12817900000000002},{"$f":"IF(A8540=TOU_CTabulation[[#This Row],[Month]],M8540+TOU_CTabulation[[#This Row],[AC System Output (kW)]],TOU_CTabulation[[#This Row],[AC System Output (kW)]])","v":226.47338499999992},{"$f":"VLOOKUP(TOU_CTabulation[[#This Row],[Month]],Season,2)","v":"Winter"},{"$f":"VLOOKUP(TOU_CTabulation[[#This Row],[Season]],CRate,2)","v":10.5},{"$f":"IF(A8542>TOU_CTabulation[[#This Row],[Month]],TOU_CTabulation[[#This Row],[Day]]*TOU_CTabulation[[#This Row],[Base Allow]],0)","v":0},{"$f":"IF(A8542>TOU_CTabulation[[#This Row],[Month]],TOU_CTabulation[[#This Row],[Month Cumm]],0)","v":0},{"$f":"IF(TOU_CTabulation[[#This Row],[Month Base Gen]]=0,0,TOU_CTabulation[[#This Row],[Month Base Gen]]-TOU_CTabulation[[#This Row],[Day]]*TOU_CTabulation[[#This Row],[Base Allow]])","v":0},{"$f":"VLOOKUP(TOU_CTabulation[[#This Row],[Hour]],daypart,2)","v":"All"},{"$f":"TOU_CTabulation[[#This Row],[Season]]&TOU_CTabulation[[#This Row],[Day-Part]]","v":"WinterAll"},{"$f":"VLOOKUP(TOU_CTabulation[[#This Row],[Daypart]],TOUC,2)","v":0.25901999999999997},{"$f":"VLOOKUP(TOU_CTabulation[[#This Row],[Daypart]],TOUC,3)","v":0.32596000000000003},{"$f":"TOU_CTabulation[[#This Row],[Month Base Allow]]*TOU_CTabulation[[#This Row],[Base Rate]]","v":0},{"$f":"TOU_CTabulation[[#This Row],[Month Overbase Gen]]*TOU_CTabulation[[#This Row],[Over Rate]]","v":0},{"$f":"TOU_CTabulation[[#This Row],[Base Value]]+TOU_CTabulation[[#This Row],[Over Value]]","v":0}]
[12,21,17,0,0,10,2,0,10,0,0,{"$f":"TOU_CTabulation[[#This Row],[AC System Output (W)]]/1000","v":0},{"$f":"IF(A8541=TOU_CTabulation[[#This Row],[Month]],M8541+TOU_CTabulation[[#This Row],[AC System Output (kW)]],TOU_CTabulation[[#This Row],[AC System Output (kW)]])","v":226.47338499999992},{"$f":"VLOOKUP(TOU_CTabulation[[#This Row],[Month]],Season,2)","v":"Winter"},{"$f":"VLOOKUP(TOU_CTabulation[[#This Row],[Season]],CRate,2)","v":10.5},{"$f":"IF(A8543>TOU_CTabulation[[#This Row],[Month]],TOU_CTabulation[[#This Row],[Day]]*TOU_CTabulation[[#This Row],[Base Allow]],0)","v":0},{"$f":"IF(A8543>TOU_CTabulation[[#This Row],[Month]],TOU_CTabulation[[#This Row],[Month Cumm]],0)","v":0},{"$f":"IF(TOU_CTabulation[[#This Row],[Month Base Gen]]=0,0,TOU_CTabulation[[#This Row],[Month Base Gen]]-TOU_CTabulation[[#This Row],[Day]]*TOU_CTabulation[[#This Row],[Base Allow]])","v":0},{"$f":"VLOOKUP(TOU_CTabulation[[#This Row],[Hour]],daypart,2)","v":"All"},{"$f":"TOU_CTabulation[[#This Row],[Season]]&TOU_CTabulation[[#This Row],[Day-Part]]","v":"WinterAll"},{"$f":"VLOOKUP(TOU_CTabulation[[#This Row],[Daypart]],TOUC,2)","v":0.25901999999999997},{"$f":"VLOOKUP(TOU_CTabulation[[#This Row],[Daypart]],TOUC,3)","v":0.32596000000000003},{"$f":"TOU_CTabulation[[#This Row],[Month Base Allow]]*TOU_CTabulation[[#This Row],[Base Rate]]","v":0},{"$f":"TOU_CTabulation[[#This Row],[Month Overbase Gen]]*TOU_CTabulation[[#This Row],[Over Rate]]","v":0},{"$f":"TOU_CTabulation[[#This Row],[Base Value]]+TOU_CTabulation[[#This Row],[Over Value]]","v":0}]
[12,21,18,0,0,10,2,0,10,0,0,{"$f":"TOU_CTabulation[[#This Row],[AC System Output (W)]]/1000","v":0},{"$f":"IF(A8542=TOU_CTabulation[[#This Row],[Month]],M8542+TOU_CTabulation[[#This Row],[AC System Output (kW)]],TOU_CTabulation[[#This Row],[AC System Output (kW)]])","v":226.47338499999992},{"$f":"VLOOKUP(TOU_CTabulation[[#This Row],[Month]],Season,2)","v":"Winter"},{"$f":"VLOOKUP(TOU_CTabulation[[#This Row],[Season]],CRate,2)","v":10.5},{"$f":"IF(A8544>TOU_CTabulation[[#This Row],[Month]],TOU_CTabulation[[#This Row],[Day]]*TOU_CTabulation[[#This Row],[Base Allow]],0)","v":0},{"$f":"IF(A8544>TOU_CTabulation[[#This Row],[Month]],TOU_CTabulation[[#This Row],[Month Cumm]],0)","v":0},{"$f":"IF(TOU_CTabulation[[#This Row],[Month Base Gen]]=0,0,TOU_CTabulation[[#This Row],[Month Base Gen]]-TOU_CTabulation[[#This Row],[Day]]*TOU_CTabulation[[#This Row],[Base Allow]])","v":0},{"$f":"VLOOKUP(TOU_CTabulation[[#This Row],[Hour]],daypart,2)","v":"All"},{"$f":"TOU_CTabulation[[#This Row],[Season]]&TOU_CTabulation[[#This Row],[Day-Part]]","v":"WinterAll"},{"$f":"VLOOKUP(TOU_CTabulation[[#This Row],[Daypart]],TOUC,2)","v":0.25901999999999997},{"$f":"VLOOKUP(TOU_CTabulation[[#This Row],[Daypart]],TOUC,3)","v":0.32596000000000003},{"$f":"TOU_CTabulation[[#This Row],[Month Base Allow]]*TOU_CTabulation[[#This Row],[Base Rate]]","v":0},{"$f":"TOU_CTabulation[[#This Row],[Month Overbase Gen]]*TOU_CTabulation[[#This Row],[Over Rate]]","v":0},{"$f":"TOU_CTabulation[[#This Row],[Base Value]]+TOU_CTabulation[[#This Row],[Over Value]]","v":0}]
[12,21,19,0,0,9,2,0,9,0,0,{"$f":"TOU_CTabulation[[#This Row],[AC System Output (W)]]/1000","v":0},{"$f":"IF(A8543=TOU_CTabulation[[#This Row],[Month]],M8543+TOU_CTabulation[[#This Row],[AC System Output (kW)]],TOU_CTabulation[[#This Row],[AC System Output (kW)]])","v":226.47338499999992},{"$f":"VLOOKUP(TOU_CTabulation[[#This Row],[Month]],Season,2)","v":"Winter"},{"$f":"VLOOKUP(TOU_CTabulation[[#This Row],[Season]],CRate,2)","v":10.5},{"$f":"IF(A8545>TOU_CTabulation[[#This Row],[Month]],TOU_CTabulation[[#This Row],[Day]]*TOU_CTabulation[[#This Row],[Base Allow]],0)","v":0},{"$f":"IF(A8545>TOU_CTabulation[[#This Row],[Month]],TOU_CTabulation[[#This Row],[Month Cumm]],0)","v":0},{"$f":"IF(TOU_CTabulation[[#This Row],[Month Base Gen]]=0,0,TOU_CTabulation[[#This Row],[Month Base Gen]]-TOU_CTabulation[[#This Row],[Day]]*TOU_CTabulation[[#This Row],[Base Allow]])","v":0},{"$f":"VLOOKUP(TOU_CTabulation[[#This Row],[Hour]],daypart,2)","v":"All"},{"$f":"TOU_CTabulation[[#This Row],[Season]]&TOU_CTabulation[[#This Row],[Day-Part]]","v":"WinterAll"},{"$f":"VLOOKUP(TOU_CTabulation[[#This Row],[Daypart]],TOUC,2)","v":0.25901999999999997},{"$f":"VLOOKUP(TOU_CTabulation[[#This Row],[Daypart]],TOUC,3)","v":0.32596000000000003},{"$f":"TOU_CTabulation[[#This Row],[Month Base Allow]]*TOU_CTabulation[[#This Row],[Base Rate]]","v":0},{"$f":"TOU_CTabulation[[#This Row],[Month Overbase Gen]]*TOU_CTabulation[[#This Row],[Over Rate]]","v":0},{"$f":"TOU_CTabulation[[#This Row],[Base Value]]+TOU_CTabulation[[#This Row],[Over Value]]","v":0}]
[12,21,20,0,0,9,3,0,9,0,0,{"$f":"TOU_CTabulation[[#This Row],[AC System Output (W)]]/1000","v":0},{"$f":"IF(A8544=TOU_CTabulation[[#This Row],[Month]],M8544+TOU_CTabulation[[#This Row],[AC System Output (kW)]],TOU_CTabulation[[#This Row],[AC System Output (kW)]])","v":226.47338499999992},{"$f":"VLOOKUP(TOU_CTabulation[[#This Row],[Month]],Season,2)","v":"Winter"},{"$f":"VLOOKUP(TOU_CTabulation[[#This Row],[Season]],CRate,2)","v":10.5},{"$f":"IF(A8546>TOU_CTabulation[[#This Row],[Month]],TOU_CTabulation[[#This Row],[Day]]*TOU_CTabulation[[#This Row],[Base Allow]],0)","v":0},{"$f":"IF(A8546>TOU_CTabulation[[#This Row],[Month]],TOU_CTabulation[[#This Row],[Month Cumm]],0)","v":0},{"$f":"IF(TOU_CTabulation[[#This Row],[Month Base Gen]]=0,0,TOU_CTabulation[[#This Row],[Month Base Gen]]-TOU_CTabulation[[#This Row],[Day]]*TOU_CTabulation[[#This Row],[Base Allow]])","v":0},{"$f":"VLOOKUP(TOU_CTabulation[[#This Row],[Hour]],daypart,2)","v":"All"},{"$f":"TOU_CTabulation[[#This Row],[Season]]&TOU_CTabulation[[#This Row],[Day-Part]]","v":"WinterAll"},{"$f":"VLOOKUP(TOU_CTabulation[[#This Row],[Daypart]],TOUC,2)","v":0.25901999999999997},{"$f":"VLOOKUP(TOU_CTabulation[[#This Row],[Daypart]],TOUC,3)","v":0.32596000000000003},{"$f":"TOU_CTabulation[[#This Row],[Month Base Allow]]*TOU_CTabulation[[#This Row],[Base Rate]]","v":0},{"$f":"TOU_CTabulation[[#This Row],[Month Overbase Gen]]*TOU_CTabulation[[#This Row],[Over Rate]]","v":0},{"$f":"TOU_CTabulation[[#This Row],[Base Value]]+TOU_CTabulation[[#This Row],[Over Value]]","v":0}]
[12,21,21,0,0,8,3,0,8,0,0,{"$f":"TOU_CTabulation[[#This Row],[AC System Output (W)]]/1000","v":0},{"$f":"IF(A8545=TOU_CTabulation[[#This Row],[Month]],M8545+TOU_CTabulation[[#This Row],[AC System Output (kW)]],TOU_CTabulation[[#This Row],[AC System Output (kW)]])","v":226.47338499999992},{"$f":"VLOOKUP(TOU_CTabulation[[#This Row],[Month]],Season,2)","v":"Winter"},{"$f":"VLOOKUP(TOU_CTabulation[[#This Row],[Season]],CRate,2)","v":10.5},{"$f":"IF(A8547>TOU_CTabulation[[#This Row],[Month]],TOU_CTabulation[[#This Row],[Day]]*TOU_CTabulation[[#This Row],[Base Allow]],0)","v":0},{"$f":"IF(A8547>TOU_CTabulation[[#This Row],[Month]],TOU_CTabulation[[#This Row],[Month Cumm]],0)","v":0},{"$f":"IF(TOU_CTabulation[[#This Row],[Month Base Gen]]=0,0,TOU_CTabulation[[#This Row],[Month Base Gen]]-TOU_CTabulation[[#This Row],[Day]]*TOU_CTabulation[[#This Row],[Base Allow]])","v":0},{"$f":"VLOOKUP(TOU_CTabulation[[#This Row],[Hour]],daypart,2)","v":"All"},{"$f":"TOU_CTabulation[[#This Row],[Season]]&TOU_CTabulation[[#This Row],[Day-Part]]","v":"WinterAll"},{"$f":"VLOOKUP(TOU_CTabulation[[#This Row],[Daypart]],TOUC,2)","v":0.25901999999999997},{"$f":"VLOOKUP(TOU_CTabulation[[#This Row],[Daypart]],TOUC,3)","v":0.32596000000000003},{"$f":"TOU_CTabulation[[#This Row],[Month Base Allow]]*TOU_CTabulation[[#This Row],[Base Rate]]","v":0},{"$f":"TOU_CTabulation[[#This Row],[Month Overbase Gen]]*TOU_CTabulation[[#This Row],[Over Rate]]","v":0},{"$f":"TOU_CTabulation[[#This Row],[Base Value]]+TOU_CTabulation[[#This Row],[Over Value]]","v":0}]
[12,21,22,0,0,7,3,0,7,0,0,{"$f":"TOU_CTabulation[[#This Row],[AC System Output (W)]]/1000","v":0},{"$f":"IF(A8546=TOU_CTabulation[[#This Row],[Month]],M8546+TOU_CTabulation[[#This Row],[AC System Output (kW)]],TOU_CTabulation[[#This Row],[AC System Output (kW)]])","v":226.47338499999992},{"$f":"VLOOKUP(TOU_CTabulation[[#This Row],[Month]],Season,2)","v":"Winter"},{"$f":"VLOOKUP(TOU_CTabulation[[#This Row],[Season]],CRate,2)","v":10.5},{"$f":"IF(A8548>TOU_CTabulation[[#This Row],[Month]],TOU_CTabulation[[#This Row],[Day]]*TOU_CTabulation[[#This Row],[Base Allow]],0)","v":0},{"$f":"IF(A8548>TOU_CTabulation[[#This Row],[Month]],TOU_CTabulation[[#This Row],[Month Cumm]],0)","v":0},{"$f":"IF(TOU_CTabulation[[#This Row],[Month Base Gen]]=0,0,TOU_CTabulation[[#This Row],[Month Base Gen]]-TOU_CTabulation[[#This Row],[Day]]*TOU_CTabulation[[#This Row],[Base Allow]])","v":0},{"$f":"VLOOKUP(TOU_CTabulation[[#This Row],[Hour]],daypart,2)","v":"All"},{"$f":"TOU_CTabulation[[#This Row],[Season]]&TOU_CTabulation[[#This Row],[Day-Part]]","v":"WinterAll"},{"$f":"VLOOKUP(TOU_CTabulation[[#This Row],[Daypart]],TOUC,2)","v":0.25901999999999997},{"$f":"VLOOKUP(TOU_CTabulation[[#This Row],[Daypart]],TOUC,3)","v":0.32596000000000003},{"$f":"TOU_CTabulation[[#This Row],[Month Base Allow]]*TOU_CTabulation[[#This Row],[Base Rate]]","v":0},{"$f":"TOU_CTabulation[[#This Row],[Month Overbase Gen]]*TOU_CTabulation[[#This Row],[Over Rate]]","v":0},{"$f":"TOU_CTabulation[[#This Row],[Base Value]]+TOU_CTabulation[[#This Row],[Over Value]]","v":0}]
[12,21,23,0,0,7,3,0,7,0,0,{"$f":"TOU_CTabulation[[#This Row],[AC System Output (W)]]/1000","v":0},{"$f":"IF(A8547=TOU_CTabulation[[#This Row],[Month]],M8547+TOU_CTabulation[[#This Row],[AC System Output (kW)]],TOU_CTabulation[[#This Row],[AC System Output (kW)]])","v":226.47338499999992},{"$f":"VLOOKUP(TOU_CTabulation[[#This Row],[Month]],Season,2)","v":"Winter"},{"$f":"VLOOKUP(TOU_CTabulation[[#This Row],[Season]],CRate,2)","v":10.5},{"$f":"IF(A8549>TOU_CTabulation[[#This Row],[Month]],TOU_CTabulation[[#This Row],[Day]]*TOU_CTabulation[[#This Row],[Base Allow]],0)","v":0},{"$f":"IF(A8549>TOU_CTabulation[[#This Row],[Month]],TOU_CTabulation[[#This Row],[Month Cumm]],0)","v":0},{"$f":"IF(TOU_CTabulation[[#This Row],[Month Base Gen]]=0,0,TOU_CTabulation[[#This Row],[Month Base Gen]]-TOU_CTabulation[[#This Row],[Day]]*TOU_CTabulation[[#This Row],[Base Allow]])","v":0},{"$f":"VLOOKUP(TOU_CTabulation[[#This Row],[Hour]],daypart,2)","v":"All"},{"$f":"TOU_CTabulation[[#This Row],[Season]]&TOU_CTabulation[[#This Row],[Day-Part]]","v":"WinterAll"},{"$f":"VLOOKUP(TOU_CTabulation[[#This Row],[Daypart]],TOUC,2)","v":0.25901999999999997},{"$f":"VLOOKUP(TOU_CTabulation[[#This Row],[Daypart]],TOUC,3)","v":0.32596000000000003},{"$f":"TOU_CTabulation[[#This Row],[Month Base Allow]]*TOU_CTabulation[[#This Row],[Base Rate]]","v":0},{"$f":"TOU_CTabulation[[#This Row],[Month Overbase Gen]]*TOU_CTabulation[[#This Row],[Over Rate]]","v":0},{"$f":"TOU_CTabulation[[#This Row],[Base Value]]+TOU_CTabulation[[#This Row],[Over Value]]","v":0}]
[12,22,0,0,0,7,3,0,7,0,0,{"$f":"TOU_CTabulation[[#This Row],[AC System Output (W)]]/1000","v":0},{"$f":"IF(A8548=TOU_CTabulation[[#This Row],[Month]],M8548+TOU_CTabulation[[#This Row],[AC System Output (kW)]],TOU_CTabulation[[#This Row],[AC System Output (kW)]])","v":226.47338499999992},{"$f":"VLOOKUP(TOU_CTabulation[[#This Row],[Month]],Season,2)","v":"Winter"},{"$f":"VLOOKUP(TOU_CTabulation[[#This Row],[Season]],CRate,2)","v":10.5},{"$f":"IF(A8550>TOU_CTabulation[[#This Row],[Month]],TOU_CTabulation[[#This Row],[Day]]*TOU_CTabulation[[#This Row],[Base Allow]],0)","v":0},{"$f":"IF(A8550>TOU_CTabulation[[#This Row],[Month]],TOU_CTabulation[[#This Row],[Month Cumm]],0)","v":0},{"$f":"IF(TOU_CTabulation[[#This Row],[Month Base Gen]]=0,0,TOU_CTabulation[[#This Row],[Month Base Gen]]-TOU_CTabulation[[#This Row],[Day]]*TOU_CTabulation[[#This Row],[Base Allow]])","v":0},{"$f":"VLOOKUP(TOU_CTabulation[[#This Row],[Hour]],daypart,2)","v":"All"},{"$f":"TOU_CTabulation[[#This Row],[Season]]&TOU_CTabulation[[#This Row],[Day-Part]]","v":"WinterAll"},{"$f":"VLOOKUP(TOU_CTabulation[[#This Row],[Daypart]],TOUC,2)","v":0.25901999999999997},{"$f":"VLOOKUP(TOU_CTabulation[[#This Row],[Daypart]],TOUC,3)","v":0.32596000000000003},{"$f":"TOU_CTabulation[[#This Row],[Month Base Allow]]*TOU_CTabulation[[#This Row],[Base Rate]]","v":0},{"$f":"TOU_CTabulation[[#This Row],[Month Overbase Gen]]*TOU_CTabulation[[#This Row],[Over Rate]]","v":0},{"$f":"TOU_CTabulation[[#This Row],[Base Value]]+TOU_CTabulation[[#This Row],[Over Value]]","v":0}]
[12,22,1,0,0,6,4,0,6,0,0,{"$f":"TOU_CTabulation[[#This Row],[AC System Output (W)]]/1000","v":0},{"$f":"IF(A8549=TOU_CTabulation[[#This Row],[Month]],M8549+TOU_CTabulation[[#This Row],[AC System Output (kW)]],TOU_CTabulation[[#This Row],[AC System Output (kW)]])","v":226.47338499999992},{"$f":"VLOOKUP(TOU_CTabulation[[#This Row],[Month]],Season,2)","v":"Winter"},{"$f":"VLOOKUP(TOU_CTabulation[[#This Row],[Season]],CRate,2)","v":10.5},{"$f":"IF(A8551>TOU_CTabulation[[#This Row],[Month]],TOU_CTabulation[[#This Row],[Day]]*TOU_CTabulation[[#This Row],[Base Allow]],0)","v":0},{"$f":"IF(A8551>TOU_CTabulation[[#This Row],[Month]],TOU_CTabulation[[#This Row],[Month Cumm]],0)","v":0},{"$f":"IF(TOU_CTabulation[[#This Row],[Month Base Gen]]=0,0,TOU_CTabulation[[#This Row],[Month Base Gen]]-TOU_CTabulation[[#This Row],[Day]]*TOU_CTabulation[[#This Row],[Base Allow]])","v":0},{"$f":"VLOOKUP(TOU_CTabulation[[#This Row],[Hour]],daypart,2)","v":"All"},{"$f":"TOU_CTabulation[[#This Row],[Season]]&TOU_CTabulation[[#This Row],[Day-Part]]","v":"WinterAll"},{"$f":"VLOOKUP(TOU_CTabulation[[#This Row],[Daypart]],TOUC,2)","v":0.25901999999999997},{"$f":"VLOOKUP(TOU_CTabulation[[#This Row],[Daypart]],TOUC,3)","v":0.32596000000000003},{"$f":"TOU_CTabulation[[#This Row],[Month Base Allow]]*TOU_CTabulation[[#This Row],[Base Rate]]","v":0},{"$f":"TOU_CTabulation[[#This Row],[Month Overbase Gen]]*TOU_CTabulation[[#This Row],[Over Rate]]","v":0},{"$f":"TOU_CTabulation[[#This Row],[Base Value]]+TOU_CTabulation[[#This Row],[Over Value]]","v":0}]
[12,22,2,0,0,5,4,0,5,0,0,{"$f":"TOU_CTabulation[[#This Row],[AC System Output (W)]]/1000","v":0},{"$f":"IF(A8550=TOU_CTabulation[[#This Row],[Month]],M8550+TOU_CTabulation[[#This Row],[AC System Output (kW)]],TOU_CTabulation[[#This Row],[AC System Output (kW)]])","v":226.47338499999992},{"$f":"VLOOKUP(TOU_CTabulation[[#This Row],[Month]],Season,2)","v":"Winter"},{"$f":"VLOOKUP(TOU_CTabulation[[#This Row],[Season]],CRate,2)","v":10.5},{"$f":"IF(A8552>TOU_CTabulation[[#This Row],[Month]],TOU_CTabulation[[#This Row],[Day]]*TOU_CTabulation[[#This Row],[Base Allow]],0)","v":0},{"$f":"IF(A8552>TOU_CTabulation[[#This Row],[Month]],TOU_CTabulation[[#This Row],[Month Cumm]],0)","v":0},{"$f":"IF(TOU_CTabulation[[#This Row],[Month Base Gen]]=0,0,TOU_CTabulation[[#This Row],[Month Base Gen]]-TOU_CTabulation[[#This Row],[Day]]*TOU_CTabulation[[#This Row],[Base Allow]])","v":0},{"$f":"VLOOKUP(TOU_CTabulation[[#This Row],[Hour]],daypart,2)","v":"All"},{"$f":"TOU_CTabulation[[#This Row],[Season]]&TOU_CTabulation[[#This Row],[Day-Part]]","v":"WinterAll"},{"$f":"VLOOKUP(TOU_CTabulation[[#This Row],[Daypart]],TOUC,2)","v":0.25901999999999997},{"$f":"VLOOKUP(TOU_CTabulation[[#This Row],[Daypart]],TOUC,3)","v":0.32596000000000003},{"$f":"TOU_CTabulation[[#This Row],[Month Base Allow]]*TOU_CTabulation[[#This Row],[Base Rate]]","v":0},{"$f":"TOU_CTabulation[[#This Row],[Month Overbase Gen]]*TOU_CTabulation[[#This Row],[Over Rate]]","v":0},{"$f":"TOU_CTabulation[[#This Row],[Base Value]]+TOU_CTabulation[[#This Row],[Over Value]]","v":0}]
[12,22,3,0,0,4,3,0,4,0,0,{"$f":"TOU_CTabulation[[#This Row],[AC System Output (W)]]/1000","v":0},{"$f":"IF(A8551=TOU_CTabulation[[#This Row],[Month]],M8551+TOU_CTabulation[[#This Row],[AC System Output (kW)]],TOU_CTabulation[[#This Row],[AC System Output (kW)]])","v":226.47338499999992},{"$f":"VLOOKUP(TOU_CTabulation[[#This Row],[Month]],Season,2)","v":"Winter"},{"$f":"VLOOKUP(TOU_CTabulation[[#This Row],[Season]],CRate,2)","v":10.5},{"$f":"IF(A8553>TOU_CTabulation[[#This Row],[Month]],TOU_CTabulation[[#This Row],[Day]]*TOU_CTabulation[[#This Row],[Base Allow]],0)","v":0},{"$f":"IF(A8553>TOU_CTabulation[[#This Row],[Month]],TOU_CTabulation[[#This Row],[Month Cumm]],0)","v":0},{"$f":"IF(TOU_CTabulation[[#This Row],[Month Base Gen]]=0,0,TOU_CTabulation[[#This Row],[Month Base Gen]]-TOU_CTabulation[[#This Row],[Day]]*TOU_CTabulation[[#This Row],[Base Allow]])","v":0},{"$f":"VLOOKUP(TOU_CTabulation[[#This Row],[Hour]],daypart,2)","v":"All"},{"$f":"TOU_CTabulation[[#This Row],[Season]]&TOU_CTabulation[[#This Row],[Day-Part]]","v":"WinterAll"},{"$f":"VLOOKUP(TOU_CTabulation[[#This Row],[Daypart]],TOUC,2)","v":0.25901999999999997},{"$f":"VLOOKUP(TOU_CTabulation[[#This Row],[Daypart]],TOUC,3)","v":0.32596000000000003},{"$f":"TOU_CTabulation[[#This Row],[Month Base Allow]]*TOU_CTabulation[[#This Row],[Base Rate]]","v":0},{"$f":"TOU_CTabulation[[#This Row],[Month Overbase Gen]]*TOU_CTabulation[[#This Row],[Over Rate]]","v":0},{"$f":"TOU_CTabulation[[#This Row],[Base Value]]+TOU_CTabulation[[#This Row],[Over Value]]","v":0}]
[12,22,4,0,0,4,3,0,4,0,0,{"$f":"TOU_CTabulation[[#This Row],[AC System Output (W)]]/1000","v":0},{"$f":"IF(A8552=TOU_CTabulation[[#This Row],[Month]],M8552+TOU_CTabulation[[#This Row],[AC System Output (kW)]],TOU_CTabulation[[#This Row],[AC System Output (kW)]])","v":226.47338499999992},{"$f":"VLOOKUP(TOU_CTabulation[[#This Row],[Month]],Season,2)","v":"Winter"},{"$f":"VLOOKUP(TOU_CTabulation[[#This Row],[Season]],CRate,2)","v":10.5},{"$f":"IF(A8554>TOU_CTabulation[[#This Row],[Month]],TOU_CTabulation[[#This Row],[Day]]*TOU_CTabulation[[#This Row],[Base Allow]],0)","v":0},{"$f":"IF(A8554>TOU_CTabulation[[#This Row],[Month]],TOU_CTabulation[[#This Row],[Month Cumm]],0)","v":0},{"$f":"IF(TOU_CTabulation[[#This Row],[Month Base Gen]]=0,0,TOU_CTabulation[[#This Row],[Month Base Gen]]-TOU_CTabulation[[#This Row],[Day]]*TOU_CTabulation[[#This Row],[Base Allow]])","v":0},{"$f":"VLOOKUP(TOU_CTabulation[[#This Row],[Hour]],daypart,2)","v":"All"},{"$f":"TOU_CTabulation[[#This Row],[Season]]&TOU_CTabulation[[#This Row],[Day-Part]]","v":"WinterAll"},{"$f":"VLOOKUP(TOU_CTabulation[[#This Row],[Daypart]],TOUC,2)","v":0.25901999999999997},{"$f":"VLOOKUP(TOU_CTabulation[[#This Row],[Daypart]],TOUC,3)","v":0.32596000000000003},{"$f":"TOU_CTabulation[[#This Row],[Month Base Allow]]*TOU_CTabulation[[#This Row],[Base Rate]]","v":0},{"$f":"TOU_CTabulation[[#This Row],[Month Overbase Gen]]*TOU_CTabulation[[#This Row],[Over Rate]]","v":0},{"$f":"TOU_CTabulation[[#This Row],[Base Value]]+TOU_CTabulation[[#This Row],[Over Value]]","v":0}]
[12,22,5,0,0,3,3,0,3,0,0,{"$f":"TOU_CTabulation[[#This Row],[AC System Output (W)]]/1000","v":0},{"$f":"IF(A8553=TOU_CTabulation[[#This Row],[Month]],M8553+TOU_CTabulation[[#This Row],[AC System Output (kW)]],TOU_CTabulation[[#This Row],[AC System Output (kW)]])","v":226.47338499999992},{"$f":"VLOOKUP(TOU_CTabulation[[#This Row],[Month]],Season,2)","v":"Winter"},{"$f":"VLOOKUP(TOU_CTabulation[[#This Row],[Season]],CRate,2)","v":10.5},{"$f":"IF(A8555>TOU_CTabulation[[#This Row],[Month]],TOU_CTabulation[[#This Row],[Day]]*TOU_CTabulation[[#This Row],[Base Allow]],0)","v":0},{"$f":"IF(A8555>TOU_CTabulation[[#This Row],[Month]],TOU_CTabulation[[#This Row],[Month Cumm]],0)","v":0},{"$f":"IF(TOU_CTabulation[[#This Row],[Month Base Gen]]=0,0,TOU_CTabulation[[#This Row],[Month Base Gen]]-TOU_CTabulation[[#This Row],[Day]]*TOU_CTabulation[[#This Row],[Base Allow]])","v":0},{"$f":"VLOOKUP(TOU_CTabulation[[#This Row],[Hour]],daypart,2)","v":"All"},{"$f":"TOU_CTabulation[[#This Row],[Season]]&TOU_CTabulation[[#This Row],[Day-Part]]","v":"WinterAll"},{"$f":"VLOOKUP(TOU_CTabulation[[#This Row],[Daypart]],TOUC,2)","v":0.25901999999999997},{"$f":"VLOOKUP(TOU_CTabulation[[#This Row],[Daypart]],TOUC,3)","v":0.32596000000000003},{"$f":"TOU_CTabulation[[#This Row],[Month Base Allow]]*TOU_CTabulation[[#This Row],[Base Rate]]","v":0},{"$f":"TOU_CTabulation[[#This Row],[Month Overbase Gen]]*TOU_CTabulation[[#This Row],[Over Rate]]","v":0},{"$f":"TOU_CTabulation[[#This Row],[Base Value]]+TOU_CTabulation[[#This Row],[Over Value]]","v":0}]
[12,22,6,0,0,3,3,0,3,0,0,{"$f":"TOU_CTabulation[[#This Row],[AC System Output (W)]]/1000","v":0},{"$f":"IF(A8554=TOU_CTabulation[[#This Row],[Month]],M8554+TOU_CTabulation[[#This Row],[AC System Output (kW)]],TOU_CTabulation[[#This Row],[AC System Output (kW)]])","v":226.47338499999992},{"$f":"VLOOKUP(TOU_CTabulation[[#This Row],[Month]],Season,2)","v":"Winter"},{"$f":"VLOOKUP(TOU_CTabulation[[#This Row],[Season]],CRate,2)","v":10.5},{"$f":"IF(A8556>TOU_CTabulation[[#This Row],[Month]],TOU_CTabulation[[#This Row],[Day]]*TOU_CTabulation[[#This Row],[Base Allow]],0)","v":0},{"$f":"IF(A8556>TOU_CTabulation[[#This Row],[Month]],TOU_CTabulation[[#This Row],[Month Cumm]],0)","v":0},{"$f":"IF(TOU_CTabulation[[#This Row],[Month Base Gen]]=0,0,TOU_CTabulation[[#This Row],[Month Base Gen]]-TOU_CTabulation[[#This Row],[Day]]*TOU_CTabulation[[#This Row],[Base Allow]])","v":0},{"$f":"VLOOKUP(TOU_CTabulation[[#This Row],[Hour]],daypart,2)","v":"All"},{"$f":"TOU_CTabulation[[#This Row],[Season]]&TOU_CTabulation[[#This Row],[Day-Part]]","v":"WinterAll"},{"$f":"VLOOKUP(TOU_CTabulation[[#This Row],[Daypart]],TOUC,2)","v":0.25901999999999997},{"$f":"VLOOKUP(TOU_CTabulation[[#This Row],[Daypart]],TOUC,3)","v":0.32596000000000003},{"$f":"TOU_CTabulation[[#This Row],[Month Base Allow]]*TOU_CTabulation[[#This Row],[Base Rate]]","v":0},{"$f":"TOU_CTabulation[[#This Row],[Month Overbase Gen]]*TOU_CTabulation[[#This Row],[Over Rate]]","v":0},{"$f":"TOU_CTabulation[[#This Row],[Base Value]]+TOU_CTabulation[[#This Row],[Over Value]]","v":0}]
[12,22,7,330,19,4,3,113.661,5.0620000000000003,354.00200000000001,326.64499999999998,{"$f":"TOU_CTabulation[[#This Row],[AC System Output (W)]]/1000","v":0.32664499999999996},{"$f":"IF(A8555=TOU_CTabulation[[#This Row],[Month]],M8555+TOU_CTabulation[[#This Row],[AC System Output (kW)]],TOU_CTabulation[[#This Row],[AC System Output (kW)]])","v":226.80002999999994},{"$f":"VLOOKUP(TOU_CTabulation[[#This Row],[Month]],Season,2)","v":"Winter"},{"$f":"VLOOKUP(TOU_CTabulation[[#This Row],[Season]],CRate,2)","v":10.5},{"$f":"IF(A8557>TOU_CTabulation[[#This Row],[Month]],TOU_CTabulation[[#This Row],[Day]]*TOU_CTabulation[[#This Row],[Base Allow]],0)","v":0},{"$f":"IF(A8557>TOU_CTabulation[[#This Row],[Month]],TOU_CTabulation[[#This Row],[Month Cumm]],0)","v":0},{"$f":"IF(TOU_CTabulation[[#This Row],[Month Base Gen]]=0,0,TOU_CTabulation[[#This Row],[Month Base Gen]]-TOU_CTabulation[[#This Row],[Day]]*TOU_CTabulation[[#This Row],[Base Allow]])","v":0},{"$f":"VLOOKUP(TOU_CTabulation[[#This Row],[Hour]],daypart,2)","v":"All"},{"$f":"TOU_CTabulation[[#This Row],[Season]]&TOU_CTabulation[[#This Row],[Day-Part]]","v":"WinterAll"},{"$f":"VLOOKUP(TOU_CTabulation[[#This Row],[Daypart]],TOUC,2)","v":0.25901999999999997},{"$f":"VLOOKUP(TOU_CTabulation[[#This Row],[Daypart]],TOUC,3)","v":0.32596000000000003},{"$f":"TOU_CTabulation[[#This Row],[Month Base Allow]]*TOU_CTabulation[[#This Row],[Base Rate]]","v":0},{"$f":"TOU_CTabulation[[#This Row],[Month Overbase Gen]]*TOU_CTabulation[[#This Row],[Over Rate]]","v":0},{"$f":"TOU_CTabulation[[#This Row],[Base Value]]+TOU_CTabulation[[#This Row],[Over Value]]","v":0}]
[12,22,8,721,45,6,4,372.12,12.89,1256.8499999999999,1206.4970000000001,{"$f":"TOU_CTabulation[[#This Row],[AC System Output (W)]]/1000","v":1.2064970000000002},{"$f":"IF(A8556=TOU_CTabulation[[#This Row],[Month]],M8556+TOU_CTabulation[[#This Row],[AC System Output (kW)]],TOU_CTabulation[[#This Row],[AC System Output (kW)]])","v":228.00652699999995},{"$f":"VLOOKUP(TOU_CTabulation[[#This Row],[Month]],Season,2)","v":"Winter"},{"$f":"VLOOKUP(TOU_CTabulation[[#This Row],[Season]],CRate,2)","v":10.5},{"$f":"IF(A8558>TOU_CTabulation[[#This Row],[Month]],TOU_CTabulation[[#This Row],[Day]]*TOU_CTabulation[[#This Row],[Base Allow]],0)","v":0},{"$f":"IF(A8558>TOU_CTabulation[[#This Row],[Month]],TOU_CTabulation[[#This Row],[Month Cumm]],0)","v":0},{"$f":"IF(TOU_CTabulation[[#This Row],[Month Base Gen]]=0,0,TOU_CTabulation[[#This Row],[Month Base Gen]]-TOU_CTabulation[[#This Row],[Day]]*TOU_CTabulation[[#This Row],[Base Allow]])","v":0},{"$f":"VLOOKUP(TOU_CTabulation[[#This Row],[Hour]],daypart,2)","v":"All"},{"$f":"TOU_CTabulation[[#This Row],[Season]]&TOU_CTabulation[[#This Row],[Day-Part]]","v":"WinterAll"},{"$f":"VLOOKUP(TOU_CTabulation[[#This Row],[Daypart]],TOUC,2)","v":0.25901999999999997},{"$f":"VLOOKUP(TOU_CTabulation[[#This Row],[Daypart]],TOUC,3)","v":0.32596000000000003},{"$f":"TOU_CTabulation[[#This Row],[Month Base Allow]]*TOU_CTabulation[[#This Row],[Base Rate]]","v":0},{"$f":"TOU_CTabulation[[#This Row],[Month Overbase Gen]]*TOU_CTabulation[[#This Row],[Over Rate]]","v":0},{"$f":"TOU_CTabulation[[#This Row],[Base Value]]+TOU_CTabulation[[#This Row],[Over Value]]","v":0}]
[12,22,9,863,57,7,5,586.70299999999997,17.706,2032.2729999999999,1956.12,{"$f":"TOU_CTabulation[[#This Row],[AC System Output (W)]]/1000","v":1.9561199999999999},{"$f":"IF(A8557=TOU_CTabulation[[#This Row],[Month]],M8557+TOU_CTabulation[[#This Row],[AC System Output (kW)]],TOU_CTabulation[[#This Row],[AC System Output (kW)]])","v":229.96264699999995},{"$f":"VLOOKUP(TOU_CTabulation[[#This Row],[Month]],Season,2)","v":"Winter"},{"$f":"VLOOKUP(TOU_CTabulation[[#This Row],[Season]],CRate,2)","v":10.5},{"$f":"IF(A8559>TOU_CTabulation[[#This Row],[Month]],TOU_CTabulation[[#This Row],[Day]]*TOU_CTabulation[[#This Row],[Base Allow]],0)","v":0},{"$f":"IF(A8559>TOU_CTabulation[[#This Row],[Month]],TOU_CTabulation[[#This Row],[Month Cumm]],0)","v":0},{"$f":"IF(TOU_CTabulation[[#This Row],[Month Base Gen]]=0,0,TOU_CTabulation[[#This Row],[Month Base Gen]]-TOU_CTabulation[[#This Row],[Day]]*TOU_CTabulation[[#This Row],[Base Allow]])","v":0},{"$f":"VLOOKUP(TOU_CTabulation[[#This Row],[Hour]],daypart,2)","v":"All"},{"$f":"TOU_CTabulation[[#This Row],[Season]]&TOU_CTabulation[[#This Row],[Day-Part]]","v":"WinterAll"},{"$f":"VLOOKUP(TOU_CTabulation[[#This Row],[Daypart]],TOUC,2)","v":0.25901999999999997},{"$f":"VLOOKUP(TOU_CTabulation[[#This Row],[Daypart]],TOUC,3)","v":0.32596000000000003},{"$f":"TOU_CTabulation[[#This Row],[Month Base Allow]]*TOU_CTabulation[[#This Row],[Base Rate]]","v":0},{"$f":"TOU_CTabulation[[#This Row],[Month Overbase Gen]]*TOU_CTabulation[[#This Row],[Over Rate]]","v":0},{"$f":"TOU_CTabulation[[#This Row],[Base Value]]+TOU_CTabulation[[#This Row],[Over Value]]","v":0}]
[12,22,10,913,67,9,5,735.20399999999995,22.96,2524.2399999999998,2428.8200000000002,{"$f":"TOU_CTabulation[[#This Row],[AC System Output (W)]]/1000","v":2.42882},{"$f":"IF(A8558=TOU_CTabulation[[#This Row],[Month]],M8558+TOU_CTabulation[[#This Row],[AC System Output (kW)]],TOU_CTabulation[[#This Row],[AC System Output (kW)]])","v":232.39146699999995},{"$f":"VLOOKUP(TOU_CTabulation[[#This Row],[Month]],Season,2)","v":"Winter"},{"$f":"VLOOKUP(TOU_CTabulation[[#This Row],[Season]],CRate,2)","v":10.5},{"$f":"IF(A8560>TOU_CTabulation[[#This Row],[Month]],TOU_CTabulation[[#This Row],[Day]]*TOU_CTabulation[[#This Row],[Base Allow]],0)","v":0},{"$f":"IF(A8560>TOU_CTabulation[[#This Row],[Month]],TOU_CTabulation[[#This Row],[Month Cumm]],0)","v":0},{"$f":"IF(TOU_CTabulation[[#This Row],[Month Base Gen]]=0,0,TOU_CTabulation[[#This Row],[Month Base Gen]]-TOU_CTabulation[[#This Row],[Day]]*TOU_CTabulation[[#This Row],[Base Allow]])","v":0},{"$f":"VLOOKUP(TOU_CTabulation[[#This Row],[Hour]],daypart,2)","v":"All"},{"$f":"TOU_CTabulation[[#This Row],[Season]]&TOU_CTabulation[[#This Row],[Day-Part]]","v":"WinterAll"},{"$f":"VLOOKUP(TOU_CTabulation[[#This Row],[Daypart]],TOUC,2)","v":0.25901999999999997},{"$f":"VLOOKUP(TOU_CTabulation[[#This Row],[Daypart]],TOUC,3)","v":0.32596000000000003},{"$f":"TOU_CTabulation[[#This Row],[Month Base Allow]]*TOU_CTabulation[[#This Row],[Base Rate]]","v":0},{"$f":"TOU_CTabulation[[#This Row],[Month Overbase Gen]]*TOU_CTabulation[[#This Row],[Over Rate]]","v":0},{"$f":"TOU_CTabulation[[#This Row],[Base Value]]+TOU_CTabulation[[#This Row],[Over Value]]","v":0}]
[12,22,11,940,71,10,6,817.12099999999998,24.12,2803.0590000000002,2695.721,{"$f":"TOU_CTabulation[[#This Row],[AC System Output (W)]]/1000","v":2.6957209999999998},{"$f":"IF(A8559=TOU_CTabulation[[#This Row],[Month]],M8559+TOU_CTabulation[[#This Row],[AC System Output (kW)]],TOU_CTabulation[[#This Row],[AC System Output (kW)]])","v":235.08718799999994},{"$f":"VLOOKUP(TOU_CTabulation[[#This Row],[Month]],Season,2)","v":"Winter"},{"$f":"VLOOKUP(TOU_CTabulation[[#This Row],[Season]],CRate,2)","v":10.5},{"$f":"IF(A8561>TOU_CTabulation[[#This Row],[Month]],TOU_CTabulation[[#This Row],[Day]]*TOU_CTabulation[[#This Row],[Base Allow]],0)","v":0},{"$f":"IF(A8561>TOU_CTabulation[[#This Row],[Month]],TOU_CTabulation[[#This Row],[Month Cumm]],0)","v":0},{"$f":"IF(TOU_CTabulation[[#This Row],[Month Base Gen]]=0,0,TOU_CTabulation[[#This Row],[Month Base Gen]]-TOU_CTabulation[[#This Row],[Day]]*TOU_CTabulation[[#This Row],[Base Allow]])","v":0},{"$f":"VLOOKUP(TOU_CTabulation[[#This Row],[Hour]],daypart,2)","v":"All"},{"$f":"TOU_CTabulation[[#This Row],[Season]]&TOU_CTabulation[[#This Row],[Day-Part]]","v":"WinterAll"},{"$f":"VLOOKUP(TOU_CTabulation[[#This Row],[Daypart]],TOUC,2)","v":0.25901999999999997},{"$f":"VLOOKUP(TOU_CTabulation[[#This Row],[Daypart]],TOUC,3)","v":0.32596000000000003},{"$f":"TOU_CTabulation[[#This Row],[Month Base Allow]]*TOU_CTabulation[[#This Row],[Base Rate]]","v":0},{"$f":"TOU_CTabulation[[#This Row],[Month Overbase Gen]]*TOU_CTabulation[[#This Row],[Over Rate]]","v":0},{"$f":"TOU_CTabulation[[#This Row],[Base Value]]+TOU_CTabulation[[#This Row],[Over Value]]","v":0}]
[12,22,12,940,71,10,6,818.95399999999995,24.259,2807.8420000000001,2700.2939999999999,{"$f":"TOU_CTabulation[[#This Row],[AC System Output (W)]]/1000","v":2.700294},{"$f":"IF(A8560=TOU_CTabulation[[#This Row],[Month]],M8560+TOU_CTabulation[[#This Row],[AC System Output (kW)]],TOU_CTabulation[[#This Row],[AC System Output (kW)]])","v":237.78748199999995},{"$f":"VLOOKUP(TOU_CTabulation[[#This Row],[Month]],Season,2)","v":"Winter"},{"$f":"VLOOKUP(TOU_CTabulation[[#This Row],[Season]],CRate,2)","v":10.5},{"$f":"IF(A8562>TOU_CTabulation[[#This Row],[Month]],TOU_CTabulation[[#This Row],[Day]]*TOU_CTabulation[[#This Row],[Base Allow]],0)","v":0},{"$f":"IF(A8562>TOU_CTabulation[[#This Row],[Month]],TOU_CTabulation[[#This Row],[Month Cumm]],0)","v":0},{"$f":"IF(TOU_CTabulation[[#This Row],[Month Base Gen]]=0,0,TOU_CTabulation[[#This Row],[Month Base Gen]]-TOU_CTabulation[[#This Row],[Day]]*TOU_CTabulation[[#This Row],[Base Allow]])","v":0},{"$f":"VLOOKUP(TOU_CTabulation[[#This Row],[Hour]],daypart,2)","v":"All"},{"$f":"TOU_CTabulation[[#This Row],[Season]]&TOU_CTabulation[[#This Row],[Day-Part]]","v":"WinterAll"},{"$f":"VLOOKUP(TOU_CTabulation[[#This Row],[Daypart]],TOUC,2)","v":0.25901999999999997},{"$f":"VLOOKUP(TOU_CTabulation[[#This Row],[Daypart]],TOUC,3)","v":0.32596000000000003},{"$f":"TOU_CTabulation[[#This Row],[Month Base Allow]]*TOU_CTabulation[[#This Row],[Base Rate]]","v":0},{"$f":"TOU_CTabulation[[#This Row],[Month Overbase Gen]]*TOU_CTabulation[[#This Row],[Over Rate]]","v":0},{"$f":"TOU_CTabulation[[#This Row],[Base Value]]+TOU_CTabulation[[#This Row],[Over Value]]","v":0}]
[12,22,13,895,73,10,6,734.779,22.783000000000001,2526.4319999999998,2430.922,{"$f":"TOU_CTabulation[[#This Row],[AC System Output (W)]]/1000","v":2.4309219999999998},{"$f":"IF(A8561=TOU_CTabulation[[#This Row],[Month]],M8561+TOU_CTabulation[[#This Row],[AC System Output (kW)]],TOU_CTabulation[[#This Row],[AC System Output (kW)]])","v":240.21840399999996},{"$f":"VLOOKUP(TOU_CTabulation[[#This Row],[Month]],Season,2)","v":"Winter"},{"$f":"VLOOKUP(TOU_CTabulation[[#This Row],[Season]],CRate,2)","v":10.5},{"$f":"IF(A8563>TOU_CTabulation[[#This Row],[Month]],TOU_CTabulation[[#This Row],[Day]]*TOU_CTabulation[[#This Row],[Base Allow]],0)","v":0},{"$f":"IF(A8563>TOU_CTabulation[[#This Row],[Month]],TOU_CTabulation[[#This Row],[Month Cumm]],0)","v":0},{"$f":"IF(TOU_CTabulation[[#This Row],[Month Base Gen]]=0,0,TOU_CTabulation[[#This Row],[Month Base Gen]]-TOU_CTabulation[[#This Row],[Day]]*TOU_CTabulation[[#This Row],[Base Allow]])","v":0},{"$f":"VLOOKUP(TOU_CTabulation[[#This Row],[Hour]],daypart,2)","v":"All"},{"$f":"TOU_CTabulation[[#This Row],[Season]]&TOU_CTabulation[[#This Row],[Day-Part]]","v":"WinterAll"},{"$f":"VLOOKUP(TOU_CTabulation[[#This Row],[Daypart]],TOUC,2)","v":0.25901999999999997},{"$f":"VLOOKUP(TOU_CTabulation[[#This Row],[Daypart]],TOUC,3)","v":0.32596000000000003},{"$f":"TOU_CTabulation[[#This Row],[Month Base Allow]]*TOU_CTabulation[[#This Row],[Base Rate]]","v":0},{"$f":"TOU_CTabulation[[#This Row],[Month Overbase Gen]]*TOU_CTabulation[[#This Row],[Over Rate]]","v":0},{"$f":"TOU_CTabulation[[#This Row],[Base Value]]+TOU_CTabulation[[#This Row],[Over Value]]","v":0}]
[12,22,14,826,66,10,6,586.92700000000002,20.073,2015.8679999999999,1940.319,{"$f":"TOU_CTabulation[[#This Row],[AC System Output (W)]]/1000","v":1.9403189999999999},{"$f":"IF(A8562=TOU_CTabulation[[#This Row],[Month]],M8562+TOU_CTabulation[[#This Row],[AC System Output (kW)]],TOU_CTabulation[[#This Row],[AC System Output (kW)]])","v":242.15872299999995},{"$f":"VLOOKUP(TOU_CTabulation[[#This Row],[Month]],Season,2)","v":"Winter"},{"$f":"VLOOKUP(TOU_CTabulation[[#This Row],[Season]],CRate,2)","v":10.5},{"$f":"IF(A8564>TOU_CTabulation[[#This Row],[Month]],TOU_CTabulation[[#This Row],[Day]]*TOU_CTabulation[[#This Row],[Base Allow]],0)","v":0},{"$f":"IF(A8564>TOU_CTabulation[[#This Row],[Month]],TOU_CTabulation[[#This Row],[Month Cumm]],0)","v":0},{"$f":"IF(TOU_CTabulation[[#This Row],[Month Base Gen]]=0,0,TOU_CTabulation[[#This Row],[Month Base Gen]]-TOU_CTabulation[[#This Row],[Day]]*TOU_CTabulation[[#This Row],[Base Allow]])","v":0},{"$f":"VLOOKUP(TOU_CTabulation[[#This Row],[Hour]],daypart,2)","v":"All"},{"$f":"TOU_CTabulation[[#This Row],[Season]]&TOU_CTabulation[[#This Row],[Day-Part]]","v":"WinterAll"},{"$f":"VLOOKUP(TOU_CTabulation[[#This Row],[Daypart]],TOUC,2)","v":0.25901999999999997},{"$f":"VLOOKUP(TOU_CTabulation[[#This Row],[Daypart]],TOUC,3)","v":0.32596000000000003},{"$f":"TOU_CTabulation[[#This Row],[Month Base Allow]]*TOU_CTabulation[[#This Row],[Base Rate]]","v":0},{"$f":"TOU_CTabulation[[#This Row],[Month Overbase Gen]]*TOU_CTabulation[[#This Row],[Over Rate]]","v":0},{"$f":"TOU_CTabulation[[#This Row],[Base Value]]+TOU_CTabulation[[#This Row],[Over Value]]","v":0}]
[12,22,15,686,51,9,5,372.03,15.869,1248.2829999999999,1198.183,{"$f":"TOU_CTabulation[[#This Row],[AC System Output (W)]]/1000","v":1.198183},{"$f":"IF(A8563=TOU_CTabulation[[#This Row],[Month]],M8563+TOU_CTabulation[[#This Row],[AC System Output (kW)]],TOU_CTabulation[[#This Row],[AC System Output (kW)]])","v":243.35690599999995},{"$f":"VLOOKUP(TOU_CTabulation[[#This Row],[Month]],Season,2)","v":"Winter"},{"$f":"VLOOKUP(TOU_CTabulation[[#This Row],[Season]],CRate,2)","v":10.5},{"$f":"IF(A8565>TOU_CTabulation[[#This Row],[Month]],TOU_CTabulation[[#This Row],[Day]]*TOU_CTabulation[[#This Row],[Base Allow]],0)","v":0},{"$f":"IF(A8565>TOU_CTabulation[[#This Row],[Month]],TOU_CTabulation[[#This Row],[Month Cumm]],0)","v":0},{"$f":"IF(TOU_CTabulation[[#This Row],[Month Base Gen]]=0,0,TOU_CTabulation[[#This Row],[Month Base Gen]]-TOU_CTabulation[[#This Row],[Day]]*TOU_CTabulation[[#This Row],[Base Allow]])","v":0},{"$f":"VLOOKUP(TOU_CTabulation[[#This Row],[Hour]],daypart,2)","v":"All"},{"$f":"TOU_CTabulation[[#This Row],[Season]]&TOU_CTabulation[[#This Row],[Day-Part]]","v":"WinterAll"},{"$f":"VLOOKUP(TOU_CTabulation[[#This Row],[Daypart]],TOUC,2)","v":0.25901999999999997},{"$f":"VLOOKUP(TOU_CTabulation[[#This Row],[Daypart]],TOUC,3)","v":0.32596000000000003},{"$f":"TOU_CTabulation[[#This Row],[Month Base Allow]]*TOU_CTabulation[[#This Row],[Base Rate]]","v":0},{"$f":"TOU_CTabulation[[#This Row],[Month Overbase Gen]]*TOU_CTabulation[[#This Row],[Over Rate]]","v":0},{"$f":"TOU_CTabulation[[#This Row],[Base Value]]+TOU_CTabulation[[#This Row],[Over Value]]","v":0}]
[12,22,16,318,22,7,5,119.11199999999999,8.5250000000000004,372.35700000000003,344.608,{"$f":"TOU_CTabulation[[#This Row],[AC System Output (W)]]/1000","v":0.34460800000000003},{"$f":"IF(A8564=TOU_CTabulation[[#This Row],[Month]],M8564+TOU_CTabulation[[#This Row],[AC System Output (kW)]],TOU_CTabulation[[#This Row],[AC System Output (kW)]])","v":243.70151399999995},{"$f":"VLOOKUP(TOU_CTabulation[[#This Row],[Month]],Season,2)","v":"Winter"},{"$f":"VLOOKUP(TOU_CTabulation[[#This Row],[Season]],CRate,2)","v":10.5},{"$f":"IF(A8566>TOU_CTabulation[[#This Row],[Month]],TOU_CTabulation[[#This Row],[Day]]*TOU_CTabulation[[#This Row],[Base Allow]],0)","v":0},{"$f":"IF(A8566>TOU_CTabulation[[#This Row],[Month]],TOU_CTabulation[[#This Row],[Month Cumm]],0)","v":0},{"$f":"IF(TOU_CTabulation[[#This Row],[Month Base Gen]]=0,0,TOU_CTabulation[[#This Row],[Month Base Gen]]-TOU_CTabulation[[#This Row],[Day]]*TOU_CTabulation[[#This Row],[Base Allow]])","v":0},{"$f":"VLOOKUP(TOU_CTabulation[[#This Row],[Hour]],daypart,2)","v":"All"},{"$f":"TOU_CTabulation[[#This Row],[Season]]&TOU_CTabulation[[#This Row],[Day-Part]]","v":"WinterAll"},{"$f":"VLOOKUP(TOU_CTabulation[[#This Row],[Daypart]],TOUC,2)","v":0.25901999999999997},{"$f":"VLOOKUP(TOU_CTabulation[[#This Row],[Daypart]],TOUC,3)","v":0.32596000000000003},{"$f":"TOU_CTabulation[[#This Row],[Month Base Allow]]*TOU_CTabulation[[#This Row],[Base Rate]]","v":0},{"$f":"TOU_CTabulation[[#This Row],[Month Overbase Gen]]*TOU_CTabulation[[#This Row],[Over Rate]]","v":0},{"$f":"TOU_CTabulation[[#This Row],[Base Value]]+TOU_CTabulation[[#This Row],[Over Value]]","v":0}]
[12,22,17,0,0,6,5,0,6,0,0,{"$f":"TOU_CTabulation[[#This Row],[AC System Output (W)]]/1000","v":0},{"$f":"IF(A8565=TOU_CTabulation[[#This Row],[Month]],M8565+TOU_CTabulation[[#This Row],[AC System Output (kW)]],TOU_CTabulation[[#This Row],[AC System Output (kW)]])","v":243.70151399999995},{"$f":"VLOOKUP(TOU_CTabulation[[#This Row],[Month]],Season,2)","v":"Winter"},{"$f":"VLOOKUP(TOU_CTabulation[[#This Row],[Season]],CRate,2)","v":10.5},{"$f":"IF(A8567>TOU_CTabulation[[#This Row],[Month]],TOU_CTabulation[[#This Row],[Day]]*TOU_CTabulation[[#This Row],[Base Allow]],0)","v":0},{"$f":"IF(A8567>TOU_CTabulation[[#This Row],[Month]],TOU_CTabulation[[#This Row],[Month Cumm]],0)","v":0},{"$f":"IF(TOU_CTabulation[[#This Row],[Month Base Gen]]=0,0,TOU_CTabulation[[#This Row],[Month Base Gen]]-TOU_CTabulation[[#This Row],[Day]]*TOU_CTabulation[[#This Row],[Base Allow]])","v":0},{"$f":"VLOOKUP(TOU_CTabulation[[#This Row],[Hour]],daypart,2)","v":"All"},{"$f":"TOU_CTabulation[[#This Row],[Season]]&TOU_CTabulation[[#This Row],[Day-Part]]","v":"WinterAll"},{"$f":"VLOOKUP(TOU_CTabulation[[#This Row],[Daypart]],TOUC,2)","v":0.25901999999999997},{"$f":"VLOOKUP(TOU_CTabulation[[#This Row],[Daypart]],TOUC,3)","v":0.32596000000000003},{"$f":"TOU_CTabulation[[#This Row],[Month Base Allow]]*TOU_CTabulation[[#This Row],[Base Rate]]","v":0},{"$f":"TOU_CTabulation[[#This Row],[Month Overbase Gen]]*TOU_CTabulation[[#This Row],[Over Rate]]","v":0},{"$f":"TOU_CTabulation[[#This Row],[Base Value]]+TOU_CTabulation[[#This Row],[Over Value]]","v":0}]
[12,22,18,0,0,5,5,0,5,0,0,{"$f":"TOU_CTabulation[[#This Row],[AC System Output (W)]]/1000","v":0},{"$f":"IF(A8566=TOU_CTabulation[[#This Row],[Month]],M8566+TOU_CTabulation[[#This Row],[AC System Output (kW)]],TOU_CTabulation[[#This Row],[AC System Output (kW)]])","v":243.70151399999995},{"$f":"VLOOKUP(TOU_CTabulation[[#This Row],[Month]],Season,2)","v":"Winter"},{"$f":"VLOOKUP(TOU_CTabulation[[#This Row],[Season]],CRate,2)","v":10.5},{"$f":"IF(A8568>TOU_CTabulation[[#This Row],[Month]],TOU_CTabulation[[#This Row],[Day]]*TOU_CTabulation[[#This Row],[Base Allow]],0)","v":0},{"$f":"IF(A8568>TOU_CTabulation[[#This Row],[Month]],TOU_CTabulation[[#This Row],[Month Cumm]],0)","v":0},{"$f":"IF(TOU_CTabulation[[#This Row],[Month Base Gen]]=0,0,TOU_CTabulation[[#This Row],[Month Base Gen]]-TOU_CTabulation[[#This Row],[Day]]*TOU_CTabulation[[#This Row],[Base Allow]])","v":0},{"$f":"VLOOKUP(TOU_CTabulation[[#This Row],[Hour]],daypart,2)","v":"All"},{"$f":"TOU_CTabulation[[#This Row],[Season]]&TOU_CTabulation[[#This Row],[Day-Part]]","v":"WinterAll"},{"$f":"VLOOKUP(TOU_CTabulation[[#This Row],[Daypart]],TOUC,2)","v":0.25901999999999997},{"$f":"VLOOKUP(TOU_CTabulation[[#This Row],[Daypart]],TOUC,3)","v":0.32596000000000003},{"$f":"TOU_CTabulation[[#This Row],[Month Base Allow]]*TOU_CTabulation[[#This Row],[Base Rate]]","v":0},{"$f":"TOU_CTabulation[[#This Row],[Month Overbase Gen]]*TOU_CTabulation[[#This Row],[Over Rate]]","v":0},{"$f":"TOU_CTabulation[[#This Row],[Base Value]]+TOU_CTabulation[[#This Row],[Over Value]]","v":0}]
[12,22,19,0,0,5,5,0,5,0,0,{"$f":"TOU_CTabulation[[#This Row],[AC System Output (W)]]/1000","v":0},{"$f":"IF(A8567=TOU_CTabulation[[#This Row],[Month]],M8567+TOU_CTabulation[[#This Row],[AC System Output (kW)]],TOU_CTabulation[[#This Row],[AC System Output (kW)]])","v":243.70151399999995},{"$f":"VLOOKUP(TOU_CTabulation[[#This Row],[Month]],Season,2)","v":"Winter"},{"$f":"VLOOKUP(TOU_CTabulation[[#This Row],[Season]],CRate,2)","v":10.5},{"$f":"IF(A8569>TOU_CTabulation[[#This Row],[Month]],TOU_CTabulation[[#This Row],[Day]]*TOU_CTabulation[[#This Row],[Base Allow]],0)","v":0},{"$f":"IF(A8569>TOU_CTabulation[[#This Row],[Month]],TOU_CTabulation[[#This Row],[Month Cumm]],0)","v":0},{"$f":"IF(TOU_CTabulation[[#This Row],[Month Base Gen]]=0,0,TOU_CTabulation[[#This Row],[Month Base Gen]]-TOU_CTabulation[[#This Row],[Day]]*TOU_CTabulation[[#This Row],[Base Allow]])","v":0},{"$f":"VLOOKUP(TOU_CTabulation[[#This Row],[Hour]],daypart,2)","v":"All"},{"$f":"TOU_CTabulation[[#This Row],[Season]]&TOU_CTabulation[[#This Row],[Day-Part]]","v":"WinterAll"},{"$f":"VLOOKUP(TOU_CTabulation[[#This Row],[Daypart]],TOUC,2)","v":0.25901999999999997},{"$f":"VLOOKUP(TOU_CTabulation[[#This Row],[Daypart]],TOUC,3)","v":0.32596000000000003},{"$f":"TOU_CTabulation[[#This Row],[Month Base Allow]]*TOU_CTabulation[[#This Row],[Base Rate]]","v":0},{"$f":"TOU_CTabulation[[#This Row],[Month Overbase Gen]]*TOU_CTabulation[[#This Row],[Over Rate]]","v":0},{"$f":"TOU_CTabulation[[#This Row],[Base Value]]+TOU_CTabulation[[#This Row],[Over Value]]","v":0}]
[12,22,20,0,0,4,4,0,4,0,0,{"$f":"TOU_CTabulation[[#This Row],[AC System Output (W)]]/1000","v":0},{"$f":"IF(A8568=TOU_CTabulation[[#This Row],[Month]],M8568+TOU_CTabulation[[#This Row],[AC System Output (kW)]],TOU_CTabulation[[#This Row],[AC System Output (kW)]])","v":243.70151399999995},{"$f":"VLOOKUP(TOU_CTabulation[[#This Row],[Month]],Season,2)","v":"Winter"},{"$f":"VLOOKUP(TOU_CTabulation[[#This Row],[Season]],CRate,2)","v":10.5},{"$f":"IF(A8570>TOU_CTabulation[[#This Row],[Month]],TOU_CTabulation[[#This Row],[Day]]*TOU_CTabulation[[#This Row],[Base Allow]],0)","v":0},{"$f":"IF(A8570>TOU_CTabulation[[#This Row],[Month]],TOU_CTabulation[[#This Row],[Month Cumm]],0)","v":0},{"$f":"IF(TOU_CTabulation[[#This Row],[Month Base Gen]]=0,0,TOU_CTabulation[[#This Row],[Month Base Gen]]-TOU_CTabulation[[#This Row],[Day]]*TOU_CTabulation[[#This Row],[Base Allow]])","v":0},{"$f":"VLOOKUP(TOU_CTabulation[[#This Row],[Hour]],daypart,2)","v":"All"},{"$f":"TOU_CTabulation[[#This Row],[Season]]&TOU_CTabulation[[#This Row],[Day-Part]]","v":"WinterAll"},{"$f":"VLOOKUP(TOU_CTabulation[[#This Row],[Daypart]],TOUC,2)","v":0.25901999999999997},{"$f":"VLOOKUP(TOU_CTabulation[[#This Row],[Daypart]],TOUC,3)","v":0.32596000000000003},{"$f":"TOU_CTabulation[[#This Row],[Month Base Allow]]*TOU_CTabulation[[#This Row],[Base Rate]]","v":0},{"$f":"TOU_CTabulation[[#This Row],[Month Overbase Gen]]*TOU_CTabulation[[#This Row],[Over Rate]]","v":0},{"$f":"TOU_CTabulation[[#This Row],[Base Value]]+TOU_CTabulation[[#This Row],[Over Value]]","v":0}]
[12,22,21,0,0,4,3,0,4,0,0,{"$f":"TOU_CTabulation[[#This Row],[AC System Output (W)]]/1000","v":0},{"$f":"IF(A8569=TOU_CTabulation[[#This Row],[Month]],M8569+TOU_CTabulation[[#This Row],[AC System Output (kW)]],TOU_CTabulation[[#This Row],[AC System Output (kW)]])","v":243.70151399999995},{"$f":"VLOOKUP(TOU_CTabulation[[#This Row],[Month]],Season,2)","v":"Winter"},{"$f":"VLOOKUP(TOU_CTabulation[[#This Row],[Season]],CRate,2)","v":10.5},{"$f":"IF(A8571>TOU_CTabulation[[#This Row],[Month]],TOU_CTabulation[[#This Row],[Day]]*TOU_CTabulation[[#This Row],[Base Allow]],0)","v":0},{"$f":"IF(A8571>TOU_CTabulation[[#This Row],[Month]],TOU_CTabulation[[#This Row],[Month Cumm]],0)","v":0},{"$f":"IF(TOU_CTabulation[[#This Row],[Month Base Gen]]=0,0,TOU_CTabulation[[#This Row],[Month Base Gen]]-TOU_CTabulation[[#This Row],[Day]]*TOU_CTabulation[[#This Row],[Base Allow]])","v":0},{"$f":"VLOOKUP(TOU_CTabulation[[#This Row],[Hour]],daypart,2)","v":"All"},{"$f":"TOU_CTabulation[[#This Row],[Season]]&TOU_CTabulation[[#This Row],[Day-Part]]","v":"WinterAll"},{"$f":"VLOOKUP(TOU_CTabulation[[#This Row],[Daypart]],TOUC,2)","v":0.25901999999999997},{"$f":"VLOOKUP(TOU_CTabulation[[#This Row],[Daypart]],TOUC,3)","v":0.32596000000000003},{"$f":"TOU_CTabulation[[#This Row],[Month Base Allow]]*TOU_CTabulation[[#This Row],[Base Rate]]","v":0},{"$f":"TOU_CTabulation[[#This Row],[Month Overbase Gen]]*TOU_CTabulation[[#This Row],[Over Rate]]","v":0},{"$f":"TOU_CTabulation[[#This Row],[Base Value]]+TOU_CTabulation[[#This Row],[Over Value]]","v":0}]
[12,22,22,0,0,3,3,0,3,0,0,{"$f":"TOU_CTabulation[[#This Row],[AC System Output (W)]]/1000","v":0},{"$f":"IF(A8570=TOU_CTabulation[[#This Row],[Month]],M8570+TOU_CTabulation[[#This Row],[AC System Output (kW)]],TOU_CTabulation[[#This Row],[AC System Output (kW)]])","v":243.70151399999995},{"$f":"VLOOKUP(TOU_CTabulation[[#This Row],[Month]],Season,2)","v":"Winter"},{"$f":"VLOOKUP(TOU_CTabulation[[#This Row],[Season]],CRate,2)","v":10.5},{"$f":"IF(A8572>TOU_CTabulation[[#This Row],[Month]],TOU_CTabulation[[#This Row],[Day]]*TOU_CTabulation[[#This Row],[Base Allow]],0)","v":0},{"$f":"IF(A8572>TOU_CTabulation[[#This Row],[Month]],TOU_CTabulation[[#This Row],[Month Cumm]],0)","v":0},{"$f":"IF(TOU_CTabulation[[#This Row],[Month Base Gen]]=0,0,TOU_CTabulation[[#This Row],[Month Base Gen]]-TOU_CTabulation[[#This Row],[Day]]*TOU_CTabulation[[#This Row],[Base Allow]])","v":0},{"$f":"VLOOKUP(TOU_CTabulation[[#This Row],[Hour]],daypart,2)","v":"All"},{"$f":"TOU_CTabulation[[#This Row],[Season]]&TOU_CTabulation[[#This Row],[Day-Part]]","v":"WinterAll"},{"$f":"VLOOKUP(TOU_CTabulation[[#This Row],[Daypart]],TOUC,2)","v":0.25901999999999997},{"$f":"VLOOKUP(TOU_CTabulation[[#This Row],[Daypart]],TOUC,3)","v":0.32596000000000003},{"$f":"TOU_CTabulation[[#This Row],[Month Base Allow]]*TOU_CTabulation[[#This Row],[Base Rate]]","v":0},{"$f":"TOU_CTabulation[[#This Row],[Month Overbase Gen]]*TOU_CTabulation[[#This Row],[Over Rate]]","v":0},{"$f":"TOU_CTabulation[[#This Row],[Base Value]]+TOU_CTabulation[[#This Row],[Over Value]]","v":0}]
[12,22,23,0,0,2,2,0,2,0,0,{"$f":"TOU_CTabulation[[#This Row],[AC System Output (W)]]/1000","v":0},{"$f":"IF(A8571=TOU_CTabulation[[#This Row],[Month]],M8571+TOU_CTabulation[[#This Row],[AC System Output (kW)]],TOU_CTabulation[[#This Row],[AC System Output (kW)]])","v":243.70151399999995},{"$f":"VLOOKUP(TOU_CTabulation[[#This Row],[Month]],Season,2)","v":"Winter"},{"$f":"VLOOKUP(TOU_CTabulation[[#This Row],[Season]],CRate,2)","v":10.5},{"$f":"IF(A8573>TOU_CTabulation[[#This Row],[Month]],TOU_CTabulation[[#This Row],[Day]]*TOU_CTabulation[[#This Row],[Base Allow]],0)","v":0},{"$f":"IF(A8573>TOU_CTabulation[[#This Row],[Month]],TOU_CTabulation[[#This Row],[Month Cumm]],0)","v":0},{"$f":"IF(TOU_CTabulation[[#This Row],[Month Base Gen]]=0,0,TOU_CTabulation[[#This Row],[Month Base Gen]]-TOU_CTabulation[[#This Row],[Day]]*TOU_CTabulation[[#This Row],[Base Allow]])","v":0},{"$f":"VLOOKUP(TOU_CTabulation[[#This Row],[Hour]],daypart,2)","v":"All"},{"$f":"TOU_CTabulation[[#This Row],[Season]]&TOU_CTabulation[[#This Row],[Day-Part]]","v":"WinterAll"},{"$f":"VLOOKUP(TOU_CTabulation[[#This Row],[Daypart]],TOUC,2)","v":0.25901999999999997},{"$f":"VLOOKUP(TOU_CTabulation[[#This Row],[Daypart]],TOUC,3)","v":0.32596000000000003},{"$f":"TOU_CTabulation[[#This Row],[Month Base Allow]]*TOU_CTabulation[[#This Row],[Base Rate]]","v":0},{"$f":"TOU_CTabulation[[#This Row],[Month Overbase Gen]]*TOU_CTabulation[[#This Row],[Over Rate]]","v":0},{"$f":"TOU_CTabulation[[#This Row],[Base Value]]+TOU_CTabulation[[#This Row],[Over Value]]","v":0}]
[12,23,0,0,0,2,2,0,2,0,0,{"$f":"TOU_CTabulation[[#This Row],[AC System Output (W)]]/1000","v":0},{"$f":"IF(A8572=TOU_CTabulation[[#This Row],[Month]],M8572+TOU_CTabulation[[#This Row],[AC System Output (kW)]],TOU_CTabulation[[#This Row],[AC System Output (kW)]])","v":243.70151399999995},{"$f":"VLOOKUP(TOU_CTabulation[[#This Row],[Month]],Season,2)","v":"Winter"},{"$f":"VLOOKUP(TOU_CTabulation[[#This Row],[Season]],CRate,2)","v":10.5},{"$f":"IF(A8574>TOU_CTabulation[[#This Row],[Month]],TOU_CTabulation[[#This Row],[Day]]*TOU_CTabulation[[#This Row],[Base Allow]],0)","v":0},{"$f":"IF(A8574>TOU_CTabulation[[#This Row],[Month]],TOU_CTabulation[[#This Row],[Month Cumm]],0)","v":0},{"$f":"IF(TOU_CTabulation[[#This Row],[Month Base Gen]]=0,0,TOU_CTabulation[[#This Row],[Month Base Gen]]-TOU_CTabulation[[#This Row],[Day]]*TOU_CTabulation[[#This Row],[Base Allow]])","v":0},{"$f":"VLOOKUP(TOU_CTabulation[[#This Row],[Hour]],daypart,2)","v":"All"},{"$f":"TOU_CTabulation[[#This Row],[Season]]&TOU_CTabulation[[#This Row],[Day-Part]]","v":"WinterAll"},{"$f":"VLOOKUP(TOU_CTabulation[[#This Row],[Daypart]],TOUC,2)","v":0.25901999999999997},{"$f":"VLOOKUP(TOU_CTabulation[[#This Row],[Daypart]],TOUC,3)","v":0.32596000000000003},{"$f":"TOU_CTabulation[[#This Row],[Month Base Allow]]*TOU_CTabulation[[#This Row],[Base Rate]]","v":0},{"$f":"TOU_CTabulation[[#This Row],[Month Overbase Gen]]*TOU_CTabulation[[#This Row],[Over Rate]]","v":0},{"$f":"TOU_CTabulation[[#This Row],[Base Value]]+TOU_CTabulation[[#This Row],[Over Value]]","v":0}]
[12,23,1,0,0,1,2,0,1,0,0,{"$f":"TOU_CTabulation[[#This Row],[AC System Output (W)]]/1000","v":0},{"$f":"IF(A8573=TOU_CTabulation[[#This Row],[Month]],M8573+TOU_CTabulation[[#This Row],[AC System Output (kW)]],TOU_CTabulation[[#This Row],[AC System Output (kW)]])","v":243.70151399999995},{"$f":"VLOOKUP(TOU_CTabulation[[#This Row],[Month]],Season,2)","v":"Winter"},{"$f":"VLOOKUP(TOU_CTabulation[[#This Row],[Season]],CRate,2)","v":10.5},{"$f":"IF(A8575>TOU_CTabulation[[#This Row],[Month]],TOU_CTabulation[[#This Row],[Day]]*TOU_CTabulation[[#This Row],[Base Allow]],0)","v":0},{"$f":"IF(A8575>TOU_CTabulation[[#This Row],[Month]],TOU_CTabulation[[#This Row],[Month Cumm]],0)","v":0},{"$f":"IF(TOU_CTabulation[[#This Row],[Month Base Gen]]=0,0,TOU_CTabulation[[#This Row],[Month Base Gen]]-TOU_CTabulation[[#This Row],[Day]]*TOU_CTabulation[[#This Row],[Base Allow]])","v":0},{"$f":"VLOOKUP(TOU_CTabulation[[#This Row],[Hour]],daypart,2)","v":"All"},{"$f":"TOU_CTabulation[[#This Row],[Season]]&TOU_CTabulation[[#This Row],[Day-Part]]","v":"WinterAll"},{"$f":"VLOOKUP(TOU_CTabulation[[#This Row],[Daypart]],TOUC,2)","v":0.25901999999999997},{"$f":"VLOOKUP(TOU_CTabulation[[#This Row],[Daypart]],TOUC,3)","v":0.32596000000000003},{"$f":"TOU_CTabulation[[#This Row],[Month Base Allow]]*TOU_CTabulation[[#This Row],[Base Rate]]","v":0},{"$f":"TOU_CTabulation[[#This Row],[Month Overbase Gen]]*TOU_CTabulation[[#This Row],[Over Rate]]","v":0},{"$f":"TOU_CTabulation[[#This Row],[Base Value]]+TOU_CTabulation[[#This Row],[Over Value]]","v":0}]
[12,23,2,0,0,1,2,0,1,0,0,{"$f":"TOU_CTabulation[[#This Row],[AC System Output (W)]]/1000","v":0},{"$f":"IF(A8574=TOU_CTabulation[[#This Row],[Month]],M8574+TOU_CTabulation[[#This Row],[AC System Output (kW)]],TOU_CTabulation[[#This Row],[AC System Output (kW)]])","v":243.70151399999995},{"$f":"VLOOKUP(TOU_CTabulation[[#This Row],[Month]],Season,2)","v":"Winter"},{"$f":"VLOOKUP(TOU_CTabulation[[#This Row],[Season]],CRate,2)","v":10.5},{"$f":"IF(A8576>TOU_CTabulation[[#This Row],[Month]],TOU_CTabulation[[#This Row],[Day]]*TOU_CTabulation[[#This Row],[Base Allow]],0)","v":0},{"$f":"IF(A8576>TOU_CTabulation[[#This Row],[Month]],TOU_CTabulation[[#This Row],[Month Cumm]],0)","v":0},{"$f":"IF(TOU_CTabulation[[#This Row],[Month Base Gen]]=0,0,TOU_CTabulation[[#This Row],[Month Base Gen]]-TOU_CTabulation[[#This Row],[Day]]*TOU_CTabulation[[#This Row],[Base Allow]])","v":0},{"$f":"VLOOKUP(TOU_CTabulation[[#This Row],[Hour]],daypart,2)","v":"All"},{"$f":"TOU_CTabulation[[#This Row],[Season]]&TOU_CTabulation[[#This Row],[Day-Part]]","v":"WinterAll"},{"$f":"VLOOKUP(TOU_CTabulation[[#This Row],[Daypart]],TOUC,2)","v":0.25901999999999997},{"$f":"VLOOKUP(TOU_CTabulation[[#This Row],[Daypart]],TOUC,3)","v":0.32596000000000003},{"$f":"TOU_CTabulation[[#This Row],[Month Base Allow]]*TOU_CTabulation[[#This Row],[Base Rate]]","v":0},{"$f":"TOU_CTabulation[[#This Row],[Month Overbase Gen]]*TOU_CTabulation[[#This Row],[Over Rate]]","v":0},{"$f":"TOU_CTabulation[[#This Row],[Base Value]]+TOU_CTabulation[[#This Row],[Over Value]]","v":0}]
[12,23,3,0,0,0,2,0,0,0,0,{"$f":"TOU_CTabulation[[#This Row],[AC System Output (W)]]/1000","v":0},{"$f":"IF(A8575=TOU_CTabulation[[#This Row],[Month]],M8575+TOU_CTabulation[[#This Row],[AC System Output (kW)]],TOU_CTabulation[[#This Row],[AC System Output (kW)]])","v":243.70151399999995},{"$f":"VLOOKUP(TOU_CTabulation[[#This Row],[Month]],Season,2)","v":"Winter"},{"$f":"VLOOKUP(TOU_CTabulation[[#This Row],[Season]],CRate,2)","v":10.5},{"$f":"IF(A8577>TOU_CTabulation[[#This Row],[Month]],TOU_CTabulation[[#This Row],[Day]]*TOU_CTabulation[[#This Row],[Base Allow]],0)","v":0},{"$f":"IF(A8577>TOU_CTabulation[[#This Row],[Month]],TOU_CTabulation[[#This Row],[Month Cumm]],0)","v":0},{"$f":"IF(TOU_CTabulation[[#This Row],[Month Base Gen]]=0,0,TOU_CTabulation[[#This Row],[Month Base Gen]]-TOU_CTabulation[[#This Row],[Day]]*TOU_CTabulation[[#This Row],[Base Allow]])","v":0},{"$f":"VLOOKUP(TOU_CTabulation[[#This Row],[Hour]],daypart,2)","v":"All"},{"$f":"TOU_CTabulation[[#This Row],[Season]]&TOU_CTabulation[[#This Row],[Day-Part]]","v":"WinterAll"},{"$f":"VLOOKUP(TOU_CTabulation[[#This Row],[Daypart]],TOUC,2)","v":0.25901999999999997},{"$f":"VLOOKUP(TOU_CTabulation[[#This Row],[Daypart]],TOUC,3)","v":0.32596000000000003},{"$f":"TOU_CTabulation[[#This Row],[Month Base Allow]]*TOU_CTabulation[[#This Row],[Base Rate]]","v":0},{"$f":"TOU_CTabulation[[#This Row],[Month Overbase Gen]]*TOU_CTabulation[[#This Row],[Over Rate]]","v":0},{"$f":"TOU_CTabulation[[#This Row],[Base Value]]+TOU_CTabulation[[#This Row],[Over Value]]","v":0}]
[12,23,4,0,0,0,2,0,0,0,0,{"$f":"TOU_CTabulation[[#This Row],[AC System Output (W)]]/1000","v":0},{"$f":"IF(A8576=TOU_CTabulation[[#This Row],[Month]],M8576+TOU_CTabulation[[#This Row],[AC System Output (kW)]],TOU_CTabulation[[#This Row],[AC System Output (kW)]])","v":243.70151399999995},{"$f":"VLOOKUP(TOU_CTabulation[[#This Row],[Month]],Season,2)","v":"Winter"},{"$f":"VLOOKUP(TOU_CTabulation[[#This Row],[Season]],CRate,2)","v":10.5},{"$f":"IF(A8578>TOU_CTabulation[[#This Row],[Month]],TOU_CTabulation[[#This Row],[Day]]*TOU_CTabulation[[#This Row],[Base Allow]],0)","v":0},{"$f":"IF(A8578>TOU_CTabulation[[#This Row],[Month]],TOU_CTabulation[[#This Row],[Month Cumm]],0)","v":0},{"$f":"IF(TOU_CTabulation[[#This Row],[Month Base Gen]]=0,0,TOU_CTabulation[[#This Row],[Month Base Gen]]-TOU_CTabulation[[#This Row],[Day]]*TOU_CTabulation[[#This Row],[Base Allow]])","v":0},{"$f":"VLOOKUP(TOU_CTabulation[[#This Row],[Hour]],daypart,2)","v":"All"},{"$f":"TOU_CTabulation[[#This Row],[Season]]&TOU_CTabulation[[#This Row],[Day-Part]]","v":"WinterAll"},{"$f":"VLOOKUP(TOU_CTabulation[[#This Row],[Daypart]],TOUC,2)","v":0.25901999999999997},{"$f":"VLOOKUP(TOU_CTabulation[[#This Row],[Daypart]],TOUC,3)","v":0.32596000000000003},{"$f":"TOU_CTabulation[[#This Row],[Month Base Allow]]*TOU_CTabulation[[#This Row],[Base Rate]]","v":0},{"$f":"TOU_CTabulation[[#This Row],[Month Overbase Gen]]*TOU_CTabulation[[#This Row],[Over Rate]]","v":0},{"$f":"TOU_CTabulation[[#This Row],[Base Value]]+TOU_CTabulation[[#This Row],[Over Value]]","v":0}]
[12,23,5,0,0,0,2,0,0,0,0,{"$f":"TOU_CTabulation[[#This Row],[AC System Output (W)]]/1000","v":0},{"$f":"IF(A8577=TOU_CTabulation[[#This Row],[Month]],M8577+TOU_CTabulation[[#This Row],[AC System Output (kW)]],TOU_CTabulation[[#This Row],[AC System Output (kW)]])","v":243.70151399999995},{"$f":"VLOOKUP(TOU_CTabulation[[#This Row],[Month]],Season,2)","v":"Winter"},{"$f":"VLOOKUP(TOU_CTabulation[[#This Row],[Season]],CRate,2)","v":10.5},{"$f":"IF(A8579>TOU_CTabulation[[#This Row],[Month]],TOU_CTabulation[[#This Row],[Day]]*TOU_CTabulation[[#This Row],[Base Allow]],0)","v":0},{"$f":"IF(A8579>TOU_CTabulation[[#This Row],[Month]],TOU_CTabulation[[#This Row],[Month Cumm]],0)","v":0},{"$f":"IF(TOU_CTabulation[[#This Row],[Month Base Gen]]=0,0,TOU_CTabulation[[#This Row],[Month Base Gen]]-TOU_CTabulation[[#This Row],[Day]]*TOU_CTabulation[[#This Row],[Base Allow]])","v":0},{"$f":"VLOOKUP(TOU_CTabulation[[#This Row],[Hour]],daypart,2)","v":"All"},{"$f":"TOU_CTabulation[[#This Row],[Season]]&TOU_CTabulation[[#This Row],[Day-Part]]","v":"WinterAll"},{"$f":"VLOOKUP(TOU_CTabulation[[#This Row],[Daypart]],TOUC,2)","v":0.25901999999999997},{"$f":"VLOOKUP(TOU_CTabulation[[#This Row],[Daypart]],TOUC,3)","v":0.32596000000000003},{"$f":"TOU_CTabulation[[#This Row],[Month Base Allow]]*TOU_CTabulation[[#This Row],[Base Rate]]","v":0},{"$f":"TOU_CTabulation[[#This Row],[Month Overbase Gen]]*TOU_CTabulation[[#This Row],[Over Rate]]","v":0},{"$f":"TOU_CTabulation[[#This Row],[Base Value]]+TOU_CTabulation[[#This Row],[Over Value]]","v":0}]
[12,23,6,0,0,0,2,0,0,0,0,{"$f":"TOU_CTabulation[[#This Row],[AC System Output (W)]]/1000","v":0},{"$f":"IF(A8578=TOU_CTabulation[[#This Row],[Month]],M8578+TOU_CTabulation[[#This Row],[AC System Output (kW)]],TOU_CTabulation[[#This Row],[AC System Output (kW)]])","v":243.70151399999995},{"$f":"VLOOKUP(TOU_CTabulation[[#This Row],[Month]],Season,2)","v":"Winter"},{"$f":"VLOOKUP(TOU_CTabulation[[#This Row],[Season]],CRate,2)","v":10.5},{"$f":"IF(A8580>TOU_CTabulation[[#This Row],[Month]],TOU_CTabulation[[#This Row],[Day]]*TOU_CTabulation[[#This Row],[Base Allow]],0)","v":0},{"$f":"IF(A8580>TOU_CTabulation[[#This Row],[Month]],TOU_CTabulation[[#This Row],[Month Cumm]],0)","v":0},{"$f":"IF(TOU_CTabulation[[#This Row],[Month Base Gen]]=0,0,TOU_CTabulation[[#This Row],[Month Base Gen]]-TOU_CTabulation[[#This Row],[Day]]*TOU_CTabulation[[#This Row],[Base Allow]])","v":0},{"$f":"VLOOKUP(TOU_CTabulation[[#This Row],[Hour]],daypart,2)","v":"All"},{"$f":"TOU_CTabulation[[#This Row],[Season]]&TOU_CTabulation[[#This Row],[Day-Part]]","v":"WinterAll"},{"$f":"VLOOKUP(TOU_CTabulation[[#This Row],[Daypart]],TOUC,2)","v":0.25901999999999997},{"$f":"VLOOKUP(TOU_CTabulation[[#This Row],[Daypart]],TOUC,3)","v":0.32596000000000003},{"$f":"TOU_CTabulation[[#This Row],[Month Base Allow]]*TOU_CTabulation[[#This Row],[Base Rate]]","v":0},{"$f":"TOU_CTabulation[[#This Row],[Month Overbase Gen]]*TOU_CTabulation[[#This Row],[Over Rate]]","v":0},{"$f":"TOU_CTabulation[[#This Row],[Base Value]]+TOU_CTabulation[[#This Row],[Over Value]]","v":0}]
[12,23,7,373,18,2,2,123.10299999999999,3.7370000000000001,381.99200000000002,354.036,{"$f":"TOU_CTabulation[[#This Row],[AC System Output (W)]]/1000","v":0.35403600000000002},{"$f":"IF(A8579=TOU_CTabulation[[#This Row],[Month]],M8579+TOU_CTabulation[[#This Row],[AC System Output (kW)]],TOU_CTabulation[[#This Row],[AC System Output (kW)]])","v":244.05554999999995},{"$f":"VLOOKUP(TOU_CTabulation[[#This Row],[Month]],Season,2)","v":"Winter"},{"$f":"VLOOKUP(TOU_CTabulation[[#This Row],[Season]],CRate,2)","v":10.5},{"$f":"IF(A8581>TOU_CTabulation[[#This Row],[Month]],TOU_CTabulation[[#This Row],[Day]]*TOU_CTabulation[[#This Row],[Base Allow]],0)","v":0},{"$f":"IF(A8581>TOU_CTabulation[[#This Row],[Month]],TOU_CTabulation[[#This Row],[Month Cumm]],0)","v":0},{"$f":"IF(TOU_CTabulation[[#This Row],[Month Base Gen]]=0,0,TOU_CTabulation[[#This Row],[Month Base Gen]]-TOU_CTabulation[[#This Row],[Day]]*TOU_CTabulation[[#This Row],[Base Allow]])","v":0},{"$f":"VLOOKUP(TOU_CTabulation[[#This Row],[Hour]],daypart,2)","v":"All"},{"$f":"TOU_CTabulation[[#This Row],[Season]]&TOU_CTabulation[[#This Row],[Day-Part]]","v":"WinterAll"},{"$f":"VLOOKUP(TOU_CTabulation[[#This Row],[Daypart]],TOUC,2)","v":0.25901999999999997},{"$f":"VLOOKUP(TOU_CTabulation[[#This Row],[Daypart]],TOUC,3)","v":0.32596000000000003},{"$f":"TOU_CTabulation[[#This Row],[Month Base Allow]]*TOU_CTabulation[[#This Row],[Base Rate]]","v":0},{"$f":"TOU_CTabulation[[#This Row],[Month Overbase Gen]]*TOU_CTabulation[[#This Row],[Over Rate]]","v":0},{"$f":"TOU_CTabulation[[#This Row],[Base Value]]+TOU_CTabulation[[#This Row],[Over Value]]","v":0}]
[12,23,8,745,44,5,2,380.20600000000002,13.922000000000001,1276.6669999999999,1225.7239999999999,{"$f":"TOU_CTabulation[[#This Row],[AC System Output (W)]]/1000","v":1.225724},{"$f":"IF(A8580=TOU_CTabulation[[#This Row],[Month]],M8580+TOU_CTabulation[[#This Row],[AC System Output (kW)]],TOU_CTabulation[[#This Row],[AC System Output (kW)]])","v":245.28127399999997},{"$f":"VLOOKUP(TOU_CTabulation[[#This Row],[Month]],Season,2)","v":"Winter"},{"$f":"VLOOKUP(TOU_CTabulation[[#This Row],[Season]],CRate,2)","v":10.5},{"$f":"IF(A8582>TOU_CTabulation[[#This Row],[Month]],TOU_CTabulation[[#This Row],[Day]]*TOU_CTabulation[[#This Row],[Base Allow]],0)","v":0},{"$f":"IF(A8582>TOU_CTabulation[[#This Row],[Month]],TOU_CTabulation[[#This Row],[Month Cumm]],0)","v":0},{"$f":"IF(TOU_CTabulation[[#This Row],[Month Base Gen]]=0,0,TOU_CTabulation[[#This Row],[Month Base Gen]]-TOU_CTabulation[[#This Row],[Day]]*TOU_CTabulation[[#This Row],[Base Allow]])","v":0},{"$f":"VLOOKUP(TOU_CTabulation[[#This Row],[Hour]],daypart,2)","v":"All"},{"$f":"TOU_CTabulation[[#This Row],[Season]]&TOU_CTabulation[[#This Row],[Day-Part]]","v":"WinterAll"},{"$f":"VLOOKUP(TOU_CTabulation[[#This Row],[Daypart]],TOUC,2)","v":0.25901999999999997},{"$f":"VLOOKUP(TOU_CTabulation[[#This Row],[Daypart]],TOUC,3)","v":0.32596000000000003},{"$f":"TOU_CTabulation[[#This Row],[Month Base Allow]]*TOU_CTabulation[[#This Row],[Base Rate]]","v":0},{"$f":"TOU_CTabulation[[#This Row],[Month Overbase Gen]]*TOU_CTabulation[[#This Row],[Over Rate]]","v":0},{"$f":"TOU_CTabulation[[#This Row],[Base Value]]+TOU_CTabulation[[#This Row],[Over Value]]","v":0}]
[12,23,9,878,57,7,2,594.69000000000005,22.542000000000002,2014.18,1938.692,{"$f":"TOU_CTabulation[[#This Row],[AC System Output (W)]]/1000","v":1.9386920000000001},{"$f":"IF(A8581=TOU_CTabulation[[#This Row],[Month]],M8581+TOU_CTabulation[[#This Row],[AC System Output (kW)]],TOU_CTabulation[[#This Row],[AC System Output (kW)]])","v":247.21996599999997},{"$f":"VLOOKUP(TOU_CTabulation[[#This Row],[Month]],Season,2)","v":"Winter"},{"$f":"VLOOKUP(TOU_CTabulation[[#This Row],[Season]],CRate,2)","v":10.5},{"$f":"IF(A8583>TOU_CTabulation[[#This Row],[Month]],TOU_CTabulation[[#This Row],[Day]]*TOU_CTabulation[[#This Row],[Base Allow]],0)","v":0},{"$f":"IF(A8583>TOU_CTabulation[[#This Row],[Month]],TOU_CTabulation[[#This Row],[Month Cumm]],0)","v":0},{"$f":"IF(TOU_CTabulation[[#This Row],[Month Base Gen]]=0,0,TOU_CTabulation[[#This Row],[Month Base Gen]]-TOU_CTabulation[[#This Row],[Day]]*TOU_CTabulation[[#This Row],[Base Allow]])","v":0},{"$f":"VLOOKUP(TOU_CTabulation[[#This Row],[Hour]],daypart,2)","v":"All"},{"$f":"TOU_CTabulation[[#This Row],[Season]]&TOU_CTabulation[[#This Row],[Day-Part]]","v":"WinterAll"},{"$f":"VLOOKUP(TOU_CTabulation[[#This Row],[Daypart]],TOUC,2)","v":0.25901999999999997},{"$f":"VLOOKUP(TOU_CTabulation[[#This Row],[Daypart]],TOUC,3)","v":0.32596000000000003},{"$f":"TOU_CTabulation[[#This Row],[Month Base Allow]]*TOU_CTabulation[[#This Row],[Base Rate]]","v":0},{"$f":"TOU_CTabulation[[#This Row],[Month Overbase Gen]]*TOU_CTabulation[[#This Row],[Over Rate]]","v":0},{"$f":"TOU_CTabulation[[#This Row],[Base Value]]+TOU_CTabulation[[#This Row],[Over Value]]","v":0}]
[12,23,10,934,64,10,3,745.91899999999998,27.728000000000002,2503.8530000000001,2409.2759999999998,{"$f":"TOU_CTabulation[[#This Row],[AC System Output (W)]]/1000","v":2.4092759999999998},{"$f":"IF(A8582=TOU_CTabulation[[#This Row],[Month]],M8582+TOU_CTabulation[[#This Row],[AC System Output (kW)]],TOU_CTabulation[[#This Row],[AC System Output (kW)]])","v":249.62924199999998},{"$f":"VLOOKUP(TOU_CTabulation[[#This Row],[Month]],Season,2)","v":"Winter"},{"$f":"VLOOKUP(TOU_CTabulation[[#This Row],[Season]],CRate,2)","v":10.5},{"$f":"IF(A8584>TOU_CTabulation[[#This Row],[Month]],TOU_CTabulation[[#This Row],[Day]]*TOU_CTabulation[[#This Row],[Base Allow]],0)","v":0},{"$f":"IF(A8584>TOU_CTabulation[[#This Row],[Month]],TOU_CTabulation[[#This Row],[Month Cumm]],0)","v":0},{"$f":"IF(TOU_CTabulation[[#This Row],[Month Base Gen]]=0,0,TOU_CTabulation[[#This Row],[Month Base Gen]]-TOU_CTabulation[[#This Row],[Day]]*TOU_CTabulation[[#This Row],[Base Allow]])","v":0},{"$f":"VLOOKUP(TOU_CTabulation[[#This Row],[Hour]],daypart,2)","v":"All"},{"$f":"TOU_CTabulation[[#This Row],[Season]]&TOU_CTabulation[[#This Row],[Day-Part]]","v":"WinterAll"},{"$f":"VLOOKUP(TOU_CTabulation[[#This Row],[Daypart]],TOUC,2)","v":0.25901999999999997},{"$f":"VLOOKUP(TOU_CTabulation[[#This Row],[Daypart]],TOUC,3)","v":0.32596000000000003},{"$f":"TOU_CTabulation[[#This Row],[Month Base Allow]]*TOU_CTabulation[[#This Row],[Base Rate]]","v":0},{"$f":"TOU_CTabulation[[#This Row],[Month Overbase Gen]]*TOU_CTabulation[[#This Row],[Over Rate]]","v":0},{"$f":"TOU_CTabulation[[#This Row],[Base Value]]+TOU_CTabulation[[#This Row],[Over Value]]","v":0}]
[12,23,11,956,68,11,2,825.74099999999999,33.542000000000002,2707.5790000000002,2604.404,{"$f":"TOU_CTabulation[[#This Row],[AC System Output (W)]]/1000","v":2.6044040000000002},{"$f":"IF(A8583=TOU_CTabulation[[#This Row],[Month]],M8583+TOU_CTabulation[[#This Row],[AC System Output (kW)]],TOU_CTabulation[[#This Row],[AC System Output (kW)]])","v":252.23364599999996},{"$f":"VLOOKUP(TOU_CTabulation[[#This Row],[Month]],Season,2)","v":"Winter"},{"$f":"VLOOKUP(TOU_CTabulation[[#This Row],[Season]],CRate,2)","v":10.5},{"$f":"IF(A8585>TOU_CTabulation[[#This Row],[Month]],TOU_CTabulation[[#This Row],[Day]]*TOU_CTabulation[[#This Row],[Base Allow]],0)","v":0},{"$f":"IF(A8585>TOU_CTabulation[[#This Row],[Month]],TOU_CTabulation[[#This Row],[Month Cumm]],0)","v":0},{"$f":"IF(TOU_CTabulation[[#This Row],[Month Base Gen]]=0,0,TOU_CTabulation[[#This Row],[Month Base Gen]]-TOU_CTabulation[[#This Row],[Day]]*TOU_CTabulation[[#This Row],[Base Allow]])","v":0},{"$f":"VLOOKUP(TOU_CTabulation[[#This Row],[Hour]],daypart,2)","v":"All"},{"$f":"TOU_CTabulation[[#This Row],[Season]]&TOU_CTabulation[[#This Row],[Day-Part]]","v":"WinterAll"},{"$f":"VLOOKUP(TOU_CTabulation[[#This Row],[Daypart]],TOUC,2)","v":0.25901999999999997},{"$f":"VLOOKUP(TOU_CTabulation[[#This Row],[Daypart]],TOUC,3)","v":0.32596000000000003},{"$f":"TOU_CTabulation[[#This Row],[Month Base Allow]]*TOU_CTabulation[[#This Row],[Base Rate]]","v":0},{"$f":"TOU_CTabulation[[#This Row],[Month Overbase Gen]]*TOU_CTabulation[[#This Row],[Over Rate]]","v":0},{"$f":"TOU_CTabulation[[#This Row],[Base Value]]+TOU_CTabulation[[#This Row],[Over Value]]","v":0}]
[12,23,12,953,68,12,2,825.76300000000003,34.74,2692.1669999999999,2589.6559999999999,{"$f":"TOU_CTabulation[[#This Row],[AC System Output (W)]]/1000","v":2.5896559999999997},{"$f":"IF(A8584=TOU_CTabulation[[#This Row],[Month]],M8584+TOU_CTabulation[[#This Row],[AC System Output (kW)]],TOU_CTabulation[[#This Row],[AC System Output (kW)]])","v":254.82330199999996},{"$f":"VLOOKUP(TOU_CTabulation[[#This Row],[Month]],Season,2)","v":"Winter"},{"$f":"VLOOKUP(TOU_CTabulation[[#This Row],[Season]],CRate,2)","v":10.5},{"$f":"IF(A8586>TOU_CTabulation[[#This Row],[Month]],TOU_CTabulation[[#This Row],[Day]]*TOU_CTabulation[[#This Row],[Base Allow]],0)","v":0},{"$f":"IF(A8586>TOU_CTabulation[[#This Row],[Month]],TOU_CTabulation[[#This Row],[Month Cumm]],0)","v":0},{"$f":"IF(TOU_CTabulation[[#This Row],[Month Base Gen]]=0,0,TOU_CTabulation[[#This Row],[Month Base Gen]]-TOU_CTabulation[[#This Row],[Day]]*TOU_CTabulation[[#This Row],[Base Allow]])","v":0},{"$f":"VLOOKUP(TOU_CTabulation[[#This Row],[Hour]],daypart,2)","v":"All"},{"$f":"TOU_CTabulation[[#This Row],[Season]]&TOU_CTabulation[[#This Row],[Day-Part]]","v":"WinterAll"},{"$f":"VLOOKUP(TOU_CTabulation[[#This Row],[Daypart]],TOUC,2)","v":0.25901999999999997},{"$f":"VLOOKUP(TOU_CTabulation[[#This Row],[Daypart]],TOUC,3)","v":0.32596000000000003},{"$f":"TOU_CTabulation[[#This Row],[Month Base Allow]]*TOU_CTabulation[[#This Row],[Base Rate]]","v":0},{"$f":"TOU_CTabulation[[#This Row],[Month Overbase Gen]]*TOU_CTabulation[[#This Row],[Over Rate]]","v":0},{"$f":"TOU_CTabulation[[#This Row],[Base Value]]+TOU_CTabulation[[#This Row],[Over Value]]","v":0}]
[12,23,13,925,66,13,2,748.62,33.741,2442.6260000000002,2350.558,{"$f":"TOU_CTabulation[[#This Row],[AC System Output (W)]]/1000","v":2.3505579999999999},{"$f":"IF(A8585=TOU_CTabulation[[#This Row],[Month]],M8585+TOU_CTabulation[[#This Row],[AC System Output (kW)]],TOU_CTabulation[[#This Row],[AC System Output (kW)]])","v":257.17385999999993},{"$f":"VLOOKUP(TOU_CTabulation[[#This Row],[Month]],Season,2)","v":"Winter"},{"$f":"VLOOKUP(TOU_CTabulation[[#This Row],[Season]],CRate,2)","v":10.5},{"$f":"IF(A8587>TOU_CTabulation[[#This Row],[Month]],TOU_CTabulation[[#This Row],[Day]]*TOU_CTabulation[[#This Row],[Base Allow]],0)","v":0},{"$f":"IF(A8587>TOU_CTabulation[[#This Row],[Month]],TOU_CTabulation[[#This Row],[Month Cumm]],0)","v":0},{"$f":"IF(TOU_CTabulation[[#This Row],[Month Base Gen]]=0,0,TOU_CTabulation[[#This Row],[Month Base Gen]]-TOU_CTabulation[[#This Row],[Day]]*TOU_CTabulation[[#This Row],[Base Allow]])","v":0},{"$f":"VLOOKUP(TOU_CTabulation[[#This Row],[Hour]],daypart,2)","v":"All"},{"$f":"TOU_CTabulation[[#This Row],[Season]]&TOU_CTabulation[[#This Row],[Day-Part]]","v":"WinterAll"},{"$f":"VLOOKUP(TOU_CTabulation[[#This Row],[Daypart]],TOUC,2)","v":0.25901999999999997},{"$f":"VLOOKUP(TOU_CTabulation[[#This Row],[Daypart]],TOUC,3)","v":0.32596000000000003},{"$f":"TOU_CTabulation[[#This Row],[Month Base Allow]]*TOU_CTabulation[[#This Row],[Base Rate]]","v":0},{"$f":"TOU_CTabulation[[#This Row],[Month Overbase Gen]]*TOU_CTabulation[[#This Row],[Over Rate]]","v":0},{"$f":"TOU_CTabulation[[#This Row],[Base Value]]+TOU_CTabulation[[#This Row],[Over Value]]","v":0}]
[12,23,14,861,60,12,1,602.08900000000006,32.244,1951.915,1878.6949999999999,{"$f":"TOU_CTabulation[[#This Row],[AC System Output (W)]]/1000","v":1.878695},{"$f":"IF(A8586=TOU_CTabulation[[#This Row],[Month]],M8586+TOU_CTabulation[[#This Row],[AC System Output (kW)]],TOU_CTabulation[[#This Row],[AC System Output (kW)]])","v":259.05255499999993},{"$f":"VLOOKUP(TOU_CTabulation[[#This Row],[Month]],Season,2)","v":"Winter"},{"$f":"VLOOKUP(TOU_CTabulation[[#This Row],[Season]],CRate,2)","v":10.5},{"$f":"IF(A8588>TOU_CTabulation[[#This Row],[Month]],TOU_CTabulation[[#This Row],[Day]]*TOU_CTabulation[[#This Row],[Base Allow]],0)","v":0},{"$f":"IF(A8588>TOU_CTabulation[[#This Row],[Month]],TOU_CTabulation[[#This Row],[Month Cumm]],0)","v":0},{"$f":"IF(TOU_CTabulation[[#This Row],[Month Base Gen]]=0,0,TOU_CTabulation[[#This Row],[Month Base Gen]]-TOU_CTabulation[[#This Row],[Day]]*TOU_CTabulation[[#This Row],[Base Allow]])","v":0},{"$f":"VLOOKUP(TOU_CTabulation[[#This Row],[Hour]],daypart,2)","v":"All"},{"$f":"TOU_CTabulation[[#This Row],[Season]]&TOU_CTabulation[[#This Row],[Day-Part]]","v":"WinterAll"},{"$f":"VLOOKUP(TOU_CTabulation[[#This Row],[Daypart]],TOUC,2)","v":0.25901999999999997},{"$f":"VLOOKUP(TOU_CTabulation[[#This Row],[Daypart]],TOUC,3)","v":0.32596000000000003},{"$f":"TOU_CTabulation[[#This Row],[Month Base Allow]]*TOU_CTabulation[[#This Row],[Base Rate]]","v":0},{"$f":"TOU_CTabulation[[#This Row],[Month Overbase Gen]]*TOU_CTabulation[[#This Row],[Over Rate]]","v":0},{"$f":"TOU_CTabulation[[#This Row],[Base Value]]+TOU_CTabulation[[#This Row],[Over Value]]","v":0}]
[12,23,15,726,47,10,1,386.50099999999998,23.187999999999999,1253.0150000000001,1202.7750000000001,{"$f":"TOU_CTabulation[[#This Row],[AC System Output (W)]]/1000","v":1.2027750000000001},{"$f":"IF(A8587=TOU_CTabulation[[#This Row],[Month]],M8587+TOU_CTabulation[[#This Row],[AC System Output (kW)]],TOU_CTabulation[[#This Row],[AC System Output (kW)]])","v":260.2553299999999},{"$f":"VLOOKUP(TOU_CTabulation[[#This Row],[Month]],Season,2)","v":"Winter"},{"$f":"VLOOKUP(TOU_CTabulation[[#This Row],[Season]],CRate,2)","v":10.5},{"$f":"IF(A8589>TOU_CTabulation[[#This Row],[Month]],TOU_CTabulation[[#This Row],[Day]]*TOU_CTabulation[[#This Row],[Base Allow]],0)","v":0},{"$f":"IF(A8589>TOU_CTabulation[[#This Row],[Month]],TOU_CTabulation[[#This Row],[Month Cumm]],0)","v":0},{"$f":"IF(TOU_CTabulation[[#This Row],[Month Base Gen]]=0,0,TOU_CTabulation[[#This Row],[Month Base Gen]]-TOU_CTabulation[[#This Row],[Day]]*TOU_CTabulation[[#This Row],[Base Allow]])","v":0},{"$f":"VLOOKUP(TOU_CTabulation[[#This Row],[Hour]],daypart,2)","v":"All"},{"$f":"TOU_CTabulation[[#This Row],[Season]]&TOU_CTabulation[[#This Row],[Day-Part]]","v":"WinterAll"},{"$f":"VLOOKUP(TOU_CTabulation[[#This Row],[Daypart]],TOUC,2)","v":0.25901999999999997},{"$f":"VLOOKUP(TOU_CTabulation[[#This Row],[Daypart]],TOUC,3)","v":0.32596000000000003},{"$f":"TOU_CTabulation[[#This Row],[Month Base Allow]]*TOU_CTabulation[[#This Row],[Base Rate]]","v":0},{"$f":"TOU_CTabulation[[#This Row],[Month Overbase Gen]]*TOU_CTabulation[[#This Row],[Over Rate]]","v":0},{"$f":"TOU_CTabulation[[#This Row],[Base Value]]+TOU_CTabulation[[#This Row],[Over Value]]","v":0}]
[12,23,16,374,21,7,1,130.93299999999999,10.975,399.84,371.49799999999999,{"$f":"TOU_CTabulation[[#This Row],[AC System Output (W)]]/1000","v":0.37149799999999999},{"$f":"IF(A8588=TOU_CTabulation[[#This Row],[Month]],M8588+TOU_CTabulation[[#This Row],[AC System Output (kW)]],TOU_CTabulation[[#This Row],[AC System Output (kW)]])","v":260.62682799999988},{"$f":"VLOOKUP(TOU_CTabulation[[#This Row],[Month]],Season,2)","v":"Winter"},{"$f":"VLOOKUP(TOU_CTabulation[[#This Row],[Season]],CRate,2)","v":10.5},{"$f":"IF(A8590>TOU_CTabulation[[#This Row],[Month]],TOU_CTabulation[[#This Row],[Day]]*TOU_CTabulation[[#This Row],[Base Allow]],0)","v":0},{"$f":"IF(A8590>TOU_CTabulation[[#This Row],[Month]],TOU_CTabulation[[#This Row],[Month Cumm]],0)","v":0},{"$f":"IF(TOU_CTabulation[[#This Row],[Month Base Gen]]=0,0,TOU_CTabulation[[#This Row],[Month Base Gen]]-TOU_CTabulation[[#This Row],[Day]]*TOU_CTabulation[[#This Row],[Base Allow]])","v":0},{"$f":"VLOOKUP(TOU_CTabulation[[#This Row],[Hour]],daypart,2)","v":"All"},{"$f":"TOU_CTabulation[[#This Row],[Season]]&TOU_CTabulation[[#This Row],[Day-Part]]","v":"WinterAll"},{"$f":"VLOOKUP(TOU_CTabulation[[#This Row],[Daypart]],TOUC,2)","v":0.25901999999999997},{"$f":"VLOOKUP(TOU_CTabulation[[#This Row],[Daypart]],TOUC,3)","v":0.32596000000000003},{"$f":"TOU_CTabulation[[#This Row],[Month Base Allow]]*TOU_CTabulation[[#This Row],[Base Rate]]","v":0},{"$f":"TOU_CTabulation[[#This Row],[Month Overbase Gen]]*TOU_CTabulation[[#This Row],[Over Rate]]","v":0},{"$f":"TOU_CTabulation[[#This Row],[Base Value]]+TOU_CTabulation[[#This Row],[Over Value]]","v":0}]
[12,23,17,0,0,5,1,0,5,0,0,{"$f":"TOU_CTabulation[[#This Row],[AC System Output (W)]]/1000","v":0},{"$f":"IF(A8589=TOU_CTabulation[[#This Row],[Month]],M8589+TOU_CTabulation[[#This Row],[AC System Output (kW)]],TOU_CTabulation[[#This Row],[AC System Output (kW)]])","v":260.62682799999988},{"$f":"VLOOKUP(TOU_CTabulation[[#This Row],[Month]],Season,2)","v":"Winter"},{"$f":"VLOOKUP(TOU_CTabulation[[#This Row],[Season]],CRate,2)","v":10.5},{"$f":"IF(A8591>TOU_CTabulation[[#This Row],[Month]],TOU_CTabulation[[#This Row],[Day]]*TOU_CTabulation[[#This Row],[Base Allow]],0)","v":0},{"$f":"IF(A8591>TOU_CTabulation[[#This Row],[Month]],TOU_CTabulation[[#This Row],[Month Cumm]],0)","v":0},{"$f":"IF(TOU_CTabulation[[#This Row],[Month Base Gen]]=0,0,TOU_CTabulation[[#This Row],[Month Base Gen]]-TOU_CTabulation[[#This Row],[Day]]*TOU_CTabulation[[#This Row],[Base Allow]])","v":0},{"$f":"VLOOKUP(TOU_CTabulation[[#This Row],[Hour]],daypart,2)","v":"All"},{"$f":"TOU_CTabulation[[#This Row],[Season]]&TOU_CTabulation[[#This Row],[Day-Part]]","v":"WinterAll"},{"$f":"VLOOKUP(TOU_CTabulation[[#This Row],[Daypart]],TOUC,2)","v":0.25901999999999997},{"$f":"VLOOKUP(TOU_CTabulation[[#This Row],[Daypart]],TOUC,3)","v":0.32596000000000003},{"$f":"TOU_CTabulation[[#This Row],[Month Base Allow]]*TOU_CTabulation[[#This Row],[Base Rate]]","v":0},{"$f":"TOU_CTabulation[[#This Row],[Month Overbase Gen]]*TOU_CTabulation[[#This Row],[Over Rate]]","v":0},{"$f":"TOU_CTabulation[[#This Row],[Base Value]]+TOU_CTabulation[[#This Row],[Over Value]]","v":0}]
[12,23,18,0,0,4,1,0,4,0,0,{"$f":"TOU_CTabulation[[#This Row],[AC System Output (W)]]/1000","v":0},{"$f":"IF(A8590=TOU_CTabulation[[#This Row],[Month]],M8590+TOU_CTabulation[[#This Row],[AC System Output (kW)]],TOU_CTabulation[[#This Row],[AC System Output (kW)]])","v":260.62682799999988},{"$f":"VLOOKUP(TOU_CTabulation[[#This Row],[Month]],Season,2)","v":"Winter"},{"$f":"VLOOKUP(TOU_CTabulation[[#This Row],[Season]],CRate,2)","v":10.5},{"$f":"IF(A8592>TOU_CTabulation[[#This Row],[Month]],TOU_CTabulation[[#This Row],[Day]]*TOU_CTabulation[[#This Row],[Base Allow]],0)","v":0},{"$f":"IF(A8592>TOU_CTabulation[[#This Row],[Month]],TOU_CTabulation[[#This Row],[Month Cumm]],0)","v":0},{"$f":"IF(TOU_CTabulation[[#This Row],[Month Base Gen]]=0,0,TOU_CTabulation[[#This Row],[Month Base Gen]]-TOU_CTabulation[[#This Row],[Day]]*TOU_CTabulation[[#This Row],[Base Allow]])","v":0},{"$f":"VLOOKUP(TOU_CTabulation[[#This Row],[Hour]],daypart,2)","v":"All"},{"$f":"TOU_CTabulation[[#This Row],[Season]]&TOU_CTabulation[[#This Row],[Day-Part]]","v":"WinterAll"},{"$f":"VLOOKUP(TOU_CTabulation[[#This Row],[Daypart]],TOUC,2)","v":0.25901999999999997},{"$f":"VLOOKUP(TOU_CTabulation[[#This Row],[Daypart]],TOUC,3)","v":0.32596000000000003},{"$f":"TOU_CTabulation[[#This Row],[Month Base Allow]]*TOU_CTabulation[[#This Row],[Base Rate]]","v":0},{"$f":"TOU_CTabulation[[#This Row],[Month Overbase Gen]]*TOU_CTabulation[[#This Row],[Over Rate]]","v":0},{"$f":"TOU_CTabulation[[#This Row],[Base Value]]+TOU_CTabulation[[#This Row],[Over Value]]","v":0}]
[12,23,19,0,0,3,2,0,3,0,0,{"$f":"TOU_CTabulation[[#This Row],[AC System Output (W)]]/1000","v":0},{"$f":"IF(A8591=TOU_CTabulation[[#This Row],[Month]],M8591+TOU_CTabulation[[#This Row],[AC System Output (kW)]],TOU_CTabulation[[#This Row],[AC System Output (kW)]])","v":260.62682799999988},{"$f":"VLOOKUP(TOU_CTabulation[[#This Row],[Month]],Season,2)","v":"Winter"},{"$f":"VLOOKUP(TOU_CTabulation[[#This Row],[Season]],CRate,2)","v":10.5},{"$f":"IF(A8593>TOU_CTabulation[[#This Row],[Month]],TOU_CTabulation[[#This Row],[Day]]*TOU_CTabulation[[#This Row],[Base Allow]],0)","v":0},{"$f":"IF(A8593>TOU_CTabulation[[#This Row],[Month]],TOU_CTabulation[[#This Row],[Month Cumm]],0)","v":0},{"$f":"IF(TOU_CTabulation[[#This Row],[Month Base Gen]]=0,0,TOU_CTabulation[[#This Row],[Month Base Gen]]-TOU_CTabulation[[#This Row],[Day]]*TOU_CTabulation[[#This Row],[Base Allow]])","v":0},{"$f":"VLOOKUP(TOU_CTabulation[[#This Row],[Hour]],daypart,2)","v":"All"},{"$f":"TOU_CTabulation[[#This Row],[Season]]&TOU_CTabulation[[#This Row],[Day-Part]]","v":"WinterAll"},{"$f":"VLOOKUP(TOU_CTabulation[[#This Row],[Daypart]],TOUC,2)","v":0.25901999999999997},{"$f":"VLOOKUP(TOU_CTabulation[[#This Row],[Daypart]],TOUC,3)","v":0.32596000000000003},{"$f":"TOU_CTabulation[[#This Row],[Month Base Allow]]*TOU_CTabulation[[#This Row],[Base Rate]]","v":0},{"$f":"TOU_CTabulation[[#This Row],[Month Overbase Gen]]*TOU_CTabulation[[#This Row],[Over Rate]]","v":0},{"$f":"TOU_CTabulation[[#This Row],[Base Value]]+TOU_CTabulation[[#This Row],[Over Value]]","v":0}]
[12,23,20,0,0,2,2,0,2,0,0,{"$f":"TOU_CTabulation[[#This Row],[AC System Output (W)]]/1000","v":0},{"$f":"IF(A8592=TOU_CTabulation[[#This Row],[Month]],M8592+TOU_CTabulation[[#This Row],[AC System Output (kW)]],TOU_CTabulation[[#This Row],[AC System Output (kW)]])","v":260.62682799999988},{"$f":"VLOOKUP(TOU_CTabulation[[#This Row],[Month]],Season,2)","v":"Winter"},{"$f":"VLOOKUP(TOU_CTabulation[[#This Row],[Season]],CRate,2)","v":10.5},{"$f":"IF(A8594>TOU_CTabulation[[#This Row],[Month]],TOU_CTabulation[[#This Row],[Day]]*TOU_CTabulation[[#This Row],[Base Allow]],0)","v":0},{"$f":"IF(A8594>TOU_CTabulation[[#This Row],[Month]],TOU_CTabulation[[#This Row],[Month Cumm]],0)","v":0},{"$f":"IF(TOU_CTabulation[[#This Row],[Month Base Gen]]=0,0,TOU_CTabulation[[#This Row],[Month Base Gen]]-TOU_CTabulation[[#This Row],[Day]]*TOU_CTabulation[[#This Row],[Base Allow]])","v":0},{"$f":"VLOOKUP(TOU_CTabulation[[#This Row],[Hour]],daypart,2)","v":"All"},{"$f":"TOU_CTabulation[[#This Row],[Season]]&TOU_CTabulation[[#This Row],[Day-Part]]","v":"WinterAll"},{"$f":"VLOOKUP(TOU_CTabulation[[#This Row],[Daypart]],TOUC,2)","v":0.25901999999999997},{"$f":"VLOOKUP(TOU_CTabulation[[#This Row],[Daypart]],TOUC,3)","v":0.32596000000000003},{"$f":"TOU_CTabulation[[#This Row],[Month Base Allow]]*TOU_CTabulation[[#This Row],[Base Rate]]","v":0},{"$f":"TOU_CTabulation[[#This Row],[Month Overbase Gen]]*TOU_CTabulation[[#This Row],[Over Rate]]","v":0},{"$f":"TOU_CTabulation[[#This Row],[Base Value]]+TOU_CTabulation[[#This Row],[Over Value]]","v":0}]
[12,23,21,0,0,2,2,0,2,0,0,{"$f":"TOU_CTabulation[[#This Row],[AC System Output (W)]]/1000","v":0},{"$f":"IF(A8593=TOU_CTabulation[[#This Row],[Month]],M8593+TOU_CTabulation[[#This Row],[AC System Output (kW)]],TOU_CTabulation[[#This Row],[AC System Output (kW)]])","v":260.62682799999988},{"$f":"VLOOKUP(TOU_CTabulation[[#This Row],[Month]],Season,2)","v":"Winter"},{"$f":"VLOOKUP(TOU_CTabulation[[#This Row],[Season]],CRate,2)","v":10.5},{"$f":"IF(A8595>TOU_CTabulation[[#This Row],[Month]],TOU_CTabulation[[#This Row],[Day]]*TOU_CTabulation[[#This Row],[Base Allow]],0)","v":0},{"$f":"IF(A8595>TOU_CTabulation[[#This Row],[Month]],TOU_CTabulation[[#This Row],[Month Cumm]],0)","v":0},{"$f":"IF(TOU_CTabulation[[#This Row],[Month Base Gen]]=0,0,TOU_CTabulation[[#This Row],[Month Base Gen]]-TOU_CTabulation[[#This Row],[Day]]*TOU_CTabulation[[#This Row],[Base Allow]])","v":0},{"$f":"VLOOKUP(TOU_CTabulation[[#This Row],[Hour]],daypart,2)","v":"All"},{"$f":"TOU_CTabulation[[#This Row],[Season]]&TOU_CTabulation[[#This Row],[Day-Part]]","v":"WinterAll"},{"$f":"VLOOKUP(TOU_CTabulation[[#This Row],[Daypart]],TOUC,2)","v":0.25901999999999997},{"$f":"VLOOKUP(TOU_CTabulation[[#This Row],[Daypart]],TOUC,3)","v":0.32596000000000003},{"$f":"TOU_CTabulation[[#This Row],[Month Base Allow]]*TOU_CTabulation[[#This Row],[Base Rate]]","v":0},{"$f":"TOU_CTabulation[[#This Row],[Month Overbase Gen]]*TOU_CTabulation[[#This Row],[Over Rate]]","v":0},{"$f":"TOU_CTabulation[[#This Row],[Base Value]]+TOU_CTabulation[[#This Row],[Over Value]]","v":0}]
[12,23,22,0,0,2,2,0,2,0,0,{"$f":"TOU_CTabulation[[#This Row],[AC System Output (W)]]/1000","v":0},{"$f":"IF(A8594=TOU_CTabulation[[#This Row],[Month]],M8594+TOU_CTabulation[[#This Row],[AC System Output (kW)]],TOU_CTabulation[[#This Row],[AC System Output (kW)]])","v":260.62682799999988},{"$f":"VLOOKUP(TOU_CTabulation[[#This Row],[Month]],Season,2)","v":"Winter"},{"$f":"VLOOKUP(TOU_CTabulation[[#This Row],[Season]],CRate,2)","v":10.5},{"$f":"IF(A8596>TOU_CTabulation[[#This Row],[Month]],TOU_CTabulation[[#This Row],[Day]]*TOU_CTabulation[[#This Row],[Base Allow]],0)","v":0},{"$f":"IF(A8596>TOU_CTabulation[[#This Row],[Month]],TOU_CTabulation[[#This Row],[Month Cumm]],0)","v":0},{"$f":"IF(TOU_CTabulation[[#This Row],[Month Base Gen]]=0,0,TOU_CTabulation[[#This Row],[Month Base Gen]]-TOU_CTabulation[[#This Row],[Day]]*TOU_CTabulation[[#This Row],[Base Allow]])","v":0},{"$f":"VLOOKUP(TOU_CTabulation[[#This Row],[Hour]],daypart,2)","v":"All"},{"$f":"TOU_CTabulation[[#This Row],[Season]]&TOU_CTabulation[[#This Row],[Day-Part]]","v":"WinterAll"},{"$f":"VLOOKUP(TOU_CTabulation[[#This Row],[Daypart]],TOUC,2)","v":0.25901999999999997},{"$f":"VLOOKUP(TOU_CTabulation[[#This Row],[Daypart]],TOUC,3)","v":0.32596000000000003},{"$f":"TOU_CTabulation[[#This Row],[Month Base Allow]]*TOU_CTabulation[[#This Row],[Base Rate]]","v":0},{"$f":"TOU_CTabulation[[#This Row],[Month Overbase Gen]]*TOU_CTabulation[[#This Row],[Over Rate]]","v":0},{"$f":"TOU_CTabulation[[#This Row],[Base Value]]+TOU_CTabulation[[#This Row],[Over Value]]","v":0}]
[12,23,23,0,0,1,2,0,1,0,0,{"$f":"TOU_CTabulation[[#This Row],[AC System Output (W)]]/1000","v":0},{"$f":"IF(A8595=TOU_CTabulation[[#This Row],[Month]],M8595+TOU_CTabulation[[#This Row],[AC System Output (kW)]],TOU_CTabulation[[#This Row],[AC System Output (kW)]])","v":260.62682799999988},{"$f":"VLOOKUP(TOU_CTabulation[[#This Row],[Month]],Season,2)","v":"Winter"},{"$f":"VLOOKUP(TOU_CTabulation[[#This Row],[Season]],CRate,2)","v":10.5},{"$f":"IF(A8597>TOU_CTabulation[[#This Row],[Month]],TOU_CTabulation[[#This Row],[Day]]*TOU_CTabulation[[#This Row],[Base Allow]],0)","v":0},{"$f":"IF(A8597>TOU_CTabulation[[#This Row],[Month]],TOU_CTabulation[[#This Row],[Month Cumm]],0)","v":0},{"$f":"IF(TOU_CTabulation[[#This Row],[Month Base Gen]]=0,0,TOU_CTabulation[[#This Row],[Month Base Gen]]-TOU_CTabulation[[#This Row],[Day]]*TOU_CTabulation[[#This Row],[Base Allow]])","v":0},{"$f":"VLOOKUP(TOU_CTabulation[[#This Row],[Hour]],daypart,2)","v":"All"},{"$f":"TOU_CTabulation[[#This Row],[Season]]&TOU_CTabulation[[#This Row],[Day-Part]]","v":"WinterAll"},{"$f":"VLOOKUP(TOU_CTabulation[[#This Row],[Daypart]],TOUC,2)","v":0.25901999999999997},{"$f":"VLOOKUP(TOU_CTabulation[[#This Row],[Daypart]],TOUC,3)","v":0.32596000000000003},{"$f":"TOU_CTabulation[[#This Row],[Month Base Allow]]*TOU_CTabulation[[#This Row],[Base Rate]]","v":0},{"$f":"TOU_CTabulation[[#This Row],[Month Overbase Gen]]*TOU_CTabulation[[#This Row],[Over Rate]]","v":0},{"$f":"TOU_CTabulation[[#This Row],[Base Value]]+TOU_CTabulation[[#This Row],[Over Value]]","v":0}]
[12,24,0,0,0,1,2,0,1,0,0,{"$f":"TOU_CTabulation[[#This Row],[AC System Output (W)]]/1000","v":0},{"$f":"IF(A8596=TOU_CTabulation[[#This Row],[Month]],M8596+TOU_CTabulation[[#This Row],[AC System Output (kW)]],TOU_CTabulation[[#This Row],[AC System Output (kW)]])","v":260.62682799999988},{"$f":"VLOOKUP(TOU_CTabulation[[#This Row],[Month]],Season,2)","v":"Winter"},{"$f":"VLOOKUP(TOU_CTabulation[[#This Row],[Season]],CRate,2)","v":10.5},{"$f":"IF(A8598>TOU_CTabulation[[#This Row],[Month]],TOU_CTabulation[[#This Row],[Day]]*TOU_CTabulation[[#This Row],[Base Allow]],0)","v":0},{"$f":"IF(A8598>TOU_CTabulation[[#This Row],[Month]],TOU_CTabulation[[#This Row],[Month Cumm]],0)","v":0},{"$f":"IF(TOU_CTabulation[[#This Row],[Month Base Gen]]=0,0,TOU_CTabulation[[#This Row],[Month Base Gen]]-TOU_CTabulation[[#This Row],[Day]]*TOU_CTabulation[[#This Row],[Base Allow]])","v":0},{"$f":"VLOOKUP(TOU_CTabulation[[#This Row],[Hour]],daypart,2)","v":"All"},{"$f":"TOU_CTabulation[[#This Row],[Season]]&TOU_CTabulation[[#This Row],[Day-Part]]","v":"WinterAll"},{"$f":"VLOOKUP(TOU_CTabulation[[#This Row],[Daypart]],TOUC,2)","v":0.25901999999999997},{"$f":"VLOOKUP(TOU_CTabulation[[#This Row],[Daypart]],TOUC,3)","v":0.32596000000000003},{"$f":"TOU_CTabulation[[#This Row],[Month Base Allow]]*TOU_CTabulation[[#This Row],[Base Rate]]","v":0},{"$f":"TOU_CTabulation[[#This Row],[Month Overbase Gen]]*TOU_CTabulation[[#This Row],[Over Rate]]","v":0},{"$f":"TOU_CTabulation[[#This Row],[Base Value]]+TOU_CTabulation[[#This Row],[Over Value]]","v":0}]
[12,24,1,0,0,1,2,0,1,0,0,{"$f":"TOU_CTabulation[[#This Row],[AC System Output (W)]]/1000","v":0},{"$f":"IF(A8597=TOU_CTabulation[[#This Row],[Month]],M8597+TOU_CTabulation[[#This Row],[AC System Output (kW)]],TOU_CTabulation[[#This Row],[AC System Output (kW)]])","v":260.62682799999988},{"$f":"VLOOKUP(TOU_CTabulation[[#This Row],[Month]],Season,2)","v":"Winter"},{"$f":"VLOOKUP(TOU_CTabulation[[#This Row],[Season]],CRate,2)","v":10.5},{"$f":"IF(A8599>TOU_CTabulation[[#This Row],[Month]],TOU_CTabulation[[#This Row],[Day]]*TOU_CTabulation[[#This Row],[Base Allow]],0)","v":0},{"$f":"IF(A8599>TOU_CTabulation[[#This Row],[Month]],TOU_CTabulation[[#This Row],[Month Cumm]],0)","v":0},{"$f":"IF(TOU_CTabulation[[#This Row],[Month Base Gen]]=0,0,TOU_CTabulation[[#This Row],[Month Base Gen]]-TOU_CTabulation[[#This Row],[Day]]*TOU_CTabulation[[#This Row],[Base Allow]])","v":0},{"$f":"VLOOKUP(TOU_CTabulation[[#This Row],[Hour]],daypart,2)","v":"All"},{"$f":"TOU_CTabulation[[#This Row],[Season]]&TOU_CTabulation[[#This Row],[Day-Part]]","v":"WinterAll"},{"$f":"VLOOKUP(TOU_CTabulation[[#This Row],[Daypart]],TOUC,2)","v":0.25901999999999997},{"$f":"VLOOKUP(TOU_CTabulation[[#This Row],[Daypart]],TOUC,3)","v":0.32596000000000003},{"$f":"TOU_CTabulation[[#This Row],[Month Base Allow]]*TOU_CTabulation[[#This Row],[Base Rate]]","v":0},{"$f":"TOU_CTabulation[[#This Row],[Month Overbase Gen]]*TOU_CTabulation[[#This Row],[Over Rate]]","v":0},{"$f":"TOU_CTabulation[[#This Row],[Base Value]]+TOU_CTabulation[[#This Row],[Over Value]]","v":0}]
[12,24,2,0,0,1,2,0,1,0,0,{"$f":"TOU_CTabulation[[#This Row],[AC System Output (W)]]/1000","v":0},{"$f":"IF(A8598=TOU_CTabulation[[#This Row],[Month]],M8598+TOU_CTabulation[[#This Row],[AC System Output (kW)]],TOU_CTabulation[[#This Row],[AC System Output (kW)]])","v":260.62682799999988},{"$f":"VLOOKUP(TOU_CTabulation[[#This Row],[Month]],Season,2)","v":"Winter"},{"$f":"VLOOKUP(TOU_CTabulation[[#This Row],[Season]],CRate,2)","v":10.5},{"$f":"IF(A8600>TOU_CTabulation[[#This Row],[Month]],TOU_CTabulation[[#This Row],[Day]]*TOU_CTabulation[[#This Row],[Base Allow]],0)","v":0},{"$f":"IF(A8600>TOU_CTabulation[[#This Row],[Month]],TOU_CTabulation[[#This Row],[Month Cumm]],0)","v":0},{"$f":"IF(TOU_CTabulation[[#This Row],[Month Base Gen]]=0,0,TOU_CTabulation[[#This Row],[Month Base Gen]]-TOU_CTabulation[[#This Row],[Day]]*TOU_CTabulation[[#This Row],[Base Allow]])","v":0},{"$f":"VLOOKUP(TOU_CTabulation[[#This Row],[Hour]],daypart,2)","v":"All"},{"$f":"TOU_CTabulation[[#This Row],[Season]]&TOU_CTabulation[[#This Row],[Day-Part]]","v":"WinterAll"},{"$f":"VLOOKUP(TOU_CTabulation[[#This Row],[Daypart]],TOUC,2)","v":0.25901999999999997},{"$f":"VLOOKUP(TOU_CTabulation[[#This Row],[Daypart]],TOUC,3)","v":0.32596000000000003},{"$f":"TOU_CTabulation[[#This Row],[Month Base Allow]]*TOU_CTabulation[[#This Row],[Base Rate]]","v":0},{"$f":"TOU_CTabulation[[#This Row],[Month Overbase Gen]]*TOU_CTabulation[[#This Row],[Over Rate]]","v":0},{"$f":"TOU_CTabulation[[#This Row],[Base Value]]+TOU_CTabulation[[#This Row],[Over Value]]","v":0}]
[12,24,3,0,0,1,2,0,1,0,0,{"$f":"TOU_CTabulation[[#This Row],[AC System Output (W)]]/1000","v":0},{"$f":"IF(A8599=TOU_CTabulation[[#This Row],[Month]],M8599+TOU_CTabulation[[#This Row],[AC System Output (kW)]],TOU_CTabulation[[#This Row],[AC System Output (kW)]])","v":260.62682799999988},{"$f":"VLOOKUP(TOU_CTabulation[[#This Row],[Month]],Season,2)","v":"Winter"},{"$f":"VLOOKUP(TOU_CTabulation[[#This Row],[Season]],CRate,2)","v":10.5},{"$f":"IF(A8601>TOU_CTabulation[[#This Row],[Month]],TOU_CTabulation[[#This Row],[Day]]*TOU_CTabulation[[#This Row],[Base Allow]],0)","v":0},{"$f":"IF(A8601>TOU_CTabulation[[#This Row],[Month]],TOU_CTabulation[[#This Row],[Month Cumm]],0)","v":0},{"$f":"IF(TOU_CTabulation[[#This Row],[Month Base Gen]]=0,0,TOU_CTabulation[[#This Row],[Month Base Gen]]-TOU_CTabulation[[#This Row],[Day]]*TOU_CTabulation[[#This Row],[Base Allow]])","v":0},{"$f":"VLOOKUP(TOU_CTabulation[[#This Row],[Hour]],daypart,2)","v":"All"},{"$f":"TOU_CTabulation[[#This Row],[Season]]&TOU_CTabulation[[#This Row],[Day-Part]]","v":"WinterAll"},{"$f":"VLOOKUP(TOU_CTabulation[[#This Row],[Daypart]],TOUC,2)","v":0.25901999999999997},{"$f":"VLOOKUP(TOU_CTabulation[[#This Row],[Daypart]],TOUC,3)","v":0.32596000000000003},{"$f":"TOU_CTabulation[[#This Row],[Month Base Allow]]*TOU_CTabulation[[#This Row],[Base Rate]]","v":0},{"$f":"TOU_CTabulation[[#This Row],[Month Overbase Gen]]*TOU_CTabulation[[#This Row],[Over Rate]]","v":0},{"$f":"TOU_CTabulation[[#This Row],[Base Value]]+TOU_CTabulation[[#This Row],[Over Value]]","v":0}]
[12,24,4,0,0,1,2,0,1,0,0,{"$f":"TOU_CTabulation[[#This Row],[AC System Output (W)]]/1000","v":0},{"$f":"IF(A8600=TOU_CTabulation[[#This Row],[Month]],M8600+TOU_CTabulation[[#This Row],[AC System Output (kW)]],TOU_CTabulation[[#This Row],[AC System Output (kW)]])","v":260.62682799999988},{"$f":"VLOOKUP(TOU_CTabulation[[#This Row],[Month]],Season,2)","v":"Winter"},{"$f":"VLOOKUP(TOU_CTabulation[[#This Row],[Season]],CRate,2)","v":10.5},{"$f":"IF(A8602>TOU_CTabulation[[#This Row],[Month]],TOU_CTabulation[[#This Row],[Day]]*TOU_CTabulation[[#This Row],[Base Allow]],0)","v":0},{"$f":"IF(A8602>TOU_CTabulation[[#This Row],[Month]],TOU_CTabulation[[#This Row],[Month Cumm]],0)","v":0},{"$f":"IF(TOU_CTabulation[[#This Row],[Month Base Gen]]=0,0,TOU_CTabulation[[#This Row],[Month Base Gen]]-TOU_CTabulation[[#This Row],[Day]]*TOU_CTabulation[[#This Row],[Base Allow]])","v":0},{"$f":"VLOOKUP(TOU_CTabulation[[#This Row],[Hour]],daypart,2)","v":"All"},{"$f":"TOU_CTabulation[[#This Row],[Season]]&TOU_CTabulation[[#This Row],[Day-Part]]","v":"WinterAll"},{"$f":"VLOOKUP(TOU_CTabulation[[#This Row],[Daypart]],TOUC,2)","v":0.25901999999999997},{"$f":"VLOOKUP(TOU_CTabulation[[#This Row],[Daypart]],TOUC,3)","v":0.32596000000000003},{"$f":"TOU_CTabulation[[#This Row],[Month Base Allow]]*TOU_CTabulation[[#This Row],[Base Rate]]","v":0},{"$f":"TOU_CTabulation[[#This Row],[Month Overbase Gen]]*TOU_CTabulation[[#This Row],[Over Rate]]","v":0},{"$f":"TOU_CTabulation[[#This Row],[Base Value]]+TOU_CTabulation[[#This Row],[Over Value]]","v":0}]
[12,24,5,0,0,1,2,0,1,0,0,{"$f":"TOU_CTabulation[[#This Row],[AC System Output (W)]]/1000","v":0},{"$f":"IF(A8601=TOU_CTabulation[[#This Row],[Month]],M8601+TOU_CTabulation[[#This Row],[AC System Output (kW)]],TOU_CTabulation[[#This Row],[AC System Output (kW)]])","v":260.62682799999988},{"$f":"VLOOKUP(TOU_CTabulation[[#This Row],[Month]],Season,2)","v":"Winter"},{"$f":"VLOOKUP(TOU_CTabulation[[#This Row],[Season]],CRate,2)","v":10.5},{"$f":"IF(A8603>TOU_CTabulation[[#This Row],[Month]],TOU_CTabulation[[#This Row],[Day]]*TOU_CTabulation[[#This Row],[Base Allow]],0)","v":0},{"$f":"IF(A8603>TOU_CTabulation[[#This Row],[Month]],TOU_CTabulation[[#This Row],[Month Cumm]],0)","v":0},{"$f":"IF(TOU_CTabulation[[#This Row],[Month Base Gen]]=0,0,TOU_CTabulation[[#This Row],[Month Base Gen]]-TOU_CTabulation[[#This Row],[Day]]*TOU_CTabulation[[#This Row],[Base Allow]])","v":0},{"$f":"VLOOKUP(TOU_CTabulation[[#This Row],[Hour]],daypart,2)","v":"All"},{"$f":"TOU_CTabulation[[#This Row],[Season]]&TOU_CTabulation[[#This Row],[Day-Part]]","v":"WinterAll"},{"$f":"VLOOKUP(TOU_CTabulation[[#This Row],[Daypart]],TOUC,2)","v":0.25901999999999997},{"$f":"VLOOKUP(TOU_CTabulation[[#This Row],[Daypart]],TOUC,3)","v":0.32596000000000003},{"$f":"TOU_CTabulation[[#This Row],[Month Base Allow]]*TOU_CTabulation[[#This Row],[Base Rate]]","v":0},{"$f":"TOU_CTabulation[[#This Row],[Month Overbase Gen]]*TOU_CTabulation[[#This Row],[Over Rate]]","v":0},{"$f":"TOU_CTabulation[[#This Row],[Base Value]]+TOU_CTabulation[[#This Row],[Over Value]]","v":0}]
[12,24,6,0,0,2,2,0,2,0,0,{"$f":"TOU_CTabulation[[#This Row],[AC System Output (W)]]/1000","v":0},{"$f":"IF(A8602=TOU_CTabulation[[#This Row],[Month]],M8602+TOU_CTabulation[[#This Row],[AC System Output (kW)]],TOU_CTabulation[[#This Row],[AC System Output (kW)]])","v":260.62682799999988},{"$f":"VLOOKUP(TOU_CTabulation[[#This Row],[Month]],Season,2)","v":"Winter"},{"$f":"VLOOKUP(TOU_CTabulation[[#This Row],[Season]],CRate,2)","v":10.5},{"$f":"IF(A8604>TOU_CTabulation[[#This Row],[Month]],TOU_CTabulation[[#This Row],[Day]]*TOU_CTabulation[[#This Row],[Base Allow]],0)","v":0},{"$f":"IF(A8604>TOU_CTabulation[[#This Row],[Month]],TOU_CTabulation[[#This Row],[Month Cumm]],0)","v":0},{"$f":"IF(TOU_CTabulation[[#This Row],[Month Base Gen]]=0,0,TOU_CTabulation[[#This Row],[Month Base Gen]]-TOU_CTabulation[[#This Row],[Day]]*TOU_CTabulation[[#This Row],[Base Allow]])","v":0},{"$f":"VLOOKUP(TOU_CTabulation[[#This Row],[Hour]],daypart,2)","v":"All"},{"$f":"TOU_CTabulation[[#This Row],[Season]]&TOU_CTabulation[[#This Row],[Day-Part]]","v":"WinterAll"},{"$f":"VLOOKUP(TOU_CTabulation[[#This Row],[Daypart]],TOUC,2)","v":0.25901999999999997},{"$f":"VLOOKUP(TOU_CTabulation[[#This Row],[Daypart]],TOUC,3)","v":0.32596000000000003},{"$f":"TOU_CTabulation[[#This Row],[Month Base Allow]]*TOU_CTabulation[[#This Row],[Base Rate]]","v":0},{"$f":"TOU_CTabulation[[#This Row],[Month Overbase Gen]]*TOU_CTabulation[[#This Row],[Over Rate]]","v":0},{"$f":"TOU_CTabulation[[#This Row],[Base Value]]+TOU_CTabulation[[#This Row],[Over Value]]","v":0}]
[12,24,7,317,18,4,2,108.547,5.3760000000000003,337.00200000000001,310.00599999999997,{"$f":"TOU_CTabulation[[#This Row],[AC System Output (W)]]/1000","v":0.31000599999999995},{"$f":"IF(A8603=TOU_CTabulation[[#This Row],[Month]],M8603+TOU_CTabulation[[#This Row],[AC System Output (kW)]],TOU_CTabulation[[#This Row],[AC System Output (kW)]])","v":260.93683399999986},{"$f":"VLOOKUP(TOU_CTabulation[[#This Row],[Month]],Season,2)","v":"Winter"},{"$f":"VLOOKUP(TOU_CTabulation[[#This Row],[Season]],CRate,2)","v":10.5},{"$f":"IF(A8605>TOU_CTabulation[[#This Row],[Month]],TOU_CTabulation[[#This Row],[Day]]*TOU_CTabulation[[#This Row],[Base Allow]],0)","v":0},{"$f":"IF(A8605>TOU_CTabulation[[#This Row],[Month]],TOU_CTabulation[[#This Row],[Month Cumm]],0)","v":0},{"$f":"IF(TOU_CTabulation[[#This Row],[Month Base Gen]]=0,0,TOU_CTabulation[[#This Row],[Month Base Gen]]-TOU_CTabulation[[#This Row],[Day]]*TOU_CTabulation[[#This Row],[Base Allow]])","v":0},{"$f":"VLOOKUP(TOU_CTabulation[[#This Row],[Hour]],daypart,2)","v":"All"},{"$f":"TOU_CTabulation[[#This Row],[Season]]&TOU_CTabulation[[#This Row],[Day-Part]]","v":"WinterAll"},{"$f":"VLOOKUP(TOU_CTabulation[[#This Row],[Daypart]],TOUC,2)","v":0.25901999999999997},{"$f":"VLOOKUP(TOU_CTabulation[[#This Row],[Daypart]],TOUC,3)","v":0.32596000000000003},{"$f":"TOU_CTabulation[[#This Row],[Month Base Allow]]*TOU_CTabulation[[#This Row],[Base Rate]]","v":0},{"$f":"TOU_CTabulation[[#This Row],[Month Overbase Gen]]*TOU_CTabulation[[#This Row],[Over Rate]]","v":0},{"$f":"TOU_CTabulation[[#This Row],[Base Value]]+TOU_CTabulation[[#This Row],[Over Value]]","v":0}]
[12,24,8,705,46,7,2,364.36500000000001,15.416,1216.028,1166.8779999999999,{"$f":"TOU_CTabulation[[#This Row],[AC System Output (W)]]/1000","v":1.1668779999999999},{"$f":"IF(A8604=TOU_CTabulation[[#This Row],[Month]],M8604+TOU_CTabulation[[#This Row],[AC System Output (kW)]],TOU_CTabulation[[#This Row],[AC System Output (kW)]])","v":262.10371199999986},{"$f":"VLOOKUP(TOU_CTabulation[[#This Row],[Month]],Season,2)","v":"Winter"},{"$f":"VLOOKUP(TOU_CTabulation[[#This Row],[Season]],CRate,2)","v":10.5},{"$f":"IF(A8606>TOU_CTabulation[[#This Row],[Month]],TOU_CTabulation[[#This Row],[Day]]*TOU_CTabulation[[#This Row],[Base Allow]],0)","v":0},{"$f":"IF(A8606>TOU_CTabulation[[#This Row],[Month]],TOU_CTabulation[[#This Row],[Month Cumm]],0)","v":0},{"$f":"IF(TOU_CTabulation[[#This Row],[Month Base Gen]]=0,0,TOU_CTabulation[[#This Row],[Month Base Gen]]-TOU_CTabulation[[#This Row],[Day]]*TOU_CTabulation[[#This Row],[Base Allow]])","v":0},{"$f":"VLOOKUP(TOU_CTabulation[[#This Row],[Hour]],daypart,2)","v":"All"},{"$f":"TOU_CTabulation[[#This Row],[Season]]&TOU_CTabulation[[#This Row],[Day-Part]]","v":"WinterAll"},{"$f":"VLOOKUP(TOU_CTabulation[[#This Row],[Daypart]],TOUC,2)","v":0.25901999999999997},{"$f":"VLOOKUP(TOU_CTabulation[[#This Row],[Daypart]],TOUC,3)","v":0.32596000000000003},{"$f":"TOU_CTabulation[[#This Row],[Month Base Allow]]*TOU_CTabulation[[#This Row],[Base Rate]]","v":0},{"$f":"TOU_CTabulation[[#This Row],[Month Overbase Gen]]*TOU_CTabulation[[#This Row],[Over Rate]]","v":0},{"$f":"TOU_CTabulation[[#This Row],[Base Value]]+TOU_CTabulation[[#This Row],[Over Value]]","v":0}]
[12,24,9,847,60,10,2,582.98800000000006,25.096,1951.6790000000001,1878.4680000000001,{"$f":"TOU_CTabulation[[#This Row],[AC System Output (W)]]/1000","v":1.878468},{"$f":"IF(A8605=TOU_CTabulation[[#This Row],[Month]],M8605+TOU_CTabulation[[#This Row],[AC System Output (kW)]],TOU_CTabulation[[#This Row],[AC System Output (kW)]])","v":263.98217999999986},{"$f":"VLOOKUP(TOU_CTabulation[[#This Row],[Month]],Season,2)","v":"Winter"},{"$f":"VLOOKUP(TOU_CTabulation[[#This Row],[Season]],CRate,2)","v":10.5},{"$f":"IF(A8607>TOU_CTabulation[[#This Row],[Month]],TOU_CTabulation[[#This Row],[Day]]*TOU_CTabulation[[#This Row],[Base Allow]],0)","v":0},{"$f":"IF(A8607>TOU_CTabulation[[#This Row],[Month]],TOU_CTabulation[[#This Row],[Month Cumm]],0)","v":0},{"$f":"IF(TOU_CTabulation[[#This Row],[Month Base Gen]]=0,0,TOU_CTabulation[[#This Row],[Month Base Gen]]-TOU_CTabulation[[#This Row],[Day]]*TOU_CTabulation[[#This Row],[Base Allow]])","v":0},{"$f":"VLOOKUP(TOU_CTabulation[[#This Row],[Hour]],daypart,2)","v":"All"},{"$f":"TOU_CTabulation[[#This Row],[Season]]&TOU_CTabulation[[#This Row],[Day-Part]]","v":"WinterAll"},{"$f":"VLOOKUP(TOU_CTabulation[[#This Row],[Daypart]],TOUC,2)","v":0.25901999999999997},{"$f":"VLOOKUP(TOU_CTabulation[[#This Row],[Daypart]],TOUC,3)","v":0.32596000000000003},{"$f":"TOU_CTabulation[[#This Row],[Month Base Allow]]*TOU_CTabulation[[#This Row],[Base Rate]]","v":0},{"$f":"TOU_CTabulation[[#This Row],[Month Overbase Gen]]*TOU_CTabulation[[#This Row],[Over Rate]]","v":0},{"$f":"TOU_CTabulation[[#This Row],[Base Value]]+TOU_CTabulation[[#This Row],[Over Value]]","v":0}]
[12,24,10,915,67,13,2,735.60400000000004,32.655000000000001,2411.3760000000002,2320.5749999999998,{"$f":"TOU_CTabulation[[#This Row],[AC System Output (W)]]/1000","v":2.3205749999999998},{"$f":"IF(A8606=TOU_CTabulation[[#This Row],[Month]],M8606+TOU_CTabulation[[#This Row],[AC System Output (kW)]],TOU_CTabulation[[#This Row],[AC System Output (kW)]])","v":266.30275499999988},{"$f":"VLOOKUP(TOU_CTabulation[[#This Row],[Month]],Season,2)","v":"Winter"},{"$f":"VLOOKUP(TOU_CTabulation[[#This Row],[Season]],CRate,2)","v":10.5},{"$f":"IF(A8608>TOU_CTabulation[[#This Row],[Month]],TOU_CTabulation[[#This Row],[Day]]*TOU_CTabulation[[#This Row],[Base Allow]],0)","v":0},{"$f":"IF(A8608>TOU_CTabulation[[#This Row],[Month]],TOU_CTabulation[[#This Row],[Month Cumm]],0)","v":0},{"$f":"IF(TOU_CTabulation[[#This Row],[Month Base Gen]]=0,0,TOU_CTabulation[[#This Row],[Month Base Gen]]-TOU_CTabulation[[#This Row],[Day]]*TOU_CTabulation[[#This Row],[Base Allow]])","v":0},{"$f":"VLOOKUP(TOU_CTabulation[[#This Row],[Hour]],daypart,2)","v":"All"},{"$f":"TOU_CTabulation[[#This Row],[Season]]&TOU_CTabulation[[#This Row],[Day-Part]]","v":"WinterAll"},{"$f":"VLOOKUP(TOU_CTabulation[[#This Row],[Daypart]],TOUC,2)","v":0.25901999999999997},{"$f":"VLOOKUP(TOU_CTabulation[[#This Row],[Daypart]],TOUC,3)","v":0.32596000000000003},{"$f":"TOU_CTabulation[[#This Row],[Month Base Allow]]*TOU_CTabulation[[#This Row],[Base Rate]]","v":0},{"$f":"TOU_CTabulation[[#This Row],[Month Overbase Gen]]*TOU_CTabulation[[#This Row],[Over Rate]]","v":0},{"$f":"TOU_CTabulation[[#This Row],[Base Value]]+TOU_CTabulation[[#This Row],[Over Value]]","v":0}]
[12,24,11,940,70,14,2,815.79100000000005,36.118000000000002,2641.2840000000001,2540.9490000000001,{"$f":"TOU_CTabulation[[#This Row],[AC System Output (W)]]/1000","v":2.5409489999999999},{"$f":"IF(A8607=TOU_CTabulation[[#This Row],[Month]],M8607+TOU_CTabulation[[#This Row],[AC System Output (kW)]],TOU_CTabulation[[#This Row],[AC System Output (kW)]])","v":268.84370399999989},{"$f":"VLOOKUP(TOU_CTabulation[[#This Row],[Month]],Season,2)","v":"Winter"},{"$f":"VLOOKUP(TOU_CTabulation[[#This Row],[Season]],CRate,2)","v":10.5},{"$f":"IF(A8609>TOU_CTabulation[[#This Row],[Month]],TOU_CTabulation[[#This Row],[Day]]*TOU_CTabulation[[#This Row],[Base Allow]],0)","v":0},{"$f":"IF(A8609>TOU_CTabulation[[#This Row],[Month]],TOU_CTabulation[[#This Row],[Month Cumm]],0)","v":0},{"$f":"IF(TOU_CTabulation[[#This Row],[Month Base Gen]]=0,0,TOU_CTabulation[[#This Row],[Month Base Gen]]-TOU_CTabulation[[#This Row],[Day]]*TOU_CTabulation[[#This Row],[Base Allow]])","v":0},{"$f":"VLOOKUP(TOU_CTabulation[[#This Row],[Hour]],daypart,2)","v":"All"},{"$f":"TOU_CTabulation[[#This Row],[Season]]&TOU_CTabulation[[#This Row],[Day-Part]]","v":"WinterAll"},{"$f":"VLOOKUP(TOU_CTabulation[[#This Row],[Daypart]],TOUC,2)","v":0.25901999999999997},{"$f":"VLOOKUP(TOU_CTabulation[[#This Row],[Daypart]],TOUC,3)","v":0.32596000000000003},{"$f":"TOU_CTabulation[[#This Row],[Month Base Allow]]*TOU_CTabulation[[#This Row],[Base Rate]]","v":0},{"$f":"TOU_CTabulation[[#This Row],[Month Overbase Gen]]*TOU_CTabulation[[#This Row],[Over Rate]]","v":0},{"$f":"TOU_CTabulation[[#This Row],[Base Value]]+TOU_CTabulation[[#This Row],[Over Value]]","v":0}]
[12,24,12,936,72,15,2,817.89700000000005,37.368000000000002,2632.2,2532.2510000000002,{"$f":"TOU_CTabulation[[#This Row],[AC System Output (W)]]/1000","v":2.532251},{"$f":"IF(A8608=TOU_CTabulation[[#This Row],[Month]],M8608+TOU_CTabulation[[#This Row],[AC System Output (kW)]],TOU_CTabulation[[#This Row],[AC System Output (kW)]])","v":271.37595499999986},{"$f":"VLOOKUP(TOU_CTabulation[[#This Row],[Month]],Season,2)","v":"Winter"},{"$f":"VLOOKUP(TOU_CTabulation[[#This Row],[Season]],CRate,2)","v":10.5},{"$f":"IF(A8610>TOU_CTabulation[[#This Row],[Month]],TOU_CTabulation[[#This Row],[Day]]*TOU_CTabulation[[#This Row],[Base Allow]],0)","v":0},{"$f":"IF(A8610>TOU_CTabulation[[#This Row],[Month]],TOU_CTabulation[[#This Row],[Month Cumm]],0)","v":0},{"$f":"IF(TOU_CTabulation[[#This Row],[Month Base Gen]]=0,0,TOU_CTabulation[[#This Row],[Month Base Gen]]-TOU_CTabulation[[#This Row],[Day]]*TOU_CTabulation[[#This Row],[Base Allow]])","v":0},{"$f":"VLOOKUP(TOU_CTabulation[[#This Row],[Hour]],daypart,2)","v":"All"},{"$f":"TOU_CTabulation[[#This Row],[Season]]&TOU_CTabulation[[#This Row],[Day-Part]]","v":"WinterAll"},{"$f":"VLOOKUP(TOU_CTabulation[[#This Row],[Daypart]],TOUC,2)","v":0.25901999999999997},{"$f":"VLOOKUP(TOU_CTabulation[[#This Row],[Daypart]],TOUC,3)","v":0.32596000000000003},{"$f":"TOU_CTabulation[[#This Row],[Month Base Allow]]*TOU_CTabulation[[#This Row],[Base Rate]]","v":0},{"$f":"TOU_CTabulation[[#This Row],[Month Overbase Gen]]*TOU_CTabulation[[#This Row],[Over Rate]]","v":0},{"$f":"TOU_CTabulation[[#This Row],[Base Value]]+TOU_CTabulation[[#This Row],[Over Value]]","v":0}]
[12,24,13,893,73,15,2,734.99300000000005,35.286999999999999,2380.5630000000001,2291.002,{"$f":"TOU_CTabulation[[#This Row],[AC System Output (W)]]/1000","v":2.2910019999999998},{"$f":"IF(A8609=TOU_CTabulation[[#This Row],[Month]],M8609+TOU_CTabulation[[#This Row],[AC System Output (kW)]],TOU_CTabulation[[#This Row],[AC System Output (kW)]])","v":273.66695699999985},{"$f":"VLOOKUP(TOU_CTabulation[[#This Row],[Month]],Season,2)","v":"Winter"},{"$f":"VLOOKUP(TOU_CTabulation[[#This Row],[Season]],CRate,2)","v":10.5},{"$f":"IF(A8611>TOU_CTabulation[[#This Row],[Month]],TOU_CTabulation[[#This Row],[Day]]*TOU_CTabulation[[#This Row],[Base Allow]],0)","v":0},{"$f":"IF(A8611>TOU_CTabulation[[#This Row],[Month]],TOU_CTabulation[[#This Row],[Month Cumm]],0)","v":0},{"$f":"IF(TOU_CTabulation[[#This Row],[Month Base Gen]]=0,0,TOU_CTabulation[[#This Row],[Month Base Gen]]-TOU_CTabulation[[#This Row],[Day]]*TOU_CTabulation[[#This Row],[Base Allow]])","v":0},{"$f":"VLOOKUP(TOU_CTabulation[[#This Row],[Hour]],daypart,2)","v":"All"},{"$f":"TOU_CTabulation[[#This Row],[Season]]&TOU_CTabulation[[#This Row],[Day-Part]]","v":"WinterAll"},{"$f":"VLOOKUP(TOU_CTabulation[[#This Row],[Daypart]],TOUC,2)","v":0.25901999999999997},{"$f":"VLOOKUP(TOU_CTabulation[[#This Row],[Daypart]],TOUC,3)","v":0.32596000000000003},{"$f":"TOU_CTabulation[[#This Row],[Month Base Allow]]*TOU_CTabulation[[#This Row],[Base Rate]]","v":0},{"$f":"TOU_CTabulation[[#This Row],[Month Overbase Gen]]*TOU_CTabulation[[#This Row],[Over Rate]]","v":0},{"$f":"TOU_CTabulation[[#This Row],[Base Value]]+TOU_CTabulation[[#This Row],[Over Value]]","v":0}]
[12,24,14,821,67,14,1,587.31799999999998,33.651000000000003,1892.347,1821.2629999999999,{"$f":"TOU_CTabulation[[#This Row],[AC System Output (W)]]/1000","v":1.8212629999999999},{"$f":"IF(A8610=TOU_CTabulation[[#This Row],[Month]],M8610+TOU_CTabulation[[#This Row],[AC System Output (kW)]],TOU_CTabulation[[#This Row],[AC System Output (kW)]])","v":275.48821999999984},{"$f":"VLOOKUP(TOU_CTabulation[[#This Row],[Month]],Season,2)","v":"Winter"},{"$f":"VLOOKUP(TOU_CTabulation[[#This Row],[Season]],CRate,2)","v":10.5},{"$f":"IF(A8612>TOU_CTabulation[[#This Row],[Month]],TOU_CTabulation[[#This Row],[Day]]*TOU_CTabulation[[#This Row],[Base Allow]],0)","v":0},{"$f":"IF(A8612>TOU_CTabulation[[#This Row],[Month]],TOU_CTabulation[[#This Row],[Month Cumm]],0)","v":0},{"$f":"IF(TOU_CTabulation[[#This Row],[Month Base Gen]]=0,0,TOU_CTabulation[[#This Row],[Month Base Gen]]-TOU_CTabulation[[#This Row],[Day]]*TOU_CTabulation[[#This Row],[Base Allow]])","v":0},{"$f":"VLOOKUP(TOU_CTabulation[[#This Row],[Hour]],daypart,2)","v":"All"},{"$f":"TOU_CTabulation[[#This Row],[Season]]&TOU_CTabulation[[#This Row],[Day-Part]]","v":"WinterAll"},{"$f":"VLOOKUP(TOU_CTabulation[[#This Row],[Daypart]],TOUC,2)","v":0.25901999999999997},{"$f":"VLOOKUP(TOU_CTabulation[[#This Row],[Daypart]],TOUC,3)","v":0.32596000000000003},{"$f":"TOU_CTabulation[[#This Row],[Month Base Allow]]*TOU_CTabulation[[#This Row],[Base Rate]]","v":0},{"$f":"TOU_CTabulation[[#This Row],[Month Overbase Gen]]*TOU_CTabulation[[#This Row],[Over Rate]]","v":0},{"$f":"TOU_CTabulation[[#This Row],[Base Value]]+TOU_CTabulation[[#This Row],[Over Value]]","v":0}]
[12,24,15,669,53,13,0,368.99799999999999,30.108000000000001,1160.9849999999999,1113.432,{"$f":"TOU_CTabulation[[#This Row],[AC System Output (W)]]/1000","v":1.113432},{"$f":"IF(A8611=TOU_CTabulation[[#This Row],[Month]],M8611+TOU_CTabulation[[#This Row],[AC System Output (kW)]],TOU_CTabulation[[#This Row],[AC System Output (kW)]])","v":276.60165199999983},{"$f":"VLOOKUP(TOU_CTabulation[[#This Row],[Month]],Season,2)","v":"Winter"},{"$f":"VLOOKUP(TOU_CTabulation[[#This Row],[Season]],CRate,2)","v":10.5},{"$f":"IF(A8613>TOU_CTabulation[[#This Row],[Month]],TOU_CTabulation[[#This Row],[Day]]*TOU_CTabulation[[#This Row],[Base Allow]],0)","v":0},{"$f":"IF(A8613>TOU_CTabulation[[#This Row],[Month]],TOU_CTabulation[[#This Row],[Month Cumm]],0)","v":0},{"$f":"IF(TOU_CTabulation[[#This Row],[Month Base Gen]]=0,0,TOU_CTabulation[[#This Row],[Month Base Gen]]-TOU_CTabulation[[#This Row],[Day]]*TOU_CTabulation[[#This Row],[Base Allow]])","v":0},{"$f":"VLOOKUP(TOU_CTabulation[[#This Row],[Hour]],daypart,2)","v":"All"},{"$f":"TOU_CTabulation[[#This Row],[Season]]&TOU_CTabulation[[#This Row],[Day-Part]]","v":"WinterAll"},{"$f":"VLOOKUP(TOU_CTabulation[[#This Row],[Daypart]],TOUC,2)","v":0.25901999999999997},{"$f":"VLOOKUP(TOU_CTabulation[[#This Row],[Daypart]],TOUC,3)","v":0.32596000000000003},{"$f":"TOU_CTabulation[[#This Row],[Month Base Allow]]*TOU_CTabulation[[#This Row],[Base Rate]]","v":0},{"$f":"TOU_CTabulation[[#This Row],[Month Overbase Gen]]*TOU_CTabulation[[#This Row],[Over Rate]]","v":0},{"$f":"TOU_CTabulation[[#This Row],[Base Value]]+TOU_CTabulation[[#This Row],[Over Value]]","v":0}]
[12,24,16,250,24,11,0,104.43899999999999,16.753,320.94200000000001,294.28399999999999,{"$f":"TOU_CTabulation[[#This Row],[AC System Output (W)]]/1000","v":0.29428399999999999},{"$f":"IF(A8612=TOU_CTabulation[[#This Row],[Month]],M8612+TOU_CTabulation[[#This Row],[AC System Output (kW)]],TOU_CTabulation[[#This Row],[AC System Output (kW)]])","v":276.89593599999984},{"$f":"VLOOKUP(TOU_CTabulation[[#This Row],[Month]],Season,2)","v":"Winter"},{"$f":"VLOOKUP(TOU_CTabulation[[#This Row],[Season]],CRate,2)","v":10.5},{"$f":"IF(A8614>TOU_CTabulation[[#This Row],[Month]],TOU_CTabulation[[#This Row],[Day]]*TOU_CTabulation[[#This Row],[Base Allow]],0)","v":0},{"$f":"IF(A8614>TOU_CTabulation[[#This Row],[Month]],TOU_CTabulation[[#This Row],[Month Cumm]],0)","v":0},{"$f":"IF(TOU_CTabulation[[#This Row],[Month Base Gen]]=0,0,TOU_CTabulation[[#This Row],[Month Base Gen]]-TOU_CTabulation[[#This Row],[Day]]*TOU_CTabulation[[#This Row],[Base Allow]])","v":0},{"$f":"VLOOKUP(TOU_CTabulation[[#This Row],[Hour]],daypart,2)","v":"All"},{"$f":"TOU_CTabulation[[#This Row],[Season]]&TOU_CTabulation[[#This Row],[Day-Part]]","v":"WinterAll"},{"$f":"VLOOKUP(TOU_CTabulation[[#This Row],[Daypart]],TOUC,2)","v":0.25901999999999997},{"$f":"VLOOKUP(TOU_CTabulation[[#This Row],[Daypart]],TOUC,3)","v":0.32596000000000003},{"$f":"TOU_CTabulation[[#This Row],[Month Base Allow]]*TOU_CTabulation[[#This Row],[Base Rate]]","v":0},{"$f":"TOU_CTabulation[[#This Row],[Month Overbase Gen]]*TOU_CTabulation[[#This Row],[Over Rate]]","v":0},{"$f":"TOU_CTabulation[[#This Row],[Base Value]]+TOU_CTabulation[[#This Row],[Over Value]]","v":0}]
[12,24,17,0,0,9,0,0,9,0,0,{"$f":"TOU_CTabulation[[#This Row],[AC System Output (W)]]/1000","v":0},{"$f":"IF(A8613=TOU_CTabulation[[#This Row],[Month]],M8613+TOU_CTabulation[[#This Row],[AC System Output (kW)]],TOU_CTabulation[[#This Row],[AC System Output (kW)]])","v":276.89593599999984},{"$f":"VLOOKUP(TOU_CTabulation[[#This Row],[Month]],Season,2)","v":"Winter"},{"$f":"VLOOKUP(TOU_CTabulation[[#This Row],[Season]],CRate,2)","v":10.5},{"$f":"IF(A8615>TOU_CTabulation[[#This Row],[Month]],TOU_CTabulation[[#This Row],[Day]]*TOU_CTabulation[[#This Row],[Base Allow]],0)","v":0},{"$f":"IF(A8615>TOU_CTabulation[[#This Row],[Month]],TOU_CTabulation[[#This Row],[Month Cumm]],0)","v":0},{"$f":"IF(TOU_CTabulation[[#This Row],[Month Base Gen]]=0,0,TOU_CTabulation[[#This Row],[Month Base Gen]]-TOU_CTabulation[[#This Row],[Day]]*TOU_CTabulation[[#This Row],[Base Allow]])","v":0},{"$f":"VLOOKUP(TOU_CTabulation[[#This Row],[Hour]],daypart,2)","v":"All"},{"$f":"TOU_CTabulation[[#This Row],[Season]]&TOU_CTabulation[[#This Row],[Day-Part]]","v":"WinterAll"},{"$f":"VLOOKUP(TOU_CTabulation[[#This Row],[Daypart]],TOUC,2)","v":0.25901999999999997},{"$f":"VLOOKUP(TOU_CTabulation[[#This Row],[Daypart]],TOUC,3)","v":0.32596000000000003},{"$f":"TOU_CTabulation[[#This Row],[Month Base Allow]]*TOU_CTabulation[[#This Row],[Base Rate]]","v":0},{"$f":"TOU_CTabulation[[#This Row],[Month Overbase Gen]]*TOU_CTabulation[[#This Row],[Over Rate]]","v":0},{"$f":"TOU_CTabulation[[#This Row],[Base Value]]+TOU_CTabulation[[#This Row],[Over Value]]","v":0}]
[12,24,18,0,0,8,0,0,8,0,0,{"$f":"TOU_CTabulation[[#This Row],[AC System Output (W)]]/1000","v":0},{"$f":"IF(A8614=TOU_CTabulation[[#This Row],[Month]],M8614+TOU_CTabulation[[#This Row],[AC System Output (kW)]],TOU_CTabulation[[#This Row],[AC System Output (kW)]])","v":276.89593599999984},{"$f":"VLOOKUP(TOU_CTabulation[[#This Row],[Month]],Season,2)","v":"Winter"},{"$f":"VLOOKUP(TOU_CTabulation[[#This Row],[Season]],CRate,2)","v":10.5},{"$f":"IF(A8616>TOU_CTabulation[[#This Row],[Month]],TOU_CTabulation[[#This Row],[Day]]*TOU_CTabulation[[#This Row],[Base Allow]],0)","v":0},{"$f":"IF(A8616>TOU_CTabulation[[#This Row],[Month]],TOU_CTabulation[[#This Row],[Month Cumm]],0)","v":0},{"$f":"IF(TOU_CTabulation[[#This Row],[Month Base Gen]]=0,0,TOU_CTabulation[[#This Row],[Month Base Gen]]-TOU_CTabulation[[#This Row],[Day]]*TOU_CTabulation[[#This Row],[Base Allow]])","v":0},{"$f":"VLOOKUP(TOU_CTabulation[[#This Row],[Hour]],daypart,2)","v":"All"},{"$f":"TOU_CTabulation[[#This Row],[Season]]&TOU_CTabulation[[#This Row],[Day-Part]]","v":"WinterAll"},{"$f":"VLOOKUP(TOU_CTabulation[[#This Row],[Daypart]],TOUC,2)","v":0.25901999999999997},{"$f":"VLOOKUP(TOU_CTabulation[[#This Row],[Daypart]],TOUC,3)","v":0.32596000000000003},{"$f":"TOU_CTabulation[[#This Row],[Month Base Allow]]*TOU_CTabulation[[#This Row],[Base Rate]]","v":0},{"$f":"TOU_CTabulation[[#This Row],[Month Overbase Gen]]*TOU_CTabulation[[#This Row],[Over Rate]]","v":0},{"$f":"TOU_CTabulation[[#This Row],[Base Value]]+TOU_CTabulation[[#This Row],[Over Value]]","v":0}]
[12,24,19,0,0,8,0,0,8,0,0,{"$f":"TOU_CTabulation[[#This Row],[AC System Output (W)]]/1000","v":0},{"$f":"IF(A8615=TOU_CTabulation[[#This Row],[Month]],M8615+TOU_CTabulation[[#This Row],[AC System Output (kW)]],TOU_CTabulation[[#This Row],[AC System Output (kW)]])","v":276.89593599999984},{"$f":"VLOOKUP(TOU_CTabulation[[#This Row],[Month]],Season,2)","v":"Winter"},{"$f":"VLOOKUP(TOU_CTabulation[[#This Row],[Season]],CRate,2)","v":10.5},{"$f":"IF(A8617>TOU_CTabulation[[#This Row],[Month]],TOU_CTabulation[[#This Row],[Day]]*TOU_CTabulation[[#This Row],[Base Allow]],0)","v":0},{"$f":"IF(A8617>TOU_CTabulation[[#This Row],[Month]],TOU_CTabulation[[#This Row],[Month Cumm]],0)","v":0},{"$f":"IF(TOU_CTabulation[[#This Row],[Month Base Gen]]=0,0,TOU_CTabulation[[#This Row],[Month Base Gen]]-TOU_CTabulation[[#This Row],[Day]]*TOU_CTabulation[[#This Row],[Base Allow]])","v":0},{"$f":"VLOOKUP(TOU_CTabulation[[#This Row],[Hour]],daypart,2)","v":"All"},{"$f":"TOU_CTabulation[[#This Row],[Season]]&TOU_CTabulation[[#This Row],[Day-Part]]","v":"WinterAll"},{"$f":"VLOOKUP(TOU_CTabulation[[#This Row],[Daypart]],TOUC,2)","v":0.25901999999999997},{"$f":"VLOOKUP(TOU_CTabulation[[#This Row],[Daypart]],TOUC,3)","v":0.32596000000000003},{"$f":"TOU_CTabulation[[#This Row],[Month Base Allow]]*TOU_CTabulation[[#This Row],[Base Rate]]","v":0},{"$f":"TOU_CTabulation[[#This Row],[Month Overbase Gen]]*TOU_CTabulation[[#This Row],[Over Rate]]","v":0},{"$f":"TOU_CTabulation[[#This Row],[Base Value]]+TOU_CTabulation[[#This Row],[Over Value]]","v":0}]
[12,24,20,0,0,7,1,0,7,0,0,{"$f":"TOU_CTabulation[[#This Row],[AC System Output (W)]]/1000","v":0},{"$f":"IF(A8616=TOU_CTabulation[[#This Row],[Month]],M8616+TOU_CTabulation[[#This Row],[AC System Output (kW)]],TOU_CTabulation[[#This Row],[AC System Output (kW)]])","v":276.89593599999984},{"$f":"VLOOKUP(TOU_CTabulation[[#This Row],[Month]],Season,2)","v":"Winter"},{"$f":"VLOOKUP(TOU_CTabulation[[#This Row],[Season]],CRate,2)","v":10.5},{"$f":"IF(A8618>TOU_CTabulation[[#This Row],[Month]],TOU_CTabulation[[#This Row],[Day]]*TOU_CTabulation[[#This Row],[Base Allow]],0)","v":0},{"$f":"IF(A8618>TOU_CTabulation[[#This Row],[Month]],TOU_CTabulation[[#This Row],[Month Cumm]],0)","v":0},{"$f":"IF(TOU_CTabulation[[#This Row],[Month Base Gen]]=0,0,TOU_CTabulation[[#This Row],[Month Base Gen]]-TOU_CTabulation[[#This Row],[Day]]*TOU_CTabulation[[#This Row],[Base Allow]])","v":0},{"$f":"VLOOKUP(TOU_CTabulation[[#This Row],[Hour]],daypart,2)","v":"All"},{"$f":"TOU_CTabulation[[#This Row],[Season]]&TOU_CTabulation[[#This Row],[Day-Part]]","v":"WinterAll"},{"$f":"VLOOKUP(TOU_CTabulation[[#This Row],[Daypart]],TOUC,2)","v":0.25901999999999997},{"$f":"VLOOKUP(TOU_CTabulation[[#This Row],[Daypart]],TOUC,3)","v":0.32596000000000003},{"$f":"TOU_CTabulation[[#This Row],[Month Base Allow]]*TOU_CTabulation[[#This Row],[Base Rate]]","v":0},{"$f":"TOU_CTabulation[[#This Row],[Month Overbase Gen]]*TOU_CTabulation[[#This Row],[Over Rate]]","v":0},{"$f":"TOU_CTabulation[[#This Row],[Base Value]]+TOU_CTabulation[[#This Row],[Over Value]]","v":0}]
[12,24,21,0,0,6,1,0,6,0,0,{"$f":"TOU_CTabulation[[#This Row],[AC System Output (W)]]/1000","v":0},{"$f":"IF(A8617=TOU_CTabulation[[#This Row],[Month]],M8617+TOU_CTabulation[[#This Row],[AC System Output (kW)]],TOU_CTabulation[[#This Row],[AC System Output (kW)]])","v":276.89593599999984},{"$f":"VLOOKUP(TOU_CTabulation[[#This Row],[Month]],Season,2)","v":"Winter"},{"$f":"VLOOKUP(TOU_CTabulation[[#This Row],[Season]],CRate,2)","v":10.5},{"$f":"IF(A8619>TOU_CTabulation[[#This Row],[Month]],TOU_CTabulation[[#This Row],[Day]]*TOU_CTabulation[[#This Row],[Base Allow]],0)","v":0},{"$f":"IF(A8619>TOU_CTabulation[[#This Row],[Month]],TOU_CTabulation[[#This Row],[Month Cumm]],0)","v":0},{"$f":"IF(TOU_CTabulation[[#This Row],[Month Base Gen]]=0,0,TOU_CTabulation[[#This Row],[Month Base Gen]]-TOU_CTabulation[[#This Row],[Day]]*TOU_CTabulation[[#This Row],[Base Allow]])","v":0},{"$f":"VLOOKUP(TOU_CTabulation[[#This Row],[Hour]],daypart,2)","v":"All"},{"$f":"TOU_CTabulation[[#This Row],[Season]]&TOU_CTabulation[[#This Row],[Day-Part]]","v":"WinterAll"},{"$f":"VLOOKUP(TOU_CTabulation[[#This Row],[Daypart]],TOUC,2)","v":0.25901999999999997},{"$f":"VLOOKUP(TOU_CTabulation[[#This Row],[Daypart]],TOUC,3)","v":0.32596000000000003},{"$f":"TOU_CTabulation[[#This Row],[Month Base Allow]]*TOU_CTabulation[[#This Row],[Base Rate]]","v":0},{"$f":"TOU_CTabulation[[#This Row],[Month Overbase Gen]]*TOU_CTabulation[[#This Row],[Over Rate]]","v":0},{"$f":"TOU_CTabulation[[#This Row],[Base Value]]+TOU_CTabulation[[#This Row],[Over Value]]","v":0}]
[12,24,22,0,0,5,1,0,5,0,0,{"$f":"TOU_CTabulation[[#This Row],[AC System Output (W)]]/1000","v":0},{"$f":"IF(A8618=TOU_CTabulation[[#This Row],[Month]],M8618+TOU_CTabulation[[#This Row],[AC System Output (kW)]],TOU_CTabulation[[#This Row],[AC System Output (kW)]])","v":276.89593599999984},{"$f":"VLOOKUP(TOU_CTabulation[[#This Row],[Month]],Season,2)","v":"Winter"},{"$f":"VLOOKUP(TOU_CTabulation[[#This Row],[Season]],CRate,2)","v":10.5},{"$f":"IF(A8620>TOU_CTabulation[[#This Row],[Month]],TOU_CTabulation[[#This Row],[Day]]*TOU_CTabulation[[#This Row],[Base Allow]],0)","v":0},{"$f":"IF(A8620>TOU_CTabulation[[#This Row],[Month]],TOU_CTabulation[[#This Row],[Month Cumm]],0)","v":0},{"$f":"IF(TOU_CTabulation[[#This Row],[Month Base Gen]]=0,0,TOU_CTabulation[[#This Row],[Month Base Gen]]-TOU_CTabulation[[#This Row],[Day]]*TOU_CTabulation[[#This Row],[Base Allow]])","v":0},{"$f":"VLOOKUP(TOU_CTabulation[[#This Row],[Hour]],daypart,2)","v":"All"},{"$f":"TOU_CTabulation[[#This Row],[Season]]&TOU_CTabulation[[#This Row],[Day-Part]]","v":"WinterAll"},{"$f":"VLOOKUP(TOU_CTabulation[[#This Row],[Daypart]],TOUC,2)","v":0.25901999999999997},{"$f":"VLOOKUP(TOU_CTabulation[[#This Row],[Daypart]],TOUC,3)","v":0.32596000000000003},{"$f":"TOU_CTabulation[[#This Row],[Month Base Allow]]*TOU_CTabulation[[#This Row],[Base Rate]]","v":0},{"$f":"TOU_CTabulation[[#This Row],[Month Overbase Gen]]*TOU_CTabulation[[#This Row],[Over Rate]]","v":0},{"$f":"TOU_CTabulation[[#This Row],[Base Value]]+TOU_CTabulation[[#This Row],[Over Value]]","v":0}]
[12,24,23,0,0,5,1,0,5,0,0,{"$f":"TOU_CTabulation[[#This Row],[AC System Output (W)]]/1000","v":0},{"$f":"IF(A8619=TOU_CTabulation[[#This Row],[Month]],M8619+TOU_CTabulation[[#This Row],[AC System Output (kW)]],TOU_CTabulation[[#This Row],[AC System Output (kW)]])","v":276.89593599999984},{"$f":"VLOOKUP(TOU_CTabulation[[#This Row],[Month]],Season,2)","v":"Winter"},{"$f":"VLOOKUP(TOU_CTabulation[[#This Row],[Season]],CRate,2)","v":10.5},{"$f":"IF(A8621>TOU_CTabulation[[#This Row],[Month]],TOU_CTabulation[[#This Row],[Day]]*TOU_CTabulation[[#This Row],[Base Allow]],0)","v":0},{"$f":"IF(A8621>TOU_CTabulation[[#This Row],[Month]],TOU_CTabulation[[#This Row],[Month Cumm]],0)","v":0},{"$f":"IF(TOU_CTabulation[[#This Row],[Month Base Gen]]=0,0,TOU_CTabulation[[#This Row],[Month Base Gen]]-TOU_CTabulation[[#This Row],[Day]]*TOU_CTabulation[[#This Row],[Base Allow]])","v":0},{"$f":"VLOOKUP(TOU_CTabulation[[#This Row],[Hour]],daypart,2)","v":"All"},{"$f":"TOU_CTabulation[[#This Row],[Season]]&TOU_CTabulation[[#This Row],[Day-Part]]","v":"WinterAll"},{"$f":"VLOOKUP(TOU_CTabulation[[#This Row],[Daypart]],TOUC,2)","v":0.25901999999999997},{"$f":"VLOOKUP(TOU_CTabulation[[#This Row],[Daypart]],TOUC,3)","v":0.32596000000000003},{"$f":"TOU_CTabulation[[#This Row],[Month Base Allow]]*TOU_CTabulation[[#This Row],[Base Rate]]","v":0},{"$f":"TOU_CTabulation[[#This Row],[Month Overbase Gen]]*TOU_CTabulation[[#This Row],[Over Rate]]","v":0},{"$f":"TOU_CTabulation[[#This Row],[Base Value]]+TOU_CTabulation[[#This Row],[Over Value]]","v":0}]
[12,25,0,0,0,4,1,0,4,0,0,{"$f":"TOU_CTabulation[[#This Row],[AC System Output (W)]]/1000","v":0},{"$f":"IF(A8620=TOU_CTabulation[[#This Row],[Month]],M8620+TOU_CTabulation[[#This Row],[AC System Output (kW)]],TOU_CTabulation[[#This Row],[AC System Output (kW)]])","v":276.89593599999984},{"$f":"VLOOKUP(TOU_CTabulation[[#This Row],[Month]],Season,2)","v":"Winter"},{"$f":"VLOOKUP(TOU_CTabulation[[#This Row],[Season]],CRate,2)","v":10.5},{"$f":"IF(A8622>TOU_CTabulation[[#This Row],[Month]],TOU_CTabulation[[#This Row],[Day]]*TOU_CTabulation[[#This Row],[Base Allow]],0)","v":0},{"$f":"IF(A8622>TOU_CTabulation[[#This Row],[Month]],TOU_CTabulation[[#This Row],[Month Cumm]],0)","v":0},{"$f":"IF(TOU_CTabulation[[#This Row],[Month Base Gen]]=0,0,TOU_CTabulation[[#This Row],[Month Base Gen]]-TOU_CTabulation[[#This Row],[Day]]*TOU_CTabulation[[#This Row],[Base Allow]])","v":0},{"$f":"VLOOKUP(TOU_CTabulation[[#This Row],[Hour]],daypart,2)","v":"All"},{"$f":"TOU_CTabulation[[#This Row],[Season]]&TOU_CTabulation[[#This Row],[Day-Part]]","v":"WinterAll"},{"$f":"VLOOKUP(TOU_CTabulation[[#This Row],[Daypart]],TOUC,2)","v":0.25901999999999997},{"$f":"VLOOKUP(TOU_CTabulation[[#This Row],[Daypart]],TOUC,3)","v":0.32596000000000003},{"$f":"TOU_CTabulation[[#This Row],[Month Base Allow]]*TOU_CTabulation[[#This Row],[Base Rate]]","v":0},{"$f":"TOU_CTabulation[[#This Row],[Month Overbase Gen]]*TOU_CTabulation[[#This Row],[Over Rate]]","v":0},{"$f":"TOU_CTabulation[[#This Row],[Base Value]]+TOU_CTabulation[[#This Row],[Over Value]]","v":0}]
[12,25,1,0,0,4,1,0,4,0,0,{"$f":"TOU_CTabulation[[#This Row],[AC System Output (W)]]/1000","v":0},{"$f":"IF(A8621=TOU_CTabulation[[#This Row],[Month]],M8621+TOU_CTabulation[[#This Row],[AC System Output (kW)]],TOU_CTabulation[[#This Row],[AC System Output (kW)]])","v":276.89593599999984},{"$f":"VLOOKUP(TOU_CTabulation[[#This Row],[Month]],Season,2)","v":"Winter"},{"$f":"VLOOKUP(TOU_CTabulation[[#This Row],[Season]],CRate,2)","v":10.5},{"$f":"IF(A8623>TOU_CTabulation[[#This Row],[Month]],TOU_CTabulation[[#This Row],[Day]]*TOU_CTabulation[[#This Row],[Base Allow]],0)","v":0},{"$f":"IF(A8623>TOU_CTabulation[[#This Row],[Month]],TOU_CTabulation[[#This Row],[Month Cumm]],0)","v":0},{"$f":"IF(TOU_CTabulation[[#This Row],[Month Base Gen]]=0,0,TOU_CTabulation[[#This Row],[Month Base Gen]]-TOU_CTabulation[[#This Row],[Day]]*TOU_CTabulation[[#This Row],[Base Allow]])","v":0},{"$f":"VLOOKUP(TOU_CTabulation[[#This Row],[Hour]],daypart,2)","v":"All"},{"$f":"TOU_CTabulation[[#This Row],[Season]]&TOU_CTabulation[[#This Row],[Day-Part]]","v":"WinterAll"},{"$f":"VLOOKUP(TOU_CTabulation[[#This Row],[Daypart]],TOUC,2)","v":0.25901999999999997},{"$f":"VLOOKUP(TOU_CTabulation[[#This Row],[Daypart]],TOUC,3)","v":0.32596000000000003},{"$f":"TOU_CTabulation[[#This Row],[Month Base Allow]]*TOU_CTabulation[[#This Row],[Base Rate]]","v":0},{"$f":"TOU_CTabulation[[#This Row],[Month Overbase Gen]]*TOU_CTabulation[[#This Row],[Over Rate]]","v":0},{"$f":"TOU_CTabulation[[#This Row],[Base Value]]+TOU_CTabulation[[#This Row],[Over Value]]","v":0}]
[12,25,2,0,0,3,1,0,3,0,0,{"$f":"TOU_CTabulation[[#This Row],[AC System Output (W)]]/1000","v":0},{"$f":"IF(A8622=TOU_CTabulation[[#This Row],[Month]],M8622+TOU_CTabulation[[#This Row],[AC System Output (kW)]],TOU_CTabulation[[#This Row],[AC System Output (kW)]])","v":276.89593599999984},{"$f":"VLOOKUP(TOU_CTabulation[[#This Row],[Month]],Season,2)","v":"Winter"},{"$f":"VLOOKUP(TOU_CTabulation[[#This Row],[Season]],CRate,2)","v":10.5},{"$f":"IF(A8624>TOU_CTabulation[[#This Row],[Month]],TOU_CTabulation[[#This Row],[Day]]*TOU_CTabulation[[#This Row],[Base Allow]],0)","v":0},{"$f":"IF(A8624>TOU_CTabulation[[#This Row],[Month]],TOU_CTabulation[[#This Row],[Month Cumm]],0)","v":0},{"$f":"IF(TOU_CTabulation[[#This Row],[Month Base Gen]]=0,0,TOU_CTabulation[[#This Row],[Month Base Gen]]-TOU_CTabulation[[#This Row],[Day]]*TOU_CTabulation[[#This Row],[Base Allow]])","v":0},{"$f":"VLOOKUP(TOU_CTabulation[[#This Row],[Hour]],daypart,2)","v":"All"},{"$f":"TOU_CTabulation[[#This Row],[Season]]&TOU_CTabulation[[#This Row],[Day-Part]]","v":"WinterAll"},{"$f":"VLOOKUP(TOU_CTabulation[[#This Row],[Daypart]],TOUC,2)","v":0.25901999999999997},{"$f":"VLOOKUP(TOU_CTabulation[[#This Row],[Daypart]],TOUC,3)","v":0.32596000000000003},{"$f":"TOU_CTabulation[[#This Row],[Month Base Allow]]*TOU_CTabulation[[#This Row],[Base Rate]]","v":0},{"$f":"TOU_CTabulation[[#This Row],[Month Overbase Gen]]*TOU_CTabulation[[#This Row],[Over Rate]]","v":0},{"$f":"TOU_CTabulation[[#This Row],[Base Value]]+TOU_CTabulation[[#This Row],[Over Value]]","v":0}]
[12,25,3,0,0,3,1,0,3,0,0,{"$f":"TOU_CTabulation[[#This Row],[AC System Output (W)]]/1000","v":0},{"$f":"IF(A8623=TOU_CTabulation[[#This Row],[Month]],M8623+TOU_CTabulation[[#This Row],[AC System Output (kW)]],TOU_CTabulation[[#This Row],[AC System Output (kW)]])","v":276.89593599999984},{"$f":"VLOOKUP(TOU_CTabulation[[#This Row],[Month]],Season,2)","v":"Winter"},{"$f":"VLOOKUP(TOU_CTabulation[[#This Row],[Season]],CRate,2)","v":10.5},{"$f":"IF(A8625>TOU_CTabulation[[#This Row],[Month]],TOU_CTabulation[[#This Row],[Day]]*TOU_CTabulation[[#This Row],[Base Allow]],0)","v":0},{"$f":"IF(A8625>TOU_CTabulation[[#This Row],[Month]],TOU_CTabulation[[#This Row],[Month Cumm]],0)","v":0},{"$f":"IF(TOU_CTabulation[[#This Row],[Month Base Gen]]=0,0,TOU_CTabulation[[#This Row],[Month Base Gen]]-TOU_CTabulation[[#This Row],[Day]]*TOU_CTabulation[[#This Row],[Base Allow]])","v":0},{"$f":"VLOOKUP(TOU_CTabulation[[#This Row],[Hour]],daypart,2)","v":"All"},{"$f":"TOU_CTabulation[[#This Row],[Season]]&TOU_CTabulation[[#This Row],[Day-Part]]","v":"WinterAll"},{"$f":"VLOOKUP(TOU_CTabulation[[#This Row],[Daypart]],TOUC,2)","v":0.25901999999999997},{"$f":"VLOOKUP(TOU_CTabulation[[#This Row],[Daypart]],TOUC,3)","v":0.32596000000000003},{"$f":"TOU_CTabulation[[#This Row],[Month Base Allow]]*TOU_CTabulation[[#This Row],[Base Rate]]","v":0},{"$f":"TOU_CTabulation[[#This Row],[Month Overbase Gen]]*TOU_CTabulation[[#This Row],[Over Rate]]","v":0},{"$f":"TOU_CTabulation[[#This Row],[Base Value]]+TOU_CTabulation[[#This Row],[Over Value]]","v":0}]
[12,25,4,0,0,3,1,0,3,0,0,{"$f":"TOU_CTabulation[[#This Row],[AC System Output (W)]]/1000","v":0},{"$f":"IF(A8624=TOU_CTabulation[[#This Row],[Month]],M8624+TOU_CTabulation[[#This Row],[AC System Output (kW)]],TOU_CTabulation[[#This Row],[AC System Output (kW)]])","v":276.89593599999984},{"$f":"VLOOKUP(TOU_CTabulation[[#This Row],[Month]],Season,2)","v":"Winter"},{"$f":"VLOOKUP(TOU_CTabulation[[#This Row],[Season]],CRate,2)","v":10.5},{"$f":"IF(A8626>TOU_CTabulation[[#This Row],[Month]],TOU_CTabulation[[#This Row],[Day]]*TOU_CTabulation[[#This Row],[Base Allow]],0)","v":0},{"$f":"IF(A8626>TOU_CTabulation[[#This Row],[Month]],TOU_CTabulation[[#This Row],[Month Cumm]],0)","v":0},{"$f":"IF(TOU_CTabulation[[#This Row],[Month Base Gen]]=0,0,TOU_CTabulation[[#This Row],[Month Base Gen]]-TOU_CTabulation[[#This Row],[Day]]*TOU_CTabulation[[#This Row],[Base Allow]])","v":0},{"$f":"VLOOKUP(TOU_CTabulation[[#This Row],[Hour]],daypart,2)","v":"All"},{"$f":"TOU_CTabulation[[#This Row],[Season]]&TOU_CTabulation[[#This Row],[Day-Part]]","v":"WinterAll"},{"$f":"VLOOKUP(TOU_CTabulation[[#This Row],[Daypart]],TOUC,2)","v":0.25901999999999997},{"$f":"VLOOKUP(TOU_CTabulation[[#This Row],[Daypart]],TOUC,3)","v":0.32596000000000003},{"$f":"TOU_CTabulation[[#This Row],[Month Base Allow]]*TOU_CTabulation[[#This Row],[Base Rate]]","v":0},{"$f":"TOU_CTabulation[[#This Row],[Month Overbase Gen]]*TOU_CTabulation[[#This Row],[Over Rate]]","v":0},{"$f":"TOU_CTabulation[[#This Row],[Base Value]]+TOU_CTabulation[[#This Row],[Over Value]]","v":0}]
[12,25,5,0,0,3,1,0,3,0,0,{"$f":"TOU_CTabulation[[#This Row],[AC System Output (W)]]/1000","v":0},{"$f":"IF(A8625=TOU_CTabulation[[#This Row],[Month]],M8625+TOU_CTabulation[[#This Row],[AC System Output (kW)]],TOU_CTabulation[[#This Row],[AC System Output (kW)]])","v":276.89593599999984},{"$f":"VLOOKUP(TOU_CTabulation[[#This Row],[Month]],Season,2)","v":"Winter"},{"$f":"VLOOKUP(TOU_CTabulation[[#This Row],[Season]],CRate,2)","v":10.5},{"$f":"IF(A8627>TOU_CTabulation[[#This Row],[Month]],TOU_CTabulation[[#This Row],[Day]]*TOU_CTabulation[[#This Row],[Base Allow]],0)","v":0},{"$f":"IF(A8627>TOU_CTabulation[[#This Row],[Month]],TOU_CTabulation[[#This Row],[Month Cumm]],0)","v":0},{"$f":"IF(TOU_CTabulation[[#This Row],[Month Base Gen]]=0,0,TOU_CTabulation[[#This Row],[Month Base Gen]]-TOU_CTabulation[[#This Row],[Day]]*TOU_CTabulation[[#This Row],[Base Allow]])","v":0},{"$f":"VLOOKUP(TOU_CTabulation[[#This Row],[Hour]],daypart,2)","v":"All"},{"$f":"TOU_CTabulation[[#This Row],[Season]]&TOU_CTabulation[[#This Row],[Day-Part]]","v":"WinterAll"},{"$f":"VLOOKUP(TOU_CTabulation[[#This Row],[Daypart]],TOUC,2)","v":0.25901999999999997},{"$f":"VLOOKUP(TOU_CTabulation[[#This Row],[Daypart]],TOUC,3)","v":0.32596000000000003},{"$f":"TOU_CTabulation[[#This Row],[Month Base Allow]]*TOU_CTabulation[[#This Row],[Base Rate]]","v":0},{"$f":"TOU_CTabulation[[#This Row],[Month Overbase Gen]]*TOU_CTabulation[[#This Row],[Over Rate]]","v":0},{"$f":"TOU_CTabulation[[#This Row],[Base Value]]+TOU_CTabulation[[#This Row],[Over Value]]","v":0}]
[12,25,6,0,0,3,1,0,3,0,0,{"$f":"TOU_CTabulation[[#This Row],[AC System Output (W)]]/1000","v":0},{"$f":"IF(A8626=TOU_CTabulation[[#This Row],[Month]],M8626+TOU_CTabulation[[#This Row],[AC System Output (kW)]],TOU_CTabulation[[#This Row],[AC System Output (kW)]])","v":276.89593599999984},{"$f":"VLOOKUP(TOU_CTabulation[[#This Row],[Month]],Season,2)","v":"Winter"},{"$f":"VLOOKUP(TOU_CTabulation[[#This Row],[Season]],CRate,2)","v":10.5},{"$f":"IF(A8628>TOU_CTabulation[[#This Row],[Month]],TOU_CTabulation[[#This Row],[Day]]*TOU_CTabulation[[#This Row],[Base Allow]],0)","v":0},{"$f":"IF(A8628>TOU_CTabulation[[#This Row],[Month]],TOU_CTabulation[[#This Row],[Month Cumm]],0)","v":0},{"$f":"IF(TOU_CTabulation[[#This Row],[Month Base Gen]]=0,0,TOU_CTabulation[[#This Row],[Month Base Gen]]-TOU_CTabulation[[#This Row],[Day]]*TOU_CTabulation[[#This Row],[Base Allow]])","v":0},{"$f":"VLOOKUP(TOU_CTabulation[[#This Row],[Hour]],daypart,2)","v":"All"},{"$f":"TOU_CTabulation[[#This Row],[Season]]&TOU_CTabulation[[#This Row],[Day-Part]]","v":"WinterAll"},{"$f":"VLOOKUP(TOU_CTabulation[[#This Row],[Daypart]],TOUC,2)","v":0.25901999999999997},{"$f":"VLOOKUP(TOU_CTabulation[[#This Row],[Daypart]],TOUC,3)","v":0.32596000000000003},{"$f":"TOU_CTabulation[[#This Row],[Month Base Allow]]*TOU_CTabulation[[#This Row],[Base Rate]]","v":0},{"$f":"TOU_CTabulation[[#This Row],[Month Overbase Gen]]*TOU_CTabulation[[#This Row],[Over Rate]]","v":0},{"$f":"TOU_CTabulation[[#This Row],[Base Value]]+TOU_CTabulation[[#This Row],[Over Value]]","v":0}]
[12,25,7,295,17,5,1,101.57,6.3730000000000002,314.25299999999999,287.73500000000001,{"$f":"TOU_CTabulation[[#This Row],[AC System Output (W)]]/1000","v":0.28773500000000002},{"$f":"IF(A8627=TOU_CTabulation[[#This Row],[Month]],M8627+TOU_CTabulation[[#This Row],[AC System Output (kW)]],TOU_CTabulation[[#This Row],[AC System Output (kW)]])","v":277.18367099999983},{"$f":"VLOOKUP(TOU_CTabulation[[#This Row],[Month]],Season,2)","v":"Winter"},{"$f":"VLOOKUP(TOU_CTabulation[[#This Row],[Season]],CRate,2)","v":10.5},{"$f":"IF(A8629>TOU_CTabulation[[#This Row],[Month]],TOU_CTabulation[[#This Row],[Day]]*TOU_CTabulation[[#This Row],[Base Allow]],0)","v":0},{"$f":"IF(A8629>TOU_CTabulation[[#This Row],[Month]],TOU_CTabulation[[#This Row],[Month Cumm]],0)","v":0},{"$f":"IF(TOU_CTabulation[[#This Row],[Month Base Gen]]=0,0,TOU_CTabulation[[#This Row],[Month Base Gen]]-TOU_CTabulation[[#This Row],[Day]]*TOU_CTabulation[[#This Row],[Base Allow]])","v":0},{"$f":"VLOOKUP(TOU_CTabulation[[#This Row],[Hour]],daypart,2)","v":"All"},{"$f":"TOU_CTabulation[[#This Row],[Season]]&TOU_CTabulation[[#This Row],[Day-Part]]","v":"WinterAll"},{"$f":"VLOOKUP(TOU_CTabulation[[#This Row],[Daypart]],TOUC,2)","v":0.25901999999999997},{"$f":"VLOOKUP(TOU_CTabulation[[#This Row],[Daypart]],TOUC,3)","v":0.32596000000000003},{"$f":"TOU_CTabulation[[#This Row],[Month Base Allow]]*TOU_CTabulation[[#This Row],[Base Rate]]","v":0},{"$f":"TOU_CTabulation[[#This Row],[Month Overbase Gen]]*TOU_CTabulation[[#This Row],[Over Rate]]","v":0},{"$f":"TOU_CTabulation[[#This Row],[Base Value]]+TOU_CTabulation[[#This Row],[Over Value]]","v":0}]
[12,25,8,687,46,8,1,355.78500000000003,17.751999999999999,1174.6769999999999,1126.73,{"$f":"TOU_CTabulation[[#This Row],[AC System Output (W)]]/1000","v":1.12673},{"$f":"IF(A8628=TOU_CTabulation[[#This Row],[Month]],M8628+TOU_CTabulation[[#This Row],[AC System Output (kW)]],TOU_CTabulation[[#This Row],[AC System Output (kW)]])","v":278.31040099999984},{"$f":"VLOOKUP(TOU_CTabulation[[#This Row],[Month]],Season,2)","v":"Winter"},{"$f":"VLOOKUP(TOU_CTabulation[[#This Row],[Season]],CRate,2)","v":10.5},{"$f":"IF(A8630>TOU_CTabulation[[#This Row],[Month]],TOU_CTabulation[[#This Row],[Day]]*TOU_CTabulation[[#This Row],[Base Allow]],0)","v":0},{"$f":"IF(A8630>TOU_CTabulation[[#This Row],[Month]],TOU_CTabulation[[#This Row],[Month Cumm]],0)","v":0},{"$f":"IF(TOU_CTabulation[[#This Row],[Month Base Gen]]=0,0,TOU_CTabulation[[#This Row],[Month Base Gen]]-TOU_CTabulation[[#This Row],[Day]]*TOU_CTabulation[[#This Row],[Base Allow]])","v":0},{"$f":"VLOOKUP(TOU_CTabulation[[#This Row],[Hour]],daypart,2)","v":"All"},{"$f":"TOU_CTabulation[[#This Row],[Season]]&TOU_CTabulation[[#This Row],[Day-Part]]","v":"WinterAll"},{"$f":"VLOOKUP(TOU_CTabulation[[#This Row],[Daypart]],TOUC,2)","v":0.25901999999999997},{"$f":"VLOOKUP(TOU_CTabulation[[#This Row],[Daypart]],TOUC,3)","v":0.32596000000000003},{"$f":"TOU_CTabulation[[#This Row],[Month Base Allow]]*TOU_CTabulation[[#This Row],[Base Rate]]","v":0},{"$f":"TOU_CTabulation[[#This Row],[Month Overbase Gen]]*TOU_CTabulation[[#This Row],[Over Rate]]","v":0},{"$f":"TOU_CTabulation[[#This Row],[Base Value]]+TOU_CTabulation[[#This Row],[Over Value]]","v":0}]
[12,25,9,830,60,11,2,572.17100000000005,25.757999999999999,1909.347,1837.6559999999999,{"$f":"TOU_CTabulation[[#This Row],[AC System Output (W)]]/1000","v":1.837656},{"$f":"IF(A8629=TOU_CTabulation[[#This Row],[Month]],M8629+TOU_CTabulation[[#This Row],[AC System Output (kW)]],TOU_CTabulation[[#This Row],[AC System Output (kW)]])","v":280.14805699999982},{"$f":"VLOOKUP(TOU_CTabulation[[#This Row],[Month]],Season,2)","v":"Winter"},{"$f":"VLOOKUP(TOU_CTabulation[[#This Row],[Season]],CRate,2)","v":10.5},{"$f":"IF(A8631>TOU_CTabulation[[#This Row],[Month]],TOU_CTabulation[[#This Row],[Day]]*TOU_CTabulation[[#This Row],[Base Allow]],0)","v":0},{"$f":"IF(A8631>TOU_CTabulation[[#This Row],[Month]],TOU_CTabulation[[#This Row],[Month Cumm]],0)","v":0},{"$f":"IF(TOU_CTabulation[[#This Row],[Month Base Gen]]=0,0,TOU_CTabulation[[#This Row],[Month Base Gen]]-TOU_CTabulation[[#This Row],[Day]]*TOU_CTabulation[[#This Row],[Base Allow]])","v":0},{"$f":"VLOOKUP(TOU_CTabulation[[#This Row],[Hour]],daypart,2)","v":"All"},{"$f":"TOU_CTabulation[[#This Row],[Season]]&TOU_CTabulation[[#This Row],[Day-Part]]","v":"WinterAll"},{"$f":"VLOOKUP(TOU_CTabulation[[#This Row],[Daypart]],TOUC,2)","v":0.25901999999999997},{"$f":"VLOOKUP(TOU_CTabulation[[#This Row],[Daypart]],TOUC,3)","v":0.32596000000000003},{"$f":"TOU_CTabulation[[#This Row],[Month Base Allow]]*TOU_CTabulation[[#This Row],[Base Rate]]","v":0},{"$f":"TOU_CTabulation[[#This Row],[Month Overbase Gen]]*TOU_CTabulation[[#This Row],[Over Rate]]","v":0},{"$f":"TOU_CTabulation[[#This Row],[Base Value]]+TOU_CTabulation[[#This Row],[Over Value]]","v":0}]
[12,25,10,903,65,13,2,724.25099999999998,32.331000000000003,2377.7719999999999,2288.3240000000001,{"$f":"TOU_CTabulation[[#This Row],[AC System Output (W)]]/1000","v":2.2883240000000002},{"$f":"IF(A8630=TOU_CTabulation[[#This Row],[Month]],M8630+TOU_CTabulation[[#This Row],[AC System Output (kW)]],TOU_CTabulation[[#This Row],[AC System Output (kW)]])","v":282.43638099999981},{"$f":"VLOOKUP(TOU_CTabulation[[#This Row],[Month]],Season,2)","v":"Winter"},{"$f":"VLOOKUP(TOU_CTabulation[[#This Row],[Season]],CRate,2)","v":10.5},{"$f":"IF(A8632>TOU_CTabulation[[#This Row],[Month]],TOU_CTabulation[[#This Row],[Day]]*TOU_CTabulation[[#This Row],[Base Allow]],0)","v":0},{"$f":"IF(A8632>TOU_CTabulation[[#This Row],[Month]],TOU_CTabulation[[#This Row],[Month Cumm]],0)","v":0},{"$f":"IF(TOU_CTabulation[[#This Row],[Month Base Gen]]=0,0,TOU_CTabulation[[#This Row],[Month Base Gen]]-TOU_CTabulation[[#This Row],[Day]]*TOU_CTabulation[[#This Row],[Base Allow]])","v":0},{"$f":"VLOOKUP(TOU_CTabulation[[#This Row],[Hour]],daypart,2)","v":"All"},{"$f":"TOU_CTabulation[[#This Row],[Season]]&TOU_CTabulation[[#This Row],[Day-Part]]","v":"WinterAll"},{"$f":"VLOOKUP(TOU_CTabulation[[#This Row],[Daypart]],TOUC,2)","v":0.25901999999999997},{"$f":"VLOOKUP(TOU_CTabulation[[#This Row],[Daypart]],TOUC,3)","v":0.32596000000000003},{"$f":"TOU_CTabulation[[#This Row],[Month Base Allow]]*TOU_CTabulation[[#This Row],[Base Rate]]","v":0},{"$f":"TOU_CTabulation[[#This Row],[Month Overbase Gen]]*TOU_CTabulation[[#This Row],[Over Rate]]","v":0},{"$f":"TOU_CTabulation[[#This Row],[Base Value]]+TOU_CTabulation[[#This Row],[Over Value]]","v":0}]
[12,25,11,931,69,15,2,807.67399999999998,36.835000000000001,2605.7190000000001,2506.8910000000001,{"$f":"TOU_CTabulation[[#This Row],[AC System Output (W)]]/1000","v":2.506891},{"$f":"IF(A8631=TOU_CTabulation[[#This Row],[Month]],M8631+TOU_CTabulation[[#This Row],[AC System Output (kW)]],TOU_CTabulation[[#This Row],[AC System Output (kW)]])","v":284.94327199999981},{"$f":"VLOOKUP(TOU_CTabulation[[#This Row],[Month]],Season,2)","v":"Winter"},{"$f":"VLOOKUP(TOU_CTabulation[[#This Row],[Season]],CRate,2)","v":10.5},{"$f":"IF(A8633>TOU_CTabulation[[#This Row],[Month]],TOU_CTabulation[[#This Row],[Day]]*TOU_CTabulation[[#This Row],[Base Allow]],0)","v":0},{"$f":"IF(A8633>TOU_CTabulation[[#This Row],[Month]],TOU_CTabulation[[#This Row],[Month Cumm]],0)","v":0},{"$f":"IF(TOU_CTabulation[[#This Row],[Month Base Gen]]=0,0,TOU_CTabulation[[#This Row],[Month Base Gen]]-TOU_CTabulation[[#This Row],[Day]]*TOU_CTabulation[[#This Row],[Base Allow]])","v":0},{"$f":"VLOOKUP(TOU_CTabulation[[#This Row],[Hour]],daypart,2)","v":"All"},{"$f":"TOU_CTabulation[[#This Row],[Season]]&TOU_CTabulation[[#This Row],[Day-Part]]","v":"WinterAll"},{"$f":"VLOOKUP(TOU_CTabulation[[#This Row],[Daypart]],TOUC,2)","v":0.25901999999999997},{"$f":"VLOOKUP(TOU_CTabulation[[#This Row],[Daypart]],TOUC,3)","v":0.32596000000000003},{"$f":"TOU_CTabulation[[#This Row],[Month Base Allow]]*TOU_CTabulation[[#This Row],[Base Rate]]","v":0},{"$f":"TOU_CTabulation[[#This Row],[Month Overbase Gen]]*TOU_CTabulation[[#This Row],[Over Rate]]","v":0},{"$f":"TOU_CTabulation[[#This Row],[Base Value]]+TOU_CTabulation[[#This Row],[Over Value]]","v":0}]
[12,25,12,932,69,16,1,811.67499999999995,42.247999999999998,2548.5970000000002,2452.165,{"$f":"TOU_CTabulation[[#This Row],[AC System Output (W)]]/1000","v":2.4521649999999999},{"$f":"IF(A8632=TOU_CTabulation[[#This Row],[Month]],M8632+TOU_CTabulation[[#This Row],[AC System Output (kW)]],TOU_CTabulation[[#This Row],[AC System Output (kW)]])","v":287.39543699999979},{"$f":"VLOOKUP(TOU_CTabulation[[#This Row],[Month]],Season,2)","v":"Winter"},{"$f":"VLOOKUP(TOU_CTabulation[[#This Row],[Season]],CRate,2)","v":10.5},{"$f":"IF(A8634>TOU_CTabulation[[#This Row],[Month]],TOU_CTabulation[[#This Row],[Day]]*TOU_CTabulation[[#This Row],[Base Allow]],0)","v":0},{"$f":"IF(A8634>TOU_CTabulation[[#This Row],[Month]],TOU_CTabulation[[#This Row],[Month Cumm]],0)","v":0},{"$f":"IF(TOU_CTabulation[[#This Row],[Month Base Gen]]=0,0,TOU_CTabulation[[#This Row],[Month Base Gen]]-TOU_CTabulation[[#This Row],[Day]]*TOU_CTabulation[[#This Row],[Base Allow]])","v":0},{"$f":"VLOOKUP(TOU_CTabulation[[#This Row],[Hour]],daypart,2)","v":"All"},{"$f":"TOU_CTabulation[[#This Row],[Season]]&TOU_CTabulation[[#This Row],[Day-Part]]","v":"WinterAll"},{"$f":"VLOOKUP(TOU_CTabulation[[#This Row],[Daypart]],TOUC,2)","v":0.25901999999999997},{"$f":"VLOOKUP(TOU_CTabulation[[#This Row],[Daypart]],TOUC,3)","v":0.32596000000000003},{"$f":"TOU_CTabulation[[#This Row],[Month Base Allow]]*TOU_CTabulation[[#This Row],[Base Rate]]","v":0},{"$f":"TOU_CTabulation[[#This Row],[Month Overbase Gen]]*TOU_CTabulation[[#This Row],[Over Rate]]","v":0},{"$f":"TOU_CTabulation[[#This Row],[Base Value]]+TOU_CTabulation[[#This Row],[Over Value]]","v":0}]
[12,25,13,908,65,15,1,737.01199999999994,39.229999999999997,2340.4740000000002,2252.5149999999999,{"$f":"TOU_CTabulation[[#This Row],[AC System Output (W)]]/1000","v":2.2525149999999998},{"$f":"IF(A8633=TOU_CTabulation[[#This Row],[Month]],M8633+TOU_CTabulation[[#This Row],[AC System Output (kW)]],TOU_CTabulation[[#This Row],[AC System Output (kW)]])","v":289.6479519999998},{"$f":"VLOOKUP(TOU_CTabulation[[#This Row],[Month]],Season,2)","v":"Winter"},{"$f":"VLOOKUP(TOU_CTabulation[[#This Row],[Season]],CRate,2)","v":10.5},{"$f":"IF(A8635>TOU_CTabulation[[#This Row],[Month]],TOU_CTabulation[[#This Row],[Day]]*TOU_CTabulation[[#This Row],[Base Allow]],0)","v":0},{"$f":"IF(A8635>TOU_CTabulation[[#This Row],[Month]],TOU_CTabulation[[#This Row],[Month Cumm]],0)","v":0},{"$f":"IF(TOU_CTabulation[[#This Row],[Month Base Gen]]=0,0,TOU_CTabulation[[#This Row],[Month Base Gen]]-TOU_CTabulation[[#This Row],[Day]]*TOU_CTabulation[[#This Row],[Base Allow]])","v":0},{"$f":"VLOOKUP(TOU_CTabulation[[#This Row],[Hour]],daypart,2)","v":"All"},{"$f":"TOU_CTabulation[[#This Row],[Season]]&TOU_CTabulation[[#This Row],[Day-Part]]","v":"WinterAll"},{"$f":"VLOOKUP(TOU_CTabulation[[#This Row],[Daypart]],TOUC,2)","v":0.25901999999999997},{"$f":"VLOOKUP(TOU_CTabulation[[#This Row],[Daypart]],TOUC,3)","v":0.32596000000000003},{"$f":"TOU_CTabulation[[#This Row],[Month Base Allow]]*TOU_CTabulation[[#This Row],[Base Rate]]","v":0},{"$f":"TOU_CTabulation[[#This Row],[Month Overbase Gen]]*TOU_CTabulation[[#This Row],[Over Rate]]","v":0},{"$f":"TOU_CTabulation[[#This Row],[Base Value]]+TOU_CTabulation[[#This Row],[Over Value]]","v":0}]
[12,25,14,848,59,14,1,591.42499999999995,33.781999999999996,1903.586,1832.1010000000001,{"$f":"TOU_CTabulation[[#This Row],[AC System Output (W)]]/1000","v":1.8321010000000002},{"$f":"IF(A8634=TOU_CTabulation[[#This Row],[Month]],M8634+TOU_CTabulation[[#This Row],[AC System Output (kW)]],TOU_CTabulation[[#This Row],[AC System Output (kW)]])","v":291.48005299999983},{"$f":"VLOOKUP(TOU_CTabulation[[#This Row],[Month]],Season,2)","v":"Winter"},{"$f":"VLOOKUP(TOU_CTabulation[[#This Row],[Season]],CRate,2)","v":10.5},{"$f":"IF(A8636>TOU_CTabulation[[#This Row],[Month]],TOU_CTabulation[[#This Row],[Day]]*TOU_CTabulation[[#This Row],[Base Allow]],0)","v":0},{"$f":"IF(A8636>TOU_CTabulation[[#This Row],[Month]],TOU_CTabulation[[#This Row],[Month Cumm]],0)","v":0},{"$f":"IF(TOU_CTabulation[[#This Row],[Month Base Gen]]=0,0,TOU_CTabulation[[#This Row],[Month Base Gen]]-TOU_CTabulation[[#This Row],[Day]]*TOU_CTabulation[[#This Row],[Base Allow]])","v":0},{"$f":"VLOOKUP(TOU_CTabulation[[#This Row],[Hour]],daypart,2)","v":"All"},{"$f":"TOU_CTabulation[[#This Row],[Season]]&TOU_CTabulation[[#This Row],[Day-Part]]","v":"WinterAll"},{"$f":"VLOOKUP(TOU_CTabulation[[#This Row],[Daypart]],TOUC,2)","v":0.25901999999999997},{"$f":"VLOOKUP(TOU_CTabulation[[#This Row],[Daypart]],TOUC,3)","v":0.32596000000000003},{"$f":"TOU_CTabulation[[#This Row],[Month Base Allow]]*TOU_CTabulation[[#This Row],[Base Rate]]","v":0},{"$f":"TOU_CTabulation[[#This Row],[Month Overbase Gen]]*TOU_CTabulation[[#This Row],[Over Rate]]","v":0},{"$f":"TOU_CTabulation[[#This Row],[Base Value]]+TOU_CTabulation[[#This Row],[Over Value]]","v":0}]
[12,25,15,716,47,13,0,384.61399999999998,30.666,1205.28,1156.444,{"$f":"TOU_CTabulation[[#This Row],[AC System Output (W)]]/1000","v":1.156444},{"$f":"IF(A8635=TOU_CTabulation[[#This Row],[Month]],M8635+TOU_CTabulation[[#This Row],[AC System Output (kW)]],TOU_CTabulation[[#This Row],[AC System Output (kW)]])","v":292.63649699999985},{"$f":"VLOOKUP(TOU_CTabulation[[#This Row],[Month]],Season,2)","v":"Winter"},{"$f":"VLOOKUP(TOU_CTabulation[[#This Row],[Season]],CRate,2)","v":10.5},{"$f":"IF(A8637>TOU_CTabulation[[#This Row],[Month]],TOU_CTabulation[[#This Row],[Day]]*TOU_CTabulation[[#This Row],[Base Allow]],0)","v":0},{"$f":"IF(A8637>TOU_CTabulation[[#This Row],[Month]],TOU_CTabulation[[#This Row],[Month Cumm]],0)","v":0},{"$f":"IF(TOU_CTabulation[[#This Row],[Month Base Gen]]=0,0,TOU_CTabulation[[#This Row],[Month Base Gen]]-TOU_CTabulation[[#This Row],[Day]]*TOU_CTabulation[[#This Row],[Base Allow]])","v":0},{"$f":"VLOOKUP(TOU_CTabulation[[#This Row],[Hour]],daypart,2)","v":"All"},{"$f":"TOU_CTabulation[[#This Row],[Season]]&TOU_CTabulation[[#This Row],[Day-Part]]","v":"WinterAll"},{"$f":"VLOOKUP(TOU_CTabulation[[#This Row],[Daypart]],TOUC,2)","v":0.25901999999999997},{"$f":"VLOOKUP(TOU_CTabulation[[#This Row],[Daypart]],TOUC,3)","v":0.32596000000000003},{"$f":"TOU_CTabulation[[#This Row],[Month Base Allow]]*TOU_CTabulation[[#This Row],[Base Rate]]","v":0},{"$f":"TOU_CTabulation[[#This Row],[Month Overbase Gen]]*TOU_CTabulation[[#This Row],[Over Rate]]","v":0},{"$f":"TOU_CTabulation[[#This Row],[Base Value]]+TOU_CTabulation[[#This Row],[Over Value]]","v":0}]
[12,25,16,368,21,11,0,130.381,17.913,387.13900000000001,359.072,{"$f":"TOU_CTabulation[[#This Row],[AC System Output (W)]]/1000","v":0.359072},{"$f":"IF(A8636=TOU_CTabulation[[#This Row],[Month]],M8636+TOU_CTabulation[[#This Row],[AC System Output (kW)]],TOU_CTabulation[[#This Row],[AC System Output (kW)]])","v":292.99556899999988},{"$f":"VLOOKUP(TOU_CTabulation[[#This Row],[Month]],Season,2)","v":"Winter"},{"$f":"VLOOKUP(TOU_CTabulation[[#This Row],[Season]],CRate,2)","v":10.5},{"$f":"IF(A8638>TOU_CTabulation[[#This Row],[Month]],TOU_CTabulation[[#This Row],[Day]]*TOU_CTabulation[[#This Row],[Base Allow]],0)","v":0},{"$f":"IF(A8638>TOU_CTabulation[[#This Row],[Month]],TOU_CTabulation[[#This Row],[Month Cumm]],0)","v":0},{"$f":"IF(TOU_CTabulation[[#This Row],[Month Base Gen]]=0,0,TOU_CTabulation[[#This Row],[Month Base Gen]]-TOU_CTabulation[[#This Row],[Day]]*TOU_CTabulation[[#This Row],[Base Allow]])","v":0},{"$f":"VLOOKUP(TOU_CTabulation[[#This Row],[Hour]],daypart,2)","v":"All"},{"$f":"TOU_CTabulation[[#This Row],[Season]]&TOU_CTabulation[[#This Row],[Day-Part]]","v":"WinterAll"},{"$f":"VLOOKUP(TOU_CTabulation[[#This Row],[Daypart]],TOUC,2)","v":0.25901999999999997},{"$f":"VLOOKUP(TOU_CTabulation[[#This Row],[Daypart]],TOUC,3)","v":0.32596000000000003},{"$f":"TOU_CTabulation[[#This Row],[Month Base Allow]]*TOU_CTabulation[[#This Row],[Base Rate]]","v":0},{"$f":"TOU_CTabulation[[#This Row],[Month Overbase Gen]]*TOU_CTabulation[[#This Row],[Over Rate]]","v":0},{"$f":"TOU_CTabulation[[#This Row],[Base Value]]+TOU_CTabulation[[#This Row],[Over Value]]","v":0}]
[12,25,17,0,0,9,0,0,9,0,0,{"$f":"TOU_CTabulation[[#This Row],[AC System Output (W)]]/1000","v":0},{"$f":"IF(A8637=TOU_CTabulation[[#This Row],[Month]],M8637+TOU_CTabulation[[#This Row],[AC System Output (kW)]],TOU_CTabulation[[#This Row],[AC System Output (kW)]])","v":292.99556899999988},{"$f":"VLOOKUP(TOU_CTabulation[[#This Row],[Month]],Season,2)","v":"Winter"},{"$f":"VLOOKUP(TOU_CTabulation[[#This Row],[Season]],CRate,2)","v":10.5},{"$f":"IF(A8639>TOU_CTabulation[[#This Row],[Month]],TOU_CTabulation[[#This Row],[Day]]*TOU_CTabulation[[#This Row],[Base Allow]],0)","v":0},{"$f":"IF(A8639>TOU_CTabulation[[#This Row],[Month]],TOU_CTabulation[[#This Row],[Month Cumm]],0)","v":0},{"$f":"IF(TOU_CTabulation[[#This Row],[Month Base Gen]]=0,0,TOU_CTabulation[[#This Row],[Month Base Gen]]-TOU_CTabulation[[#This Row],[Day]]*TOU_CTabulation[[#This Row],[Base Allow]])","v":0},{"$f":"VLOOKUP(TOU_CTabulation[[#This Row],[Hour]],daypart,2)","v":"All"},{"$f":"TOU_CTabulation[[#This Row],[Season]]&TOU_CTabulation[[#This Row],[Day-Part]]","v":"WinterAll"},{"$f":"VLOOKUP(TOU_CTabulation[[#This Row],[Daypart]],TOUC,2)","v":0.25901999999999997},{"$f":"VLOOKUP(TOU_CTabulation[[#This Row],[Daypart]],TOUC,3)","v":0.32596000000000003},{"$f":"TOU_CTabulation[[#This Row],[Month Base Allow]]*TOU_CTabulation[[#This Row],[Base Rate]]","v":0},{"$f":"TOU_CTabulation[[#This Row],[Month Overbase Gen]]*TOU_CTabulation[[#This Row],[Over Rate]]","v":0},{"$f":"TOU_CTabulation[[#This Row],[Base Value]]+TOU_CTabulation[[#This Row],[Over Value]]","v":0}]
[12,25,18,0,0,9,0,0,9,0,0,{"$f":"TOU_CTabulation[[#This Row],[AC System Output (W)]]/1000","v":0},{"$f":"IF(A8638=TOU_CTabulation[[#This Row],[Month]],M8638+TOU_CTabulation[[#This Row],[AC System Output (kW)]],TOU_CTabulation[[#This Row],[AC System Output (kW)]])","v":292.99556899999988},{"$f":"VLOOKUP(TOU_CTabulation[[#This Row],[Month]],Season,2)","v":"Winter"},{"$f":"VLOOKUP(TOU_CTabulation[[#This Row],[Season]],CRate,2)","v":10.5},{"$f":"IF(A8640>TOU_CTabulation[[#This Row],[Month]],TOU_CTabulation[[#This Row],[Day]]*TOU_CTabulation[[#This Row],[Base Allow]],0)","v":0},{"$f":"IF(A8640>TOU_CTabulation[[#This Row],[Month]],TOU_CTabulation[[#This Row],[Month Cumm]],0)","v":0},{"$f":"IF(TOU_CTabulation[[#This Row],[Month Base Gen]]=0,0,TOU_CTabulation[[#This Row],[Month Base Gen]]-TOU_CTabulation[[#This Row],[Day]]*TOU_CTabulation[[#This Row],[Base Allow]])","v":0},{"$f":"VLOOKUP(TOU_CTabulation[[#This Row],[Hour]],daypart,2)","v":"All"},{"$f":"TOU_CTabulation[[#This Row],[Season]]&TOU_CTabulation[[#This Row],[Day-Part]]","v":"WinterAll"},{"$f":"VLOOKUP(TOU_CTabulation[[#This Row],[Daypart]],TOUC,2)","v":0.25901999999999997},{"$f":"VLOOKUP(TOU_CTabulation[[#This Row],[Daypart]],TOUC,3)","v":0.32596000000000003},{"$f":"TOU_CTabulation[[#This Row],[Month Base Allow]]*TOU_CTabulation[[#This Row],[Base Rate]]","v":0},{"$f":"TOU_CTabulation[[#This Row],[Month Overbase Gen]]*TOU_CTabulation[[#This Row],[Over Rate]]","v":0},{"$f":"TOU_CTabulation[[#This Row],[Base Value]]+TOU_CTabulation[[#This Row],[Over Value]]","v":0}]
[12,25,19,0,0,8,0,0,8,0,0,{"$f":"TOU_CTabulation[[#This Row],[AC System Output (W)]]/1000","v":0},{"$f":"IF(A8639=TOU_CTabulation[[#This Row],[Month]],M8639+TOU_CTabulation[[#This Row],[AC System Output (kW)]],TOU_CTabulation[[#This Row],[AC System Output (kW)]])","v":292.99556899999988},{"$f":"VLOOKUP(TOU_CTabulation[[#This Row],[Month]],Season,2)","v":"Winter"},{"$f":"VLOOKUP(TOU_CTabulation[[#This Row],[Season]],CRate,2)","v":10.5},{"$f":"IF(A8641>TOU_CTabulation[[#This Row],[Month]],TOU_CTabulation[[#This Row],[Day]]*TOU_CTabulation[[#This Row],[Base Allow]],0)","v":0},{"$f":"IF(A8641>TOU_CTabulation[[#This Row],[Month]],TOU_CTabulation[[#This Row],[Month Cumm]],0)","v":0},{"$f":"IF(TOU_CTabulation[[#This Row],[Month Base Gen]]=0,0,TOU_CTabulation[[#This Row],[Month Base Gen]]-TOU_CTabulation[[#This Row],[Day]]*TOU_CTabulation[[#This Row],[Base Allow]])","v":0},{"$f":"VLOOKUP(TOU_CTabulation[[#This Row],[Hour]],daypart,2)","v":"All"},{"$f":"TOU_CTabulation[[#This Row],[Season]]&TOU_CTabulation[[#This Row],[Day-Part]]","v":"WinterAll"},{"$f":"VLOOKUP(TOU_CTabulation[[#This Row],[Daypart]],TOUC,2)","v":0.25901999999999997},{"$f":"VLOOKUP(TOU_CTabulation[[#This Row],[Daypart]],TOUC,3)","v":0.32596000000000003},{"$f":"TOU_CTabulation[[#This Row],[Month Base Allow]]*TOU_CTabulation[[#This Row],[Base Rate]]","v":0},{"$f":"TOU_CTabulation[[#This Row],[Month Overbase Gen]]*TOU_CTabulation[[#This Row],[Over Rate]]","v":0},{"$f":"TOU_CTabulation[[#This Row],[Base Value]]+TOU_CTabulation[[#This Row],[Over Value]]","v":0}]
[12,25,20,0,0,7,0,0,7,0,0,{"$f":"TOU_CTabulation[[#This Row],[AC System Output (W)]]/1000","v":0},{"$f":"IF(A8640=TOU_CTabulation[[#This Row],[Month]],M8640+TOU_CTabulation[[#This Row],[AC System Output (kW)]],TOU_CTabulation[[#This Row],[AC System Output (kW)]])","v":292.99556899999988},{"$f":"VLOOKUP(TOU_CTabulation[[#This Row],[Month]],Season,2)","v":"Winter"},{"$f":"VLOOKUP(TOU_CTabulation[[#This Row],[Season]],CRate,2)","v":10.5},{"$f":"IF(A8642>TOU_CTabulation[[#This Row],[Month]],TOU_CTabulation[[#This Row],[Day]]*TOU_CTabulation[[#This Row],[Base Allow]],0)","v":0},{"$f":"IF(A8642>TOU_CTabulation[[#This Row],[Month]],TOU_CTabulation[[#This Row],[Month Cumm]],0)","v":0},{"$f":"IF(TOU_CTabulation[[#This Row],[Month Base Gen]]=0,0,TOU_CTabulation[[#This Row],[Month Base Gen]]-TOU_CTabulation[[#This Row],[Day]]*TOU_CTabulation[[#This Row],[Base Allow]])","v":0},{"$f":"VLOOKUP(TOU_CTabulation[[#This Row],[Hour]],daypart,2)","v":"All"},{"$f":"TOU_CTabulation[[#This Row],[Season]]&TOU_CTabulation[[#This Row],[Day-Part]]","v":"WinterAll"},{"$f":"VLOOKUP(TOU_CTabulation[[#This Row],[Daypart]],TOUC,2)","v":0.25901999999999997},{"$f":"VLOOKUP(TOU_CTabulation[[#This Row],[Daypart]],TOUC,3)","v":0.32596000000000003},{"$f":"TOU_CTabulation[[#This Row],[Month Base Allow]]*TOU_CTabulation[[#This Row],[Base Rate]]","v":0},{"$f":"TOU_CTabulation[[#This Row],[Month Overbase Gen]]*TOU_CTabulation[[#This Row],[Over Rate]]","v":0},{"$f":"TOU_CTabulation[[#This Row],[Base Value]]+TOU_CTabulation[[#This Row],[Over Value]]","v":0}]
[12,25,21,0,0,7,0,0,7,0,0,{"$f":"TOU_CTabulation[[#This Row],[AC System Output (W)]]/1000","v":0},{"$f":"IF(A8641=TOU_CTabulation[[#This Row],[Month]],M8641+TOU_CTabulation[[#This Row],[AC System Output (kW)]],TOU_CTabulation[[#This Row],[AC System Output (kW)]])","v":292.99556899999988},{"$f":"VLOOKUP(TOU_CTabulation[[#This Row],[Month]],Season,2)","v":"Winter"},{"$f":"VLOOKUP(TOU_CTabulation[[#This Row],[Season]],CRate,2)","v":10.5},{"$f":"IF(A8643>TOU_CTabulation[[#This Row],[Month]],TOU_CTabulation[[#This Row],[Day]]*TOU_CTabulation[[#This Row],[Base Allow]],0)","v":0},{"$f":"IF(A8643>TOU_CTabulation[[#This Row],[Month]],TOU_CTabulation[[#This Row],[Month Cumm]],0)","v":0},{"$f":"IF(TOU_CTabulation[[#This Row],[Month Base Gen]]=0,0,TOU_CTabulation[[#This Row],[Month Base Gen]]-TOU_CTabulation[[#This Row],[Day]]*TOU_CTabulation[[#This Row],[Base Allow]])","v":0},{"$f":"VLOOKUP(TOU_CTabulation[[#This Row],[Hour]],daypart,2)","v":"All"},{"$f":"TOU_CTabulation[[#This Row],[Season]]&TOU_CTabulation[[#This Row],[Day-Part]]","v":"WinterAll"},{"$f":"VLOOKUP(TOU_CTabulation[[#This Row],[Daypart]],TOUC,2)","v":0.25901999999999997},{"$f":"VLOOKUP(TOU_CTabulation[[#This Row],[Daypart]],TOUC,3)","v":0.32596000000000003},{"$f":"TOU_CTabulation[[#This Row],[Month Base Allow]]*TOU_CTabulation[[#This Row],[Base Rate]]","v":0},{"$f":"TOU_CTabulation[[#This Row],[Month Overbase Gen]]*TOU_CTabulation[[#This Row],[Over Rate]]","v":0},{"$f":"TOU_CTabulation[[#This Row],[Base Value]]+TOU_CTabulation[[#This Row],[Over Value]]","v":0}]
[12,25,22,0,0,7,0,0,7,0,0,{"$f":"TOU_CTabulation[[#This Row],[AC System Output (W)]]/1000","v":0},{"$f":"IF(A8642=TOU_CTabulation[[#This Row],[Month]],M8642+TOU_CTabulation[[#This Row],[AC System Output (kW)]],TOU_CTabulation[[#This Row],[AC System Output (kW)]])","v":292.99556899999988},{"$f":"VLOOKUP(TOU_CTabulation[[#This Row],[Month]],Season,2)","v":"Winter"},{"$f":"VLOOKUP(TOU_CTabulation[[#This Row],[Season]],CRate,2)","v":10.5},{"$f":"IF(A8644>TOU_CTabulation[[#This Row],[Month]],TOU_CTabulation[[#This Row],[Day]]*TOU_CTabulation[[#This Row],[Base Allow]],0)","v":0},{"$f":"IF(A8644>TOU_CTabulation[[#This Row],[Month]],TOU_CTabulation[[#This Row],[Month Cumm]],0)","v":0},{"$f":"IF(TOU_CTabulation[[#This Row],[Month Base Gen]]=0,0,TOU_CTabulation[[#This Row],[Month Base Gen]]-TOU_CTabulation[[#This Row],[Day]]*TOU_CTabulation[[#This Row],[Base Allow]])","v":0},{"$f":"VLOOKUP(TOU_CTabulation[[#This Row],[Hour]],daypart,2)","v":"All"},{"$f":"TOU_CTabulation[[#This Row],[Season]]&TOU_CTabulation[[#This Row],[Day-Part]]","v":"WinterAll"},{"$f":"VLOOKUP(TOU_CTabulation[[#This Row],[Daypart]],TOUC,2)","v":0.25901999999999997},{"$f":"VLOOKUP(TOU_CTabulation[[#This Row],[Daypart]],TOUC,3)","v":0.32596000000000003},{"$f":"TOU_CTabulation[[#This Row],[Month Base Allow]]*TOU_CTabulation[[#This Row],[Base Rate]]","v":0},{"$f":"TOU_CTabulation[[#This Row],[Month Overbase Gen]]*TOU_CTabulation[[#This Row],[Over Rate]]","v":0},{"$f":"TOU_CTabulation[[#This Row],[Base Value]]+TOU_CTabulation[[#This Row],[Over Value]]","v":0}]
[12,25,23,0,0,7,0,0,7,0,0,{"$f":"TOU_CTabulation[[#This Row],[AC System Output (W)]]/1000","v":0},{"$f":"IF(A8643=TOU_CTabulation[[#This Row],[Month]],M8643+TOU_CTabulation[[#This Row],[AC System Output (kW)]],TOU_CTabulation[[#This Row],[AC System Output (kW)]])","v":292.99556899999988},{"$f":"VLOOKUP(TOU_CTabulation[[#This Row],[Month]],Season,2)","v":"Winter"},{"$f":"VLOOKUP(TOU_CTabulation[[#This Row],[Season]],CRate,2)","v":10.5},{"$f":"IF(A8645>TOU_CTabulation[[#This Row],[Month]],TOU_CTabulation[[#This Row],[Day]]*TOU_CTabulation[[#This Row],[Base Allow]],0)","v":0},{"$f":"IF(A8645>TOU_CTabulation[[#This Row],[Month]],TOU_CTabulation[[#This Row],[Month Cumm]],0)","v":0},{"$f":"IF(TOU_CTabulation[[#This Row],[Month Base Gen]]=0,0,TOU_CTabulation[[#This Row],[Month Base Gen]]-TOU_CTabulation[[#This Row],[Day]]*TOU_CTabulation[[#This Row],[Base Allow]])","v":0},{"$f":"VLOOKUP(TOU_CTabulation[[#This Row],[Hour]],daypart,2)","v":"All"},{"$f":"TOU_CTabulation[[#This Row],[Season]]&TOU_CTabulation[[#This Row],[Day-Part]]","v":"WinterAll"},{"$f":"VLOOKUP(TOU_CTabulation[[#This Row],[Daypart]],TOUC,2)","v":0.25901999999999997},{"$f":"VLOOKUP(TOU_CTabulation[[#This Row],[Daypart]],TOUC,3)","v":0.32596000000000003},{"$f":"TOU_CTabulation[[#This Row],[Month Base Allow]]*TOU_CTabulation[[#This Row],[Base Rate]]","v":0},{"$f":"TOU_CTabulation[[#This Row],[Month Overbase Gen]]*TOU_CTabulation[[#This Row],[Over Rate]]","v":0},{"$f":"TOU_CTabulation[[#This Row],[Base Value]]+TOU_CTabulation[[#This Row],[Over Value]]","v":0}]
[12,26,0,0,0,6,0,0,6,0,0,{"$f":"TOU_CTabulation[[#This Row],[AC System Output (W)]]/1000","v":0},{"$f":"IF(A8644=TOU_CTabulation[[#This Row],[Month]],M8644+TOU_CTabulation[[#This Row],[AC System Output (kW)]],TOU_CTabulation[[#This Row],[AC System Output (kW)]])","v":292.99556899999988},{"$f":"VLOOKUP(TOU_CTabulation[[#This Row],[Month]],Season,2)","v":"Winter"},{"$f":"VLOOKUP(TOU_CTabulation[[#This Row],[Season]],CRate,2)","v":10.5},{"$f":"IF(A8646>TOU_CTabulation[[#This Row],[Month]],TOU_CTabulation[[#This Row],[Day]]*TOU_CTabulation[[#This Row],[Base Allow]],0)","v":0},{"$f":"IF(A8646>TOU_CTabulation[[#This Row],[Month]],TOU_CTabulation[[#This Row],[Month Cumm]],0)","v":0},{"$f":"IF(TOU_CTabulation[[#This Row],[Month Base Gen]]=0,0,TOU_CTabulation[[#This Row],[Month Base Gen]]-TOU_CTabulation[[#This Row],[Day]]*TOU_CTabulation[[#This Row],[Base Allow]])","v":0},{"$f":"VLOOKUP(TOU_CTabulation[[#This Row],[Hour]],daypart,2)","v":"All"},{"$f":"TOU_CTabulation[[#This Row],[Season]]&TOU_CTabulation[[#This Row],[Day-Part]]","v":"WinterAll"},{"$f":"VLOOKUP(TOU_CTabulation[[#This Row],[Daypart]],TOUC,2)","v":0.25901999999999997},{"$f":"VLOOKUP(TOU_CTabulation[[#This Row],[Daypart]],TOUC,3)","v":0.32596000000000003},{"$f":"TOU_CTabulation[[#This Row],[Month Base Allow]]*TOU_CTabulation[[#This Row],[Base Rate]]","v":0},{"$f":"TOU_CTabulation[[#This Row],[Month Overbase Gen]]*TOU_CTabulation[[#This Row],[Over Rate]]","v":0},{"$f":"TOU_CTabulation[[#This Row],[Base Value]]+TOU_CTabulation[[#This Row],[Over Value]]","v":0}]
[12,26,1,0,0,6,0,0,6,0,0,{"$f":"TOU_CTabulation[[#This Row],[AC System Output (W)]]/1000","v":0},{"$f":"IF(A8645=TOU_CTabulation[[#This Row],[Month]],M8645+TOU_CTabulation[[#This Row],[AC System Output (kW)]],TOU_CTabulation[[#This Row],[AC System Output (kW)]])","v":292.99556899999988},{"$f":"VLOOKUP(TOU_CTabulation[[#This Row],[Month]],Season,2)","v":"Winter"},{"$f":"VLOOKUP(TOU_CTabulation[[#This Row],[Season]],CRate,2)","v":10.5},{"$f":"IF(A8647>TOU_CTabulation[[#This Row],[Month]],TOU_CTabulation[[#This Row],[Day]]*TOU_CTabulation[[#This Row],[Base Allow]],0)","v":0},{"$f":"IF(A8647>TOU_CTabulation[[#This Row],[Month]],TOU_CTabulation[[#This Row],[Month Cumm]],0)","v":0},{"$f":"IF(TOU_CTabulation[[#This Row],[Month Base Gen]]=0,0,TOU_CTabulation[[#This Row],[Month Base Gen]]-TOU_CTabulation[[#This Row],[Day]]*TOU_CTabulation[[#This Row],[Base Allow]])","v":0},{"$f":"VLOOKUP(TOU_CTabulation[[#This Row],[Hour]],daypart,2)","v":"All"},{"$f":"TOU_CTabulation[[#This Row],[Season]]&TOU_CTabulation[[#This Row],[Day-Part]]","v":"WinterAll"},{"$f":"VLOOKUP(TOU_CTabulation[[#This Row],[Daypart]],TOUC,2)","v":0.25901999999999997},{"$f":"VLOOKUP(TOU_CTabulation[[#This Row],[Daypart]],TOUC,3)","v":0.32596000000000003},{"$f":"TOU_CTabulation[[#This Row],[Month Base Allow]]*TOU_CTabulation[[#This Row],[Base Rate]]","v":0},{"$f":"TOU_CTabulation[[#This Row],[Month Overbase Gen]]*TOU_CTabulation[[#This Row],[Over Rate]]","v":0},{"$f":"TOU_CTabulation[[#This Row],[Base Value]]+TOU_CTabulation[[#This Row],[Over Value]]","v":0}]
[12,26,2,0,0,6,0,0,6,0,0,{"$f":"TOU_CTabulation[[#This Row],[AC System Output (W)]]/1000","v":0},{"$f":"IF(A8646=TOU_CTabulation[[#This Row],[Month]],M8646+TOU_CTabulation[[#This Row],[AC System Output (kW)]],TOU_CTabulation[[#This Row],[AC System Output (kW)]])","v":292.99556899999988},{"$f":"VLOOKUP(TOU_CTabulation[[#This Row],[Month]],Season,2)","v":"Winter"},{"$f":"VLOOKUP(TOU_CTabulation[[#This Row],[Season]],CRate,2)","v":10.5},{"$f":"IF(A8648>TOU_CTabulation[[#This Row],[Month]],TOU_CTabulation[[#This Row],[Day]]*TOU_CTabulation[[#This Row],[Base Allow]],0)","v":0},{"$f":"IF(A8648>TOU_CTabulation[[#This Row],[Month]],TOU_CTabulation[[#This Row],[Month Cumm]],0)","v":0},{"$f":"IF(TOU_CTabulation[[#This Row],[Month Base Gen]]=0,0,TOU_CTabulation[[#This Row],[Month Base Gen]]-TOU_CTabulation[[#This Row],[Day]]*TOU_CTabulation[[#This Row],[Base Allow]])","v":0},{"$f":"VLOOKUP(TOU_CTabulation[[#This Row],[Hour]],daypart,2)","v":"All"},{"$f":"TOU_CTabulation[[#This Row],[Season]]&TOU_CTabulation[[#This Row],[Day-Part]]","v":"WinterAll"},{"$f":"VLOOKUP(TOU_CTabulation[[#This Row],[Daypart]],TOUC,2)","v":0.25901999999999997},{"$f":"VLOOKUP(TOU_CTabulation[[#This Row],[Daypart]],TOUC,3)","v":0.32596000000000003},{"$f":"TOU_CTabulation[[#This Row],[Month Base Allow]]*TOU_CTabulation[[#This Row],[Base Rate]]","v":0},{"$f":"TOU_CTabulation[[#This Row],[Month Overbase Gen]]*TOU_CTabulation[[#This Row],[Over Rate]]","v":0},{"$f":"TOU_CTabulation[[#This Row],[Base Value]]+TOU_CTabulation[[#This Row],[Over Value]]","v":0}]
[12,26,3,0,0,5,1,0,5,0,0,{"$f":"TOU_CTabulation[[#This Row],[AC System Output (W)]]/1000","v":0},{"$f":"IF(A8647=TOU_CTabulation[[#This Row],[Month]],M8647+TOU_CTabulation[[#This Row],[AC System Output (kW)]],TOU_CTabulation[[#This Row],[AC System Output (kW)]])","v":292.99556899999988},{"$f":"VLOOKUP(TOU_CTabulation[[#This Row],[Month]],Season,2)","v":"Winter"},{"$f":"VLOOKUP(TOU_CTabulation[[#This Row],[Season]],CRate,2)","v":10.5},{"$f":"IF(A8649>TOU_CTabulation[[#This Row],[Month]],TOU_CTabulation[[#This Row],[Day]]*TOU_CTabulation[[#This Row],[Base Allow]],0)","v":0},{"$f":"IF(A8649>TOU_CTabulation[[#This Row],[Month]],TOU_CTabulation[[#This Row],[Month Cumm]],0)","v":0},{"$f":"IF(TOU_CTabulation[[#This Row],[Month Base Gen]]=0,0,TOU_CTabulation[[#This Row],[Month Base Gen]]-TOU_CTabulation[[#This Row],[Day]]*TOU_CTabulation[[#This Row],[Base Allow]])","v":0},{"$f":"VLOOKUP(TOU_CTabulation[[#This Row],[Hour]],daypart,2)","v":"All"},{"$f":"TOU_CTabulation[[#This Row],[Season]]&TOU_CTabulation[[#This Row],[Day-Part]]","v":"WinterAll"},{"$f":"VLOOKUP(TOU_CTabulation[[#This Row],[Daypart]],TOUC,2)","v":0.25901999999999997},{"$f":"VLOOKUP(TOU_CTabulation[[#This Row],[Daypart]],TOUC,3)","v":0.32596000000000003},{"$f":"TOU_CTabulation[[#This Row],[Month Base Allow]]*TOU_CTabulation[[#This Row],[Base Rate]]","v":0},{"$f":"TOU_CTabulation[[#This Row],[Month Overbase Gen]]*TOU_CTabulation[[#This Row],[Over Rate]]","v":0},{"$f":"TOU_CTabulation[[#This Row],[Base Value]]+TOU_CTabulation[[#This Row],[Over Value]]","v":0}]
[12,26,4,0,0,5,1,0,5,0,0,{"$f":"TOU_CTabulation[[#This Row],[AC System Output (W)]]/1000","v":0},{"$f":"IF(A8648=TOU_CTabulation[[#This Row],[Month]],M8648+TOU_CTabulation[[#This Row],[AC System Output (kW)]],TOU_CTabulation[[#This Row],[AC System Output (kW)]])","v":292.99556899999988},{"$f":"VLOOKUP(TOU_CTabulation[[#This Row],[Month]],Season,2)","v":"Winter"},{"$f":"VLOOKUP(TOU_CTabulation[[#This Row],[Season]],CRate,2)","v":10.5},{"$f":"IF(A8650>TOU_CTabulation[[#This Row],[Month]],TOU_CTabulation[[#This Row],[Day]]*TOU_CTabulation[[#This Row],[Base Allow]],0)","v":0},{"$f":"IF(A8650>TOU_CTabulation[[#This Row],[Month]],TOU_CTabulation[[#This Row],[Month Cumm]],0)","v":0},{"$f":"IF(TOU_CTabulation[[#This Row],[Month Base Gen]]=0,0,TOU_CTabulation[[#This Row],[Month Base Gen]]-TOU_CTabulation[[#This Row],[Day]]*TOU_CTabulation[[#This Row],[Base Allow]])","v":0},{"$f":"VLOOKUP(TOU_CTabulation[[#This Row],[Hour]],daypart,2)","v":"All"},{"$f":"TOU_CTabulation[[#This Row],[Season]]&TOU_CTabulation[[#This Row],[Day-Part]]","v":"WinterAll"},{"$f":"VLOOKUP(TOU_CTabulation[[#This Row],[Daypart]],TOUC,2)","v":0.25901999999999997},{"$f":"VLOOKUP(TOU_CTabulation[[#This Row],[Daypart]],TOUC,3)","v":0.32596000000000003},{"$f":"TOU_CTabulation[[#This Row],[Month Base Allow]]*TOU_CTabulation[[#This Row],[Base Rate]]","v":0},{"$f":"TOU_CTabulation[[#This Row],[Month Overbase Gen]]*TOU_CTabulation[[#This Row],[Over Rate]]","v":0},{"$f":"TOU_CTabulation[[#This Row],[Base Value]]+TOU_CTabulation[[#This Row],[Over Value]]","v":0}]
[12,26,5,0,0,5,1,0,5,0,0,{"$f":"TOU_CTabulation[[#This Row],[AC System Output (W)]]/1000","v":0},{"$f":"IF(A8649=TOU_CTabulation[[#This Row],[Month]],M8649+TOU_CTabulation[[#This Row],[AC System Output (kW)]],TOU_CTabulation[[#This Row],[AC System Output (kW)]])","v":292.99556899999988},{"$f":"VLOOKUP(TOU_CTabulation[[#This Row],[Month]],Season,2)","v":"Winter"},{"$f":"VLOOKUP(TOU_CTabulation[[#This Row],[Season]],CRate,2)","v":10.5},{"$f":"IF(A8651>TOU_CTabulation[[#This Row],[Month]],TOU_CTabulation[[#This Row],[Day]]*TOU_CTabulation[[#This Row],[Base Allow]],0)","v":0},{"$f":"IF(A8651>TOU_CTabulation[[#This Row],[Month]],TOU_CTabulation[[#This Row],[Month Cumm]],0)","v":0},{"$f":"IF(TOU_CTabulation[[#This Row],[Month Base Gen]]=0,0,TOU_CTabulation[[#This Row],[Month Base Gen]]-TOU_CTabulation[[#This Row],[Day]]*TOU_CTabulation[[#This Row],[Base Allow]])","v":0},{"$f":"VLOOKUP(TOU_CTabulation[[#This Row],[Hour]],daypart,2)","v":"All"},{"$f":"TOU_CTabulation[[#This Row],[Season]]&TOU_CTabulation[[#This Row],[Day-Part]]","v":"WinterAll"},{"$f":"VLOOKUP(TOU_CTabulation[[#This Row],[Daypart]],TOUC,2)","v":0.25901999999999997},{"$f":"VLOOKUP(TOU_CTabulation[[#This Row],[Daypart]],TOUC,3)","v":0.32596000000000003},{"$f":"TOU_CTabulation[[#This Row],[Month Base Allow]]*TOU_CTabulation[[#This Row],[Base Rate]]","v":0},{"$f":"TOU_CTabulation[[#This Row],[Month Overbase Gen]]*TOU_CTabulation[[#This Row],[Over Rate]]","v":0},{"$f":"TOU_CTabulation[[#This Row],[Base Value]]+TOU_CTabulation[[#This Row],[Over Value]]","v":0}]
[12,26,6,0,0,5,1,0,5,0,0,{"$f":"TOU_CTabulation[[#This Row],[AC System Output (W)]]/1000","v":0},{"$f":"IF(A8650=TOU_CTabulation[[#This Row],[Month]],M8650+TOU_CTabulation[[#This Row],[AC System Output (kW)]],TOU_CTabulation[[#This Row],[AC System Output (kW)]])","v":292.99556899999988},{"$f":"VLOOKUP(TOU_CTabulation[[#This Row],[Month]],Season,2)","v":"Winter"},{"$f":"VLOOKUP(TOU_CTabulation[[#This Row],[Season]],CRate,2)","v":10.5},{"$f":"IF(A8652>TOU_CTabulation[[#This Row],[Month]],TOU_CTabulation[[#This Row],[Day]]*TOU_CTabulation[[#This Row],[Base Allow]],0)","v":0},{"$f":"IF(A8652>TOU_CTabulation[[#This Row],[Month]],TOU_CTabulation[[#This Row],[Month Cumm]],0)","v":0},{"$f":"IF(TOU_CTabulation[[#This Row],[Month Base Gen]]=0,0,TOU_CTabulation[[#This Row],[Month Base Gen]]-TOU_CTabulation[[#This Row],[Day]]*TOU_CTabulation[[#This Row],[Base Allow]])","v":0},{"$f":"VLOOKUP(TOU_CTabulation[[#This Row],[Hour]],daypart,2)","v":"All"},{"$f":"TOU_CTabulation[[#This Row],[Season]]&TOU_CTabulation[[#This Row],[Day-Part]]","v":"WinterAll"},{"$f":"VLOOKUP(TOU_CTabulation[[#This Row],[Daypart]],TOUC,2)","v":0.25901999999999997},{"$f":"VLOOKUP(TOU_CTabulation[[#This Row],[Daypart]],TOUC,3)","v":0.32596000000000003},{"$f":"TOU_CTabulation[[#This Row],[Month Base Allow]]*TOU_CTabulation[[#This Row],[Base Rate]]","v":0},{"$f":"TOU_CTabulation[[#This Row],[Month Overbase Gen]]*TOU_CTabulation[[#This Row],[Over Rate]]","v":0},{"$f":"TOU_CTabulation[[#This Row],[Base Value]]+TOU_CTabulation[[#This Row],[Over Value]]","v":0}]
[12,26,7,0,4,6,1,3.78,4.1609999999999996,14.265000000000001,0,{"$f":"TOU_CTabulation[[#This Row],[AC System Output (W)]]/1000","v":0},{"$f":"IF(A8651=TOU_CTabulation[[#This Row],[Month]],M8651+TOU_CTabulation[[#This Row],[AC System Output (kW)]],TOU_CTabulation[[#This Row],[AC System Output (kW)]])","v":292.99556899999988},{"$f":"VLOOKUP(TOU_CTabulation[[#This Row],[Month]],Season,2)","v":"Winter"},{"$f":"VLOOKUP(TOU_CTabulation[[#This Row],[Season]],CRate,2)","v":10.5},{"$f":"IF(A8653>TOU_CTabulation[[#This Row],[Month]],TOU_CTabulation[[#This Row],[Day]]*TOU_CTabulation[[#This Row],[Base Allow]],0)","v":0},{"$f":"IF(A8653>TOU_CTabulation[[#This Row],[Month]],TOU_CTabulation[[#This Row],[Month Cumm]],0)","v":0},{"$f":"IF(TOU_CTabulation[[#This Row],[Month Base Gen]]=0,0,TOU_CTabulation[[#This Row],[Month Base Gen]]-TOU_CTabulation[[#This Row],[Day]]*TOU_CTabulation[[#This Row],[Base Allow]])","v":0},{"$f":"VLOOKUP(TOU_CTabulation[[#This Row],[Hour]],daypart,2)","v":"All"},{"$f":"TOU_CTabulation[[#This Row],[Season]]&TOU_CTabulation[[#This Row],[Day-Part]]","v":"WinterAll"},{"$f":"VLOOKUP(TOU_CTabulation[[#This Row],[Daypart]],TOUC,2)","v":0.25901999999999997},{"$f":"VLOOKUP(TOU_CTabulation[[#This Row],[Daypart]],TOUC,3)","v":0.32596000000000003},{"$f":"TOU_CTabulation[[#This Row],[Month Base Allow]]*TOU_CTabulation[[#This Row],[Base Rate]]","v":0},{"$f":"TOU_CTabulation[[#This Row],[Month Overbase Gen]]*TOU_CTabulation[[#This Row],[Over Rate]]","v":0},{"$f":"TOU_CTabulation[[#This Row],[Base Value]]+TOU_CTabulation[[#This Row],[Over Value]]","v":0}]
[12,26,8,0,29,8,2,27.483000000000001,6.6340000000000003,102.605,80.302999999999997,{"$f":"TOU_CTabulation[[#This Row],[AC System Output (W)]]/1000","v":8.0302999999999999E-2},{"$f":"IF(A8652=TOU_CTabulation[[#This Row],[Month]],M8652+TOU_CTabulation[[#This Row],[AC System Output (kW)]],TOU_CTabulation[[#This Row],[AC System Output (kW)]])","v":293.07587199999989},{"$f":"VLOOKUP(TOU_CTabulation[[#This Row],[Month]],Season,2)","v":"Winter"},{"$f":"VLOOKUP(TOU_CTabulation[[#This Row],[Season]],CRate,2)","v":10.5},{"$f":"IF(A8654>TOU_CTabulation[[#This Row],[Month]],TOU_CTabulation[[#This Row],[Day]]*TOU_CTabulation[[#This Row],[Base Allow]],0)","v":0},{"$f":"IF(A8654>TOU_CTabulation[[#This Row],[Month]],TOU_CTabulation[[#This Row],[Month Cumm]],0)","v":0},{"$f":"IF(TOU_CTabulation[[#This Row],[Month Base Gen]]=0,0,TOU_CTabulation[[#This Row],[Month Base Gen]]-TOU_CTabulation[[#This Row],[Day]]*TOU_CTabulation[[#This Row],[Base Allow]])","v":0},{"$f":"VLOOKUP(TOU_CTabulation[[#This Row],[Hour]],daypart,2)","v":"All"},{"$f":"TOU_CTabulation[[#This Row],[Season]]&TOU_CTabulation[[#This Row],[Day-Part]]","v":"WinterAll"},{"$f":"VLOOKUP(TOU_CTabulation[[#This Row],[Daypart]],TOUC,2)","v":0.25901999999999997},{"$f":"VLOOKUP(TOU_CTabulation[[#This Row],[Daypart]],TOUC,3)","v":0.32596000000000003},{"$f":"TOU_CTabulation[[#This Row],[Month Base Allow]]*TOU_CTabulation[[#This Row],[Base Rate]]","v":0},{"$f":"TOU_CTabulation[[#This Row],[Month Overbase Gen]]*TOU_CTabulation[[#This Row],[Over Rate]]","v":0},{"$f":"TOU_CTabulation[[#This Row],[Base Value]]+TOU_CTabulation[[#This Row],[Over Value]]","v":0}]
[12,26,9,448,116,9,3,409.21499999999997,17.292000000000002,1429.106,1373.5039999999999,{"$f":"TOU_CTabulation[[#This Row],[AC System Output (W)]]/1000","v":1.3735039999999998},{"$f":"IF(A8653=TOU_CTabulation[[#This Row],[Month]],M8653+TOU_CTabulation[[#This Row],[AC System Output (kW)]],TOU_CTabulation[[#This Row],[AC System Output (kW)]])","v":294.44937599999992},{"$f":"VLOOKUP(TOU_CTabulation[[#This Row],[Month]],Season,2)","v":"Winter"},{"$f":"VLOOKUP(TOU_CTabulation[[#This Row],[Season]],CRate,2)","v":10.5},{"$f":"IF(A8655>TOU_CTabulation[[#This Row],[Month]],TOU_CTabulation[[#This Row],[Day]]*TOU_CTabulation[[#This Row],[Base Allow]],0)","v":0},{"$f":"IF(A8655>TOU_CTabulation[[#This Row],[Month]],TOU_CTabulation[[#This Row],[Month Cumm]],0)","v":0},{"$f":"IF(TOU_CTabulation[[#This Row],[Month Base Gen]]=0,0,TOU_CTabulation[[#This Row],[Month Base Gen]]-TOU_CTabulation[[#This Row],[Day]]*TOU_CTabulation[[#This Row],[Base Allow]])","v":0},{"$f":"VLOOKUP(TOU_CTabulation[[#This Row],[Hour]],daypart,2)","v":"All"},{"$f":"TOU_CTabulation[[#This Row],[Season]]&TOU_CTabulation[[#This Row],[Day-Part]]","v":"WinterAll"},{"$f":"VLOOKUP(TOU_CTabulation[[#This Row],[Daypart]],TOUC,2)","v":0.25901999999999997},{"$f":"VLOOKUP(TOU_CTabulation[[#This Row],[Daypart]],TOUC,3)","v":0.32596000000000003},{"$f":"TOU_CTabulation[[#This Row],[Month Base Allow]]*TOU_CTabulation[[#This Row],[Base Rate]]","v":0},{"$f":"TOU_CTabulation[[#This Row],[Month Overbase Gen]]*TOU_CTabulation[[#This Row],[Over Rate]]","v":0},{"$f":"TOU_CTabulation[[#This Row],[Base Value]]+TOU_CTabulation[[#This Row],[Over Value]]","v":0}]
[12,26,10,124,203,10,3,315.17500000000001,17.027000000000001,1120.001,1073.6210000000001,{"$f":"TOU_CTabulation[[#This Row],[AC System Output (W)]]/1000","v":1.0736210000000002},{"$f":"IF(A8654=TOU_CTabulation[[#This Row],[Month]],M8654+TOU_CTabulation[[#This Row],[AC System Output (kW)]],TOU_CTabulation[[#This Row],[AC System Output (kW)]])","v":295.52299699999992},{"$f":"VLOOKUP(TOU_CTabulation[[#This Row],[Month]],Season,2)","v":"Winter"},{"$f":"VLOOKUP(TOU_CTabulation[[#This Row],[Season]],CRate,2)","v":10.5},{"$f":"IF(A8656>TOU_CTabulation[[#This Row],[Month]],TOU_CTabulation[[#This Row],[Day]]*TOU_CTabulation[[#This Row],[Base Allow]],0)","v":0},{"$f":"IF(A8656>TOU_CTabulation[[#This Row],[Month]],TOU_CTabulation[[#This Row],[Month Cumm]],0)","v":0},{"$f":"IF(TOU_CTabulation[[#This Row],[Month Base Gen]]=0,0,TOU_CTabulation[[#This Row],[Month Base Gen]]-TOU_CTabulation[[#This Row],[Day]]*TOU_CTabulation[[#This Row],[Base Allow]])","v":0},{"$f":"VLOOKUP(TOU_CTabulation[[#This Row],[Hour]],daypart,2)","v":"All"},{"$f":"TOU_CTabulation[[#This Row],[Season]]&TOU_CTabulation[[#This Row],[Day-Part]]","v":"WinterAll"},{"$f":"VLOOKUP(TOU_CTabulation[[#This Row],[Daypart]],TOUC,2)","v":0.25901999999999997},{"$f":"VLOOKUP(TOU_CTabulation[[#This Row],[Daypart]],TOUC,3)","v":0.32596000000000003},{"$f":"TOU_CTabulation[[#This Row],[Month Base Allow]]*TOU_CTabulation[[#This Row],[Base Rate]]","v":0},{"$f":"TOU_CTabulation[[#This Row],[Month Overbase Gen]]*TOU_CTabulation[[#This Row],[Over Rate]]","v":0},{"$f":"TOU_CTabulation[[#This Row],[Base Value]]+TOU_CTabulation[[#This Row],[Over Value]]","v":0}]
[12,26,11,0,55,11,3,52.23,11.35,191.01900000000001,167.00700000000001,{"$f":"TOU_CTabulation[[#This Row],[AC System Output (W)]]/1000","v":0.16700700000000002},{"$f":"IF(A8655=TOU_CTabulation[[#This Row],[Month]],M8655+TOU_CTabulation[[#This Row],[AC System Output (kW)]],TOU_CTabulation[[#This Row],[AC System Output (kW)]])","v":295.69000399999993},{"$f":"VLOOKUP(TOU_CTabulation[[#This Row],[Month]],Season,2)","v":"Winter"},{"$f":"VLOOKUP(TOU_CTabulation[[#This Row],[Season]],CRate,2)","v":10.5},{"$f":"IF(A8657>TOU_CTabulation[[#This Row],[Month]],TOU_CTabulation[[#This Row],[Day]]*TOU_CTabulation[[#This Row],[Base Allow]],0)","v":0},{"$f":"IF(A8657>TOU_CTabulation[[#This Row],[Month]],TOU_CTabulation[[#This Row],[Month Cumm]],0)","v":0},{"$f":"IF(TOU_CTabulation[[#This Row],[Month Base Gen]]=0,0,TOU_CTabulation[[#This Row],[Month Base Gen]]-TOU_CTabulation[[#This Row],[Day]]*TOU_CTabulation[[#This Row],[Base Allow]])","v":0},{"$f":"VLOOKUP(TOU_CTabulation[[#This Row],[Hour]],daypart,2)","v":"All"},{"$f":"TOU_CTabulation[[#This Row],[Season]]&TOU_CTabulation[[#This Row],[Day-Part]]","v":"WinterAll"},{"$f":"VLOOKUP(TOU_CTabulation[[#This Row],[Daypart]],TOUC,2)","v":0.25901999999999997},{"$f":"VLOOKUP(TOU_CTabulation[[#This Row],[Daypart]],TOUC,3)","v":0.32596000000000003},{"$f":"TOU_CTabulation[[#This Row],[Month Base Allow]]*TOU_CTabulation[[#This Row],[Base Rate]]","v":0},{"$f":"TOU_CTabulation[[#This Row],[Month Overbase Gen]]*TOU_CTabulation[[#This Row],[Over Rate]]","v":0},{"$f":"TOU_CTabulation[[#This Row],[Base Value]]+TOU_CTabulation[[#This Row],[Over Value]]","v":0}]
[12,26,12,0,83,11,3,78.902000000000001,11.286,288.64999999999998,262.66399999999999,{"$f":"TOU_CTabulation[[#This Row],[AC System Output (W)]]/1000","v":0.26266400000000001},{"$f":"IF(A8656=TOU_CTabulation[[#This Row],[Month]],M8656+TOU_CTabulation[[#This Row],[AC System Output (kW)]],TOU_CTabulation[[#This Row],[AC System Output (kW)]])","v":295.9526679999999},{"$f":"VLOOKUP(TOU_CTabulation[[#This Row],[Month]],Season,2)","v":"Winter"},{"$f":"VLOOKUP(TOU_CTabulation[[#This Row],[Season]],CRate,2)","v":10.5},{"$f":"IF(A8658>TOU_CTabulation[[#This Row],[Month]],TOU_CTabulation[[#This Row],[Day]]*TOU_CTabulation[[#This Row],[Base Allow]],0)","v":0},{"$f":"IF(A8658>TOU_CTabulation[[#This Row],[Month]],TOU_CTabulation[[#This Row],[Month Cumm]],0)","v":0},{"$f":"IF(TOU_CTabulation[[#This Row],[Month Base Gen]]=0,0,TOU_CTabulation[[#This Row],[Month Base Gen]]-TOU_CTabulation[[#This Row],[Day]]*TOU_CTabulation[[#This Row],[Base Allow]])","v":0},{"$f":"VLOOKUP(TOU_CTabulation[[#This Row],[Hour]],daypart,2)","v":"All"},{"$f":"TOU_CTabulation[[#This Row],[Season]]&TOU_CTabulation[[#This Row],[Day-Part]]","v":"WinterAll"},{"$f":"VLOOKUP(TOU_CTabulation[[#This Row],[Daypart]],TOUC,2)","v":0.25901999999999997},{"$f":"VLOOKUP(TOU_CTabulation[[#This Row],[Daypart]],TOUC,3)","v":0.32596000000000003},{"$f":"TOU_CTabulation[[#This Row],[Month Base Allow]]*TOU_CTabulation[[#This Row],[Base Rate]]","v":0},{"$f":"TOU_CTabulation[[#This Row],[Month Overbase Gen]]*TOU_CTabulation[[#This Row],[Over Rate]]","v":0},{"$f":"TOU_CTabulation[[#This Row],[Base Value]]+TOU_CTabulation[[#This Row],[Over Value]]","v":0}]
[12,26,13,42,191,12,3,233.1,16.154,833.245,794.625,{"$f":"TOU_CTabulation[[#This Row],[AC System Output (W)]]/1000","v":0.79462500000000003},{"$f":"IF(A8657=TOU_CTabulation[[#This Row],[Month]],M8657+TOU_CTabulation[[#This Row],[AC System Output (kW)]],TOU_CTabulation[[#This Row],[AC System Output (kW)]])","v":296.7472929999999},{"$f":"VLOOKUP(TOU_CTabulation[[#This Row],[Month]],Season,2)","v":"Winter"},{"$f":"VLOOKUP(TOU_CTabulation[[#This Row],[Season]],CRate,2)","v":10.5},{"$f":"IF(A8659>TOU_CTabulation[[#This Row],[Month]],TOU_CTabulation[[#This Row],[Day]]*TOU_CTabulation[[#This Row],[Base Allow]],0)","v":0},{"$f":"IF(A8659>TOU_CTabulation[[#This Row],[Month]],TOU_CTabulation[[#This Row],[Month Cumm]],0)","v":0},{"$f":"IF(TOU_CTabulation[[#This Row],[Month Base Gen]]=0,0,TOU_CTabulation[[#This Row],[Month Base Gen]]-TOU_CTabulation[[#This Row],[Day]]*TOU_CTabulation[[#This Row],[Base Allow]])","v":0},{"$f":"VLOOKUP(TOU_CTabulation[[#This Row],[Hour]],daypart,2)","v":"All"},{"$f":"TOU_CTabulation[[#This Row],[Season]]&TOU_CTabulation[[#This Row],[Day-Part]]","v":"WinterAll"},{"$f":"VLOOKUP(TOU_CTabulation[[#This Row],[Daypart]],TOUC,2)","v":0.25901999999999997},{"$f":"VLOOKUP(TOU_CTabulation[[#This Row],[Daypart]],TOUC,3)","v":0.32596000000000003},{"$f":"TOU_CTabulation[[#This Row],[Month Base Allow]]*TOU_CTabulation[[#This Row],[Base Rate]]","v":0},{"$f":"TOU_CTabulation[[#This Row],[Month Overbase Gen]]*TOU_CTabulation[[#This Row],[Over Rate]]","v":0},{"$f":"TOU_CTabulation[[#This Row],[Base Value]]+TOU_CTabulation[[#This Row],[Over Value]]","v":0}]
[12,26,14,0,92,11,3,88.918000000000006,12.03,324.22300000000001,297.49599999999998,{"$f":"TOU_CTabulation[[#This Row],[AC System Output (W)]]/1000","v":0.29749599999999998},{"$f":"IF(A8658=TOU_CTabulation[[#This Row],[Month]],M8658+TOU_CTabulation[[#This Row],[AC System Output (kW)]],TOU_CTabulation[[#This Row],[AC System Output (kW)]])","v":297.04478899999992},{"$f":"VLOOKUP(TOU_CTabulation[[#This Row],[Month]],Season,2)","v":"Winter"},{"$f":"VLOOKUP(TOU_CTabulation[[#This Row],[Season]],CRate,2)","v":10.5},{"$f":"IF(A8660>TOU_CTabulation[[#This Row],[Month]],TOU_CTabulation[[#This Row],[Day]]*TOU_CTabulation[[#This Row],[Base Allow]],0)","v":0},{"$f":"IF(A8660>TOU_CTabulation[[#This Row],[Month]],TOU_CTabulation[[#This Row],[Month Cumm]],0)","v":0},{"$f":"IF(TOU_CTabulation[[#This Row],[Month Base Gen]]=0,0,TOU_CTabulation[[#This Row],[Month Base Gen]]-TOU_CTabulation[[#This Row],[Day]]*TOU_CTabulation[[#This Row],[Base Allow]])","v":0},{"$f":"VLOOKUP(TOU_CTabulation[[#This Row],[Hour]],daypart,2)","v":"All"},{"$f":"TOU_CTabulation[[#This Row],[Season]]&TOU_CTabulation[[#This Row],[Day-Part]]","v":"WinterAll"},{"$f":"VLOOKUP(TOU_CTabulation[[#This Row],[Daypart]],TOUC,2)","v":0.25901999999999997},{"$f":"VLOOKUP(TOU_CTabulation[[#This Row],[Daypart]],TOUC,3)","v":0.32596000000000003},{"$f":"TOU_CTabulation[[#This Row],[Month Base Allow]]*TOU_CTabulation[[#This Row],[Base Rate]]","v":0},{"$f":"TOU_CTabulation[[#This Row],[Month Overbase Gen]]*TOU_CTabulation[[#This Row],[Over Rate]]","v":0},{"$f":"TOU_CTabulation[[#This Row],[Base Value]]+TOU_CTabulation[[#This Row],[Over Value]]","v":0}]
[12,26,15,398,73,10,2,272.79000000000002,15.824,929.83399999999995,888.68600000000004,{"$f":"TOU_CTabulation[[#This Row],[AC System Output (W)]]/1000","v":0.88868600000000009},{"$f":"IF(A8659=TOU_CTabulation[[#This Row],[Month]],M8659+TOU_CTabulation[[#This Row],[AC System Output (kW)]],TOU_CTabulation[[#This Row],[AC System Output (kW)]])","v":297.93347499999993},{"$f":"VLOOKUP(TOU_CTabulation[[#This Row],[Month]],Season,2)","v":"Winter"},{"$f":"VLOOKUP(TOU_CTabulation[[#This Row],[Season]],CRate,2)","v":10.5},{"$f":"IF(A8661>TOU_CTabulation[[#This Row],[Month]],TOU_CTabulation[[#This Row],[Day]]*TOU_CTabulation[[#This Row],[Base Allow]],0)","v":0},{"$f":"IF(A8661>TOU_CTabulation[[#This Row],[Month]],TOU_CTabulation[[#This Row],[Month Cumm]],0)","v":0},{"$f":"IF(TOU_CTabulation[[#This Row],[Month Base Gen]]=0,0,TOU_CTabulation[[#This Row],[Month Base Gen]]-TOU_CTabulation[[#This Row],[Day]]*TOU_CTabulation[[#This Row],[Base Allow]])","v":0},{"$f":"VLOOKUP(TOU_CTabulation[[#This Row],[Hour]],daypart,2)","v":"All"},{"$f":"TOU_CTabulation[[#This Row],[Season]]&TOU_CTabulation[[#This Row],[Day-Part]]","v":"WinterAll"},{"$f":"VLOOKUP(TOU_CTabulation[[#This Row],[Daypart]],TOUC,2)","v":0.25901999999999997},{"$f":"VLOOKUP(TOU_CTabulation[[#This Row],[Daypart]],TOUC,3)","v":0.32596000000000003},{"$f":"TOU_CTabulation[[#This Row],[Month Base Allow]]*TOU_CTabulation[[#This Row],[Base Rate]]","v":0},{"$f":"TOU_CTabulation[[#This Row],[Month Overbase Gen]]*TOU_CTabulation[[#This Row],[Over Rate]]","v":0},{"$f":"TOU_CTabulation[[#This Row],[Base Value]]+TOU_CTabulation[[#This Row],[Over Value]]","v":0}]
[12,26,16,68,24,8,1,49.973999999999997,8.609,170.392,146.786,{"$f":"TOU_CTabulation[[#This Row],[AC System Output (W)]]/1000","v":0.146786},{"$f":"IF(A8660=TOU_CTabulation[[#This Row],[Month]],M8660+TOU_CTabulation[[#This Row],[AC System Output (kW)]],TOU_CTabulation[[#This Row],[AC System Output (kW)]])","v":298.08026099999995},{"$f":"VLOOKUP(TOU_CTabulation[[#This Row],[Month]],Season,2)","v":"Winter"},{"$f":"VLOOKUP(TOU_CTabulation[[#This Row],[Season]],CRate,2)","v":10.5},{"$f":"IF(A8662>TOU_CTabulation[[#This Row],[Month]],TOU_CTabulation[[#This Row],[Day]]*TOU_CTabulation[[#This Row],[Base Allow]],0)","v":0},{"$f":"IF(A8662>TOU_CTabulation[[#This Row],[Month]],TOU_CTabulation[[#This Row],[Month Cumm]],0)","v":0},{"$f":"IF(TOU_CTabulation[[#This Row],[Month Base Gen]]=0,0,TOU_CTabulation[[#This Row],[Month Base Gen]]-TOU_CTabulation[[#This Row],[Day]]*TOU_CTabulation[[#This Row],[Base Allow]])","v":0},{"$f":"VLOOKUP(TOU_CTabulation[[#This Row],[Hour]],daypart,2)","v":"All"},{"$f":"TOU_CTabulation[[#This Row],[Season]]&TOU_CTabulation[[#This Row],[Day-Part]]","v":"WinterAll"},{"$f":"VLOOKUP(TOU_CTabulation[[#This Row],[Daypart]],TOUC,2)","v":0.25901999999999997},{"$f":"VLOOKUP(TOU_CTabulation[[#This Row],[Daypart]],TOUC,3)","v":0.32596000000000003},{"$f":"TOU_CTabulation[[#This Row],[Month Base Allow]]*TOU_CTabulation[[#This Row],[Base Rate]]","v":0},{"$f":"TOU_CTabulation[[#This Row],[Month Overbase Gen]]*TOU_CTabulation[[#This Row],[Over Rate]]","v":0},{"$f":"TOU_CTabulation[[#This Row],[Base Value]]+TOU_CTabulation[[#This Row],[Over Value]]","v":0}]
[12,26,17,0,0,7,1,0,7,0,0,{"$f":"TOU_CTabulation[[#This Row],[AC System Output (W)]]/1000","v":0},{"$f":"IF(A8661=TOU_CTabulation[[#This Row],[Month]],M8661+TOU_CTabulation[[#This Row],[AC System Output (kW)]],TOU_CTabulation[[#This Row],[AC System Output (kW)]])","v":298.08026099999995},{"$f":"VLOOKUP(TOU_CTabulation[[#This Row],[Month]],Season,2)","v":"Winter"},{"$f":"VLOOKUP(TOU_CTabulation[[#This Row],[Season]],CRate,2)","v":10.5},{"$f":"IF(A8663>TOU_CTabulation[[#This Row],[Month]],TOU_CTabulation[[#This Row],[Day]]*TOU_CTabulation[[#This Row],[Base Allow]],0)","v":0},{"$f":"IF(A8663>TOU_CTabulation[[#This Row],[Month]],TOU_CTabulation[[#This Row],[Month Cumm]],0)","v":0},{"$f":"IF(TOU_CTabulation[[#This Row],[Month Base Gen]]=0,0,TOU_CTabulation[[#This Row],[Month Base Gen]]-TOU_CTabulation[[#This Row],[Day]]*TOU_CTabulation[[#This Row],[Base Allow]])","v":0},{"$f":"VLOOKUP(TOU_CTabulation[[#This Row],[Hour]],daypart,2)","v":"All"},{"$f":"TOU_CTabulation[[#This Row],[Season]]&TOU_CTabulation[[#This Row],[Day-Part]]","v":"WinterAll"},{"$f":"VLOOKUP(TOU_CTabulation[[#This Row],[Daypart]],TOUC,2)","v":0.25901999999999997},{"$f":"VLOOKUP(TOU_CTabulation[[#This Row],[Daypart]],TOUC,3)","v":0.32596000000000003},{"$f":"TOU_CTabulation[[#This Row],[Month Base Allow]]*TOU_CTabulation[[#This Row],[Base Rate]]","v":0},{"$f":"TOU_CTabulation[[#This Row],[Month Overbase Gen]]*TOU_CTabulation[[#This Row],[Over Rate]]","v":0},{"$f":"TOU_CTabulation[[#This Row],[Base Value]]+TOU_CTabulation[[#This Row],[Over Value]]","v":0}]
[12,26,18,0,0,7,1,0,7,0,0,{"$f":"TOU_CTabulation[[#This Row],[AC System Output (W)]]/1000","v":0},{"$f":"IF(A8662=TOU_CTabulation[[#This Row],[Month]],M8662+TOU_CTabulation[[#This Row],[AC System Output (kW)]],TOU_CTabulation[[#This Row],[AC System Output (kW)]])","v":298.08026099999995},{"$f":"VLOOKUP(TOU_CTabulation[[#This Row],[Month]],Season,2)","v":"Winter"},{"$f":"VLOOKUP(TOU_CTabulation[[#This Row],[Season]],CRate,2)","v":10.5},{"$f":"IF(A8664>TOU_CTabulation[[#This Row],[Month]],TOU_CTabulation[[#This Row],[Day]]*TOU_CTabulation[[#This Row],[Base Allow]],0)","v":0},{"$f":"IF(A8664>TOU_CTabulation[[#This Row],[Month]],TOU_CTabulation[[#This Row],[Month Cumm]],0)","v":0},{"$f":"IF(TOU_CTabulation[[#This Row],[Month Base Gen]]=0,0,TOU_CTabulation[[#This Row],[Month Base Gen]]-TOU_CTabulation[[#This Row],[Day]]*TOU_CTabulation[[#This Row],[Base Allow]])","v":0},{"$f":"VLOOKUP(TOU_CTabulation[[#This Row],[Hour]],daypart,2)","v":"All"},{"$f":"TOU_CTabulation[[#This Row],[Season]]&TOU_CTabulation[[#This Row],[Day-Part]]","v":"WinterAll"},{"$f":"VLOOKUP(TOU_CTabulation[[#This Row],[Daypart]],TOUC,2)","v":0.25901999999999997},{"$f":"VLOOKUP(TOU_CTabulation[[#This Row],[Daypart]],TOUC,3)","v":0.32596000000000003},{"$f":"TOU_CTabulation[[#This Row],[Month Base Allow]]*TOU_CTabulation[[#This Row],[Base Rate]]","v":0},{"$f":"TOU_CTabulation[[#This Row],[Month Overbase Gen]]*TOU_CTabulation[[#This Row],[Over Rate]]","v":0},{"$f":"TOU_CTabulation[[#This Row],[Base Value]]+TOU_CTabulation[[#This Row],[Over Value]]","v":0}]
[12,26,19,0,0,7,1,0,7,0,0,{"$f":"TOU_CTabulation[[#This Row],[AC System Output (W)]]/1000","v":0},{"$f":"IF(A8663=TOU_CTabulation[[#This Row],[Month]],M8663+TOU_CTabulation[[#This Row],[AC System Output (kW)]],TOU_CTabulation[[#This Row],[AC System Output (kW)]])","v":298.08026099999995},{"$f":"VLOOKUP(TOU_CTabulation[[#This Row],[Month]],Season,2)","v":"Winter"},{"$f":"VLOOKUP(TOU_CTabulation[[#This Row],[Season]],CRate,2)","v":10.5},{"$f":"IF(A8665>TOU_CTabulation[[#This Row],[Month]],TOU_CTabulation[[#This Row],[Day]]*TOU_CTabulation[[#This Row],[Base Allow]],0)","v":0},{"$f":"IF(A8665>TOU_CTabulation[[#This Row],[Month]],TOU_CTabulation[[#This Row],[Month Cumm]],0)","v":0},{"$f":"IF(TOU_CTabulation[[#This Row],[Month Base Gen]]=0,0,TOU_CTabulation[[#This Row],[Month Base Gen]]-TOU_CTabulation[[#This Row],[Day]]*TOU_CTabulation[[#This Row],[Base Allow]])","v":0},{"$f":"VLOOKUP(TOU_CTabulation[[#This Row],[Hour]],daypart,2)","v":"All"},{"$f":"TOU_CTabulation[[#This Row],[Season]]&TOU_CTabulation[[#This Row],[Day-Part]]","v":"WinterAll"},{"$f":"VLOOKUP(TOU_CTabulation[[#This Row],[Daypart]],TOUC,2)","v":0.25901999999999997},{"$f":"VLOOKUP(TOU_CTabulation[[#This Row],[Daypart]],TOUC,3)","v":0.32596000000000003},{"$f":"TOU_CTabulation[[#This Row],[Month Base Allow]]*TOU_CTabulation[[#This Row],[Base Rate]]","v":0},{"$f":"TOU_CTabulation[[#This Row],[Month Overbase Gen]]*TOU_CTabulation[[#This Row],[Over Rate]]","v":0},{"$f":"TOU_CTabulation[[#This Row],[Base Value]]+TOU_CTabulation[[#This Row],[Over Value]]","v":0}]
[12,26,20,0,0,7,1,0,7,0,0,{"$f":"TOU_CTabulation[[#This Row],[AC System Output (W)]]/1000","v":0},{"$f":"IF(A8664=TOU_CTabulation[[#This Row],[Month]],M8664+TOU_CTabulation[[#This Row],[AC System Output (kW)]],TOU_CTabulation[[#This Row],[AC System Output (kW)]])","v":298.08026099999995},{"$f":"VLOOKUP(TOU_CTabulation[[#This Row],[Month]],Season,2)","v":"Winter"},{"$f":"VLOOKUP(TOU_CTabulation[[#This Row],[Season]],CRate,2)","v":10.5},{"$f":"IF(A8666>TOU_CTabulation[[#This Row],[Month]],TOU_CTabulation[[#This Row],[Day]]*TOU_CTabulation[[#This Row],[Base Allow]],0)","v":0},{"$f":"IF(A8666>TOU_CTabulation[[#This Row],[Month]],TOU_CTabulation[[#This Row],[Month Cumm]],0)","v":0},{"$f":"IF(TOU_CTabulation[[#This Row],[Month Base Gen]]=0,0,TOU_CTabulation[[#This Row],[Month Base Gen]]-TOU_CTabulation[[#This Row],[Day]]*TOU_CTabulation[[#This Row],[Base Allow]])","v":0},{"$f":"VLOOKUP(TOU_CTabulation[[#This Row],[Hour]],daypart,2)","v":"All"},{"$f":"TOU_CTabulation[[#This Row],[Season]]&TOU_CTabulation[[#This Row],[Day-Part]]","v":"WinterAll"},{"$f":"VLOOKUP(TOU_CTabulation[[#This Row],[Daypart]],TOUC,2)","v":0.25901999999999997},{"$f":"VLOOKUP(TOU_CTabulation[[#This Row],[Daypart]],TOUC,3)","v":0.32596000000000003},{"$f":"TOU_CTabulation[[#This Row],[Month Base Allow]]*TOU_CTabulation[[#This Row],[Base Rate]]","v":0},{"$f":"TOU_CTabulation[[#This Row],[Month Overbase Gen]]*TOU_CTabulation[[#This Row],[Over Rate]]","v":0},{"$f":"TOU_CTabulation[[#This Row],[Base Value]]+TOU_CTabulation[[#This Row],[Over Value]]","v":0}]
[12,26,21,0,0,7,1,0,7,0,0,{"$f":"TOU_CTabulation[[#This Row],[AC System Output (W)]]/1000","v":0},{"$f":"IF(A8665=TOU_CTabulation[[#This Row],[Month]],M8665+TOU_CTabulation[[#This Row],[AC System Output (kW)]],TOU_CTabulation[[#This Row],[AC System Output (kW)]])","v":298.08026099999995},{"$f":"VLOOKUP(TOU_CTabulation[[#This Row],[Month]],Season,2)","v":"Winter"},{"$f":"VLOOKUP(TOU_CTabulation[[#This Row],[Season]],CRate,2)","v":10.5},{"$f":"IF(A8667>TOU_CTabulation[[#This Row],[Month]],TOU_CTabulation[[#This Row],[Day]]*TOU_CTabulation[[#This Row],[Base Allow]],0)","v":0},{"$f":"IF(A8667>TOU_CTabulation[[#This Row],[Month]],TOU_CTabulation[[#This Row],[Month Cumm]],0)","v":0},{"$f":"IF(TOU_CTabulation[[#This Row],[Month Base Gen]]=0,0,TOU_CTabulation[[#This Row],[Month Base Gen]]-TOU_CTabulation[[#This Row],[Day]]*TOU_CTabulation[[#This Row],[Base Allow]])","v":0},{"$f":"VLOOKUP(TOU_CTabulation[[#This Row],[Hour]],daypart,2)","v":"All"},{"$f":"TOU_CTabulation[[#This Row],[Season]]&TOU_CTabulation[[#This Row],[Day-Part]]","v":"WinterAll"},{"$f":"VLOOKUP(TOU_CTabulation[[#This Row],[Daypart]],TOUC,2)","v":0.25901999999999997},{"$f":"VLOOKUP(TOU_CTabulation[[#This Row],[Daypart]],TOUC,3)","v":0.32596000000000003},{"$f":"TOU_CTabulation[[#This Row],[Month Base Allow]]*TOU_CTabulation[[#This Row],[Base Rate]]","v":0},{"$f":"TOU_CTabulation[[#This Row],[Month Overbase Gen]]*TOU_CTabulation[[#This Row],[Over Rate]]","v":0},{"$f":"TOU_CTabulation[[#This Row],[Base Value]]+TOU_CTabulation[[#This Row],[Over Value]]","v":0}]
[12,26,22,0,0,7,1,0,7,0,0,{"$f":"TOU_CTabulation[[#This Row],[AC System Output (W)]]/1000","v":0},{"$f":"IF(A8666=TOU_CTabulation[[#This Row],[Month]],M8666+TOU_CTabulation[[#This Row],[AC System Output (kW)]],TOU_CTabulation[[#This Row],[AC System Output (kW)]])","v":298.08026099999995},{"$f":"VLOOKUP(TOU_CTabulation[[#This Row],[Month]],Season,2)","v":"Winter"},{"$f":"VLOOKUP(TOU_CTabulation[[#This Row],[Season]],CRate,2)","v":10.5},{"$f":"IF(A8668>TOU_CTabulation[[#This Row],[Month]],TOU_CTabulation[[#This Row],[Day]]*TOU_CTabulation[[#This Row],[Base Allow]],0)","v":0},{"$f":"IF(A8668>TOU_CTabulation[[#This Row],[Month]],TOU_CTabulation[[#This Row],[Month Cumm]],0)","v":0},{"$f":"IF(TOU_CTabulation[[#This Row],[Month Base Gen]]=0,0,TOU_CTabulation[[#This Row],[Month Base Gen]]-TOU_CTabulation[[#This Row],[Day]]*TOU_CTabulation[[#This Row],[Base Allow]])","v":0},{"$f":"VLOOKUP(TOU_CTabulation[[#This Row],[Hour]],daypart,2)","v":"All"},{"$f":"TOU_CTabulation[[#This Row],[Season]]&TOU_CTabulation[[#This Row],[Day-Part]]","v":"WinterAll"},{"$f":"VLOOKUP(TOU_CTabulation[[#This Row],[Daypart]],TOUC,2)","v":0.25901999999999997},{"$f":"VLOOKUP(TOU_CTabulation[[#This Row],[Daypart]],TOUC,3)","v":0.32596000000000003},{"$f":"TOU_CTabulation[[#This Row],[Month Base Allow]]*TOU_CTabulation[[#This Row],[Base Rate]]","v":0},{"$f":"TOU_CTabulation[[#This Row],[Month Overbase Gen]]*TOU_CTabulation[[#This Row],[Over Rate]]","v":0},{"$f":"TOU_CTabulation[[#This Row],[Base Value]]+TOU_CTabulation[[#This Row],[Over Value]]","v":0}]
[12,26,23,0,0,7,1,0,7,0,0,{"$f":"TOU_CTabulation[[#This Row],[AC System Output (W)]]/1000","v":0},{"$f":"IF(A8667=TOU_CTabulation[[#This Row],[Month]],M8667+TOU_CTabulation[[#This Row],[AC System Output (kW)]],TOU_CTabulation[[#This Row],[AC System Output (kW)]])","v":298.08026099999995},{"$f":"VLOOKUP(TOU_CTabulation[[#This Row],[Month]],Season,2)","v":"Winter"},{"$f":"VLOOKUP(TOU_CTabulation[[#This Row],[Season]],CRate,2)","v":10.5},{"$f":"IF(A8669>TOU_CTabulation[[#This Row],[Month]],TOU_CTabulation[[#This Row],[Day]]*TOU_CTabulation[[#This Row],[Base Allow]],0)","v":0},{"$f":"IF(A8669>TOU_CTabulation[[#This Row],[Month]],TOU_CTabulation[[#This Row],[Month Cumm]],0)","v":0},{"$f":"IF(TOU_CTabulation[[#This Row],[Month Base Gen]]=0,0,TOU_CTabulation[[#This Row],[Month Base Gen]]-TOU_CTabulation[[#This Row],[Day]]*TOU_CTabulation[[#This Row],[Base Allow]])","v":0},{"$f":"VLOOKUP(TOU_CTabulation[[#This Row],[Hour]],daypart,2)","v":"All"},{"$f":"TOU_CTabulation[[#This Row],[Season]]&TOU_CTabulation[[#This Row],[Day-Part]]","v":"WinterAll"},{"$f":"VLOOKUP(TOU_CTabulation[[#This Row],[Daypart]],TOUC,2)","v":0.25901999999999997},{"$f":"VLOOKUP(TOU_CTabulation[[#This Row],[Daypart]],TOUC,3)","v":0.32596000000000003},{"$f":"TOU_CTabulation[[#This Row],[Month Base Allow]]*TOU_CTabulation[[#This Row],[Base Rate]]","v":0},{"$f":"TOU_CTabulation[[#This Row],[Month Overbase Gen]]*TOU_CTabulation[[#This Row],[Over Rate]]","v":0},{"$f":"TOU_CTabulation[[#This Row],[Base Value]]+TOU_CTabulation[[#This Row],[Over Value]]","v":0}]
[12,27,0,0,0,7,1,0,7,0,0,{"$f":"TOU_CTabulation[[#This Row],[AC System Output (W)]]/1000","v":0},{"$f":"IF(A8668=TOU_CTabulation[[#This Row],[Month]],M8668+TOU_CTabulation[[#This Row],[AC System Output (kW)]],TOU_CTabulation[[#This Row],[AC System Output (kW)]])","v":298.08026099999995},{"$f":"VLOOKUP(TOU_CTabulation[[#This Row],[Month]],Season,2)","v":"Winter"},{"$f":"VLOOKUP(TOU_CTabulation[[#This Row],[Season]],CRate,2)","v":10.5},{"$f":"IF(A8670>TOU_CTabulation[[#This Row],[Month]],TOU_CTabulation[[#This Row],[Day]]*TOU_CTabulation[[#This Row],[Base Allow]],0)","v":0},{"$f":"IF(A8670>TOU_CTabulation[[#This Row],[Month]],TOU_CTabulation[[#This Row],[Month Cumm]],0)","v":0},{"$f":"IF(TOU_CTabulation[[#This Row],[Month Base Gen]]=0,0,TOU_CTabulation[[#This Row],[Month Base Gen]]-TOU_CTabulation[[#This Row],[Day]]*TOU_CTabulation[[#This Row],[Base Allow]])","v":0},{"$f":"VLOOKUP(TOU_CTabulation[[#This Row],[Hour]],daypart,2)","v":"All"},{"$f":"TOU_CTabulation[[#This Row],[Season]]&TOU_CTabulation[[#This Row],[Day-Part]]","v":"WinterAll"},{"$f":"VLOOKUP(TOU_CTabulation[[#This Row],[Daypart]],TOUC,2)","v":0.25901999999999997},{"$f":"VLOOKUP(TOU_CTabulation[[#This Row],[Daypart]],TOUC,3)","v":0.32596000000000003},{"$f":"TOU_CTabulation[[#This Row],[Month Base Allow]]*TOU_CTabulation[[#This Row],[Base Rate]]","v":0},{"$f":"TOU_CTabulation[[#This Row],[Month Overbase Gen]]*TOU_CTabulation[[#This Row],[Over Rate]]","v":0},{"$f":"TOU_CTabulation[[#This Row],[Base Value]]+TOU_CTabulation[[#This Row],[Over Value]]","v":0}]
[12,27,1,0,0,7,1,0,7,0,0,{"$f":"TOU_CTabulation[[#This Row],[AC System Output (W)]]/1000","v":0},{"$f":"IF(A8669=TOU_CTabulation[[#This Row],[Month]],M8669+TOU_CTabulation[[#This Row],[AC System Output (kW)]],TOU_CTabulation[[#This Row],[AC System Output (kW)]])","v":298.08026099999995},{"$f":"VLOOKUP(TOU_CTabulation[[#This Row],[Month]],Season,2)","v":"Winter"},{"$f":"VLOOKUP(TOU_CTabulation[[#This Row],[Season]],CRate,2)","v":10.5},{"$f":"IF(A8671>TOU_CTabulation[[#This Row],[Month]],TOU_CTabulation[[#This Row],[Day]]*TOU_CTabulation[[#This Row],[Base Allow]],0)","v":0},{"$f":"IF(A8671>TOU_CTabulation[[#This Row],[Month]],TOU_CTabulation[[#This Row],[Month Cumm]],0)","v":0},{"$f":"IF(TOU_CTabulation[[#This Row],[Month Base Gen]]=0,0,TOU_CTabulation[[#This Row],[Month Base Gen]]-TOU_CTabulation[[#This Row],[Day]]*TOU_CTabulation[[#This Row],[Base Allow]])","v":0},{"$f":"VLOOKUP(TOU_CTabulation[[#This Row],[Hour]],daypart,2)","v":"All"},{"$f":"TOU_CTabulation[[#This Row],[Season]]&TOU_CTabulation[[#This Row],[Day-Part]]","v":"WinterAll"},{"$f":"VLOOKUP(TOU_CTabulation[[#This Row],[Daypart]],TOUC,2)","v":0.25901999999999997},{"$f":"VLOOKUP(TOU_CTabulation[[#This Row],[Daypart]],TOUC,3)","v":0.32596000000000003},{"$f":"TOU_CTabulation[[#This Row],[Month Base Allow]]*TOU_CTabulation[[#This Row],[Base Rate]]","v":0},{"$f":"TOU_CTabulation[[#This Row],[Month Overbase Gen]]*TOU_CTabulation[[#This Row],[Over Rate]]","v":0},{"$f":"TOU_CTabulation[[#This Row],[Base Value]]+TOU_CTabulation[[#This Row],[Over Value]]","v":0}]
[12,27,2,0,0,7,1,0,7,0,0,{"$f":"TOU_CTabulation[[#This Row],[AC System Output (W)]]/1000","v":0},{"$f":"IF(A8670=TOU_CTabulation[[#This Row],[Month]],M8670+TOU_CTabulation[[#This Row],[AC System Output (kW)]],TOU_CTabulation[[#This Row],[AC System Output (kW)]])","v":298.08026099999995},{"$f":"VLOOKUP(TOU_CTabulation[[#This Row],[Month]],Season,2)","v":"Winter"},{"$f":"VLOOKUP(TOU_CTabulation[[#This Row],[Season]],CRate,2)","v":10.5},{"$f":"IF(A8672>TOU_CTabulation[[#This Row],[Month]],TOU_CTabulation[[#This Row],[Day]]*TOU_CTabulation[[#This Row],[Base Allow]],0)","v":0},{"$f":"IF(A8672>TOU_CTabulation[[#This Row],[Month]],TOU_CTabulation[[#This Row],[Month Cumm]],0)","v":0},{"$f":"IF(TOU_CTabulation[[#This Row],[Month Base Gen]]=0,0,TOU_CTabulation[[#This Row],[Month Base Gen]]-TOU_CTabulation[[#This Row],[Day]]*TOU_CTabulation[[#This Row],[Base Allow]])","v":0},{"$f":"VLOOKUP(TOU_CTabulation[[#This Row],[Hour]],daypart,2)","v":"All"},{"$f":"TOU_CTabulation[[#This Row],[Season]]&TOU_CTabulation[[#This Row],[Day-Part]]","v":"WinterAll"},{"$f":"VLOOKUP(TOU_CTabulation[[#This Row],[Daypart]],TOUC,2)","v":0.25901999999999997},{"$f":"VLOOKUP(TOU_CTabulation[[#This Row],[Daypart]],TOUC,3)","v":0.32596000000000003},{"$f":"TOU_CTabulation[[#This Row],[Month Base Allow]]*TOU_CTabulation[[#This Row],[Base Rate]]","v":0},{"$f":"TOU_CTabulation[[#This Row],[Month Overbase Gen]]*TOU_CTabulation[[#This Row],[Over Rate]]","v":0},{"$f":"TOU_CTabulation[[#This Row],[Base Value]]+TOU_CTabulation[[#This Row],[Over Value]]","v":0}]
[12,27,3,0,0,7,1,0,7,0,0,{"$f":"TOU_CTabulation[[#This Row],[AC System Output (W)]]/1000","v":0},{"$f":"IF(A8671=TOU_CTabulation[[#This Row],[Month]],M8671+TOU_CTabulation[[#This Row],[AC System Output (kW)]],TOU_CTabulation[[#This Row],[AC System Output (kW)]])","v":298.08026099999995},{"$f":"VLOOKUP(TOU_CTabulation[[#This Row],[Month]],Season,2)","v":"Winter"},{"$f":"VLOOKUP(TOU_CTabulation[[#This Row],[Season]],CRate,2)","v":10.5},{"$f":"IF(A8673>TOU_CTabulation[[#This Row],[Month]],TOU_CTabulation[[#This Row],[Day]]*TOU_CTabulation[[#This Row],[Base Allow]],0)","v":0},{"$f":"IF(A8673>TOU_CTabulation[[#This Row],[Month]],TOU_CTabulation[[#This Row],[Month Cumm]],0)","v":0},{"$f":"IF(TOU_CTabulation[[#This Row],[Month Base Gen]]=0,0,TOU_CTabulation[[#This Row],[Month Base Gen]]-TOU_CTabulation[[#This Row],[Day]]*TOU_CTabulation[[#This Row],[Base Allow]])","v":0},{"$f":"VLOOKUP(TOU_CTabulation[[#This Row],[Hour]],daypart,2)","v":"All"},{"$f":"TOU_CTabulation[[#This Row],[Season]]&TOU_CTabulation[[#This Row],[Day-Part]]","v":"WinterAll"},{"$f":"VLOOKUP(TOU_CTabulation[[#This Row],[Daypart]],TOUC,2)","v":0.25901999999999997},{"$f":"VLOOKUP(TOU_CTabulation[[#This Row],[Daypart]],TOUC,3)","v":0.32596000000000003},{"$f":"TOU_CTabulation[[#This Row],[Month Base Allow]]*TOU_CTabulation[[#This Row],[Base Rate]]","v":0},{"$f":"TOU_CTabulation[[#This Row],[Month Overbase Gen]]*TOU_CTabulation[[#This Row],[Over Rate]]","v":0},{"$f":"TOU_CTabulation[[#This Row],[Base Value]]+TOU_CTabulation[[#This Row],[Over Value]]","v":0}]
[12,27,4,0,0,7,1,0,7,0,0,{"$f":"TOU_CTabulation[[#This Row],[AC System Output (W)]]/1000","v":0},{"$f":"IF(A8672=TOU_CTabulation[[#This Row],[Month]],M8672+TOU_CTabulation[[#This Row],[AC System Output (kW)]],TOU_CTabulation[[#This Row],[AC System Output (kW)]])","v":298.08026099999995},{"$f":"VLOOKUP(TOU_CTabulation[[#This Row],[Month]],Season,2)","v":"Winter"},{"$f":"VLOOKUP(TOU_CTabulation[[#This Row],[Season]],CRate,2)","v":10.5},{"$f":"IF(A8674>TOU_CTabulation[[#This Row],[Month]],TOU_CTabulation[[#This Row],[Day]]*TOU_CTabulation[[#This Row],[Base Allow]],0)","v":0},{"$f":"IF(A8674>TOU_CTabulation[[#This Row],[Month]],TOU_CTabulation[[#This Row],[Month Cumm]],0)","v":0},{"$f":"IF(TOU_CTabulation[[#This Row],[Month Base Gen]]=0,0,TOU_CTabulation[[#This Row],[Month Base Gen]]-TOU_CTabulation[[#This Row],[Day]]*TOU_CTabulation[[#This Row],[Base Allow]])","v":0},{"$f":"VLOOKUP(TOU_CTabulation[[#This Row],[Hour]],daypart,2)","v":"All"},{"$f":"TOU_CTabulation[[#This Row],[Season]]&TOU_CTabulation[[#This Row],[Day-Part]]","v":"WinterAll"},{"$f":"VLOOKUP(TOU_CTabulation[[#This Row],[Daypart]],TOUC,2)","v":0.25901999999999997},{"$f":"VLOOKUP(TOU_CTabulation[[#This Row],[Daypart]],TOUC,3)","v":0.32596000000000003},{"$f":"TOU_CTabulation[[#This Row],[Month Base Allow]]*TOU_CTabulation[[#This Row],[Base Rate]]","v":0},{"$f":"TOU_CTabulation[[#This Row],[Month Overbase Gen]]*TOU_CTabulation[[#This Row],[Over Rate]]","v":0},{"$f":"TOU_CTabulation[[#This Row],[Base Value]]+TOU_CTabulation[[#This Row],[Over Value]]","v":0}]
[12,27,5,0,0,8,1,0,8,0,0,{"$f":"TOU_CTabulation[[#This Row],[AC System Output (W)]]/1000","v":0},{"$f":"IF(A8673=TOU_CTabulation[[#This Row],[Month]],M8673+TOU_CTabulation[[#This Row],[AC System Output (kW)]],TOU_CTabulation[[#This Row],[AC System Output (kW)]])","v":298.08026099999995},{"$f":"VLOOKUP(TOU_CTabulation[[#This Row],[Month]],Season,2)","v":"Winter"},{"$f":"VLOOKUP(TOU_CTabulation[[#This Row],[Season]],CRate,2)","v":10.5},{"$f":"IF(A8675>TOU_CTabulation[[#This Row],[Month]],TOU_CTabulation[[#This Row],[Day]]*TOU_CTabulation[[#This Row],[Base Allow]],0)","v":0},{"$f":"IF(A8675>TOU_CTabulation[[#This Row],[Month]],TOU_CTabulation[[#This Row],[Month Cumm]],0)","v":0},{"$f":"IF(TOU_CTabulation[[#This Row],[Month Base Gen]]=0,0,TOU_CTabulation[[#This Row],[Month Base Gen]]-TOU_CTabulation[[#This Row],[Day]]*TOU_CTabulation[[#This Row],[Base Allow]])","v":0},{"$f":"VLOOKUP(TOU_CTabulation[[#This Row],[Hour]],daypart,2)","v":"All"},{"$f":"TOU_CTabulation[[#This Row],[Season]]&TOU_CTabulation[[#This Row],[Day-Part]]","v":"WinterAll"},{"$f":"VLOOKUP(TOU_CTabulation[[#This Row],[Daypart]],TOUC,2)","v":0.25901999999999997},{"$f":"VLOOKUP(TOU_CTabulation[[#This Row],[Daypart]],TOUC,3)","v":0.32596000000000003},{"$f":"TOU_CTabulation[[#This Row],[Month Base Allow]]*TOU_CTabulation[[#This Row],[Base Rate]]","v":0},{"$f":"TOU_CTabulation[[#This Row],[Month Overbase Gen]]*TOU_CTabulation[[#This Row],[Over Rate]]","v":0},{"$f":"TOU_CTabulation[[#This Row],[Base Value]]+TOU_CTabulation[[#This Row],[Over Value]]","v":0}]
[12,27,6,0,0,8,1,0,8,0,0,{"$f":"TOU_CTabulation[[#This Row],[AC System Output (W)]]/1000","v":0},{"$f":"IF(A8674=TOU_CTabulation[[#This Row],[Month]],M8674+TOU_CTabulation[[#This Row],[AC System Output (kW)]],TOU_CTabulation[[#This Row],[AC System Output (kW)]])","v":298.08026099999995},{"$f":"VLOOKUP(TOU_CTabulation[[#This Row],[Month]],Season,2)","v":"Winter"},{"$f":"VLOOKUP(TOU_CTabulation[[#This Row],[Season]],CRate,2)","v":10.5},{"$f":"IF(A8676>TOU_CTabulation[[#This Row],[Month]],TOU_CTabulation[[#This Row],[Day]]*TOU_CTabulation[[#This Row],[Base Allow]],0)","v":0},{"$f":"IF(A8676>TOU_CTabulation[[#This Row],[Month]],TOU_CTabulation[[#This Row],[Month Cumm]],0)","v":0},{"$f":"IF(TOU_CTabulation[[#This Row],[Month Base Gen]]=0,0,TOU_CTabulation[[#This Row],[Month Base Gen]]-TOU_CTabulation[[#This Row],[Day]]*TOU_CTabulation[[#This Row],[Base Allow]])","v":0},{"$f":"VLOOKUP(TOU_CTabulation[[#This Row],[Hour]],daypart,2)","v":"All"},{"$f":"TOU_CTabulation[[#This Row],[Season]]&TOU_CTabulation[[#This Row],[Day-Part]]","v":"WinterAll"},{"$f":"VLOOKUP(TOU_CTabulation[[#This Row],[Daypart]],TOUC,2)","v":0.25901999999999997},{"$f":"VLOOKUP(TOU_CTabulation[[#This Row],[Daypart]],TOUC,3)","v":0.32596000000000003},{"$f":"TOU_CTabulation[[#This Row],[Month Base Allow]]*TOU_CTabulation[[#This Row],[Base Rate]]","v":0},{"$f":"TOU_CTabulation[[#This Row],[Month Overbase Gen]]*TOU_CTabulation[[#This Row],[Over Rate]]","v":0},{"$f":"TOU_CTabulation[[#This Row],[Base Value]]+TOU_CTabulation[[#This Row],[Over Value]]","v":0}]
[12,27,7,0,0,8,1,0,8,0,0,{"$f":"TOU_CTabulation[[#This Row],[AC System Output (W)]]/1000","v":0},{"$f":"IF(A8675=TOU_CTabulation[[#This Row],[Month]],M8675+TOU_CTabulation[[#This Row],[AC System Output (kW)]],TOU_CTabulation[[#This Row],[AC System Output (kW)]])","v":298.08026099999995},{"$f":"VLOOKUP(TOU_CTabulation[[#This Row],[Month]],Season,2)","v":"Winter"},{"$f":"VLOOKUP(TOU_CTabulation[[#This Row],[Season]],CRate,2)","v":10.5},{"$f":"IF(A8677>TOU_CTabulation[[#This Row],[Month]],TOU_CTabulation[[#This Row],[Day]]*TOU_CTabulation[[#This Row],[Base Allow]],0)","v":0},{"$f":"IF(A8677>TOU_CTabulation[[#This Row],[Month]],TOU_CTabulation[[#This Row],[Month Cumm]],0)","v":0},{"$f":"IF(TOU_CTabulation[[#This Row],[Month Base Gen]]=0,0,TOU_CTabulation[[#This Row],[Month Base Gen]]-TOU_CTabulation[[#This Row],[Day]]*TOU_CTabulation[[#This Row],[Base Allow]])","v":0},{"$f":"VLOOKUP(TOU_CTabulation[[#This Row],[Hour]],daypart,2)","v":"All"},{"$f":"TOU_CTabulation[[#This Row],[Season]]&TOU_CTabulation[[#This Row],[Day-Part]]","v":"WinterAll"},{"$f":"VLOOKUP(TOU_CTabulation[[#This Row],[Daypart]],TOUC,2)","v":0.25901999999999997},{"$f":"VLOOKUP(TOU_CTabulation[[#This Row],[Daypart]],TOUC,3)","v":0.32596000000000003},{"$f":"TOU_CTabulation[[#This Row],[Month Base Allow]]*TOU_CTabulation[[#This Row],[Base Rate]]","v":0},{"$f":"TOU_CTabulation[[#This Row],[Month Overbase Gen]]*TOU_CTabulation[[#This Row],[Over Rate]]","v":0},{"$f":"TOU_CTabulation[[#This Row],[Base Value]]+TOU_CTabulation[[#This Row],[Over Value]]","v":0}]
[12,27,8,0,6,8,1,5.6749999999999998,5.4930000000000003,21.291,0.499,{"$f":"TOU_CTabulation[[#This Row],[AC System Output (W)]]/1000","v":4.9899999999999999E-4},{"$f":"IF(A8676=TOU_CTabulation[[#This Row],[Month]],M8676+TOU_CTabulation[[#This Row],[AC System Output (kW)]],TOU_CTabulation[[#This Row],[AC System Output (kW)]])","v":298.08075999999994},{"$f":"VLOOKUP(TOU_CTabulation[[#This Row],[Month]],Season,2)","v":"Winter"},{"$f":"VLOOKUP(TOU_CTabulation[[#This Row],[Season]],CRate,2)","v":10.5},{"$f":"IF(A8678>TOU_CTabulation[[#This Row],[Month]],TOU_CTabulation[[#This Row],[Day]]*TOU_CTabulation[[#This Row],[Base Allow]],0)","v":0},{"$f":"IF(A8678>TOU_CTabulation[[#This Row],[Month]],TOU_CTabulation[[#This Row],[Month Cumm]],0)","v":0},{"$f":"IF(TOU_CTabulation[[#This Row],[Month Base Gen]]=0,0,TOU_CTabulation[[#This Row],[Month Base Gen]]-TOU_CTabulation[[#This Row],[Day]]*TOU_CTabulation[[#This Row],[Base Allow]])","v":0},{"$f":"VLOOKUP(TOU_CTabulation[[#This Row],[Hour]],daypart,2)","v":"All"},{"$f":"TOU_CTabulation[[#This Row],[Season]]&TOU_CTabulation[[#This Row],[Day-Part]]","v":"WinterAll"},{"$f":"VLOOKUP(TOU_CTabulation[[#This Row],[Daypart]],TOUC,2)","v":0.25901999999999997},{"$f":"VLOOKUP(TOU_CTabulation[[#This Row],[Daypart]],TOUC,3)","v":0.32596000000000003},{"$f":"TOU_CTabulation[[#This Row],[Month Base Allow]]*TOU_CTabulation[[#This Row],[Base Rate]]","v":0},{"$f":"TOU_CTabulation[[#This Row],[Month Overbase Gen]]*TOU_CTabulation[[#This Row],[Over Rate]]","v":0},{"$f":"TOU_CTabulation[[#This Row],[Base Value]]+TOU_CTabulation[[#This Row],[Over Value]]","v":0}]
[12,27,9,423,120,9,2,398.70299999999997,17.974,1388.825,1334.4749999999999,{"$f":"TOU_CTabulation[[#This Row],[AC System Output (W)]]/1000","v":1.3344749999999999},{"$f":"IF(A8677=TOU_CTabulation[[#This Row],[Month]],M8677+TOU_CTabulation[[#This Row],[AC System Output (kW)]],TOU_CTabulation[[#This Row],[AC System Output (kW)]])","v":299.41523499999994},{"$f":"VLOOKUP(TOU_CTabulation[[#This Row],[Month]],Season,2)","v":"Winter"},{"$f":"VLOOKUP(TOU_CTabulation[[#This Row],[Season]],CRate,2)","v":10.5},{"$f":"IF(A8679>TOU_CTabulation[[#This Row],[Month]],TOU_CTabulation[[#This Row],[Day]]*TOU_CTabulation[[#This Row],[Base Allow]],0)","v":0},{"$f":"IF(A8679>TOU_CTabulation[[#This Row],[Month]],TOU_CTabulation[[#This Row],[Month Cumm]],0)","v":0},{"$f":"IF(TOU_CTabulation[[#This Row],[Month Base Gen]]=0,0,TOU_CTabulation[[#This Row],[Month Base Gen]]-TOU_CTabulation[[#This Row],[Day]]*TOU_CTabulation[[#This Row],[Base Allow]])","v":0},{"$f":"VLOOKUP(TOU_CTabulation[[#This Row],[Hour]],daypart,2)","v":"All"},{"$f":"TOU_CTabulation[[#This Row],[Season]]&TOU_CTabulation[[#This Row],[Day-Part]]","v":"WinterAll"},{"$f":"VLOOKUP(TOU_CTabulation[[#This Row],[Daypart]],TOUC,2)","v":0.25901999999999997},{"$f":"VLOOKUP(TOU_CTabulation[[#This Row],[Daypart]],TOUC,3)","v":0.32596000000000003},{"$f":"TOU_CTabulation[[#This Row],[Month Base Allow]]*TOU_CTabulation[[#This Row],[Base Rate]]","v":0},{"$f":"TOU_CTabulation[[#This Row],[Month Overbase Gen]]*TOU_CTabulation[[#This Row],[Over Rate]]","v":0},{"$f":"TOU_CTabulation[[#This Row],[Base Value]]+TOU_CTabulation[[#This Row],[Over Value]]","v":0}]
[12,27,10,105,201,9,2,289.75900000000001,16.382999999999999,1032.9580000000001,989.01400000000001,{"$f":"TOU_CTabulation[[#This Row],[AC System Output (W)]]/1000","v":0.98901400000000006},{"$f":"IF(A8678=TOU_CTabulation[[#This Row],[Month]],M8678+TOU_CTabulation[[#This Row],[AC System Output (kW)]],TOU_CTabulation[[#This Row],[AC System Output (kW)]])","v":300.40424899999994},{"$f":"VLOOKUP(TOU_CTabulation[[#This Row],[Month]],Season,2)","v":"Winter"},{"$f":"VLOOKUP(TOU_CTabulation[[#This Row],[Season]],CRate,2)","v":10.5},{"$f":"IF(A8680>TOU_CTabulation[[#This Row],[Month]],TOU_CTabulation[[#This Row],[Day]]*TOU_CTabulation[[#This Row],[Base Allow]],0)","v":0},{"$f":"IF(A8680>TOU_CTabulation[[#This Row],[Month]],TOU_CTabulation[[#This Row],[Month Cumm]],0)","v":0},{"$f":"IF(TOU_CTabulation[[#This Row],[Month Base Gen]]=0,0,TOU_CTabulation[[#This Row],[Month Base Gen]]-TOU_CTabulation[[#This Row],[Day]]*TOU_CTabulation[[#This Row],[Base Allow]])","v":0},{"$f":"VLOOKUP(TOU_CTabulation[[#This Row],[Hour]],daypart,2)","v":"All"},{"$f":"TOU_CTabulation[[#This Row],[Season]]&TOU_CTabulation[[#This Row],[Day-Part]]","v":"WinterAll"},{"$f":"VLOOKUP(TOU_CTabulation[[#This Row],[Daypart]],TOUC,2)","v":0.25901999999999997},{"$f":"VLOOKUP(TOU_CTabulation[[#This Row],[Daypart]],TOUC,3)","v":0.32596000000000003},{"$f":"TOU_CTabulation[[#This Row],[Month Base Allow]]*TOU_CTabulation[[#This Row],[Base Rate]]","v":0},{"$f":"TOU_CTabulation[[#This Row],[Month Overbase Gen]]*TOU_CTabulation[[#This Row],[Over Rate]]","v":0},{"$f":"TOU_CTabulation[[#This Row],[Base Value]]+TOU_CTabulation[[#This Row],[Over Value]]","v":0}]
[12,27,11,264,224,10,2,465.12400000000002,21.724,1618.38,1556.693,{"$f":"TOU_CTabulation[[#This Row],[AC System Output (W)]]/1000","v":1.5566929999999999},{"$f":"IF(A8679=TOU_CTabulation[[#This Row],[Month]],M8679+TOU_CTabulation[[#This Row],[AC System Output (kW)]],TOU_CTabulation[[#This Row],[AC System Output (kW)]])","v":301.96094199999993},{"$f":"VLOOKUP(TOU_CTabulation[[#This Row],[Month]],Season,2)","v":"Winter"},{"$f":"VLOOKUP(TOU_CTabulation[[#This Row],[Season]],CRate,2)","v":10.5},{"$f":"IF(A8681>TOU_CTabulation[[#This Row],[Month]],TOU_CTabulation[[#This Row],[Day]]*TOU_CTabulation[[#This Row],[Base Allow]],0)","v":0},{"$f":"IF(A8681>TOU_CTabulation[[#This Row],[Month]],TOU_CTabulation[[#This Row],[Month Cumm]],0)","v":0},{"$f":"IF(TOU_CTabulation[[#This Row],[Month Base Gen]]=0,0,TOU_CTabulation[[#This Row],[Month Base Gen]]-TOU_CTabulation[[#This Row],[Day]]*TOU_CTabulation[[#This Row],[Base Allow]])","v":0},{"$f":"VLOOKUP(TOU_CTabulation[[#This Row],[Hour]],daypart,2)","v":"All"},{"$f":"TOU_CTabulation[[#This Row],[Season]]&TOU_CTabulation[[#This Row],[Day-Part]]","v":"WinterAll"},{"$f":"VLOOKUP(TOU_CTabulation[[#This Row],[Daypart]],TOUC,2)","v":0.25901999999999997},{"$f":"VLOOKUP(TOU_CTabulation[[#This Row],[Daypart]],TOUC,3)","v":0.32596000000000003},{"$f":"TOU_CTabulation[[#This Row],[Month Base Allow]]*TOU_CTabulation[[#This Row],[Base Rate]]","v":0},{"$f":"TOU_CTabulation[[#This Row],[Month Overbase Gen]]*TOU_CTabulation[[#This Row],[Over Rate]]","v":0},{"$f":"TOU_CTabulation[[#This Row],[Base Value]]+TOU_CTabulation[[#This Row],[Over Value]]","v":0}]
[12,27,12,329,215,10,2,506.18799999999999,23.404,1747.048,1681.0340000000001,{"$f":"TOU_CTabulation[[#This Row],[AC System Output (W)]]/1000","v":1.6810340000000001},{"$f":"IF(A8680=TOU_CTabulation[[#This Row],[Month]],M8680+TOU_CTabulation[[#This Row],[AC System Output (kW)]],TOU_CTabulation[[#This Row],[AC System Output (kW)]])","v":303.64197599999994},{"$f":"VLOOKUP(TOU_CTabulation[[#This Row],[Month]],Season,2)","v":"Winter"},{"$f":"VLOOKUP(TOU_CTabulation[[#This Row],[Season]],CRate,2)","v":10.5},{"$f":"IF(A8682>TOU_CTabulation[[#This Row],[Month]],TOU_CTabulation[[#This Row],[Day]]*TOU_CTabulation[[#This Row],[Base Allow]],0)","v":0},{"$f":"IF(A8682>TOU_CTabulation[[#This Row],[Month]],TOU_CTabulation[[#This Row],[Month Cumm]],0)","v":0},{"$f":"IF(TOU_CTabulation[[#This Row],[Month Base Gen]]=0,0,TOU_CTabulation[[#This Row],[Month Base Gen]]-TOU_CTabulation[[#This Row],[Day]]*TOU_CTabulation[[#This Row],[Base Allow]])","v":0},{"$f":"VLOOKUP(TOU_CTabulation[[#This Row],[Hour]],daypart,2)","v":"All"},{"$f":"TOU_CTabulation[[#This Row],[Season]]&TOU_CTabulation[[#This Row],[Day-Part]]","v":"WinterAll"},{"$f":"VLOOKUP(TOU_CTabulation[[#This Row],[Daypart]],TOUC,2)","v":0.25901999999999997},{"$f":"VLOOKUP(TOU_CTabulation[[#This Row],[Daypart]],TOUC,3)","v":0.32596000000000003},{"$f":"TOU_CTabulation[[#This Row],[Month Base Allow]]*TOU_CTabulation[[#This Row],[Base Rate]]","v":0},{"$f":"TOU_CTabulation[[#This Row],[Month Overbase Gen]]*TOU_CTabulation[[#This Row],[Over Rate]]","v":0},{"$f":"TOU_CTabulation[[#This Row],[Base Value]]+TOU_CTabulation[[#This Row],[Over Value]]","v":0}]
[12,27,13,237,203,11,1,407.83699999999999,24.344000000000001,1399.6089999999999,1344.9259999999999,{"$f":"TOU_CTabulation[[#This Row],[AC System Output (W)]]/1000","v":1.3449259999999998},{"$f":"IF(A8681=TOU_CTabulation[[#This Row],[Month]],M8681+TOU_CTabulation[[#This Row],[AC System Output (kW)]],TOU_CTabulation[[#This Row],[AC System Output (kW)]])","v":304.98690199999993},{"$f":"VLOOKUP(TOU_CTabulation[[#This Row],[Month]],Season,2)","v":"Winter"},{"$f":"VLOOKUP(TOU_CTabulation[[#This Row],[Season]],CRate,2)","v":10.5},{"$f":"IF(A8683>TOU_CTabulation[[#This Row],[Month]],TOU_CTabulation[[#This Row],[Day]]*TOU_CTabulation[[#This Row],[Base Allow]],0)","v":0},{"$f":"IF(A8683>TOU_CTabulation[[#This Row],[Month]],TOU_CTabulation[[#This Row],[Month Cumm]],0)","v":0},{"$f":"IF(TOU_CTabulation[[#This Row],[Month Base Gen]]=0,0,TOU_CTabulation[[#This Row],[Month Base Gen]]-TOU_CTabulation[[#This Row],[Day]]*TOU_CTabulation[[#This Row],[Base Allow]])","v":0},{"$f":"VLOOKUP(TOU_CTabulation[[#This Row],[Hour]],daypart,2)","v":"All"},{"$f":"TOU_CTabulation[[#This Row],[Season]]&TOU_CTabulation[[#This Row],[Day-Part]]","v":"WinterAll"},{"$f":"VLOOKUP(TOU_CTabulation[[#This Row],[Daypart]],TOUC,2)","v":0.25901999999999997},{"$f":"VLOOKUP(TOU_CTabulation[[#This Row],[Daypart]],TOUC,3)","v":0.32596000000000003},{"$f":"TOU_CTabulation[[#This Row],[Month Base Allow]]*TOU_CTabulation[[#This Row],[Base Rate]]","v":0},{"$f":"TOU_CTabulation[[#This Row],[Month Overbase Gen]]*TOU_CTabulation[[#This Row],[Over Rate]]","v":0},{"$f":"TOU_CTabulation[[#This Row],[Base Value]]+TOU_CTabulation[[#This Row],[Over Value]]","v":0}]
[12,27,14,687,90,11,1,538.54,27.856000000000002,1789.0239999999999,1721.566,{"$f":"TOU_CTabulation[[#This Row],[AC System Output (W)]]/1000","v":1.7215659999999999},{"$f":"IF(A8682=TOU_CTabulation[[#This Row],[Month]],M8682+TOU_CTabulation[[#This Row],[AC System Output (kW)]],TOU_CTabulation[[#This Row],[AC System Output (kW)]])","v":306.70846799999993},{"$f":"VLOOKUP(TOU_CTabulation[[#This Row],[Month]],Season,2)","v":"Winter"},{"$f":"VLOOKUP(TOU_CTabulation[[#This Row],[Season]],CRate,2)","v":10.5},{"$f":"IF(A8684>TOU_CTabulation[[#This Row],[Month]],TOU_CTabulation[[#This Row],[Day]]*TOU_CTabulation[[#This Row],[Base Allow]],0)","v":0},{"$f":"IF(A8684>TOU_CTabulation[[#This Row],[Month]],TOU_CTabulation[[#This Row],[Month Cumm]],0)","v":0},{"$f":"IF(TOU_CTabulation[[#This Row],[Month Base Gen]]=0,0,TOU_CTabulation[[#This Row],[Month Base Gen]]-TOU_CTabulation[[#This Row],[Day]]*TOU_CTabulation[[#This Row],[Base Allow]])","v":0},{"$f":"VLOOKUP(TOU_CTabulation[[#This Row],[Hour]],daypart,2)","v":"All"},{"$f":"TOU_CTabulation[[#This Row],[Season]]&TOU_CTabulation[[#This Row],[Day-Part]]","v":"WinterAll"},{"$f":"VLOOKUP(TOU_CTabulation[[#This Row],[Daypart]],TOUC,2)","v":0.25901999999999997},{"$f":"VLOOKUP(TOU_CTabulation[[#This Row],[Daypart]],TOUC,3)","v":0.32596000000000003},{"$f":"TOU_CTabulation[[#This Row],[Month Base Allow]]*TOU_CTabulation[[#This Row],[Base Rate]]","v":0},{"$f":"TOU_CTabulation[[#This Row],[Month Overbase Gen]]*TOU_CTabulation[[#This Row],[Over Rate]]","v":0},{"$f":"TOU_CTabulation[[#This Row],[Base Value]]+TOU_CTabulation[[#This Row],[Over Value]]","v":0}]
[12,27,15,342,79,10,1,255.381,18.777000000000001,862.85900000000004,823.47299999999996,{"$f":"TOU_CTabulation[[#This Row],[AC System Output (W)]]/1000","v":0.82347300000000001},{"$f":"IF(A8683=TOU_CTabulation[[#This Row],[Month]],M8683+TOU_CTabulation[[#This Row],[AC System Output (kW)]],TOU_CTabulation[[#This Row],[AC System Output (kW)]])","v":307.5319409999999},{"$f":"VLOOKUP(TOU_CTabulation[[#This Row],[Month]],Season,2)","v":"Winter"},{"$f":"VLOOKUP(TOU_CTabulation[[#This Row],[Season]],CRate,2)","v":10.5},{"$f":"IF(A8685>TOU_CTabulation[[#This Row],[Month]],TOU_CTabulation[[#This Row],[Day]]*TOU_CTabulation[[#This Row],[Base Allow]],0)","v":0},{"$f":"IF(A8685>TOU_CTabulation[[#This Row],[Month]],TOU_CTabulation[[#This Row],[Month Cumm]],0)","v":0},{"$f":"IF(TOU_CTabulation[[#This Row],[Month Base Gen]]=0,0,TOU_CTabulation[[#This Row],[Month Base Gen]]-TOU_CTabulation[[#This Row],[Day]]*TOU_CTabulation[[#This Row],[Base Allow]])","v":0},{"$f":"VLOOKUP(TOU_CTabulation[[#This Row],[Hour]],daypart,2)","v":"All"},{"$f":"TOU_CTabulation[[#This Row],[Season]]&TOU_CTabulation[[#This Row],[Day-Part]]","v":"WinterAll"},{"$f":"VLOOKUP(TOU_CTabulation[[#This Row],[Daypart]],TOUC,2)","v":0.25901999999999997},{"$f":"VLOOKUP(TOU_CTabulation[[#This Row],[Daypart]],TOUC,3)","v":0.32596000000000003},{"$f":"TOU_CTabulation[[#This Row],[Month Base Allow]]*TOU_CTabulation[[#This Row],[Base Rate]]","v":0},{"$f":"TOU_CTabulation[[#This Row],[Month Overbase Gen]]*TOU_CTabulation[[#This Row],[Over Rate]]","v":0},{"$f":"TOU_CTabulation[[#This Row],[Base Value]]+TOU_CTabulation[[#This Row],[Over Value]]","v":0}]
[12,27,16,7,24,9,1,26.486999999999998,8.7189999999999994,96.495999999999995,74.31,{"$f":"TOU_CTabulation[[#This Row],[AC System Output (W)]]/1000","v":7.4310000000000001E-2},{"$f":"IF(A8684=TOU_CTabulation[[#This Row],[Month]],M8684+TOU_CTabulation[[#This Row],[AC System Output (kW)]],TOU_CTabulation[[#This Row],[AC System Output (kW)]])","v":307.60625099999993},{"$f":"VLOOKUP(TOU_CTabulation[[#This Row],[Month]],Season,2)","v":"Winter"},{"$f":"VLOOKUP(TOU_CTabulation[[#This Row],[Season]],CRate,2)","v":10.5},{"$f":"IF(A8686>TOU_CTabulation[[#This Row],[Month]],TOU_CTabulation[[#This Row],[Day]]*TOU_CTabulation[[#This Row],[Base Allow]],0)","v":0},{"$f":"IF(A8686>TOU_CTabulation[[#This Row],[Month]],TOU_CTabulation[[#This Row],[Month Cumm]],0)","v":0},{"$f":"IF(TOU_CTabulation[[#This Row],[Month Base Gen]]=0,0,TOU_CTabulation[[#This Row],[Month Base Gen]]-TOU_CTabulation[[#This Row],[Day]]*TOU_CTabulation[[#This Row],[Base Allow]])","v":0},{"$f":"VLOOKUP(TOU_CTabulation[[#This Row],[Hour]],daypart,2)","v":"All"},{"$f":"TOU_CTabulation[[#This Row],[Season]]&TOU_CTabulation[[#This Row],[Day-Part]]","v":"WinterAll"},{"$f":"VLOOKUP(TOU_CTabulation[[#This Row],[Daypart]],TOUC,2)","v":0.25901999999999997},{"$f":"VLOOKUP(TOU_CTabulation[[#This Row],[Daypart]],TOUC,3)","v":0.32596000000000003},{"$f":"TOU_CTabulation[[#This Row],[Month Base Allow]]*TOU_CTabulation[[#This Row],[Base Rate]]","v":0},{"$f":"TOU_CTabulation[[#This Row],[Month Overbase Gen]]*TOU_CTabulation[[#This Row],[Over Rate]]","v":0},{"$f":"TOU_CTabulation[[#This Row],[Base Value]]+TOU_CTabulation[[#This Row],[Over Value]]","v":0}]
[12,27,17,0,0,8,1,0,8,0,0,{"$f":"TOU_CTabulation[[#This Row],[AC System Output (W)]]/1000","v":0},{"$f":"IF(A8685=TOU_CTabulation[[#This Row],[Month]],M8685+TOU_CTabulation[[#This Row],[AC System Output (kW)]],TOU_CTabulation[[#This Row],[AC System Output (kW)]])","v":307.60625099999993},{"$f":"VLOOKUP(TOU_CTabulation[[#This Row],[Month]],Season,2)","v":"Winter"},{"$f":"VLOOKUP(TOU_CTabulation[[#This Row],[Season]],CRate,2)","v":10.5},{"$f":"IF(A8687>TOU_CTabulation[[#This Row],[Month]],TOU_CTabulation[[#This Row],[Day]]*TOU_CTabulation[[#This Row],[Base Allow]],0)","v":0},{"$f":"IF(A8687>TOU_CTabulation[[#This Row],[Month]],TOU_CTabulation[[#This Row],[Month Cumm]],0)","v":0},{"$f":"IF(TOU_CTabulation[[#This Row],[Month Base Gen]]=0,0,TOU_CTabulation[[#This Row],[Month Base Gen]]-TOU_CTabulation[[#This Row],[Day]]*TOU_CTabulation[[#This Row],[Base Allow]])","v":0},{"$f":"VLOOKUP(TOU_CTabulation[[#This Row],[Hour]],daypart,2)","v":"All"},{"$f":"TOU_CTabulation[[#This Row],[Season]]&TOU_CTabulation[[#This Row],[Day-Part]]","v":"WinterAll"},{"$f":"VLOOKUP(TOU_CTabulation[[#This Row],[Daypart]],TOUC,2)","v":0.25901999999999997},{"$f":"VLOOKUP(TOU_CTabulation[[#This Row],[Daypart]],TOUC,3)","v":0.32596000000000003},{"$f":"TOU_CTabulation[[#This Row],[Month Base Allow]]*TOU_CTabulation[[#This Row],[Base Rate]]","v":0},{"$f":"TOU_CTabulation[[#This Row],[Month Overbase Gen]]*TOU_CTabulation[[#This Row],[Over Rate]]","v":0},{"$f":"TOU_CTabulation[[#This Row],[Base Value]]+TOU_CTabulation[[#This Row],[Over Value]]","v":0}]
[12,27,18,0,0,8,1,0,8,0,0,{"$f":"TOU_CTabulation[[#This Row],[AC System Output (W)]]/1000","v":0},{"$f":"IF(A8686=TOU_CTabulation[[#This Row],[Month]],M8686+TOU_CTabulation[[#This Row],[AC System Output (kW)]],TOU_CTabulation[[#This Row],[AC System Output (kW)]])","v":307.60625099999993},{"$f":"VLOOKUP(TOU_CTabulation[[#This Row],[Month]],Season,2)","v":"Winter"},{"$f":"VLOOKUP(TOU_CTabulation[[#This Row],[Season]],CRate,2)","v":10.5},{"$f":"IF(A8688>TOU_CTabulation[[#This Row],[Month]],TOU_CTabulation[[#This Row],[Day]]*TOU_CTabulation[[#This Row],[Base Allow]],0)","v":0},{"$f":"IF(A8688>TOU_CTabulation[[#This Row],[Month]],TOU_CTabulation[[#This Row],[Month Cumm]],0)","v":0},{"$f":"IF(TOU_CTabulation[[#This Row],[Month Base Gen]]=0,0,TOU_CTabulation[[#This Row],[Month Base Gen]]-TOU_CTabulation[[#This Row],[Day]]*TOU_CTabulation[[#This Row],[Base Allow]])","v":0},{"$f":"VLOOKUP(TOU_CTabulation[[#This Row],[Hour]],daypart,2)","v":"All"},{"$f":"TOU_CTabulation[[#This Row],[Season]]&TOU_CTabulation[[#This Row],[Day-Part]]","v":"WinterAll"},{"$f":"VLOOKUP(TOU_CTabulation[[#This Row],[Daypart]],TOUC,2)","v":0.25901999999999997},{"$f":"VLOOKUP(TOU_CTabulation[[#This Row],[Daypart]],TOUC,3)","v":0.32596000000000003},{"$f":"TOU_CTabulation[[#This Row],[Month Base Allow]]*TOU_CTabulation[[#This Row],[Base Rate]]","v":0},{"$f":"TOU_CTabulation[[#This Row],[Month Overbase Gen]]*TOU_CTabulation[[#This Row],[Over Rate]]","v":0},{"$f":"TOU_CTabulation[[#This Row],[Base Value]]+TOU_CTabulation[[#This Row],[Over Value]]","v":0}]
[12,27,19,0,0,7,1,0,7,0,0,{"$f":"TOU_CTabulation[[#This Row],[AC System Output (W)]]/1000","v":0},{"$f":"IF(A8687=TOU_CTabulation[[#This Row],[Month]],M8687+TOU_CTabulation[[#This Row],[AC System Output (kW)]],TOU_CTabulation[[#This Row],[AC System Output (kW)]])","v":307.60625099999993},{"$f":"VLOOKUP(TOU_CTabulation[[#This Row],[Month]],Season,2)","v":"Winter"},{"$f":"VLOOKUP(TOU_CTabulation[[#This Row],[Season]],CRate,2)","v":10.5},{"$f":"IF(A8689>TOU_CTabulation[[#This Row],[Month]],TOU_CTabulation[[#This Row],[Day]]*TOU_CTabulation[[#This Row],[Base Allow]],0)","v":0},{"$f":"IF(A8689>TOU_CTabulation[[#This Row],[Month]],TOU_CTabulation[[#This Row],[Month Cumm]],0)","v":0},{"$f":"IF(TOU_CTabulation[[#This Row],[Month Base Gen]]=0,0,TOU_CTabulation[[#This Row],[Month Base Gen]]-TOU_CTabulation[[#This Row],[Day]]*TOU_CTabulation[[#This Row],[Base Allow]])","v":0},{"$f":"VLOOKUP(TOU_CTabulation[[#This Row],[Hour]],daypart,2)","v":"All"},{"$f":"TOU_CTabulation[[#This Row],[Season]]&TOU_CTabulation[[#This Row],[Day-Part]]","v":"WinterAll"},{"$f":"VLOOKUP(TOU_CTabulation[[#This Row],[Daypart]],TOUC,2)","v":0.25901999999999997},{"$f":"VLOOKUP(TOU_CTabulation[[#This Row],[Daypart]],TOUC,3)","v":0.32596000000000003},{"$f":"TOU_CTabulation[[#This Row],[Month Base Allow]]*TOU_CTabulation[[#This Row],[Base Rate]]","v":0},{"$f":"TOU_CTabulation[[#This Row],[Month Overbase Gen]]*TOU_CTabulation[[#This Row],[Over Rate]]","v":0},{"$f":"TOU_CTabulation[[#This Row],[Base Value]]+TOU_CTabulation[[#This Row],[Over Value]]","v":0}]
[12,27,20,0,0,7,1,0,7,0,0,{"$f":"TOU_CTabulation[[#This Row],[AC System Output (W)]]/1000","v":0},{"$f":"IF(A8688=TOU_CTabulation[[#This Row],[Month]],M8688+TOU_CTabulation[[#This Row],[AC System Output (kW)]],TOU_CTabulation[[#This Row],[AC System Output (kW)]])","v":307.60625099999993},{"$f":"VLOOKUP(TOU_CTabulation[[#This Row],[Month]],Season,2)","v":"Winter"},{"$f":"VLOOKUP(TOU_CTabulation[[#This Row],[Season]],CRate,2)","v":10.5},{"$f":"IF(A8690>TOU_CTabulation[[#This Row],[Month]],TOU_CTabulation[[#This Row],[Day]]*TOU_CTabulation[[#This Row],[Base Allow]],0)","v":0},{"$f":"IF(A8690>TOU_CTabulation[[#This Row],[Month]],TOU_CTabulation[[#This Row],[Month Cumm]],0)","v":0},{"$f":"IF(TOU_CTabulation[[#This Row],[Month Base Gen]]=0,0,TOU_CTabulation[[#This Row],[Month Base Gen]]-TOU_CTabulation[[#This Row],[Day]]*TOU_CTabulation[[#This Row],[Base Allow]])","v":0},{"$f":"VLOOKUP(TOU_CTabulation[[#This Row],[Hour]],daypart,2)","v":"All"},{"$f":"TOU_CTabulation[[#This Row],[Season]]&TOU_CTabulation[[#This Row],[Day-Part]]","v":"WinterAll"},{"$f":"VLOOKUP(TOU_CTabulation[[#This Row],[Daypart]],TOUC,2)","v":0.25901999999999997},{"$f":"VLOOKUP(TOU_CTabulation[[#This Row],[Daypart]],TOUC,3)","v":0.32596000000000003},{"$f":"TOU_CTabulation[[#This Row],[Month Base Allow]]*TOU_CTabulation[[#This Row],[Base Rate]]","v":0},{"$f":"TOU_CTabulation[[#This Row],[Month Overbase Gen]]*TOU_CTabulation[[#This Row],[Over Rate]]","v":0},{"$f":"TOU_CTabulation[[#This Row],[Base Value]]+TOU_CTabulation[[#This Row],[Over Value]]","v":0}]
[12,27,21,0,0,7,1,0,7,0,0,{"$f":"TOU_CTabulation[[#This Row],[AC System Output (W)]]/1000","v":0},{"$f":"IF(A8689=TOU_CTabulation[[#This Row],[Month]],M8689+TOU_CTabulation[[#This Row],[AC System Output (kW)]],TOU_CTabulation[[#This Row],[AC System Output (kW)]])","v":307.60625099999993},{"$f":"VLOOKUP(TOU_CTabulation[[#This Row],[Month]],Season,2)","v":"Winter"},{"$f":"VLOOKUP(TOU_CTabulation[[#This Row],[Season]],CRate,2)","v":10.5},{"$f":"IF(A8691>TOU_CTabulation[[#This Row],[Month]],TOU_CTabulation[[#This Row],[Day]]*TOU_CTabulation[[#This Row],[Base Allow]],0)","v":0},{"$f":"IF(A8691>TOU_CTabulation[[#This Row],[Month]],TOU_CTabulation[[#This Row],[Month Cumm]],0)","v":0},{"$f":"IF(TOU_CTabulation[[#This Row],[Month Base Gen]]=0,0,TOU_CTabulation[[#This Row],[Month Base Gen]]-TOU_CTabulation[[#This Row],[Day]]*TOU_CTabulation[[#This Row],[Base Allow]])","v":0},{"$f":"VLOOKUP(TOU_CTabulation[[#This Row],[Hour]],daypart,2)","v":"All"},{"$f":"TOU_CTabulation[[#This Row],[Season]]&TOU_CTabulation[[#This Row],[Day-Part]]","v":"WinterAll"},{"$f":"VLOOKUP(TOU_CTabulation[[#This Row],[Daypart]],TOUC,2)","v":0.25901999999999997},{"$f":"VLOOKUP(TOU_CTabulation[[#This Row],[Daypart]],TOUC,3)","v":0.32596000000000003},{"$f":"TOU_CTabulation[[#This Row],[Month Base Allow]]*TOU_CTabulation[[#This Row],[Base Rate]]","v":0},{"$f":"TOU_CTabulation[[#This Row],[Month Overbase Gen]]*TOU_CTabulation[[#This Row],[Over Rate]]","v":0},{"$f":"TOU_CTabulation[[#This Row],[Base Value]]+TOU_CTabulation[[#This Row],[Over Value]]","v":0}]
[12,27,22,0,0,6,1,0,6,0,0,{"$f":"TOU_CTabulation[[#This Row],[AC System Output (W)]]/1000","v":0},{"$f":"IF(A8690=TOU_CTabulation[[#This Row],[Month]],M8690+TOU_CTabulation[[#This Row],[AC System Output (kW)]],TOU_CTabulation[[#This Row],[AC System Output (kW)]])","v":307.60625099999993},{"$f":"VLOOKUP(TOU_CTabulation[[#This Row],[Month]],Season,2)","v":"Winter"},{"$f":"VLOOKUP(TOU_CTabulation[[#This Row],[Season]],CRate,2)","v":10.5},{"$f":"IF(A8692>TOU_CTabulation[[#This Row],[Month]],TOU_CTabulation[[#This Row],[Day]]*TOU_CTabulation[[#This Row],[Base Allow]],0)","v":0},{"$f":"IF(A8692>TOU_CTabulation[[#This Row],[Month]],TOU_CTabulation[[#This Row],[Month Cumm]],0)","v":0},{"$f":"IF(TOU_CTabulation[[#This Row],[Month Base Gen]]=0,0,TOU_CTabulation[[#This Row],[Month Base Gen]]-TOU_CTabulation[[#This Row],[Day]]*TOU_CTabulation[[#This Row],[Base Allow]])","v":0},{"$f":"VLOOKUP(TOU_CTabulation[[#This Row],[Hour]],daypart,2)","v":"All"},{"$f":"TOU_CTabulation[[#This Row],[Season]]&TOU_CTabulation[[#This Row],[Day-Part]]","v":"WinterAll"},{"$f":"VLOOKUP(TOU_CTabulation[[#This Row],[Daypart]],TOUC,2)","v":0.25901999999999997},{"$f":"VLOOKUP(TOU_CTabulation[[#This Row],[Daypart]],TOUC,3)","v":0.32596000000000003},{"$f":"TOU_CTabulation[[#This Row],[Month Base Allow]]*TOU_CTabulation[[#This Row],[Base Rate]]","v":0},{"$f":"TOU_CTabulation[[#This Row],[Month Overbase Gen]]*TOU_CTabulation[[#This Row],[Over Rate]]","v":0},{"$f":"TOU_CTabulation[[#This Row],[Base Value]]+TOU_CTabulation[[#This Row],[Over Value]]","v":0}]
[12,27,23,0,0,6,2,0,6,0,0,{"$f":"TOU_CTabulation[[#This Row],[AC System Output (W)]]/1000","v":0},{"$f":"IF(A8691=TOU_CTabulation[[#This Row],[Month]],M8691+TOU_CTabulation[[#This Row],[AC System Output (kW)]],TOU_CTabulation[[#This Row],[AC System Output (kW)]])","v":307.60625099999993},{"$f":"VLOOKUP(TOU_CTabulation[[#This Row],[Month]],Season,2)","v":"Winter"},{"$f":"VLOOKUP(TOU_CTabulation[[#This Row],[Season]],CRate,2)","v":10.5},{"$f":"IF(A8693>TOU_CTabulation[[#This Row],[Month]],TOU_CTabulation[[#This Row],[Day]]*TOU_CTabulation[[#This Row],[Base Allow]],0)","v":0},{"$f":"IF(A8693>TOU_CTabulation[[#This Row],[Month]],TOU_CTabulation[[#This Row],[Month Cumm]],0)","v":0},{"$f":"IF(TOU_CTabulation[[#This Row],[Month Base Gen]]=0,0,TOU_CTabulation[[#This Row],[Month Base Gen]]-TOU_CTabulation[[#This Row],[Day]]*TOU_CTabulation[[#This Row],[Base Allow]])","v":0},{"$f":"VLOOKUP(TOU_CTabulation[[#This Row],[Hour]],daypart,2)","v":"All"},{"$f":"TOU_CTabulation[[#This Row],[Season]]&TOU_CTabulation[[#This Row],[Day-Part]]","v":"WinterAll"},{"$f":"VLOOKUP(TOU_CTabulation[[#This Row],[Daypart]],TOUC,2)","v":0.25901999999999997},{"$f":"VLOOKUP(TOU_CTabulation[[#This Row],[Daypart]],TOUC,3)","v":0.32596000000000003},{"$f":"TOU_CTabulation[[#This Row],[Month Base Allow]]*TOU_CTabulation[[#This Row],[Base Rate]]","v":0},{"$f":"TOU_CTabulation[[#This Row],[Month Overbase Gen]]*TOU_CTabulation[[#This Row],[Over Rate]]","v":0},{"$f":"TOU_CTabulation[[#This Row],[Base Value]]+TOU_CTabulation[[#This Row],[Over Value]]","v":0}]
[12,28,0,0,0,6,2,0,6,0,0,{"$f":"TOU_CTabulation[[#This Row],[AC System Output (W)]]/1000","v":0},{"$f":"IF(A8692=TOU_CTabulation[[#This Row],[Month]],M8692+TOU_CTabulation[[#This Row],[AC System Output (kW)]],TOU_CTabulation[[#This Row],[AC System Output (kW)]])","v":307.60625099999993},{"$f":"VLOOKUP(TOU_CTabulation[[#This Row],[Month]],Season,2)","v":"Winter"},{"$f":"VLOOKUP(TOU_CTabulation[[#This Row],[Season]],CRate,2)","v":10.5},{"$f":"IF(A8694>TOU_CTabulation[[#This Row],[Month]],TOU_CTabulation[[#This Row],[Day]]*TOU_CTabulation[[#This Row],[Base Allow]],0)","v":0},{"$f":"IF(A8694>TOU_CTabulation[[#This Row],[Month]],TOU_CTabulation[[#This Row],[Month Cumm]],0)","v":0},{"$f":"IF(TOU_CTabulation[[#This Row],[Month Base Gen]]=0,0,TOU_CTabulation[[#This Row],[Month Base Gen]]-TOU_CTabulation[[#This Row],[Day]]*TOU_CTabulation[[#This Row],[Base Allow]])","v":0},{"$f":"VLOOKUP(TOU_CTabulation[[#This Row],[Hour]],daypart,2)","v":"All"},{"$f":"TOU_CTabulation[[#This Row],[Season]]&TOU_CTabulation[[#This Row],[Day-Part]]","v":"WinterAll"},{"$f":"VLOOKUP(TOU_CTabulation[[#This Row],[Daypart]],TOUC,2)","v":0.25901999999999997},{"$f":"VLOOKUP(TOU_CTabulation[[#This Row],[Daypart]],TOUC,3)","v":0.32596000000000003},{"$f":"TOU_CTabulation[[#This Row],[Month Base Allow]]*TOU_CTabulation[[#This Row],[Base Rate]]","v":0},{"$f":"TOU_CTabulation[[#This Row],[Month Overbase Gen]]*TOU_CTabulation[[#This Row],[Over Rate]]","v":0},{"$f":"TOU_CTabulation[[#This Row],[Base Value]]+TOU_CTabulation[[#This Row],[Over Value]]","v":0}]
[12,28,1,0,0,6,2,0,6,0,0,{"$f":"TOU_CTabulation[[#This Row],[AC System Output (W)]]/1000","v":0},{"$f":"IF(A8693=TOU_CTabulation[[#This Row],[Month]],M8693+TOU_CTabulation[[#This Row],[AC System Output (kW)]],TOU_CTabulation[[#This Row],[AC System Output (kW)]])","v":307.60625099999993},{"$f":"VLOOKUP(TOU_CTabulation[[#This Row],[Month]],Season,2)","v":"Winter"},{"$f":"VLOOKUP(TOU_CTabulation[[#This Row],[Season]],CRate,2)","v":10.5},{"$f":"IF(A8695>TOU_CTabulation[[#This Row],[Month]],TOU_CTabulation[[#This Row],[Day]]*TOU_CTabulation[[#This Row],[Base Allow]],0)","v":0},{"$f":"IF(A8695>TOU_CTabulation[[#This Row],[Month]],TOU_CTabulation[[#This Row],[Month Cumm]],0)","v":0},{"$f":"IF(TOU_CTabulation[[#This Row],[Month Base Gen]]=0,0,TOU_CTabulation[[#This Row],[Month Base Gen]]-TOU_CTabulation[[#This Row],[Day]]*TOU_CTabulation[[#This Row],[Base Allow]])","v":0},{"$f":"VLOOKUP(TOU_CTabulation[[#This Row],[Hour]],daypart,2)","v":"All"},{"$f":"TOU_CTabulation[[#This Row],[Season]]&TOU_CTabulation[[#This Row],[Day-Part]]","v":"WinterAll"},{"$f":"VLOOKUP(TOU_CTabulation[[#This Row],[Daypart]],TOUC,2)","v":0.25901999999999997},{"$f":"VLOOKUP(TOU_CTabulation[[#This Row],[Daypart]],TOUC,3)","v":0.32596000000000003},{"$f":"TOU_CTabulation[[#This Row],[Month Base Allow]]*TOU_CTabulation[[#This Row],[Base Rate]]","v":0},{"$f":"TOU_CTabulation[[#This Row],[Month Overbase Gen]]*TOU_CTabulation[[#This Row],[Over Rate]]","v":0},{"$f":"TOU_CTabulation[[#This Row],[Base Value]]+TOU_CTabulation[[#This Row],[Over Value]]","v":0}]
[12,28,2,0,0,6,2,0,6,0,0,{"$f":"TOU_CTabulation[[#This Row],[AC System Output (W)]]/1000","v":0},{"$f":"IF(A8694=TOU_CTabulation[[#This Row],[Month]],M8694+TOU_CTabulation[[#This Row],[AC System Output (kW)]],TOU_CTabulation[[#This Row],[AC System Output (kW)]])","v":307.60625099999993},{"$f":"VLOOKUP(TOU_CTabulation[[#This Row],[Month]],Season,2)","v":"Winter"},{"$f":"VLOOKUP(TOU_CTabulation[[#This Row],[Season]],CRate,2)","v":10.5},{"$f":"IF(A8696>TOU_CTabulation[[#This Row],[Month]],TOU_CTabulation[[#This Row],[Day]]*TOU_CTabulation[[#This Row],[Base Allow]],0)","v":0},{"$f":"IF(A8696>TOU_CTabulation[[#This Row],[Month]],TOU_CTabulation[[#This Row],[Month Cumm]],0)","v":0},{"$f":"IF(TOU_CTabulation[[#This Row],[Month Base Gen]]=0,0,TOU_CTabulation[[#This Row],[Month Base Gen]]-TOU_CTabulation[[#This Row],[Day]]*TOU_CTabulation[[#This Row],[Base Allow]])","v":0},{"$f":"VLOOKUP(TOU_CTabulation[[#This Row],[Hour]],daypart,2)","v":"All"},{"$f":"TOU_CTabulation[[#This Row],[Season]]&TOU_CTabulation[[#This Row],[Day-Part]]","v":"WinterAll"},{"$f":"VLOOKUP(TOU_CTabulation[[#This Row],[Daypart]],TOUC,2)","v":0.25901999999999997},{"$f":"VLOOKUP(TOU_CTabulation[[#This Row],[Daypart]],TOUC,3)","v":0.32596000000000003},{"$f":"TOU_CTabulation[[#This Row],[Month Base Allow]]*TOU_CTabulation[[#This Row],[Base Rate]]","v":0},{"$f":"TOU_CTabulation[[#This Row],[Month Overbase Gen]]*TOU_CTabulation[[#This Row],[Over Rate]]","v":0},{"$f":"TOU_CTabulation[[#This Row],[Base Value]]+TOU_CTabulation[[#This Row],[Over Value]]","v":0}]
[12,28,3,0,0,6,2,0,6,0,0,{"$f":"TOU_CTabulation[[#This Row],[AC System Output (W)]]/1000","v":0},{"$f":"IF(A8695=TOU_CTabulation[[#This Row],[Month]],M8695+TOU_CTabulation[[#This Row],[AC System Output (kW)]],TOU_CTabulation[[#This Row],[AC System Output (kW)]])","v":307.60625099999993},{"$f":"VLOOKUP(TOU_CTabulation[[#This Row],[Month]],Season,2)","v":"Winter"},{"$f":"VLOOKUP(TOU_CTabulation[[#This Row],[Season]],CRate,2)","v":10.5},{"$f":"IF(A8697>TOU_CTabulation[[#This Row],[Month]],TOU_CTabulation[[#This Row],[Day]]*TOU_CTabulation[[#This Row],[Base Allow]],0)","v":0},{"$f":"IF(A8697>TOU_CTabulation[[#This Row],[Month]],TOU_CTabulation[[#This Row],[Month Cumm]],0)","v":0},{"$f":"IF(TOU_CTabulation[[#This Row],[Month Base Gen]]=0,0,TOU_CTabulation[[#This Row],[Month Base Gen]]-TOU_CTabulation[[#This Row],[Day]]*TOU_CTabulation[[#This Row],[Base Allow]])","v":0},{"$f":"VLOOKUP(TOU_CTabulation[[#This Row],[Hour]],daypart,2)","v":"All"},{"$f":"TOU_CTabulation[[#This Row],[Season]]&TOU_CTabulation[[#This Row],[Day-Part]]","v":"WinterAll"},{"$f":"VLOOKUP(TOU_CTabulation[[#This Row],[Daypart]],TOUC,2)","v":0.25901999999999997},{"$f":"VLOOKUP(TOU_CTabulation[[#This Row],[Daypart]],TOUC,3)","v":0.32596000000000003},{"$f":"TOU_CTabulation[[#This Row],[Month Base Allow]]*TOU_CTabulation[[#This Row],[Base Rate]]","v":0},{"$f":"TOU_CTabulation[[#This Row],[Month Overbase Gen]]*TOU_CTabulation[[#This Row],[Over Rate]]","v":0},{"$f":"TOU_CTabulation[[#This Row],[Base Value]]+TOU_CTabulation[[#This Row],[Over Value]]","v":0}]
[12,28,4,0,0,6,2,0,6,0,0,{"$f":"TOU_CTabulation[[#This Row],[AC System Output (W)]]/1000","v":0},{"$f":"IF(A8696=TOU_CTabulation[[#This Row],[Month]],M8696+TOU_CTabulation[[#This Row],[AC System Output (kW)]],TOU_CTabulation[[#This Row],[AC System Output (kW)]])","v":307.60625099999993},{"$f":"VLOOKUP(TOU_CTabulation[[#This Row],[Month]],Season,2)","v":"Winter"},{"$f":"VLOOKUP(TOU_CTabulation[[#This Row],[Season]],CRate,2)","v":10.5},{"$f":"IF(A8698>TOU_CTabulation[[#This Row],[Month]],TOU_CTabulation[[#This Row],[Day]]*TOU_CTabulation[[#This Row],[Base Allow]],0)","v":0},{"$f":"IF(A8698>TOU_CTabulation[[#This Row],[Month]],TOU_CTabulation[[#This Row],[Month Cumm]],0)","v":0},{"$f":"IF(TOU_CTabulation[[#This Row],[Month Base Gen]]=0,0,TOU_CTabulation[[#This Row],[Month Base Gen]]-TOU_CTabulation[[#This Row],[Day]]*TOU_CTabulation[[#This Row],[Base Allow]])","v":0},{"$f":"VLOOKUP(TOU_CTabulation[[#This Row],[Hour]],daypart,2)","v":"All"},{"$f":"TOU_CTabulation[[#This Row],[Season]]&TOU_CTabulation[[#This Row],[Day-Part]]","v":"WinterAll"},{"$f":"VLOOKUP(TOU_CTabulation[[#This Row],[Daypart]],TOUC,2)","v":0.25901999999999997},{"$f":"VLOOKUP(TOU_CTabulation[[#This Row],[Daypart]],TOUC,3)","v":0.32596000000000003},{"$f":"TOU_CTabulation[[#This Row],[Month Base Allow]]*TOU_CTabulation[[#This Row],[Base Rate]]","v":0},{"$f":"TOU_CTabulation[[#This Row],[Month Overbase Gen]]*TOU_CTabulation[[#This Row],[Over Rate]]","v":0},{"$f":"TOU_CTabulation[[#This Row],[Base Value]]+TOU_CTabulation[[#This Row],[Over Value]]","v":0}]
[12,28,5,0,0,5,2,0,5,0,0,{"$f":"TOU_CTabulation[[#This Row],[AC System Output (W)]]/1000","v":0},{"$f":"IF(A8697=TOU_CTabulation[[#This Row],[Month]],M8697+TOU_CTabulation[[#This Row],[AC System Output (kW)]],TOU_CTabulation[[#This Row],[AC System Output (kW)]])","v":307.60625099999993},{"$f":"VLOOKUP(TOU_CTabulation[[#This Row],[Month]],Season,2)","v":"Winter"},{"$f":"VLOOKUP(TOU_CTabulation[[#This Row],[Season]],CRate,2)","v":10.5},{"$f":"IF(A8699>TOU_CTabulation[[#This Row],[Month]],TOU_CTabulation[[#This Row],[Day]]*TOU_CTabulation[[#This Row],[Base Allow]],0)","v":0},{"$f":"IF(A8699>TOU_CTabulation[[#This Row],[Month]],TOU_CTabulation[[#This Row],[Month Cumm]],0)","v":0},{"$f":"IF(TOU_CTabulation[[#This Row],[Month Base Gen]]=0,0,TOU_CTabulation[[#This Row],[Month Base Gen]]-TOU_CTabulation[[#This Row],[Day]]*TOU_CTabulation[[#This Row],[Base Allow]])","v":0},{"$f":"VLOOKUP(TOU_CTabulation[[#This Row],[Hour]],daypart,2)","v":"All"},{"$f":"TOU_CTabulation[[#This Row],[Season]]&TOU_CTabulation[[#This Row],[Day-Part]]","v":"WinterAll"},{"$f":"VLOOKUP(TOU_CTabulation[[#This Row],[Daypart]],TOUC,2)","v":0.25901999999999997},{"$f":"VLOOKUP(TOU_CTabulation[[#This Row],[Daypart]],TOUC,3)","v":0.32596000000000003},{"$f":"TOU_CTabulation[[#This Row],[Month Base Allow]]*TOU_CTabulation[[#This Row],[Base Rate]]","v":0},{"$f":"TOU_CTabulation[[#This Row],[Month Overbase Gen]]*TOU_CTabulation[[#This Row],[Over Rate]]","v":0},{"$f":"TOU_CTabulation[[#This Row],[Base Value]]+TOU_CTabulation[[#This Row],[Over Value]]","v":0}]
[12,28,6,0,0,5,2,0,5,0,0,{"$f":"TOU_CTabulation[[#This Row],[AC System Output (W)]]/1000","v":0},{"$f":"IF(A8698=TOU_CTabulation[[#This Row],[Month]],M8698+TOU_CTabulation[[#This Row],[AC System Output (kW)]],TOU_CTabulation[[#This Row],[AC System Output (kW)]])","v":307.60625099999993},{"$f":"VLOOKUP(TOU_CTabulation[[#This Row],[Month]],Season,2)","v":"Winter"},{"$f":"VLOOKUP(TOU_CTabulation[[#This Row],[Season]],CRate,2)","v":10.5},{"$f":"IF(A8700>TOU_CTabulation[[#This Row],[Month]],TOU_CTabulation[[#This Row],[Day]]*TOU_CTabulation[[#This Row],[Base Allow]],0)","v":0},{"$f":"IF(A8700>TOU_CTabulation[[#This Row],[Month]],TOU_CTabulation[[#This Row],[Month Cumm]],0)","v":0},{"$f":"IF(TOU_CTabulation[[#This Row],[Month Base Gen]]=0,0,TOU_CTabulation[[#This Row],[Month Base Gen]]-TOU_CTabulation[[#This Row],[Day]]*TOU_CTabulation[[#This Row],[Base Allow]])","v":0},{"$f":"VLOOKUP(TOU_CTabulation[[#This Row],[Hour]],daypart,2)","v":"All"},{"$f":"TOU_CTabulation[[#This Row],[Season]]&TOU_CTabulation[[#This Row],[Day-Part]]","v":"WinterAll"},{"$f":"VLOOKUP(TOU_CTabulation[[#This Row],[Daypart]],TOUC,2)","v":0.25901999999999997},{"$f":"VLOOKUP(TOU_CTabulation[[#This Row],[Daypart]],TOUC,3)","v":0.32596000000000003},{"$f":"TOU_CTabulation[[#This Row],[Month Base Allow]]*TOU_CTabulation[[#This Row],[Base Rate]]","v":0},{"$f":"TOU_CTabulation[[#This Row],[Month Overbase Gen]]*TOU_CTabulation[[#This Row],[Over Rate]]","v":0},{"$f":"TOU_CTabulation[[#This Row],[Base Value]]+TOU_CTabulation[[#This Row],[Over Value]]","v":0}]
[12,28,7,189,17,7,2,75.474000000000004,7.0679999999999996,239.31299999999999,214.33500000000001,{"$f":"TOU_CTabulation[[#This Row],[AC System Output (W)]]/1000","v":0.214335},{"$f":"IF(A8699=TOU_CTabulation[[#This Row],[Month]],M8699+TOU_CTabulation[[#This Row],[AC System Output (kW)]],TOU_CTabulation[[#This Row],[AC System Output (kW)]])","v":307.82058599999993},{"$f":"VLOOKUP(TOU_CTabulation[[#This Row],[Month]],Season,2)","v":"Winter"},{"$f":"VLOOKUP(TOU_CTabulation[[#This Row],[Season]],CRate,2)","v":10.5},{"$f":"IF(A8701>TOU_CTabulation[[#This Row],[Month]],TOU_CTabulation[[#This Row],[Day]]*TOU_CTabulation[[#This Row],[Base Allow]],0)","v":0},{"$f":"IF(A8701>TOU_CTabulation[[#This Row],[Month]],TOU_CTabulation[[#This Row],[Month Cumm]],0)","v":0},{"$f":"IF(TOU_CTabulation[[#This Row],[Month Base Gen]]=0,0,TOU_CTabulation[[#This Row],[Month Base Gen]]-TOU_CTabulation[[#This Row],[Day]]*TOU_CTabulation[[#This Row],[Base Allow]])","v":0},{"$f":"VLOOKUP(TOU_CTabulation[[#This Row],[Hour]],daypart,2)","v":"All"},{"$f":"TOU_CTabulation[[#This Row],[Season]]&TOU_CTabulation[[#This Row],[Day-Part]]","v":"WinterAll"},{"$f":"VLOOKUP(TOU_CTabulation[[#This Row],[Daypart]],TOUC,2)","v":0.25901999999999997},{"$f":"VLOOKUP(TOU_CTabulation[[#This Row],[Daypart]],TOUC,3)","v":0.32596000000000003},{"$f":"TOU_CTabulation[[#This Row],[Month Base Allow]]*TOU_CTabulation[[#This Row],[Base Rate]]","v":0},{"$f":"TOU_CTabulation[[#This Row],[Month Overbase Gen]]*TOU_CTabulation[[#This Row],[Over Rate]]","v":0},{"$f":"TOU_CTabulation[[#This Row],[Base Value]]+TOU_CTabulation[[#This Row],[Over Value]]","v":0}]
[12,28,8,476,58,8,3,280.26499999999999,13.286,952.01,910.26800000000003,{"$f":"TOU_CTabulation[[#This Row],[AC System Output (W)]]/1000","v":0.91026800000000008},{"$f":"IF(A8700=TOU_CTabulation[[#This Row],[Month]],M8700+TOU_CTabulation[[#This Row],[AC System Output (kW)]],TOU_CTabulation[[#This Row],[AC System Output (kW)]])","v":308.73085399999991},{"$f":"VLOOKUP(TOU_CTabulation[[#This Row],[Month]],Season,2)","v":"Winter"},{"$f":"VLOOKUP(TOU_CTabulation[[#This Row],[Season]],CRate,2)","v":10.5},{"$f":"IF(A8702>TOU_CTabulation[[#This Row],[Month]],TOU_CTabulation[[#This Row],[Day]]*TOU_CTabulation[[#This Row],[Base Allow]],0)","v":0},{"$f":"IF(A8702>TOU_CTabulation[[#This Row],[Month]],TOU_CTabulation[[#This Row],[Month Cumm]],0)","v":0},{"$f":"IF(TOU_CTabulation[[#This Row],[Month Base Gen]]=0,0,TOU_CTabulation[[#This Row],[Month Base Gen]]-TOU_CTabulation[[#This Row],[Day]]*TOU_CTabulation[[#This Row],[Base Allow]])","v":0},{"$f":"VLOOKUP(TOU_CTabulation[[#This Row],[Hour]],daypart,2)","v":"All"},{"$f":"TOU_CTabulation[[#This Row],[Season]]&TOU_CTabulation[[#This Row],[Day-Part]]","v":"WinterAll"},{"$f":"VLOOKUP(TOU_CTabulation[[#This Row],[Daypart]],TOUC,2)","v":0.25901999999999997},{"$f":"VLOOKUP(TOU_CTabulation[[#This Row],[Daypart]],TOUC,3)","v":0.32596000000000003},{"$f":"TOU_CTabulation[[#This Row],[Month Base Allow]]*TOU_CTabulation[[#This Row],[Base Rate]]","v":0},{"$f":"TOU_CTabulation[[#This Row],[Month Overbase Gen]]*TOU_CTabulation[[#This Row],[Over Rate]]","v":0},{"$f":"TOU_CTabulation[[#This Row],[Base Value]]+TOU_CTabulation[[#This Row],[Over Value]]","v":0}]
[12,28,9,384,126,9,3,382.25200000000001,17.312000000000001,1336.8130000000001,1284.057,{"$f":"TOU_CTabulation[[#This Row],[AC System Output (W)]]/1000","v":1.284057},{"$f":"IF(A8701=TOU_CTabulation[[#This Row],[Month]],M8701+TOU_CTabulation[[#This Row],[AC System Output (kW)]],TOU_CTabulation[[#This Row],[AC System Output (kW)]])","v":310.01491099999993},{"$f":"VLOOKUP(TOU_CTabulation[[#This Row],[Month]],Season,2)","v":"Winter"},{"$f":"VLOOKUP(TOU_CTabulation[[#This Row],[Season]],CRate,2)","v":10.5},{"$f":"IF(A8703>TOU_CTabulation[[#This Row],[Month]],TOU_CTabulation[[#This Row],[Day]]*TOU_CTabulation[[#This Row],[Base Allow]],0)","v":0},{"$f":"IF(A8703>TOU_CTabulation[[#This Row],[Month]],TOU_CTabulation[[#This Row],[Month Cumm]],0)","v":0},{"$f":"IF(TOU_CTabulation[[#This Row],[Month Base Gen]]=0,0,TOU_CTabulation[[#This Row],[Month Base Gen]]-TOU_CTabulation[[#This Row],[Day]]*TOU_CTabulation[[#This Row],[Base Allow]])","v":0},{"$f":"VLOOKUP(TOU_CTabulation[[#This Row],[Hour]],daypart,2)","v":"All"},{"$f":"TOU_CTabulation[[#This Row],[Season]]&TOU_CTabulation[[#This Row],[Day-Part]]","v":"WinterAll"},{"$f":"VLOOKUP(TOU_CTabulation[[#This Row],[Daypart]],TOUC,2)","v":0.25901999999999997},{"$f":"VLOOKUP(TOU_CTabulation[[#This Row],[Daypart]],TOUC,3)","v":0.32596000000000003},{"$f":"TOU_CTabulation[[#This Row],[Month Base Allow]]*TOU_CTabulation[[#This Row],[Base Rate]]","v":0},{"$f":"TOU_CTabulation[[#This Row],[Month Overbase Gen]]*TOU_CTabulation[[#This Row],[Over Rate]]","v":0},{"$f":"TOU_CTabulation[[#This Row],[Base Value]]+TOU_CTabulation[[#This Row],[Over Value]]","v":0}]
[12,28,10,159,203,10,2,339.83300000000003,18.673999999999999,1197.835,1149.2159999999999,{"$f":"TOU_CTabulation[[#This Row],[AC System Output (W)]]/1000","v":1.1492159999999998},{"$f":"IF(A8702=TOU_CTabulation[[#This Row],[Month]],M8702+TOU_CTabulation[[#This Row],[AC System Output (kW)]],TOU_CTabulation[[#This Row],[AC System Output (kW)]])","v":311.16412699999995},{"$f":"VLOOKUP(TOU_CTabulation[[#This Row],[Month]],Season,2)","v":"Winter"},{"$f":"VLOOKUP(TOU_CTabulation[[#This Row],[Season]],CRate,2)","v":10.5},{"$f":"IF(A8704>TOU_CTabulation[[#This Row],[Month]],TOU_CTabulation[[#This Row],[Day]]*TOU_CTabulation[[#This Row],[Base Allow]],0)","v":0},{"$f":"IF(A8704>TOU_CTabulation[[#This Row],[Month]],TOU_CTabulation[[#This Row],[Month Cumm]],0)","v":0},{"$f":"IF(TOU_CTabulation[[#This Row],[Month Base Gen]]=0,0,TOU_CTabulation[[#This Row],[Month Base Gen]]-TOU_CTabulation[[#This Row],[Day]]*TOU_CTabulation[[#This Row],[Base Allow]])","v":0},{"$f":"VLOOKUP(TOU_CTabulation[[#This Row],[Hour]],daypart,2)","v":"All"},{"$f":"TOU_CTabulation[[#This Row],[Season]]&TOU_CTabulation[[#This Row],[Day-Part]]","v":"WinterAll"},{"$f":"VLOOKUP(TOU_CTabulation[[#This Row],[Daypart]],TOUC,2)","v":0.25901999999999997},{"$f":"VLOOKUP(TOU_CTabulation[[#This Row],[Daypart]],TOUC,3)","v":0.32596000000000003},{"$f":"TOU_CTabulation[[#This Row],[Month Base Allow]]*TOU_CTabulation[[#This Row],[Base Rate]]","v":0},{"$f":"TOU_CTabulation[[#This Row],[Month Overbase Gen]]*TOU_CTabulation[[#This Row],[Over Rate]]","v":0},{"$f":"TOU_CTabulation[[#This Row],[Base Value]]+TOU_CTabulation[[#This Row],[Over Value]]","v":0}]
[12,28,11,531,168,11,2,617.84699999999998,26.902999999999999,2095.09,2016.6020000000001,{"$f":"TOU_CTabulation[[#This Row],[AC System Output (W)]]/1000","v":2.0166020000000002},{"$f":"IF(A8703=TOU_CTabulation[[#This Row],[Month]],M8703+TOU_CTabulation[[#This Row],[AC System Output (kW)]],TOU_CTabulation[[#This Row],[AC System Output (kW)]])","v":313.18072899999993},{"$f":"VLOOKUP(TOU_CTabulation[[#This Row],[Month]],Season,2)","v":"Winter"},{"$f":"VLOOKUP(TOU_CTabulation[[#This Row],[Season]],CRate,2)","v":10.5},{"$f":"IF(A8705>TOU_CTabulation[[#This Row],[Month]],TOU_CTabulation[[#This Row],[Day]]*TOU_CTabulation[[#This Row],[Base Allow]],0)","v":0},{"$f":"IF(A8705>TOU_CTabulation[[#This Row],[Month]],TOU_CTabulation[[#This Row],[Month Cumm]],0)","v":0},{"$f":"IF(TOU_CTabulation[[#This Row],[Month Base Gen]]=0,0,TOU_CTabulation[[#This Row],[Month Base Gen]]-TOU_CTabulation[[#This Row],[Day]]*TOU_CTabulation[[#This Row],[Base Allow]])","v":0},{"$f":"VLOOKUP(TOU_CTabulation[[#This Row],[Hour]],daypart,2)","v":"All"},{"$f":"TOU_CTabulation[[#This Row],[Season]]&TOU_CTabulation[[#This Row],[Day-Part]]","v":"WinterAll"},{"$f":"VLOOKUP(TOU_CTabulation[[#This Row],[Daypart]],TOUC,2)","v":0.25901999999999997},{"$f":"VLOOKUP(TOU_CTabulation[[#This Row],[Daypart]],TOUC,3)","v":0.32596000000000003},{"$f":"TOU_CTabulation[[#This Row],[Month Base Allow]]*TOU_CTabulation[[#This Row],[Base Rate]]","v":0},{"$f":"TOU_CTabulation[[#This Row],[Month Overbase Gen]]*TOU_CTabulation[[#This Row],[Over Rate]]","v":0},{"$f":"TOU_CTabulation[[#This Row],[Base Value]]+TOU_CTabulation[[#This Row],[Over Value]]","v":0}]
[12,28,12,295,222,12,1,488.19099999999997,28.276,1647.047,1584.41,{"$f":"TOU_CTabulation[[#This Row],[AC System Output (W)]]/1000","v":1.5844100000000001},{"$f":"IF(A8704=TOU_CTabulation[[#This Row],[Month]],M8704+TOU_CTabulation[[#This Row],[AC System Output (kW)]],TOU_CTabulation[[#This Row],[AC System Output (kW)]])","v":314.76513899999992},{"$f":"VLOOKUP(TOU_CTabulation[[#This Row],[Month]],Season,2)","v":"Winter"},{"$f":"VLOOKUP(TOU_CTabulation[[#This Row],[Season]],CRate,2)","v":10.5},{"$f":"IF(A8706>TOU_CTabulation[[#This Row],[Month]],TOU_CTabulation[[#This Row],[Day]]*TOU_CTabulation[[#This Row],[Base Allow]],0)","v":0},{"$f":"IF(A8706>TOU_CTabulation[[#This Row],[Month]],TOU_CTabulation[[#This Row],[Month Cumm]],0)","v":0},{"$f":"IF(TOU_CTabulation[[#This Row],[Month Base Gen]]=0,0,TOU_CTabulation[[#This Row],[Month Base Gen]]-TOU_CTabulation[[#This Row],[Day]]*TOU_CTabulation[[#This Row],[Base Allow]])","v":0},{"$f":"VLOOKUP(TOU_CTabulation[[#This Row],[Hour]],daypart,2)","v":"All"},{"$f":"TOU_CTabulation[[#This Row],[Season]]&TOU_CTabulation[[#This Row],[Day-Part]]","v":"WinterAll"},{"$f":"VLOOKUP(TOU_CTabulation[[#This Row],[Daypart]],TOUC,2)","v":0.25901999999999997},{"$f":"VLOOKUP(TOU_CTabulation[[#This Row],[Daypart]],TOUC,3)","v":0.32596000000000003},{"$f":"TOU_CTabulation[[#This Row],[Month Base Allow]]*TOU_CTabulation[[#This Row],[Base Rate]]","v":0},{"$f":"TOU_CTabulation[[#This Row],[Month Overbase Gen]]*TOU_CTabulation[[#This Row],[Over Rate]]","v":0},{"$f":"TOU_CTabulation[[#This Row],[Base Value]]+TOU_CTabulation[[#This Row],[Over Value]]","v":0}]
[12,28,13,51,196,12,1,245.45099999999999,20.172000000000001,861.322,821.97500000000002,{"$f":"TOU_CTabulation[[#This Row],[AC System Output (W)]]/1000","v":0.82197500000000001},{"$f":"IF(A8705=TOU_CTabulation[[#This Row],[Month]],M8705+TOU_CTabulation[[#This Row],[AC System Output (kW)]],TOU_CTabulation[[#This Row],[AC System Output (kW)]])","v":315.58711399999993},{"$f":"VLOOKUP(TOU_CTabulation[[#This Row],[Month]],Season,2)","v":"Winter"},{"$f":"VLOOKUP(TOU_CTabulation[[#This Row],[Season]],CRate,2)","v":10.5},{"$f":"IF(A8707>TOU_CTabulation[[#This Row],[Month]],TOU_CTabulation[[#This Row],[Day]]*TOU_CTabulation[[#This Row],[Base Allow]],0)","v":0},{"$f":"IF(A8707>TOU_CTabulation[[#This Row],[Month]],TOU_CTabulation[[#This Row],[Month Cumm]],0)","v":0},{"$f":"IF(TOU_CTabulation[[#This Row],[Month Base Gen]]=0,0,TOU_CTabulation[[#This Row],[Month Base Gen]]-TOU_CTabulation[[#This Row],[Day]]*TOU_CTabulation[[#This Row],[Base Allow]])","v":0},{"$f":"VLOOKUP(TOU_CTabulation[[#This Row],[Hour]],daypart,2)","v":"All"},{"$f":"TOU_CTabulation[[#This Row],[Season]]&TOU_CTabulation[[#This Row],[Day-Part]]","v":"WinterAll"},{"$f":"VLOOKUP(TOU_CTabulation[[#This Row],[Daypart]],TOUC,2)","v":0.25901999999999997},{"$f":"VLOOKUP(TOU_CTabulation[[#This Row],[Daypart]],TOUC,3)","v":0.32596000000000003},{"$f":"TOU_CTabulation[[#This Row],[Month Base Allow]]*TOU_CTabulation[[#This Row],[Base Rate]]","v":0},{"$f":"TOU_CTabulation[[#This Row],[Month Overbase Gen]]*TOU_CTabulation[[#This Row],[Over Rate]]","v":0},{"$f":"TOU_CTabulation[[#This Row],[Base Value]]+TOU_CTabulation[[#This Row],[Over Value]]","v":0}]
[12,28,14,0,98,11,1,95.123999999999995,13.004,345.35500000000002,318.18200000000002,{"$f":"TOU_CTabulation[[#This Row],[AC System Output (W)]]/1000","v":0.31818200000000002},{"$f":"IF(A8706=TOU_CTabulation[[#This Row],[Month]],M8706+TOU_CTabulation[[#This Row],[AC System Output (kW)]],TOU_CTabulation[[#This Row],[AC System Output (kW)]])","v":315.90529599999991},{"$f":"VLOOKUP(TOU_CTabulation[[#This Row],[Month]],Season,2)","v":"Winter"},{"$f":"VLOOKUP(TOU_CTabulation[[#This Row],[Season]],CRate,2)","v":10.5},{"$f":"IF(A8708>TOU_CTabulation[[#This Row],[Month]],TOU_CTabulation[[#This Row],[Day]]*TOU_CTabulation[[#This Row],[Base Allow]],0)","v":0},{"$f":"IF(A8708>TOU_CTabulation[[#This Row],[Month]],TOU_CTabulation[[#This Row],[Month Cumm]],0)","v":0},{"$f":"IF(TOU_CTabulation[[#This Row],[Month Base Gen]]=0,0,TOU_CTabulation[[#This Row],[Month Base Gen]]-TOU_CTabulation[[#This Row],[Day]]*TOU_CTabulation[[#This Row],[Base Allow]])","v":0},{"$f":"VLOOKUP(TOU_CTabulation[[#This Row],[Hour]],daypart,2)","v":"All"},{"$f":"TOU_CTabulation[[#This Row],[Season]]&TOU_CTabulation[[#This Row],[Day-Part]]","v":"WinterAll"},{"$f":"VLOOKUP(TOU_CTabulation[[#This Row],[Daypart]],TOUC,2)","v":0.25901999999999997},{"$f":"VLOOKUP(TOU_CTabulation[[#This Row],[Daypart]],TOUC,3)","v":0.32596000000000003},{"$f":"TOU_CTabulation[[#This Row],[Month Base Allow]]*TOU_CTabulation[[#This Row],[Base Rate]]","v":0},{"$f":"TOU_CTabulation[[#This Row],[Month Overbase Gen]]*TOU_CTabulation[[#This Row],[Over Rate]]","v":0},{"$f":"TOU_CTabulation[[#This Row],[Base Value]]+TOU_CTabulation[[#This Row],[Over Value]]","v":0}]
[12,28,15,47,91,10,1,118.206,11.925000000000001,425.51600000000002,396.61399999999998,{"$f":"TOU_CTabulation[[#This Row],[AC System Output (W)]]/1000","v":0.39661399999999997},{"$f":"IF(A8707=TOU_CTabulation[[#This Row],[Month]],M8707+TOU_CTabulation[[#This Row],[AC System Output (kW)]],TOU_CTabulation[[#This Row],[AC System Output (kW)]])","v":316.30190999999991},{"$f":"VLOOKUP(TOU_CTabulation[[#This Row],[Month]],Season,2)","v":"Winter"},{"$f":"VLOOKUP(TOU_CTabulation[[#This Row],[Season]],CRate,2)","v":10.5},{"$f":"IF(A8709>TOU_CTabulation[[#This Row],[Month]],TOU_CTabulation[[#This Row],[Day]]*TOU_CTabulation[[#This Row],[Base Allow]],0)","v":0},{"$f":"IF(A8709>TOU_CTabulation[[#This Row],[Month]],TOU_CTabulation[[#This Row],[Month Cumm]],0)","v":0},{"$f":"IF(TOU_CTabulation[[#This Row],[Month Base Gen]]=0,0,TOU_CTabulation[[#This Row],[Month Base Gen]]-TOU_CTabulation[[#This Row],[Day]]*TOU_CTabulation[[#This Row],[Base Allow]])","v":0},{"$f":"VLOOKUP(TOU_CTabulation[[#This Row],[Hour]],daypart,2)","v":"All"},{"$f":"TOU_CTabulation[[#This Row],[Season]]&TOU_CTabulation[[#This Row],[Day-Part]]","v":"WinterAll"},{"$f":"VLOOKUP(TOU_CTabulation[[#This Row],[Daypart]],TOUC,2)","v":0.25901999999999997},{"$f":"VLOOKUP(TOU_CTabulation[[#This Row],[Daypart]],TOUC,3)","v":0.32596000000000003},{"$f":"TOU_CTabulation[[#This Row],[Month Base Allow]]*TOU_CTabulation[[#This Row],[Base Rate]]","v":0},{"$f":"TOU_CTabulation[[#This Row],[Month Overbase Gen]]*TOU_CTabulation[[#This Row],[Over Rate]]","v":0},{"$f":"TOU_CTabulation[[#This Row],[Base Value]]+TOU_CTabulation[[#This Row],[Over Value]]","v":0}]
[12,28,16,122,25,8,1,71.495999999999995,8.4469999999999992,238.727,213.761,{"$f":"TOU_CTabulation[[#This Row],[AC System Output (W)]]/1000","v":0.21376100000000001},{"$f":"IF(A8708=TOU_CTabulation[[#This Row],[Month]],M8708+TOU_CTabulation[[#This Row],[AC System Output (kW)]],TOU_CTabulation[[#This Row],[AC System Output (kW)]])","v":316.51567099999988},{"$f":"VLOOKUP(TOU_CTabulation[[#This Row],[Month]],Season,2)","v":"Winter"},{"$f":"VLOOKUP(TOU_CTabulation[[#This Row],[Season]],CRate,2)","v":10.5},{"$f":"IF(A8710>TOU_CTabulation[[#This Row],[Month]],TOU_CTabulation[[#This Row],[Day]]*TOU_CTabulation[[#This Row],[Base Allow]],0)","v":0},{"$f":"IF(A8710>TOU_CTabulation[[#This Row],[Month]],TOU_CTabulation[[#This Row],[Month Cumm]],0)","v":0},{"$f":"IF(TOU_CTabulation[[#This Row],[Month Base Gen]]=0,0,TOU_CTabulation[[#This Row],[Month Base Gen]]-TOU_CTabulation[[#This Row],[Day]]*TOU_CTabulation[[#This Row],[Base Allow]])","v":0},{"$f":"VLOOKUP(TOU_CTabulation[[#This Row],[Hour]],daypart,2)","v":"All"},{"$f":"TOU_CTabulation[[#This Row],[Season]]&TOU_CTabulation[[#This Row],[Day-Part]]","v":"WinterAll"},{"$f":"VLOOKUP(TOU_CTabulation[[#This Row],[Daypart]],TOUC,2)","v":0.25901999999999997},{"$f":"VLOOKUP(TOU_CTabulation[[#This Row],[Daypart]],TOUC,3)","v":0.32596000000000003},{"$f":"TOU_CTabulation[[#This Row],[Month Base Allow]]*TOU_CTabulation[[#This Row],[Base Rate]]","v":0},{"$f":"TOU_CTabulation[[#This Row],[Month Overbase Gen]]*TOU_CTabulation[[#This Row],[Over Rate]]","v":0},{"$f":"TOU_CTabulation[[#This Row],[Base Value]]+TOU_CTabulation[[#This Row],[Over Value]]","v":0}]
[12,28,17,0,0,7,1,0,7,0,0,{"$f":"TOU_CTabulation[[#This Row],[AC System Output (W)]]/1000","v":0},{"$f":"IF(A8709=TOU_CTabulation[[#This Row],[Month]],M8709+TOU_CTabulation[[#This Row],[AC System Output (kW)]],TOU_CTabulation[[#This Row],[AC System Output (kW)]])","v":316.51567099999988},{"$f":"VLOOKUP(TOU_CTabulation[[#This Row],[Month]],Season,2)","v":"Winter"},{"$f":"VLOOKUP(TOU_CTabulation[[#This Row],[Season]],CRate,2)","v":10.5},{"$f":"IF(A8711>TOU_CTabulation[[#This Row],[Month]],TOU_CTabulation[[#This Row],[Day]]*TOU_CTabulation[[#This Row],[Base Allow]],0)","v":0},{"$f":"IF(A8711>TOU_CTabulation[[#This Row],[Month]],TOU_CTabulation[[#This Row],[Month Cumm]],0)","v":0},{"$f":"IF(TOU_CTabulation[[#This Row],[Month Base Gen]]=0,0,TOU_CTabulation[[#This Row],[Month Base Gen]]-TOU_CTabulation[[#This Row],[Day]]*TOU_CTabulation[[#This Row],[Base Allow]])","v":0},{"$f":"VLOOKUP(TOU_CTabulation[[#This Row],[Hour]],daypart,2)","v":"All"},{"$f":"TOU_CTabulation[[#This Row],[Season]]&TOU_CTabulation[[#This Row],[Day-Part]]","v":"WinterAll"},{"$f":"VLOOKUP(TOU_CTabulation[[#This Row],[Daypart]],TOUC,2)","v":0.25901999999999997},{"$f":"VLOOKUP(TOU_CTabulation[[#This Row],[Daypart]],TOUC,3)","v":0.32596000000000003},{"$f":"TOU_CTabulation[[#This Row],[Month Base Allow]]*TOU_CTabulation[[#This Row],[Base Rate]]","v":0},{"$f":"TOU_CTabulation[[#This Row],[Month Overbase Gen]]*TOU_CTabulation[[#This Row],[Over Rate]]","v":0},{"$f":"TOU_CTabulation[[#This Row],[Base Value]]+TOU_CTabulation[[#This Row],[Over Value]]","v":0}]
[12,28,18,0,0,7,1,0,7,0,0,{"$f":"TOU_CTabulation[[#This Row],[AC System Output (W)]]/1000","v":0},{"$f":"IF(A8710=TOU_CTabulation[[#This Row],[Month]],M8710+TOU_CTabulation[[#This Row],[AC System Output (kW)]],TOU_CTabulation[[#This Row],[AC System Output (kW)]])","v":316.51567099999988},{"$f":"VLOOKUP(TOU_CTabulation[[#This Row],[Month]],Season,2)","v":"Winter"},{"$f":"VLOOKUP(TOU_CTabulation[[#This Row],[Season]],CRate,2)","v":10.5},{"$f":"IF(A8712>TOU_CTabulation[[#This Row],[Month]],TOU_CTabulation[[#This Row],[Day]]*TOU_CTabulation[[#This Row],[Base Allow]],0)","v":0},{"$f":"IF(A8712>TOU_CTabulation[[#This Row],[Month]],TOU_CTabulation[[#This Row],[Month Cumm]],0)","v":0},{"$f":"IF(TOU_CTabulation[[#This Row],[Month Base Gen]]=0,0,TOU_CTabulation[[#This Row],[Month Base Gen]]-TOU_CTabulation[[#This Row],[Day]]*TOU_CTabulation[[#This Row],[Base Allow]])","v":0},{"$f":"VLOOKUP(TOU_CTabulation[[#This Row],[Hour]],daypart,2)","v":"All"},{"$f":"TOU_CTabulation[[#This Row],[Season]]&TOU_CTabulation[[#This Row],[Day-Part]]","v":"WinterAll"},{"$f":"VLOOKUP(TOU_CTabulation[[#This Row],[Daypart]],TOUC,2)","v":0.25901999999999997},{"$f":"VLOOKUP(TOU_CTabulation[[#This Row],[Daypart]],TOUC,3)","v":0.32596000000000003},{"$f":"TOU_CTabulation[[#This Row],[Month Base Allow]]*TOU_CTabulation[[#This Row],[Base Rate]]","v":0},{"$f":"TOU_CTabulation[[#This Row],[Month Overbase Gen]]*TOU_CTabulation[[#This Row],[Over Rate]]","v":0},{"$f":"TOU_CTabulation[[#This Row],[Base Value]]+TOU_CTabulation[[#This Row],[Over Value]]","v":0}]
[12,28,19,0,0,6,1,0,6,0,0,{"$f":"TOU_CTabulation[[#This Row],[AC System Output (W)]]/1000","v":0},{"$f":"IF(A8711=TOU_CTabulation[[#This Row],[Month]],M8711+TOU_CTabulation[[#This Row],[AC System Output (kW)]],TOU_CTabulation[[#This Row],[AC System Output (kW)]])","v":316.51567099999988},{"$f":"VLOOKUP(TOU_CTabulation[[#This Row],[Month]],Season,2)","v":"Winter"},{"$f":"VLOOKUP(TOU_CTabulation[[#This Row],[Season]],CRate,2)","v":10.5},{"$f":"IF(A8713>TOU_CTabulation[[#This Row],[Month]],TOU_CTabulation[[#This Row],[Day]]*TOU_CTabulation[[#This Row],[Base Allow]],0)","v":0},{"$f":"IF(A8713>TOU_CTabulation[[#This Row],[Month]],TOU_CTabulation[[#This Row],[Month Cumm]],0)","v":0},{"$f":"IF(TOU_CTabulation[[#This Row],[Month Base Gen]]=0,0,TOU_CTabulation[[#This Row],[Month Base Gen]]-TOU_CTabulation[[#This Row],[Day]]*TOU_CTabulation[[#This Row],[Base Allow]])","v":0},{"$f":"VLOOKUP(TOU_CTabulation[[#This Row],[Hour]],daypart,2)","v":"All"},{"$f":"TOU_CTabulation[[#This Row],[Season]]&TOU_CTabulation[[#This Row],[Day-Part]]","v":"WinterAll"},{"$f":"VLOOKUP(TOU_CTabulation[[#This Row],[Daypart]],TOUC,2)","v":0.25901999999999997},{"$f":"VLOOKUP(TOU_CTabulation[[#This Row],[Daypart]],TOUC,3)","v":0.32596000000000003},{"$f":"TOU_CTabulation[[#This Row],[Month Base Allow]]*TOU_CTabulation[[#This Row],[Base Rate]]","v":0},{"$f":"TOU_CTabulation[[#This Row],[Month Overbase Gen]]*TOU_CTabulation[[#This Row],[Over Rate]]","v":0},{"$f":"TOU_CTabulation[[#This Row],[Base Value]]+TOU_CTabulation[[#This Row],[Over Value]]","v":0}]
[12,28,20,0,0,6,1,0,6,0,0,{"$f":"TOU_CTabulation[[#This Row],[AC System Output (W)]]/1000","v":0},{"$f":"IF(A8712=TOU_CTabulation[[#This Row],[Month]],M8712+TOU_CTabulation[[#This Row],[AC System Output (kW)]],TOU_CTabulation[[#This Row],[AC System Output (kW)]])","v":316.51567099999988},{"$f":"VLOOKUP(TOU_CTabulation[[#This Row],[Month]],Season,2)","v":"Winter"},{"$f":"VLOOKUP(TOU_CTabulation[[#This Row],[Season]],CRate,2)","v":10.5},{"$f":"IF(A8714>TOU_CTabulation[[#This Row],[Month]],TOU_CTabulation[[#This Row],[Day]]*TOU_CTabulation[[#This Row],[Base Allow]],0)","v":0},{"$f":"IF(A8714>TOU_CTabulation[[#This Row],[Month]],TOU_CTabulation[[#This Row],[Month Cumm]],0)","v":0},{"$f":"IF(TOU_CTabulation[[#This Row],[Month Base Gen]]=0,0,TOU_CTabulation[[#This Row],[Month Base Gen]]-TOU_CTabulation[[#This Row],[Day]]*TOU_CTabulation[[#This Row],[Base Allow]])","v":0},{"$f":"VLOOKUP(TOU_CTabulation[[#This Row],[Hour]],daypart,2)","v":"All"},{"$f":"TOU_CTabulation[[#This Row],[Season]]&TOU_CTabulation[[#This Row],[Day-Part]]","v":"WinterAll"},{"$f":"VLOOKUP(TOU_CTabulation[[#This Row],[Daypart]],TOUC,2)","v":0.25901999999999997},{"$f":"VLOOKUP(TOU_CTabulation[[#This Row],[Daypart]],TOUC,3)","v":0.32596000000000003},{"$f":"TOU_CTabulation[[#This Row],[Month Base Allow]]*TOU_CTabulation[[#This Row],[Base Rate]]","v":0},{"$f":"TOU_CTabulation[[#This Row],[Month Overbase Gen]]*TOU_CTabulation[[#This Row],[Over Rate]]","v":0},{"$f":"TOU_CTabulation[[#This Row],[Base Value]]+TOU_CTabulation[[#This Row],[Over Value]]","v":0}]
[12,28,21,0,0,6,1,0,6,0,0,{"$f":"TOU_CTabulation[[#This Row],[AC System Output (W)]]/1000","v":0},{"$f":"IF(A8713=TOU_CTabulation[[#This Row],[Month]],M8713+TOU_CTabulation[[#This Row],[AC System Output (kW)]],TOU_CTabulation[[#This Row],[AC System Output (kW)]])","v":316.51567099999988},{"$f":"VLOOKUP(TOU_CTabulation[[#This Row],[Month]],Season,2)","v":"Winter"},{"$f":"VLOOKUP(TOU_CTabulation[[#This Row],[Season]],CRate,2)","v":10.5},{"$f":"IF(A8715>TOU_CTabulation[[#This Row],[Month]],TOU_CTabulation[[#This Row],[Day]]*TOU_CTabulation[[#This Row],[Base Allow]],0)","v":0},{"$f":"IF(A8715>TOU_CTabulation[[#This Row],[Month]],TOU_CTabulation[[#This Row],[Month Cumm]],0)","v":0},{"$f":"IF(TOU_CTabulation[[#This Row],[Month Base Gen]]=0,0,TOU_CTabulation[[#This Row],[Month Base Gen]]-TOU_CTabulation[[#This Row],[Day]]*TOU_CTabulation[[#This Row],[Base Allow]])","v":0},{"$f":"VLOOKUP(TOU_CTabulation[[#This Row],[Hour]],daypart,2)","v":"All"},{"$f":"TOU_CTabulation[[#This Row],[Season]]&TOU_CTabulation[[#This Row],[Day-Part]]","v":"WinterAll"},{"$f":"VLOOKUP(TOU_CTabulation[[#This Row],[Daypart]],TOUC,2)","v":0.25901999999999997},{"$f":"VLOOKUP(TOU_CTabulation[[#This Row],[Daypart]],TOUC,3)","v":0.32596000000000003},{"$f":"TOU_CTabulation[[#This Row],[Month Base Allow]]*TOU_CTabulation[[#This Row],[Base Rate]]","v":0},{"$f":"TOU_CTabulation[[#This Row],[Month Overbase Gen]]*TOU_CTabulation[[#This Row],[Over Rate]]","v":0},{"$f":"TOU_CTabulation[[#This Row],[Base Value]]+TOU_CTabulation[[#This Row],[Over Value]]","v":0}]
[12,28,22,0,0,6,1,0,6,0,0,{"$f":"TOU_CTabulation[[#This Row],[AC System Output (W)]]/1000","v":0},{"$f":"IF(A8714=TOU_CTabulation[[#This Row],[Month]],M8714+TOU_CTabulation[[#This Row],[AC System Output (kW)]],TOU_CTabulation[[#This Row],[AC System Output (kW)]])","v":316.51567099999988},{"$f":"VLOOKUP(TOU_CTabulation[[#This Row],[Month]],Season,2)","v":"Winter"},{"$f":"VLOOKUP(TOU_CTabulation[[#This Row],[Season]],CRate,2)","v":10.5},{"$f":"IF(A8716>TOU_CTabulation[[#This Row],[Month]],TOU_CTabulation[[#This Row],[Day]]*TOU_CTabulation[[#This Row],[Base Allow]],0)","v":0},{"$f":"IF(A8716>TOU_CTabulation[[#This Row],[Month]],TOU_CTabulation[[#This Row],[Month Cumm]],0)","v":0},{"$f":"IF(TOU_CTabulation[[#This Row],[Month Base Gen]]=0,0,TOU_CTabulation[[#This Row],[Month Base Gen]]-TOU_CTabulation[[#This Row],[Day]]*TOU_CTabulation[[#This Row],[Base Allow]])","v":0},{"$f":"VLOOKUP(TOU_CTabulation[[#This Row],[Hour]],daypart,2)","v":"All"},{"$f":"TOU_CTabulation[[#This Row],[Season]]&TOU_CTabulation[[#This Row],[Day-Part]]","v":"WinterAll"},{"$f":"VLOOKUP(TOU_CTabulation[[#This Row],[Daypart]],TOUC,2)","v":0.25901999999999997},{"$f":"VLOOKUP(TOU_CTabulation[[#This Row],[Daypart]],TOUC,3)","v":0.32596000000000003},{"$f":"TOU_CTabulation[[#This Row],[Month Base Allow]]*TOU_CTabulation[[#This Row],[Base Rate]]","v":0},{"$f":"TOU_CTabulation[[#This Row],[Month Overbase Gen]]*TOU_CTabulation[[#This Row],[Over Rate]]","v":0},{"$f":"TOU_CTabulation[[#This Row],[Base Value]]+TOU_CTabulation[[#This Row],[Over Value]]","v":0}]
[12,28,23,0,0,6,1,0,6,0,0,{"$f":"TOU_CTabulation[[#This Row],[AC System Output (W)]]/1000","v":0},{"$f":"IF(A8715=TOU_CTabulation[[#This Row],[Month]],M8715+TOU_CTabulation[[#This Row],[AC System Output (kW)]],TOU_CTabulation[[#This Row],[AC System Output (kW)]])","v":316.51567099999988},{"$f":"VLOOKUP(TOU_CTabulation[[#This Row],[Month]],Season,2)","v":"Winter"},{"$f":"VLOOKUP(TOU_CTabulation[[#This Row],[Season]],CRate,2)","v":10.5},{"$f":"IF(A8717>TOU_CTabulation[[#This Row],[Month]],TOU_CTabulation[[#This Row],[Day]]*TOU_CTabulation[[#This Row],[Base Allow]],0)","v":0},{"$f":"IF(A8717>TOU_CTabulation[[#This Row],[Month]],TOU_CTabulation[[#This Row],[Month Cumm]],0)","v":0},{"$f":"IF(TOU_CTabulation[[#This Row],[Month Base Gen]]=0,0,TOU_CTabulation[[#This Row],[Month Base Gen]]-TOU_CTabulation[[#This Row],[Day]]*TOU_CTabulation[[#This Row],[Base Allow]])","v":0},{"$f":"VLOOKUP(TOU_CTabulation[[#This Row],[Hour]],daypart,2)","v":"All"},{"$f":"TOU_CTabulation[[#This Row],[Season]]&TOU_CTabulation[[#This Row],[Day-Part]]","v":"WinterAll"},{"$f":"VLOOKUP(TOU_CTabulation[[#This Row],[Daypart]],TOUC,2)","v":0.25901999999999997},{"$f":"VLOOKUP(TOU_CTabulation[[#This Row],[Daypart]],TOUC,3)","v":0.32596000000000003},{"$f":"TOU_CTabulation[[#This Row],[Month Base Allow]]*TOU_CTabulation[[#This Row],[Base Rate]]","v":0},{"$f":"TOU_CTabulation[[#This Row],[Month Overbase Gen]]*TOU_CTabulation[[#This Row],[Over Rate]]","v":0},{"$f":"TOU_CTabulation[[#This Row],[Base Value]]+TOU_CTabulation[[#This Row],[Over Value]]","v":0}]
[12,29,0,0,0,5,1,0,5,0,0,{"$f":"TOU_CTabulation[[#This Row],[AC System Output (W)]]/1000","v":0},{"$f":"IF(A8716=TOU_CTabulation[[#This Row],[Month]],M8716+TOU_CTabulation[[#This Row],[AC System Output (kW)]],TOU_CTabulation[[#This Row],[AC System Output (kW)]])","v":316.51567099999988},{"$f":"VLOOKUP(TOU_CTabulation[[#This Row],[Month]],Season,2)","v":"Winter"},{"$f":"VLOOKUP(TOU_CTabulation[[#This Row],[Season]],CRate,2)","v":10.5},{"$f":"IF(A8718>TOU_CTabulation[[#This Row],[Month]],TOU_CTabulation[[#This Row],[Day]]*TOU_CTabulation[[#This Row],[Base Allow]],0)","v":0},{"$f":"IF(A8718>TOU_CTabulation[[#This Row],[Month]],TOU_CTabulation[[#This Row],[Month Cumm]],0)","v":0},{"$f":"IF(TOU_CTabulation[[#This Row],[Month Base Gen]]=0,0,TOU_CTabulation[[#This Row],[Month Base Gen]]-TOU_CTabulation[[#This Row],[Day]]*TOU_CTabulation[[#This Row],[Base Allow]])","v":0},{"$f":"VLOOKUP(TOU_CTabulation[[#This Row],[Hour]],daypart,2)","v":"All"},{"$f":"TOU_CTabulation[[#This Row],[Season]]&TOU_CTabulation[[#This Row],[Day-Part]]","v":"WinterAll"},{"$f":"VLOOKUP(TOU_CTabulation[[#This Row],[Daypart]],TOUC,2)","v":0.25901999999999997},{"$f":"VLOOKUP(TOU_CTabulation[[#This Row],[Daypart]],TOUC,3)","v":0.32596000000000003},{"$f":"TOU_CTabulation[[#This Row],[Month Base Allow]]*TOU_CTabulation[[#This Row],[Base Rate]]","v":0},{"$f":"TOU_CTabulation[[#This Row],[Month Overbase Gen]]*TOU_CTabulation[[#This Row],[Over Rate]]","v":0},{"$f":"TOU_CTabulation[[#This Row],[Base Value]]+TOU_CTabulation[[#This Row],[Over Value]]","v":0}]
[12,29,1,0,0,5,1,0,5,0,0,{"$f":"TOU_CTabulation[[#This Row],[AC System Output (W)]]/1000","v":0},{"$f":"IF(A8717=TOU_CTabulation[[#This Row],[Month]],M8717+TOU_CTabulation[[#This Row],[AC System Output (kW)]],TOU_CTabulation[[#This Row],[AC System Output (kW)]])","v":316.51567099999988},{"$f":"VLOOKUP(TOU_CTabulation[[#This Row],[Month]],Season,2)","v":"Winter"},{"$f":"VLOOKUP(TOU_CTabulation[[#This Row],[Season]],CRate,2)","v":10.5},{"$f":"IF(A8719>TOU_CTabulation[[#This Row],[Month]],TOU_CTabulation[[#This Row],[Day]]*TOU_CTabulation[[#This Row],[Base Allow]],0)","v":0},{"$f":"IF(A8719>TOU_CTabulation[[#This Row],[Month]],TOU_CTabulation[[#This Row],[Month Cumm]],0)","v":0},{"$f":"IF(TOU_CTabulation[[#This Row],[Month Base Gen]]=0,0,TOU_CTabulation[[#This Row],[Month Base Gen]]-TOU_CTabulation[[#This Row],[Day]]*TOU_CTabulation[[#This Row],[Base Allow]])","v":0},{"$f":"VLOOKUP(TOU_CTabulation[[#This Row],[Hour]],daypart,2)","v":"All"},{"$f":"TOU_CTabulation[[#This Row],[Season]]&TOU_CTabulation[[#This Row],[Day-Part]]","v":"WinterAll"},{"$f":"VLOOKUP(TOU_CTabulation[[#This Row],[Daypart]],TOUC,2)","v":0.25901999999999997},{"$f":"VLOOKUP(TOU_CTabulation[[#This Row],[Daypart]],TOUC,3)","v":0.32596000000000003},{"$f":"TOU_CTabulation[[#This Row],[Month Base Allow]]*TOU_CTabulation[[#This Row],[Base Rate]]","v":0},{"$f":"TOU_CTabulation[[#This Row],[Month Overbase Gen]]*TOU_CTabulation[[#This Row],[Over Rate]]","v":0},{"$f":"TOU_CTabulation[[#This Row],[Base Value]]+TOU_CTabulation[[#This Row],[Over Value]]","v":0}]
[12,29,2,0,0,4,1,0,4,0,0,{"$f":"TOU_CTabulation[[#This Row],[AC System Output (W)]]/1000","v":0},{"$f":"IF(A8718=TOU_CTabulation[[#This Row],[Month]],M8718+TOU_CTabulation[[#This Row],[AC System Output (kW)]],TOU_CTabulation[[#This Row],[AC System Output (kW)]])","v":316.51567099999988},{"$f":"VLOOKUP(TOU_CTabulation[[#This Row],[Month]],Season,2)","v":"Winter"},{"$f":"VLOOKUP(TOU_CTabulation[[#This Row],[Season]],CRate,2)","v":10.5},{"$f":"IF(A8720>TOU_CTabulation[[#This Row],[Month]],TOU_CTabulation[[#This Row],[Day]]*TOU_CTabulation[[#This Row],[Base Allow]],0)","v":0},{"$f":"IF(A8720>TOU_CTabulation[[#This Row],[Month]],TOU_CTabulation[[#This Row],[Month Cumm]],0)","v":0},{"$f":"IF(TOU_CTabulation[[#This Row],[Month Base Gen]]=0,0,TOU_CTabulation[[#This Row],[Month Base Gen]]-TOU_CTabulation[[#This Row],[Day]]*TOU_CTabulation[[#This Row],[Base Allow]])","v":0},{"$f":"VLOOKUP(TOU_CTabulation[[#This Row],[Hour]],daypart,2)","v":"All"},{"$f":"TOU_CTabulation[[#This Row],[Season]]&TOU_CTabulation[[#This Row],[Day-Part]]","v":"WinterAll"},{"$f":"VLOOKUP(TOU_CTabulation[[#This Row],[Daypart]],TOUC,2)","v":0.25901999999999997},{"$f":"VLOOKUP(TOU_CTabulation[[#This Row],[Daypart]],TOUC,3)","v":0.32596000000000003},{"$f":"TOU_CTabulation[[#This Row],[Month Base Allow]]*TOU_CTabulation[[#This Row],[Base Rate]]","v":0},{"$f":"TOU_CTabulation[[#This Row],[Month Overbase Gen]]*TOU_CTabulation[[#This Row],[Over Rate]]","v":0},{"$f":"TOU_CTabulation[[#This Row],[Base Value]]+TOU_CTabulation[[#This Row],[Over Value]]","v":0}]
[12,29,3,0,0,4,1,0,4,0,0,{"$f":"TOU_CTabulation[[#This Row],[AC System Output (W)]]/1000","v":0},{"$f":"IF(A8719=TOU_CTabulation[[#This Row],[Month]],M8719+TOU_CTabulation[[#This Row],[AC System Output (kW)]],TOU_CTabulation[[#This Row],[AC System Output (kW)]])","v":316.51567099999988},{"$f":"VLOOKUP(TOU_CTabulation[[#This Row],[Month]],Season,2)","v":"Winter"},{"$f":"VLOOKUP(TOU_CTabulation[[#This Row],[Season]],CRate,2)","v":10.5},{"$f":"IF(A8721>TOU_CTabulation[[#This Row],[Month]],TOU_CTabulation[[#This Row],[Day]]*TOU_CTabulation[[#This Row],[Base Allow]],0)","v":0},{"$f":"IF(A8721>TOU_CTabulation[[#This Row],[Month]],TOU_CTabulation[[#This Row],[Month Cumm]],0)","v":0},{"$f":"IF(TOU_CTabulation[[#This Row],[Month Base Gen]]=0,0,TOU_CTabulation[[#This Row],[Month Base Gen]]-TOU_CTabulation[[#This Row],[Day]]*TOU_CTabulation[[#This Row],[Base Allow]])","v":0},{"$f":"VLOOKUP(TOU_CTabulation[[#This Row],[Hour]],daypart,2)","v":"All"},{"$f":"TOU_CTabulation[[#This Row],[Season]]&TOU_CTabulation[[#This Row],[Day-Part]]","v":"WinterAll"},{"$f":"VLOOKUP(TOU_CTabulation[[#This Row],[Daypart]],TOUC,2)","v":0.25901999999999997},{"$f":"VLOOKUP(TOU_CTabulation[[#This Row],[Daypart]],TOUC,3)","v":0.32596000000000003},{"$f":"TOU_CTabulation[[#This Row],[Month Base Allow]]*TOU_CTabulation[[#This Row],[Base Rate]]","v":0},{"$f":"TOU_CTabulation[[#This Row],[Month Overbase Gen]]*TOU_CTabulation[[#This Row],[Over Rate]]","v":0},{"$f":"TOU_CTabulation[[#This Row],[Base Value]]+TOU_CTabulation[[#This Row],[Over Value]]","v":0}]
[12,29,4,0,0,3,1,0,3,0,0,{"$f":"TOU_CTabulation[[#This Row],[AC System Output (W)]]/1000","v":0},{"$f":"IF(A8720=TOU_CTabulation[[#This Row],[Month]],M8720+TOU_CTabulation[[#This Row],[AC System Output (kW)]],TOU_CTabulation[[#This Row],[AC System Output (kW)]])","v":316.51567099999988},{"$f":"VLOOKUP(TOU_CTabulation[[#This Row],[Month]],Season,2)","v":"Winter"},{"$f":"VLOOKUP(TOU_CTabulation[[#This Row],[Season]],CRate,2)","v":10.5},{"$f":"IF(A8722>TOU_CTabulation[[#This Row],[Month]],TOU_CTabulation[[#This Row],[Day]]*TOU_CTabulation[[#This Row],[Base Allow]],0)","v":0},{"$f":"IF(A8722>TOU_CTabulation[[#This Row],[Month]],TOU_CTabulation[[#This Row],[Month Cumm]],0)","v":0},{"$f":"IF(TOU_CTabulation[[#This Row],[Month Base Gen]]=0,0,TOU_CTabulation[[#This Row],[Month Base Gen]]-TOU_CTabulation[[#This Row],[Day]]*TOU_CTabulation[[#This Row],[Base Allow]])","v":0},{"$f":"VLOOKUP(TOU_CTabulation[[#This Row],[Hour]],daypart,2)","v":"All"},{"$f":"TOU_CTabulation[[#This Row],[Season]]&TOU_CTabulation[[#This Row],[Day-Part]]","v":"WinterAll"},{"$f":"VLOOKUP(TOU_CTabulation[[#This Row],[Daypart]],TOUC,2)","v":0.25901999999999997},{"$f":"VLOOKUP(TOU_CTabulation[[#This Row],[Daypart]],TOUC,3)","v":0.32596000000000003},{"$f":"TOU_CTabulation[[#This Row],[Month Base Allow]]*TOU_CTabulation[[#This Row],[Base Rate]]","v":0},{"$f":"TOU_CTabulation[[#This Row],[Month Overbase Gen]]*TOU_CTabulation[[#This Row],[Over Rate]]","v":0},{"$f":"TOU_CTabulation[[#This Row],[Base Value]]+TOU_CTabulation[[#This Row],[Over Value]]","v":0}]
[12,29,5,0,0,3,1,0,3,0,0,{"$f":"TOU_CTabulation[[#This Row],[AC System Output (W)]]/1000","v":0},{"$f":"IF(A8721=TOU_CTabulation[[#This Row],[Month]],M8721+TOU_CTabulation[[#This Row],[AC System Output (kW)]],TOU_CTabulation[[#This Row],[AC System Output (kW)]])","v":316.51567099999988},{"$f":"VLOOKUP(TOU_CTabulation[[#This Row],[Month]],Season,2)","v":"Winter"},{"$f":"VLOOKUP(TOU_CTabulation[[#This Row],[Season]],CRate,2)","v":10.5},{"$f":"IF(A8723>TOU_CTabulation[[#This Row],[Month]],TOU_CTabulation[[#This Row],[Day]]*TOU_CTabulation[[#This Row],[Base Allow]],0)","v":0},{"$f":"IF(A8723>TOU_CTabulation[[#This Row],[Month]],TOU_CTabulation[[#This Row],[Month Cumm]],0)","v":0},{"$f":"IF(TOU_CTabulation[[#This Row],[Month Base Gen]]=0,0,TOU_CTabulation[[#This Row],[Month Base Gen]]-TOU_CTabulation[[#This Row],[Day]]*TOU_CTabulation[[#This Row],[Base Allow]])","v":0},{"$f":"VLOOKUP(TOU_CTabulation[[#This Row],[Hour]],daypart,2)","v":"All"},{"$f":"TOU_CTabulation[[#This Row],[Season]]&TOU_CTabulation[[#This Row],[Day-Part]]","v":"WinterAll"},{"$f":"VLOOKUP(TOU_CTabulation[[#This Row],[Daypart]],TOUC,2)","v":0.25901999999999997},{"$f":"VLOOKUP(TOU_CTabulation[[#This Row],[Daypart]],TOUC,3)","v":0.32596000000000003},{"$f":"TOU_CTabulation[[#This Row],[Month Base Allow]]*TOU_CTabulation[[#This Row],[Base Rate]]","v":0},{"$f":"TOU_CTabulation[[#This Row],[Month Overbase Gen]]*TOU_CTabulation[[#This Row],[Over Rate]]","v":0},{"$f":"TOU_CTabulation[[#This Row],[Base Value]]+TOU_CTabulation[[#This Row],[Over Value]]","v":0}]
[12,29,6,0,0,3,1,0,3,0,0,{"$f":"TOU_CTabulation[[#This Row],[AC System Output (W)]]/1000","v":0},{"$f":"IF(A8722=TOU_CTabulation[[#This Row],[Month]],M8722+TOU_CTabulation[[#This Row],[AC System Output (kW)]],TOU_CTabulation[[#This Row],[AC System Output (kW)]])","v":316.51567099999988},{"$f":"VLOOKUP(TOU_CTabulation[[#This Row],[Month]],Season,2)","v":"Winter"},{"$f":"VLOOKUP(TOU_CTabulation[[#This Row],[Season]],CRate,2)","v":10.5},{"$f":"IF(A8724>TOU_CTabulation[[#This Row],[Month]],TOU_CTabulation[[#This Row],[Day]]*TOU_CTabulation[[#This Row],[Base Allow]],0)","v":0},{"$f":"IF(A8724>TOU_CTabulation[[#This Row],[Month]],TOU_CTabulation[[#This Row],[Month Cumm]],0)","v":0},{"$f":"IF(TOU_CTabulation[[#This Row],[Month Base Gen]]=0,0,TOU_CTabulation[[#This Row],[Month Base Gen]]-TOU_CTabulation[[#This Row],[Day]]*TOU_CTabulation[[#This Row],[Base Allow]])","v":0},{"$f":"VLOOKUP(TOU_CTabulation[[#This Row],[Hour]],daypart,2)","v":"All"},{"$f":"TOU_CTabulation[[#This Row],[Season]]&TOU_CTabulation[[#This Row],[Day-Part]]","v":"WinterAll"},{"$f":"VLOOKUP(TOU_CTabulation[[#This Row],[Daypart]],TOUC,2)","v":0.25901999999999997},{"$f":"VLOOKUP(TOU_CTabulation[[#This Row],[Daypart]],TOUC,3)","v":0.32596000000000003},{"$f":"TOU_CTabulation[[#This Row],[Month Base Allow]]*TOU_CTabulation[[#This Row],[Base Rate]]","v":0},{"$f":"TOU_CTabulation[[#This Row],[Month Overbase Gen]]*TOU_CTabulation[[#This Row],[Over Rate]]","v":0},{"$f":"TOU_CTabulation[[#This Row],[Base Value]]+TOU_CTabulation[[#This Row],[Over Value]]","v":0}]
[12,29,7,200,18,4,1,79.212999999999994,4.3890000000000002,253.65799999999999,228.39,{"$f":"TOU_CTabulation[[#This Row],[AC System Output (W)]]/1000","v":0.22838999999999998},{"$f":"IF(A8723=TOU_CTabulation[[#This Row],[Month]],M8723+TOU_CTabulation[[#This Row],[AC System Output (kW)]],TOU_CTabulation[[#This Row],[AC System Output (kW)]])","v":316.74406099999987},{"$f":"VLOOKUP(TOU_CTabulation[[#This Row],[Month]],Season,2)","v":"Winter"},{"$f":"VLOOKUP(TOU_CTabulation[[#This Row],[Season]],CRate,2)","v":10.5},{"$f":"IF(A8725>TOU_CTabulation[[#This Row],[Month]],TOU_CTabulation[[#This Row],[Day]]*TOU_CTabulation[[#This Row],[Base Allow]],0)","v":0},{"$f":"IF(A8725>TOU_CTabulation[[#This Row],[Month]],TOU_CTabulation[[#This Row],[Month Cumm]],0)","v":0},{"$f":"IF(TOU_CTabulation[[#This Row],[Month Base Gen]]=0,0,TOU_CTabulation[[#This Row],[Month Base Gen]]-TOU_CTabulation[[#This Row],[Day]]*TOU_CTabulation[[#This Row],[Base Allow]])","v":0},{"$f":"VLOOKUP(TOU_CTabulation[[#This Row],[Hour]],daypart,2)","v":"All"},{"$f":"TOU_CTabulation[[#This Row],[Season]]&TOU_CTabulation[[#This Row],[Day-Part]]","v":"WinterAll"},{"$f":"VLOOKUP(TOU_CTabulation[[#This Row],[Daypart]],TOUC,2)","v":0.25901999999999997},{"$f":"VLOOKUP(TOU_CTabulation[[#This Row],[Daypart]],TOUC,3)","v":0.32596000000000003},{"$f":"TOU_CTabulation[[#This Row],[Month Base Allow]]*TOU_CTabulation[[#This Row],[Base Rate]]","v":0},{"$f":"TOU_CTabulation[[#This Row],[Month Overbase Gen]]*TOU_CTabulation[[#This Row],[Over Rate]]","v":0},{"$f":"TOU_CTabulation[[#This Row],[Base Value]]+TOU_CTabulation[[#This Row],[Over Value]]","v":0}]
[12,29,8,601,54,7,2,327.83,14.31,1102.2660000000001,1056.3879999999999,{"$f":"TOU_CTabulation[[#This Row],[AC System Output (W)]]/1000","v":1.0563879999999999},{"$f":"IF(A8724=TOU_CTabulation[[#This Row],[Month]],M8724+TOU_CTabulation[[#This Row],[AC System Output (kW)]],TOU_CTabulation[[#This Row],[AC System Output (kW)]])","v":317.8004489999999},{"$f":"VLOOKUP(TOU_CTabulation[[#This Row],[Month]],Season,2)","v":"Winter"},{"$f":"VLOOKUP(TOU_CTabulation[[#This Row],[Season]],CRate,2)","v":10.5},{"$f":"IF(A8726>TOU_CTabulation[[#This Row],[Month]],TOU_CTabulation[[#This Row],[Day]]*TOU_CTabulation[[#This Row],[Base Allow]],0)","v":0},{"$f":"IF(A8726>TOU_CTabulation[[#This Row],[Month]],TOU_CTabulation[[#This Row],[Month Cumm]],0)","v":0},{"$f":"IF(TOU_CTabulation[[#This Row],[Month Base Gen]]=0,0,TOU_CTabulation[[#This Row],[Month Base Gen]]-TOU_CTabulation[[#This Row],[Day]]*TOU_CTabulation[[#This Row],[Base Allow]])","v":0},{"$f":"VLOOKUP(TOU_CTabulation[[#This Row],[Hour]],daypart,2)","v":"All"},{"$f":"TOU_CTabulation[[#This Row],[Season]]&TOU_CTabulation[[#This Row],[Day-Part]]","v":"WinterAll"},{"$f":"VLOOKUP(TOU_CTabulation[[#This Row],[Daypart]],TOUC,2)","v":0.25901999999999997},{"$f":"VLOOKUP(TOU_CTabulation[[#This Row],[Daypart]],TOUC,3)","v":0.32596000000000003},{"$f":"TOU_CTabulation[[#This Row],[Month Base Allow]]*TOU_CTabulation[[#This Row],[Base Rate]]","v":0},{"$f":"TOU_CTabulation[[#This Row],[Month Overbase Gen]]*TOU_CTabulation[[#This Row],[Over Rate]]","v":0},{"$f":"TOU_CTabulation[[#This Row],[Base Value]]+TOU_CTabulation[[#This Row],[Over Value]]","v":0}]
[12,29,9,764,71,9,1,543.60699999999997,25.704999999999998,1815.271,1746.9010000000001,{"$f":"TOU_CTabulation[[#This Row],[AC System Output (W)]]/1000","v":1.746901},{"$f":"IF(A8725=TOU_CTabulation[[#This Row],[Month]],M8725+TOU_CTabulation[[#This Row],[AC System Output (kW)]],TOU_CTabulation[[#This Row],[AC System Output (kW)]])","v":319.54734999999988},{"$f":"VLOOKUP(TOU_CTabulation[[#This Row],[Month]],Season,2)","v":"Winter"},{"$f":"VLOOKUP(TOU_CTabulation[[#This Row],[Season]],CRate,2)","v":10.5},{"$f":"IF(A8727>TOU_CTabulation[[#This Row],[Month]],TOU_CTabulation[[#This Row],[Day]]*TOU_CTabulation[[#This Row],[Base Allow]],0)","v":0},{"$f":"IF(A8727>TOU_CTabulation[[#This Row],[Month]],TOU_CTabulation[[#This Row],[Month Cumm]],0)","v":0},{"$f":"IF(TOU_CTabulation[[#This Row],[Month Base Gen]]=0,0,TOU_CTabulation[[#This Row],[Month Base Gen]]-TOU_CTabulation[[#This Row],[Day]]*TOU_CTabulation[[#This Row],[Base Allow]])","v":0},{"$f":"VLOOKUP(TOU_CTabulation[[#This Row],[Hour]],daypart,2)","v":"All"},{"$f":"TOU_CTabulation[[#This Row],[Season]]&TOU_CTabulation[[#This Row],[Day-Part]]","v":"WinterAll"},{"$f":"VLOOKUP(TOU_CTabulation[[#This Row],[Daypart]],TOUC,2)","v":0.25901999999999997},{"$f":"VLOOKUP(TOU_CTabulation[[#This Row],[Daypart]],TOUC,3)","v":0.32596000000000003},{"$f":"TOU_CTabulation[[#This Row],[Month Base Allow]]*TOU_CTabulation[[#This Row],[Base Rate]]","v":0},{"$f":"TOU_CTabulation[[#This Row],[Month Overbase Gen]]*TOU_CTabulation[[#This Row],[Over Rate]]","v":0},{"$f":"TOU_CTabulation[[#This Row],[Base Value]]+TOU_CTabulation[[#This Row],[Over Value]]","v":0}]
[12,29,10,840,79,11,1,700.48299999999995,33.265000000000001,2290.076,2204.107,{"$f":"TOU_CTabulation[[#This Row],[AC System Output (W)]]/1000","v":2.204107},{"$f":"IF(A8726=TOU_CTabulation[[#This Row],[Month]],M8726+TOU_CTabulation[[#This Row],[AC System Output (kW)]],TOU_CTabulation[[#This Row],[AC System Output (kW)]])","v":321.7514569999999},{"$f":"VLOOKUP(TOU_CTabulation[[#This Row],[Month]],Season,2)","v":"Winter"},{"$f":"VLOOKUP(TOU_CTabulation[[#This Row],[Season]],CRate,2)","v":10.5},{"$f":"IF(A8728>TOU_CTabulation[[#This Row],[Month]],TOU_CTabulation[[#This Row],[Day]]*TOU_CTabulation[[#This Row],[Base Allow]],0)","v":0},{"$f":"IF(A8728>TOU_CTabulation[[#This Row],[Month]],TOU_CTabulation[[#This Row],[Month Cumm]],0)","v":0},{"$f":"IF(TOU_CTabulation[[#This Row],[Month Base Gen]]=0,0,TOU_CTabulation[[#This Row],[Month Base Gen]]-TOU_CTabulation[[#This Row],[Day]]*TOU_CTabulation[[#This Row],[Base Allow]])","v":0},{"$f":"VLOOKUP(TOU_CTabulation[[#This Row],[Hour]],daypart,2)","v":"All"},{"$f":"TOU_CTabulation[[#This Row],[Season]]&TOU_CTabulation[[#This Row],[Day-Part]]","v":"WinterAll"},{"$f":"VLOOKUP(TOU_CTabulation[[#This Row],[Daypart]],TOUC,2)","v":0.25901999999999997},{"$f":"VLOOKUP(TOU_CTabulation[[#This Row],[Daypart]],TOUC,3)","v":0.32596000000000003},{"$f":"TOU_CTabulation[[#This Row],[Month Base Allow]]*TOU_CTabulation[[#This Row],[Base Rate]]","v":0},{"$f":"TOU_CTabulation[[#This Row],[Month Overbase Gen]]*TOU_CTabulation[[#This Row],[Over Rate]]","v":0},{"$f":"TOU_CTabulation[[#This Row],[Base Value]]+TOU_CTabulation[[#This Row],[Over Value]]","v":0}]
[12,29,11,869,84,11,1,784.39400000000001,36.362000000000002,2537.3020000000001,2441.3409999999999,{"$f":"TOU_CTabulation[[#This Row],[AC System Output (W)]]/1000","v":2.441341},{"$f":"IF(A8727=TOU_CTabulation[[#This Row],[Month]],M8727+TOU_CTabulation[[#This Row],[AC System Output (kW)]],TOU_CTabulation[[#This Row],[AC System Output (kW)]])","v":324.19279799999993},{"$f":"VLOOKUP(TOU_CTabulation[[#This Row],[Month]],Season,2)","v":"Winter"},{"$f":"VLOOKUP(TOU_CTabulation[[#This Row],[Season]],CRate,2)","v":10.5},{"$f":"IF(A8729>TOU_CTabulation[[#This Row],[Month]],TOU_CTabulation[[#This Row],[Day]]*TOU_CTabulation[[#This Row],[Base Allow]],0)","v":0},{"$f":"IF(A8729>TOU_CTabulation[[#This Row],[Month]],TOU_CTabulation[[#This Row],[Month Cumm]],0)","v":0},{"$f":"IF(TOU_CTabulation[[#This Row],[Month Base Gen]]=0,0,TOU_CTabulation[[#This Row],[Month Base Gen]]-TOU_CTabulation[[#This Row],[Day]]*TOU_CTabulation[[#This Row],[Base Allow]])","v":0},{"$f":"VLOOKUP(TOU_CTabulation[[#This Row],[Hour]],daypart,2)","v":"All"},{"$f":"TOU_CTabulation[[#This Row],[Season]]&TOU_CTabulation[[#This Row],[Day-Part]]","v":"WinterAll"},{"$f":"VLOOKUP(TOU_CTabulation[[#This Row],[Daypart]],TOUC,2)","v":0.25901999999999997},{"$f":"VLOOKUP(TOU_CTabulation[[#This Row],[Daypart]],TOUC,3)","v":0.32596000000000003},{"$f":"TOU_CTabulation[[#This Row],[Month Base Allow]]*TOU_CTabulation[[#This Row],[Base Rate]]","v":0},{"$f":"TOU_CTabulation[[#This Row],[Month Overbase Gen]]*TOU_CTabulation[[#This Row],[Over Rate]]","v":0},{"$f":"TOU_CTabulation[[#This Row],[Base Value]]+TOU_CTabulation[[#This Row],[Over Value]]","v":0}]
[12,29,12,872,83,12,0,790.36099999999999,43.881999999999998,2461.8580000000002,2369.0059999999999,{"$f":"TOU_CTabulation[[#This Row],[AC System Output (W)]]/1000","v":2.3690059999999997},{"$f":"IF(A8728=TOU_CTabulation[[#This Row],[Month]],M8728+TOU_CTabulation[[#This Row],[AC System Output (kW)]],TOU_CTabulation[[#This Row],[AC System Output (kW)]])","v":326.56180399999994},{"$f":"VLOOKUP(TOU_CTabulation[[#This Row],[Month]],Season,2)","v":"Winter"},{"$f":"VLOOKUP(TOU_CTabulation[[#This Row],[Season]],CRate,2)","v":10.5},{"$f":"IF(A8730>TOU_CTabulation[[#This Row],[Month]],TOU_CTabulation[[#This Row],[Day]]*TOU_CTabulation[[#This Row],[Base Allow]],0)","v":0},{"$f":"IF(A8730>TOU_CTabulation[[#This Row],[Month]],TOU_CTabulation[[#This Row],[Month Cumm]],0)","v":0},{"$f":"IF(TOU_CTabulation[[#This Row],[Month Base Gen]]=0,0,TOU_CTabulation[[#This Row],[Month Base Gen]]-TOU_CTabulation[[#This Row],[Day]]*TOU_CTabulation[[#This Row],[Base Allow]])","v":0},{"$f":"VLOOKUP(TOU_CTabulation[[#This Row],[Hour]],daypart,2)","v":"All"},{"$f":"TOU_CTabulation[[#This Row],[Season]]&TOU_CTabulation[[#This Row],[Day-Part]]","v":"WinterAll"},{"$f":"VLOOKUP(TOU_CTabulation[[#This Row],[Daypart]],TOUC,2)","v":0.25901999999999997},{"$f":"VLOOKUP(TOU_CTabulation[[#This Row],[Daypart]],TOUC,3)","v":0.32596000000000003},{"$f":"TOU_CTabulation[[#This Row],[Month Base Allow]]*TOU_CTabulation[[#This Row],[Base Rate]]","v":0},{"$f":"TOU_CTabulation[[#This Row],[Month Overbase Gen]]*TOU_CTabulation[[#This Row],[Over Rate]]","v":0},{"$f":"TOU_CTabulation[[#This Row],[Base Value]]+TOU_CTabulation[[#This Row],[Over Value]]","v":0}]
[12,29,13,259,202,13,0,423.06599999999997,33.343000000000004,1390.441,1336.0419999999999,{"$f":"TOU_CTabulation[[#This Row],[AC System Output (W)]]/1000","v":1.336042},{"$f":"IF(A8729=TOU_CTabulation[[#This Row],[Month]],M8729+TOU_CTabulation[[#This Row],[AC System Output (kW)]],TOU_CTabulation[[#This Row],[AC System Output (kW)]])","v":327.89784599999996},{"$f":"VLOOKUP(TOU_CTabulation[[#This Row],[Month]],Season,2)","v":"Winter"},{"$f":"VLOOKUP(TOU_CTabulation[[#This Row],[Season]],CRate,2)","v":10.5},{"$f":"IF(A8731>TOU_CTabulation[[#This Row],[Month]],TOU_CTabulation[[#This Row],[Day]]*TOU_CTabulation[[#This Row],[Base Allow]],0)","v":0},{"$f":"IF(A8731>TOU_CTabulation[[#This Row],[Month]],TOU_CTabulation[[#This Row],[Month Cumm]],0)","v":0},{"$f":"IF(TOU_CTabulation[[#This Row],[Month Base Gen]]=0,0,TOU_CTabulation[[#This Row],[Month Base Gen]]-TOU_CTabulation[[#This Row],[Day]]*TOU_CTabulation[[#This Row],[Base Allow]])","v":0},{"$f":"VLOOKUP(TOU_CTabulation[[#This Row],[Hour]],daypart,2)","v":"All"},{"$f":"TOU_CTabulation[[#This Row],[Season]]&TOU_CTabulation[[#This Row],[Day-Part]]","v":"WinterAll"},{"$f":"VLOOKUP(TOU_CTabulation[[#This Row],[Daypart]],TOUC,2)","v":0.25901999999999997},{"$f":"VLOOKUP(TOU_CTabulation[[#This Row],[Daypart]],TOUC,3)","v":0.32596000000000003},{"$f":"TOU_CTabulation[[#This Row],[Month Base Allow]]*TOU_CTabulation[[#This Row],[Base Rate]]","v":0},{"$f":"TOU_CTabulation[[#This Row],[Month Overbase Gen]]*TOU_CTabulation[[#This Row],[Over Rate]]","v":0},{"$f":"TOU_CTabulation[[#This Row],[Base Value]]+TOU_CTabulation[[#This Row],[Over Value]]","v":0}]
[12,29,14,281,149,12,1,346.66899999999998,23.029,1187.2819999999999,1138.97,{"$f":"TOU_CTabulation[[#This Row],[AC System Output (W)]]/1000","v":1.13897},{"$f":"IF(A8730=TOU_CTabulation[[#This Row],[Month]],M8730+TOU_CTabulation[[#This Row],[AC System Output (kW)]],TOU_CTabulation[[#This Row],[AC System Output (kW)]])","v":329.03681599999993},{"$f":"VLOOKUP(TOU_CTabulation[[#This Row],[Month]],Season,2)","v":"Winter"},{"$f":"VLOOKUP(TOU_CTabulation[[#This Row],[Season]],CRate,2)","v":10.5},{"$f":"IF(A8732>TOU_CTabulation[[#This Row],[Month]],TOU_CTabulation[[#This Row],[Day]]*TOU_CTabulation[[#This Row],[Base Allow]],0)","v":0},{"$f":"IF(A8732>TOU_CTabulation[[#This Row],[Month]],TOU_CTabulation[[#This Row],[Month Cumm]],0)","v":0},{"$f":"IF(TOU_CTabulation[[#This Row],[Month Base Gen]]=0,0,TOU_CTabulation[[#This Row],[Month Base Gen]]-TOU_CTabulation[[#This Row],[Day]]*TOU_CTabulation[[#This Row],[Base Allow]])","v":0},{"$f":"VLOOKUP(TOU_CTabulation[[#This Row],[Hour]],daypart,2)","v":"All"},{"$f":"TOU_CTabulation[[#This Row],[Season]]&TOU_CTabulation[[#This Row],[Day-Part]]","v":"WinterAll"},{"$f":"VLOOKUP(TOU_CTabulation[[#This Row],[Daypart]],TOUC,2)","v":0.25901999999999997},{"$f":"VLOOKUP(TOU_CTabulation[[#This Row],[Daypart]],TOUC,3)","v":0.32596000000000003},{"$f":"TOU_CTabulation[[#This Row],[Month Base Allow]]*TOU_CTabulation[[#This Row],[Base Rate]]","v":0},{"$f":"TOU_CTabulation[[#This Row],[Month Overbase Gen]]*TOU_CTabulation[[#This Row],[Over Rate]]","v":0},{"$f":"TOU_CTabulation[[#This Row],[Base Value]]+TOU_CTabulation[[#This Row],[Over Value]]","v":0}]
[12,29,15,302,84,11,0,244.30500000000001,21.824999999999999,817.423,779.20899999999995,{"$f":"TOU_CTabulation[[#This Row],[AC System Output (W)]]/1000","v":0.77920899999999993},{"$f":"IF(A8731=TOU_CTabulation[[#This Row],[Month]],M8731+TOU_CTabulation[[#This Row],[AC System Output (kW)]],TOU_CTabulation[[#This Row],[AC System Output (kW)]])","v":329.81602499999991},{"$f":"VLOOKUP(TOU_CTabulation[[#This Row],[Month]],Season,2)","v":"Winter"},{"$f":"VLOOKUP(TOU_CTabulation[[#This Row],[Season]],CRate,2)","v":10.5},{"$f":"IF(A8733>TOU_CTabulation[[#This Row],[Month]],TOU_CTabulation[[#This Row],[Day]]*TOU_CTabulation[[#This Row],[Base Allow]],0)","v":0},{"$f":"IF(A8733>TOU_CTabulation[[#This Row],[Month]],TOU_CTabulation[[#This Row],[Month Cumm]],0)","v":0},{"$f":"IF(TOU_CTabulation[[#This Row],[Month Base Gen]]=0,0,TOU_CTabulation[[#This Row],[Month Base Gen]]-TOU_CTabulation[[#This Row],[Day]]*TOU_CTabulation[[#This Row],[Base Allow]])","v":0},{"$f":"VLOOKUP(TOU_CTabulation[[#This Row],[Hour]],daypart,2)","v":"All"},{"$f":"TOU_CTabulation[[#This Row],[Season]]&TOU_CTabulation[[#This Row],[Day-Part]]","v":"WinterAll"},{"$f":"VLOOKUP(TOU_CTabulation[[#This Row],[Daypart]],TOUC,2)","v":0.25901999999999997},{"$f":"VLOOKUP(TOU_CTabulation[[#This Row],[Daypart]],TOUC,3)","v":0.32596000000000003},{"$f":"TOU_CTabulation[[#This Row],[Month Base Allow]]*TOU_CTabulation[[#This Row],[Base Rate]]","v":0},{"$f":"TOU_CTabulation[[#This Row],[Month Overbase Gen]]*TOU_CTabulation[[#This Row],[Over Rate]]","v":0},{"$f":"TOU_CTabulation[[#This Row],[Base Value]]+TOU_CTabulation[[#This Row],[Over Value]]","v":0}]
[12,29,16,2,25,10,0,24.872,11.089,90.647000000000006,68.570999999999998,{"$f":"TOU_CTabulation[[#This Row],[AC System Output (W)]]/1000","v":6.8570999999999993E-2},{"$f":"IF(A8732=TOU_CTabulation[[#This Row],[Month]],M8732+TOU_CTabulation[[#This Row],[AC System Output (kW)]],TOU_CTabulation[[#This Row],[AC System Output (kW)]])","v":329.88459599999993},{"$f":"VLOOKUP(TOU_CTabulation[[#This Row],[Month]],Season,2)","v":"Winter"},{"$f":"VLOOKUP(TOU_CTabulation[[#This Row],[Season]],CRate,2)","v":10.5},{"$f":"IF(A8734>TOU_CTabulation[[#This Row],[Month]],TOU_CTabulation[[#This Row],[Day]]*TOU_CTabulation[[#This Row],[Base Allow]],0)","v":0},{"$f":"IF(A8734>TOU_CTabulation[[#This Row],[Month]],TOU_CTabulation[[#This Row],[Month Cumm]],0)","v":0},{"$f":"IF(TOU_CTabulation[[#This Row],[Month Base Gen]]=0,0,TOU_CTabulation[[#This Row],[Month Base Gen]]-TOU_CTabulation[[#This Row],[Day]]*TOU_CTabulation[[#This Row],[Base Allow]])","v":0},{"$f":"VLOOKUP(TOU_CTabulation[[#This Row],[Hour]],daypart,2)","v":"All"},{"$f":"TOU_CTabulation[[#This Row],[Season]]&TOU_CTabulation[[#This Row],[Day-Part]]","v":"WinterAll"},{"$f":"VLOOKUP(TOU_CTabulation[[#This Row],[Daypart]],TOUC,2)","v":0.25901999999999997},{"$f":"VLOOKUP(TOU_CTabulation[[#This Row],[Daypart]],TOUC,3)","v":0.32596000000000003},{"$f":"TOU_CTabulation[[#This Row],[Month Base Allow]]*TOU_CTabulation[[#This Row],[Base Rate]]","v":0},{"$f":"TOU_CTabulation[[#This Row],[Month Overbase Gen]]*TOU_CTabulation[[#This Row],[Over Rate]]","v":0},{"$f":"TOU_CTabulation[[#This Row],[Base Value]]+TOU_CTabulation[[#This Row],[Over Value]]","v":0}]
[12,29,17,0,0,8,0,0,8,0,0,{"$f":"TOU_CTabulation[[#This Row],[AC System Output (W)]]/1000","v":0},{"$f":"IF(A8733=TOU_CTabulation[[#This Row],[Month]],M8733+TOU_CTabulation[[#This Row],[AC System Output (kW)]],TOU_CTabulation[[#This Row],[AC System Output (kW)]])","v":329.88459599999993},{"$f":"VLOOKUP(TOU_CTabulation[[#This Row],[Month]],Season,2)","v":"Winter"},{"$f":"VLOOKUP(TOU_CTabulation[[#This Row],[Season]],CRate,2)","v":10.5},{"$f":"IF(A8735>TOU_CTabulation[[#This Row],[Month]],TOU_CTabulation[[#This Row],[Day]]*TOU_CTabulation[[#This Row],[Base Allow]],0)","v":0},{"$f":"IF(A8735>TOU_CTabulation[[#This Row],[Month]],TOU_CTabulation[[#This Row],[Month Cumm]],0)","v":0},{"$f":"IF(TOU_CTabulation[[#This Row],[Month Base Gen]]=0,0,TOU_CTabulation[[#This Row],[Month Base Gen]]-TOU_CTabulation[[#This Row],[Day]]*TOU_CTabulation[[#This Row],[Base Allow]])","v":0},{"$f":"VLOOKUP(TOU_CTabulation[[#This Row],[Hour]],daypart,2)","v":"All"},{"$f":"TOU_CTabulation[[#This Row],[Season]]&TOU_CTabulation[[#This Row],[Day-Part]]","v":"WinterAll"},{"$f":"VLOOKUP(TOU_CTabulation[[#This Row],[Daypart]],TOUC,2)","v":0.25901999999999997},{"$f":"VLOOKUP(TOU_CTabulation[[#This Row],[Daypart]],TOUC,3)","v":0.32596000000000003},{"$f":"TOU_CTabulation[[#This Row],[Month Base Allow]]*TOU_CTabulation[[#This Row],[Base Rate]]","v":0},{"$f":"TOU_CTabulation[[#This Row],[Month Overbase Gen]]*TOU_CTabulation[[#This Row],[Over Rate]]","v":0},{"$f":"TOU_CTabulation[[#This Row],[Base Value]]+TOU_CTabulation[[#This Row],[Over Value]]","v":0}]
[12,29,18,0,0,8,0,0,8,0,0,{"$f":"TOU_CTabulation[[#This Row],[AC System Output (W)]]/1000","v":0},{"$f":"IF(A8734=TOU_CTabulation[[#This Row],[Month]],M8734+TOU_CTabulation[[#This Row],[AC System Output (kW)]],TOU_CTabulation[[#This Row],[AC System Output (kW)]])","v":329.88459599999993},{"$f":"VLOOKUP(TOU_CTabulation[[#This Row],[Month]],Season,2)","v":"Winter"},{"$f":"VLOOKUP(TOU_CTabulation[[#This Row],[Season]],CRate,2)","v":10.5},{"$f":"IF(A8736>TOU_CTabulation[[#This Row],[Month]],TOU_CTabulation[[#This Row],[Day]]*TOU_CTabulation[[#This Row],[Base Allow]],0)","v":0},{"$f":"IF(A8736>TOU_CTabulation[[#This Row],[Month]],TOU_CTabulation[[#This Row],[Month Cumm]],0)","v":0},{"$f":"IF(TOU_CTabulation[[#This Row],[Month Base Gen]]=0,0,TOU_CTabulation[[#This Row],[Month Base Gen]]-TOU_CTabulation[[#This Row],[Day]]*TOU_CTabulation[[#This Row],[Base Allow]])","v":0},{"$f":"VLOOKUP(TOU_CTabulation[[#This Row],[Hour]],daypart,2)","v":"All"},{"$f":"TOU_CTabulation[[#This Row],[Season]]&TOU_CTabulation[[#This Row],[Day-Part]]","v":"WinterAll"},{"$f":"VLOOKUP(TOU_CTabulation[[#This Row],[Daypart]],TOUC,2)","v":0.25901999999999997},{"$f":"VLOOKUP(TOU_CTabulation[[#This Row],[Daypart]],TOUC,3)","v":0.32596000000000003},{"$f":"TOU_CTabulation[[#This Row],[Month Base Allow]]*TOU_CTabulation[[#This Row],[Base Rate]]","v":0},{"$f":"TOU_CTabulation[[#This Row],[Month Overbase Gen]]*TOU_CTabulation[[#This Row],[Over Rate]]","v":0},{"$f":"TOU_CTabulation[[#This Row],[Base Value]]+TOU_CTabulation[[#This Row],[Over Value]]","v":0}]
[12,29,19,0,0,7,0,0,7,0,0,{"$f":"TOU_CTabulation[[#This Row],[AC System Output (W)]]/1000","v":0},{"$f":"IF(A8735=TOU_CTabulation[[#This Row],[Month]],M8735+TOU_CTabulation[[#This Row],[AC System Output (kW)]],TOU_CTabulation[[#This Row],[AC System Output (kW)]])","v":329.88459599999993},{"$f":"VLOOKUP(TOU_CTabulation[[#This Row],[Month]],Season,2)","v":"Winter"},{"$f":"VLOOKUP(TOU_CTabulation[[#This Row],[Season]],CRate,2)","v":10.5},{"$f":"IF(A8737>TOU_CTabulation[[#This Row],[Month]],TOU_CTabulation[[#This Row],[Day]]*TOU_CTabulation[[#This Row],[Base Allow]],0)","v":0},{"$f":"IF(A8737>TOU_CTabulation[[#This Row],[Month]],TOU_CTabulation[[#This Row],[Month Cumm]],0)","v":0},{"$f":"IF(TOU_CTabulation[[#This Row],[Month Base Gen]]=0,0,TOU_CTabulation[[#This Row],[Month Base Gen]]-TOU_CTabulation[[#This Row],[Day]]*TOU_CTabulation[[#This Row],[Base Allow]])","v":0},{"$f":"VLOOKUP(TOU_CTabulation[[#This Row],[Hour]],daypart,2)","v":"All"},{"$f":"TOU_CTabulation[[#This Row],[Season]]&TOU_CTabulation[[#This Row],[Day-Part]]","v":"WinterAll"},{"$f":"VLOOKUP(TOU_CTabulation[[#This Row],[Daypart]],TOUC,2)","v":0.25901999999999997},{"$f":"VLOOKUP(TOU_CTabulation[[#This Row],[Daypart]],TOUC,3)","v":0.32596000000000003},{"$f":"TOU_CTabulation[[#This Row],[Month Base Allow]]*TOU_CTabulation[[#This Row],[Base Rate]]","v":0},{"$f":"TOU_CTabulation[[#This Row],[Month Overbase Gen]]*TOU_CTabulation[[#This Row],[Over Rate]]","v":0},{"$f":"TOU_CTabulation[[#This Row],[Base Value]]+TOU_CTabulation[[#This Row],[Over Value]]","v":0}]
[12,29,20,0,0,7,0,0,7,0,0,{"$f":"TOU_CTabulation[[#This Row],[AC System Output (W)]]/1000","v":0},{"$f":"IF(A8736=TOU_CTabulation[[#This Row],[Month]],M8736+TOU_CTabulation[[#This Row],[AC System Output (kW)]],TOU_CTabulation[[#This Row],[AC System Output (kW)]])","v":329.88459599999993},{"$f":"VLOOKUP(TOU_CTabulation[[#This Row],[Month]],Season,2)","v":"Winter"},{"$f":"VLOOKUP(TOU_CTabulation[[#This Row],[Season]],CRate,2)","v":10.5},{"$f":"IF(A8738>TOU_CTabulation[[#This Row],[Month]],TOU_CTabulation[[#This Row],[Day]]*TOU_CTabulation[[#This Row],[Base Allow]],0)","v":0},{"$f":"IF(A8738>TOU_CTabulation[[#This Row],[Month]],TOU_CTabulation[[#This Row],[Month Cumm]],0)","v":0},{"$f":"IF(TOU_CTabulation[[#This Row],[Month Base Gen]]=0,0,TOU_CTabulation[[#This Row],[Month Base Gen]]-TOU_CTabulation[[#This Row],[Day]]*TOU_CTabulation[[#This Row],[Base Allow]])","v":0},{"$f":"VLOOKUP(TOU_CTabulation[[#This Row],[Hour]],daypart,2)","v":"All"},{"$f":"TOU_CTabulation[[#This Row],[Season]]&TOU_CTabulation[[#This Row],[Day-Part]]","v":"WinterAll"},{"$f":"VLOOKUP(TOU_CTabulation[[#This Row],[Daypart]],TOUC,2)","v":0.25901999999999997},{"$f":"VLOOKUP(TOU_CTabulation[[#This Row],[Daypart]],TOUC,3)","v":0.32596000000000003},{"$f":"TOU_CTabulation[[#This Row],[Month Base Allow]]*TOU_CTabulation[[#This Row],[Base Rate]]","v":0},{"$f":"TOU_CTabulation[[#This Row],[Month Overbase Gen]]*TOU_CTabulation[[#This Row],[Over Rate]]","v":0},{"$f":"TOU_CTabulation[[#This Row],[Base Value]]+TOU_CTabulation[[#This Row],[Over Value]]","v":0}]
[12,29,21,0,0,7,0,0,7,0,0,{"$f":"TOU_CTabulation[[#This Row],[AC System Output (W)]]/1000","v":0},{"$f":"IF(A8737=TOU_CTabulation[[#This Row],[Month]],M8737+TOU_CTabulation[[#This Row],[AC System Output (kW)]],TOU_CTabulation[[#This Row],[AC System Output (kW)]])","v":329.88459599999993},{"$f":"VLOOKUP(TOU_CTabulation[[#This Row],[Month]],Season,2)","v":"Winter"},{"$f":"VLOOKUP(TOU_CTabulation[[#This Row],[Season]],CRate,2)","v":10.5},{"$f":"IF(A8739>TOU_CTabulation[[#This Row],[Month]],TOU_CTabulation[[#This Row],[Day]]*TOU_CTabulation[[#This Row],[Base Allow]],0)","v":0},{"$f":"IF(A8739>TOU_CTabulation[[#This Row],[Month]],TOU_CTabulation[[#This Row],[Month Cumm]],0)","v":0},{"$f":"IF(TOU_CTabulation[[#This Row],[Month Base Gen]]=0,0,TOU_CTabulation[[#This Row],[Month Base Gen]]-TOU_CTabulation[[#This Row],[Day]]*TOU_CTabulation[[#This Row],[Base Allow]])","v":0},{"$f":"VLOOKUP(TOU_CTabulation[[#This Row],[Hour]],daypart,2)","v":"All"},{"$f":"TOU_CTabulation[[#This Row],[Season]]&TOU_CTabulation[[#This Row],[Day-Part]]","v":"WinterAll"},{"$f":"VLOOKUP(TOU_CTabulation[[#This Row],[Daypart]],TOUC,2)","v":0.25901999999999997},{"$f":"VLOOKUP(TOU_CTabulation[[#This Row],[Daypart]],TOUC,3)","v":0.32596000000000003},{"$f":"TOU_CTabulation[[#This Row],[Month Base Allow]]*TOU_CTabulation[[#This Row],[Base Rate]]","v":0},{"$f":"TOU_CTabulation[[#This Row],[Month Overbase Gen]]*TOU_CTabulation[[#This Row],[Over Rate]]","v":0},{"$f":"TOU_CTabulation[[#This Row],[Base Value]]+TOU_CTabulation[[#This Row],[Over Value]]","v":0}]
[12,29,22,0,0,8,0,0,8,0,0,{"$f":"TOU_CTabulation[[#This Row],[AC System Output (W)]]/1000","v":0},{"$f":"IF(A8738=TOU_CTabulation[[#This Row],[Month]],M8738+TOU_CTabulation[[#This Row],[AC System Output (kW)]],TOU_CTabulation[[#This Row],[AC System Output (kW)]])","v":329.88459599999993},{"$f":"VLOOKUP(TOU_CTabulation[[#This Row],[Month]],Season,2)","v":"Winter"},{"$f":"VLOOKUP(TOU_CTabulation[[#This Row],[Season]],CRate,2)","v":10.5},{"$f":"IF(A8740>TOU_CTabulation[[#This Row],[Month]],TOU_CTabulation[[#This Row],[Day]]*TOU_CTabulation[[#This Row],[Base Allow]],0)","v":0},{"$f":"IF(A8740>TOU_CTabulation[[#This Row],[Month]],TOU_CTabulation[[#This Row],[Month Cumm]],0)","v":0},{"$f":"IF(TOU_CTabulation[[#This Row],[Month Base Gen]]=0,0,TOU_CTabulation[[#This Row],[Month Base Gen]]-TOU_CTabulation[[#This Row],[Day]]*TOU_CTabulation[[#This Row],[Base Allow]])","v":0},{"$f":"VLOOKUP(TOU_CTabulation[[#This Row],[Hour]],daypart,2)","v":"All"},{"$f":"TOU_CTabulation[[#This Row],[Season]]&TOU_CTabulation[[#This Row],[Day-Part]]","v":"WinterAll"},{"$f":"VLOOKUP(TOU_CTabulation[[#This Row],[Daypart]],TOUC,2)","v":0.25901999999999997},{"$f":"VLOOKUP(TOU_CTabulation[[#This Row],[Daypart]],TOUC,3)","v":0.32596000000000003},{"$f":"TOU_CTabulation[[#This Row],[Month Base Allow]]*TOU_CTabulation[[#This Row],[Base Rate]]","v":0},{"$f":"TOU_CTabulation[[#This Row],[Month Overbase Gen]]*TOU_CTabulation[[#This Row],[Over Rate]]","v":0},{"$f":"TOU_CTabulation[[#This Row],[Base Value]]+TOU_CTabulation[[#This Row],[Over Value]]","v":0}]
[12,29,23,0,0,8,0,0,8,0,0,{"$f":"TOU_CTabulation[[#This Row],[AC System Output (W)]]/1000","v":0},{"$f":"IF(A8739=TOU_CTabulation[[#This Row],[Month]],M8739+TOU_CTabulation[[#This Row],[AC System Output (kW)]],TOU_CTabulation[[#This Row],[AC System Output (kW)]])","v":329.88459599999993},{"$f":"VLOOKUP(TOU_CTabulation[[#This Row],[Month]],Season,2)","v":"Winter"},{"$f":"VLOOKUP(TOU_CTabulation[[#This Row],[Season]],CRate,2)","v":10.5},{"$f":"IF(A8741>TOU_CTabulation[[#This Row],[Month]],TOU_CTabulation[[#This Row],[Day]]*TOU_CTabulation[[#This Row],[Base Allow]],0)","v":0},{"$f":"IF(A8741>TOU_CTabulation[[#This Row],[Month]],TOU_CTabulation[[#This Row],[Month Cumm]],0)","v":0},{"$f":"IF(TOU_CTabulation[[#This Row],[Month Base Gen]]=0,0,TOU_CTabulation[[#This Row],[Month Base Gen]]-TOU_CTabulation[[#This Row],[Day]]*TOU_CTabulation[[#This Row],[Base Allow]])","v":0},{"$f":"VLOOKUP(TOU_CTabulation[[#This Row],[Hour]],daypart,2)","v":"All"},{"$f":"TOU_CTabulation[[#This Row],[Season]]&TOU_CTabulation[[#This Row],[Day-Part]]","v":"WinterAll"},{"$f":"VLOOKUP(TOU_CTabulation[[#This Row],[Daypart]],TOUC,2)","v":0.25901999999999997},{"$f":"VLOOKUP(TOU_CTabulation[[#This Row],[Daypart]],TOUC,3)","v":0.32596000000000003},{"$f":"TOU_CTabulation[[#This Row],[Month Base Allow]]*TOU_CTabulation[[#This Row],[Base Rate]]","v":0},{"$f":"TOU_CTabulation[[#This Row],[Month Overbase Gen]]*TOU_CTabulation[[#This Row],[Over Rate]]","v":0},{"$f":"TOU_CTabulation[[#This Row],[Base Value]]+TOU_CTabulation[[#This Row],[Over Value]]","v":0}]
[12,30,0,0,0,8,0,0,8,0,0,{"$f":"TOU_CTabulation[[#This Row],[AC System Output (W)]]/1000","v":0},{"$f":"IF(A8740=TOU_CTabulation[[#This Row],[Month]],M8740+TOU_CTabulation[[#This Row],[AC System Output (kW)]],TOU_CTabulation[[#This Row],[AC System Output (kW)]])","v":329.88459599999993},{"$f":"VLOOKUP(TOU_CTabulation[[#This Row],[Month]],Season,2)","v":"Winter"},{"$f":"VLOOKUP(TOU_CTabulation[[#This Row],[Season]],CRate,2)","v":10.5},{"$f":"IF(A8742>TOU_CTabulation[[#This Row],[Month]],TOU_CTabulation[[#This Row],[Day]]*TOU_CTabulation[[#This Row],[Base Allow]],0)","v":0},{"$f":"IF(A8742>TOU_CTabulation[[#This Row],[Month]],TOU_CTabulation[[#This Row],[Month Cumm]],0)","v":0},{"$f":"IF(TOU_CTabulation[[#This Row],[Month Base Gen]]=0,0,TOU_CTabulation[[#This Row],[Month Base Gen]]-TOU_CTabulation[[#This Row],[Day]]*TOU_CTabulation[[#This Row],[Base Allow]])","v":0},{"$f":"VLOOKUP(TOU_CTabulation[[#This Row],[Hour]],daypart,2)","v":"All"},{"$f":"TOU_CTabulation[[#This Row],[Season]]&TOU_CTabulation[[#This Row],[Day-Part]]","v":"WinterAll"},{"$f":"VLOOKUP(TOU_CTabulation[[#This Row],[Daypart]],TOUC,2)","v":0.25901999999999997},{"$f":"VLOOKUP(TOU_CTabulation[[#This Row],[Daypart]],TOUC,3)","v":0.32596000000000003},{"$f":"TOU_CTabulation[[#This Row],[Month Base Allow]]*TOU_CTabulation[[#This Row],[Base Rate]]","v":0},{"$f":"TOU_CTabulation[[#This Row],[Month Overbase Gen]]*TOU_CTabulation[[#This Row],[Over Rate]]","v":0},{"$f":"TOU_CTabulation[[#This Row],[Base Value]]+TOU_CTabulation[[#This Row],[Over Value]]","v":0}]
[12,30,1,0,0,8,0,0,8,0,0,{"$f":"TOU_CTabulation[[#This Row],[AC System Output (W)]]/1000","v":0},{"$f":"IF(A8741=TOU_CTabulation[[#This Row],[Month]],M8741+TOU_CTabulation[[#This Row],[AC System Output (kW)]],TOU_CTabulation[[#This Row],[AC System Output (kW)]])","v":329.88459599999993},{"$f":"VLOOKUP(TOU_CTabulation[[#This Row],[Month]],Season,2)","v":"Winter"},{"$f":"VLOOKUP(TOU_CTabulation[[#This Row],[Season]],CRate,2)","v":10.5},{"$f":"IF(A8743>TOU_CTabulation[[#This Row],[Month]],TOU_CTabulation[[#This Row],[Day]]*TOU_CTabulation[[#This Row],[Base Allow]],0)","v":0},{"$f":"IF(A8743>TOU_CTabulation[[#This Row],[Month]],TOU_CTabulation[[#This Row],[Month Cumm]],0)","v":0},{"$f":"IF(TOU_CTabulation[[#This Row],[Month Base Gen]]=0,0,TOU_CTabulation[[#This Row],[Month Base Gen]]-TOU_CTabulation[[#This Row],[Day]]*TOU_CTabulation[[#This Row],[Base Allow]])","v":0},{"$f":"VLOOKUP(TOU_CTabulation[[#This Row],[Hour]],daypart,2)","v":"All"},{"$f":"TOU_CTabulation[[#This Row],[Season]]&TOU_CTabulation[[#This Row],[Day-Part]]","v":"WinterAll"},{"$f":"VLOOKUP(TOU_CTabulation[[#This Row],[Daypart]],TOUC,2)","v":0.25901999999999997},{"$f":"VLOOKUP(TOU_CTabulation[[#This Row],[Daypart]],TOUC,3)","v":0.32596000000000003},{"$f":"TOU_CTabulation[[#This Row],[Month Base Allow]]*TOU_CTabulation[[#This Row],[Base Rate]]","v":0},{"$f":"TOU_CTabulation[[#This Row],[Month Overbase Gen]]*TOU_CTabulation[[#This Row],[Over Rate]]","v":0},{"$f":"TOU_CTabulation[[#This Row],[Base Value]]+TOU_CTabulation[[#This Row],[Over Value]]","v":0}]
[12,30,2,0,0,7,0,0,7,0,0,{"$f":"TOU_CTabulation[[#This Row],[AC System Output (W)]]/1000","v":0},{"$f":"IF(A8742=TOU_CTabulation[[#This Row],[Month]],M8742+TOU_CTabulation[[#This Row],[AC System Output (kW)]],TOU_CTabulation[[#This Row],[AC System Output (kW)]])","v":329.88459599999993},{"$f":"VLOOKUP(TOU_CTabulation[[#This Row],[Month]],Season,2)","v":"Winter"},{"$f":"VLOOKUP(TOU_CTabulation[[#This Row],[Season]],CRate,2)","v":10.5},{"$f":"IF(A8744>TOU_CTabulation[[#This Row],[Month]],TOU_CTabulation[[#This Row],[Day]]*TOU_CTabulation[[#This Row],[Base Allow]],0)","v":0},{"$f":"IF(A8744>TOU_CTabulation[[#This Row],[Month]],TOU_CTabulation[[#This Row],[Month Cumm]],0)","v":0},{"$f":"IF(TOU_CTabulation[[#This Row],[Month Base Gen]]=0,0,TOU_CTabulation[[#This Row],[Month Base Gen]]-TOU_CTabulation[[#This Row],[Day]]*TOU_CTabulation[[#This Row],[Base Allow]])","v":0},{"$f":"VLOOKUP(TOU_CTabulation[[#This Row],[Hour]],daypart,2)","v":"All"},{"$f":"TOU_CTabulation[[#This Row],[Season]]&TOU_CTabulation[[#This Row],[Day-Part]]","v":"WinterAll"},{"$f":"VLOOKUP(TOU_CTabulation[[#This Row],[Daypart]],TOUC,2)","v":0.25901999999999997},{"$f":"VLOOKUP(TOU_CTabulation[[#This Row],[Daypart]],TOUC,3)","v":0.32596000000000003},{"$f":"TOU_CTabulation[[#This Row],[Month Base Allow]]*TOU_CTabulation[[#This Row],[Base Rate]]","v":0},{"$f":"TOU_CTabulation[[#This Row],[Month Overbase Gen]]*TOU_CTabulation[[#This Row],[Over Rate]]","v":0},{"$f":"TOU_CTabulation[[#This Row],[Base Value]]+TOU_CTabulation[[#This Row],[Over Value]]","v":0}]
[12,30,3,0,0,7,1,0,7,0,0,{"$f":"TOU_CTabulation[[#This Row],[AC System Output (W)]]/1000","v":0},{"$f":"IF(A8743=TOU_CTabulation[[#This Row],[Month]],M8743+TOU_CTabulation[[#This Row],[AC System Output (kW)]],TOU_CTabulation[[#This Row],[AC System Output (kW)]])","v":329.88459599999993},{"$f":"VLOOKUP(TOU_CTabulation[[#This Row],[Month]],Season,2)","v":"Winter"},{"$f":"VLOOKUP(TOU_CTabulation[[#This Row],[Season]],CRate,2)","v":10.5},{"$f":"IF(A8745>TOU_CTabulation[[#This Row],[Month]],TOU_CTabulation[[#This Row],[Day]]*TOU_CTabulation[[#This Row],[Base Allow]],0)","v":0},{"$f":"IF(A8745>TOU_CTabulation[[#This Row],[Month]],TOU_CTabulation[[#This Row],[Month Cumm]],0)","v":0},{"$f":"IF(TOU_CTabulation[[#This Row],[Month Base Gen]]=0,0,TOU_CTabulation[[#This Row],[Month Base Gen]]-TOU_CTabulation[[#This Row],[Day]]*TOU_CTabulation[[#This Row],[Base Allow]])","v":0},{"$f":"VLOOKUP(TOU_CTabulation[[#This Row],[Hour]],daypart,2)","v":"All"},{"$f":"TOU_CTabulation[[#This Row],[Season]]&TOU_CTabulation[[#This Row],[Day-Part]]","v":"WinterAll"},{"$f":"VLOOKUP(TOU_CTabulation[[#This Row],[Daypart]],TOUC,2)","v":0.25901999999999997},{"$f":"VLOOKUP(TOU_CTabulation[[#This Row],[Daypart]],TOUC,3)","v":0.32596000000000003},{"$f":"TOU_CTabulation[[#This Row],[Month Base Allow]]*TOU_CTabulation[[#This Row],[Base Rate]]","v":0},{"$f":"TOU_CTabulation[[#This Row],[Month Overbase Gen]]*TOU_CTabulation[[#This Row],[Over Rate]]","v":0},{"$f":"TOU_CTabulation[[#This Row],[Base Value]]+TOU_CTabulation[[#This Row],[Over Value]]","v":0}]
[12,30,4,0,0,8,1,0,8,0,0,{"$f":"TOU_CTabulation[[#This Row],[AC System Output (W)]]/1000","v":0},{"$f":"IF(A8744=TOU_CTabulation[[#This Row],[Month]],M8744+TOU_CTabulation[[#This Row],[AC System Output (kW)]],TOU_CTabulation[[#This Row],[AC System Output (kW)]])","v":329.88459599999993},{"$f":"VLOOKUP(TOU_CTabulation[[#This Row],[Month]],Season,2)","v":"Winter"},{"$f":"VLOOKUP(TOU_CTabulation[[#This Row],[Season]],CRate,2)","v":10.5},{"$f":"IF(A8746>TOU_CTabulation[[#This Row],[Month]],TOU_CTabulation[[#This Row],[Day]]*TOU_CTabulation[[#This Row],[Base Allow]],0)","v":0},{"$f":"IF(A8746>TOU_CTabulation[[#This Row],[Month]],TOU_CTabulation[[#This Row],[Month Cumm]],0)","v":0},{"$f":"IF(TOU_CTabulation[[#This Row],[Month Base Gen]]=0,0,TOU_CTabulation[[#This Row],[Month Base Gen]]-TOU_CTabulation[[#This Row],[Day]]*TOU_CTabulation[[#This Row],[Base Allow]])","v":0},{"$f":"VLOOKUP(TOU_CTabulation[[#This Row],[Hour]],daypart,2)","v":"All"},{"$f":"TOU_CTabulation[[#This Row],[Season]]&TOU_CTabulation[[#This Row],[Day-Part]]","v":"WinterAll"},{"$f":"VLOOKUP(TOU_CTabulation[[#This Row],[Daypart]],TOUC,2)","v":0.25901999999999997},{"$f":"VLOOKUP(TOU_CTabulation[[#This Row],[Daypart]],TOUC,3)","v":0.32596000000000003},{"$f":"TOU_CTabulation[[#This Row],[Month Base Allow]]*TOU_CTabulation[[#This Row],[Base Rate]]","v":0},{"$f":"TOU_CTabulation[[#This Row],[Month Overbase Gen]]*TOU_CTabulation[[#This Row],[Over Rate]]","v":0},{"$f":"TOU_CTabulation[[#This Row],[Base Value]]+TOU_CTabulation[[#This Row],[Over Value]]","v":0}]
[12,30,5,0,0,8,1,0,8,0,0,{"$f":"TOU_CTabulation[[#This Row],[AC System Output (W)]]/1000","v":0},{"$f":"IF(A8745=TOU_CTabulation[[#This Row],[Month]],M8745+TOU_CTabulation[[#This Row],[AC System Output (kW)]],TOU_CTabulation[[#This Row],[AC System Output (kW)]])","v":329.88459599999993},{"$f":"VLOOKUP(TOU_CTabulation[[#This Row],[Month]],Season,2)","v":"Winter"},{"$f":"VLOOKUP(TOU_CTabulation[[#This Row],[Season]],CRate,2)","v":10.5},{"$f":"IF(A8747>TOU_CTabulation[[#This Row],[Month]],TOU_CTabulation[[#This Row],[Day]]*TOU_CTabulation[[#This Row],[Base Allow]],0)","v":0},{"$f":"IF(A8747>TOU_CTabulation[[#This Row],[Month]],TOU_CTabulation[[#This Row],[Month Cumm]],0)","v":0},{"$f":"IF(TOU_CTabulation[[#This Row],[Month Base Gen]]=0,0,TOU_CTabulation[[#This Row],[Month Base Gen]]-TOU_CTabulation[[#This Row],[Day]]*TOU_CTabulation[[#This Row],[Base Allow]])","v":0},{"$f":"VLOOKUP(TOU_CTabulation[[#This Row],[Hour]],daypart,2)","v":"All"},{"$f":"TOU_CTabulation[[#This Row],[Season]]&TOU_CTabulation[[#This Row],[Day-Part]]","v":"WinterAll"},{"$f":"VLOOKUP(TOU_CTabulation[[#This Row],[Daypart]],TOUC,2)","v":0.25901999999999997},{"$f":"VLOOKUP(TOU_CTabulation[[#This Row],[Daypart]],TOUC,3)","v":0.32596000000000003},{"$f":"TOU_CTabulation[[#This Row],[Month Base Allow]]*TOU_CTabulation[[#This Row],[Base Rate]]","v":0},{"$f":"TOU_CTabulation[[#This Row],[Month Overbase Gen]]*TOU_CTabulation[[#This Row],[Over Rate]]","v":0},{"$f":"TOU_CTabulation[[#This Row],[Base Value]]+TOU_CTabulation[[#This Row],[Over Value]]","v":0}]
[12,30,6,0,0,8,1,0,8,0,0,{"$f":"TOU_CTabulation[[#This Row],[AC System Output (W)]]/1000","v":0},{"$f":"IF(A8746=TOU_CTabulation[[#This Row],[Month]],M8746+TOU_CTabulation[[#This Row],[AC System Output (kW)]],TOU_CTabulation[[#This Row],[AC System Output (kW)]])","v":329.88459599999993},{"$f":"VLOOKUP(TOU_CTabulation[[#This Row],[Month]],Season,2)","v":"Winter"},{"$f":"VLOOKUP(TOU_CTabulation[[#This Row],[Season]],CRate,2)","v":10.5},{"$f":"IF(A8748>TOU_CTabulation[[#This Row],[Month]],TOU_CTabulation[[#This Row],[Day]]*TOU_CTabulation[[#This Row],[Base Allow]],0)","v":0},{"$f":"IF(A8748>TOU_CTabulation[[#This Row],[Month]],TOU_CTabulation[[#This Row],[Month Cumm]],0)","v":0},{"$f":"IF(TOU_CTabulation[[#This Row],[Month Base Gen]]=0,0,TOU_CTabulation[[#This Row],[Month Base Gen]]-TOU_CTabulation[[#This Row],[Day]]*TOU_CTabulation[[#This Row],[Base Allow]])","v":0},{"$f":"VLOOKUP(TOU_CTabulation[[#This Row],[Hour]],daypart,2)","v":"All"},{"$f":"TOU_CTabulation[[#This Row],[Season]]&TOU_CTabulation[[#This Row],[Day-Part]]","v":"WinterAll"},{"$f":"VLOOKUP(TOU_CTabulation[[#This Row],[Daypart]],TOUC,2)","v":0.25901999999999997},{"$f":"VLOOKUP(TOU_CTabulation[[#This Row],[Daypart]],TOUC,3)","v":0.32596000000000003},{"$f":"TOU_CTabulation[[#This Row],[Month Base Allow]]*TOU_CTabulation[[#This Row],[Base Rate]]","v":0},{"$f":"TOU_CTabulation[[#This Row],[Month Overbase Gen]]*TOU_CTabulation[[#This Row],[Over Rate]]","v":0},{"$f":"TOU_CTabulation[[#This Row],[Base Value]]+TOU_CTabulation[[#This Row],[Over Value]]","v":0}]
[12,30,7,0,15,9,1,14.212999999999999,6.9569999999999999,52.988999999999997,31.614999999999998,{"$f":"TOU_CTabulation[[#This Row],[AC System Output (W)]]/1000","v":3.1614999999999997E-2},{"$f":"IF(A8747=TOU_CTabulation[[#This Row],[Month]],M8747+TOU_CTabulation[[#This Row],[AC System Output (kW)]],TOU_CTabulation[[#This Row],[AC System Output (kW)]])","v":329.91621099999992},{"$f":"VLOOKUP(TOU_CTabulation[[#This Row],[Month]],Season,2)","v":"Winter"},{"$f":"VLOOKUP(TOU_CTabulation[[#This Row],[Season]],CRate,2)","v":10.5},{"$f":"IF(A8749>TOU_CTabulation[[#This Row],[Month]],TOU_CTabulation[[#This Row],[Day]]*TOU_CTabulation[[#This Row],[Base Allow]],0)","v":0},{"$f":"IF(A8749>TOU_CTabulation[[#This Row],[Month]],TOU_CTabulation[[#This Row],[Month Cumm]],0)","v":0},{"$f":"IF(TOU_CTabulation[[#This Row],[Month Base Gen]]=0,0,TOU_CTabulation[[#This Row],[Month Base Gen]]-TOU_CTabulation[[#This Row],[Day]]*TOU_CTabulation[[#This Row],[Base Allow]])","v":0},{"$f":"VLOOKUP(TOU_CTabulation[[#This Row],[Hour]],daypart,2)","v":"All"},{"$f":"TOU_CTabulation[[#This Row],[Season]]&TOU_CTabulation[[#This Row],[Day-Part]]","v":"WinterAll"},{"$f":"VLOOKUP(TOU_CTabulation[[#This Row],[Daypart]],TOUC,2)","v":0.25901999999999997},{"$f":"VLOOKUP(TOU_CTabulation[[#This Row],[Daypart]],TOUC,3)","v":0.32596000000000003},{"$f":"TOU_CTabulation[[#This Row],[Month Base Allow]]*TOU_CTabulation[[#This Row],[Base Rate]]","v":0},{"$f":"TOU_CTabulation[[#This Row],[Month Overbase Gen]]*TOU_CTabulation[[#This Row],[Over Rate]]","v":0},{"$f":"TOU_CTabulation[[#This Row],[Base Value]]+TOU_CTabulation[[#This Row],[Over Value]]","v":0}]
[12,30,8,138,82,10,1,151.12299999999999,12.574999999999999,530.89700000000005,499.63200000000001,{"$f":"TOU_CTabulation[[#This Row],[AC System Output (W)]]/1000","v":0.49963200000000002},{"$f":"IF(A8748=TOU_CTabulation[[#This Row],[Month]],M8748+TOU_CTabulation[[#This Row],[AC System Output (kW)]],TOU_CTabulation[[#This Row],[AC System Output (kW)]])","v":330.41584299999994},{"$f":"VLOOKUP(TOU_CTabulation[[#This Row],[Month]],Season,2)","v":"Winter"},{"$f":"VLOOKUP(TOU_CTabulation[[#This Row],[Season]],CRate,2)","v":10.5},{"$f":"IF(A8750>TOU_CTabulation[[#This Row],[Month]],TOU_CTabulation[[#This Row],[Day]]*TOU_CTabulation[[#This Row],[Base Allow]],0)","v":0},{"$f":"IF(A8750>TOU_CTabulation[[#This Row],[Month]],TOU_CTabulation[[#This Row],[Month Cumm]],0)","v":0},{"$f":"IF(TOU_CTabulation[[#This Row],[Month Base Gen]]=0,0,TOU_CTabulation[[#This Row],[Month Base Gen]]-TOU_CTabulation[[#This Row],[Day]]*TOU_CTabulation[[#This Row],[Base Allow]])","v":0},{"$f":"VLOOKUP(TOU_CTabulation[[#This Row],[Hour]],daypart,2)","v":"All"},{"$f":"TOU_CTabulation[[#This Row],[Season]]&TOU_CTabulation[[#This Row],[Day-Part]]","v":"WinterAll"},{"$f":"VLOOKUP(TOU_CTabulation[[#This Row],[Daypart]],TOUC,2)","v":0.25901999999999997},{"$f":"VLOOKUP(TOU_CTabulation[[#This Row],[Daypart]],TOUC,3)","v":0.32596000000000003},{"$f":"TOU_CTabulation[[#This Row],[Month Base Allow]]*TOU_CTabulation[[#This Row],[Base Rate]]","v":0},{"$f":"TOU_CTabulation[[#This Row],[Month Overbase Gen]]*TOU_CTabulation[[#This Row],[Over Rate]]","v":0},{"$f":"TOU_CTabulation[[#This Row],[Base Value]]+TOU_CTabulation[[#This Row],[Over Value]]","v":0}]
[12,30,9,0,35,11,0,33.186,10.93,121.595,98.932000000000002,{"$f":"TOU_CTabulation[[#This Row],[AC System Output (W)]]/1000","v":9.8932000000000006E-2},{"$f":"IF(A8749=TOU_CTabulation[[#This Row],[Month]],M8749+TOU_CTabulation[[#This Row],[AC System Output (kW)]],TOU_CTabulation[[#This Row],[AC System Output (kW)]])","v":330.51477499999993},{"$f":"VLOOKUP(TOU_CTabulation[[#This Row],[Month]],Season,2)","v":"Winter"},{"$f":"VLOOKUP(TOU_CTabulation[[#This Row],[Season]],CRate,2)","v":10.5},{"$f":"IF(A8751>TOU_CTabulation[[#This Row],[Month]],TOU_CTabulation[[#This Row],[Day]]*TOU_CTabulation[[#This Row],[Base Allow]],0)","v":0},{"$f":"IF(A8751>TOU_CTabulation[[#This Row],[Month]],TOU_CTabulation[[#This Row],[Month Cumm]],0)","v":0},{"$f":"IF(TOU_CTabulation[[#This Row],[Month Base Gen]]=0,0,TOU_CTabulation[[#This Row],[Month Base Gen]]-TOU_CTabulation[[#This Row],[Day]]*TOU_CTabulation[[#This Row],[Base Allow]])","v":0},{"$f":"VLOOKUP(TOU_CTabulation[[#This Row],[Hour]],daypart,2)","v":"All"},{"$f":"TOU_CTabulation[[#This Row],[Season]]&TOU_CTabulation[[#This Row],[Day-Part]]","v":"WinterAll"},{"$f":"VLOOKUP(TOU_CTabulation[[#This Row],[Daypart]],TOUC,2)","v":0.25901999999999997},{"$f":"VLOOKUP(TOU_CTabulation[[#This Row],[Daypart]],TOUC,3)","v":0.32596000000000003},{"$f":"TOU_CTabulation[[#This Row],[Month Base Allow]]*TOU_CTabulation[[#This Row],[Base Rate]]","v":0},{"$f":"TOU_CTabulation[[#This Row],[Month Overbase Gen]]*TOU_CTabulation[[#This Row],[Over Rate]]","v":0},{"$f":"TOU_CTabulation[[#This Row],[Base Value]]+TOU_CTabulation[[#This Row],[Over Value]]","v":0}]
[12,30,10,0,134,12,0,131.41399999999999,14.858000000000001,473.173,443.21499999999997,{"$f":"TOU_CTabulation[[#This Row],[AC System Output (W)]]/1000","v":0.44321499999999997},{"$f":"IF(A8750=TOU_CTabulation[[#This Row],[Month]],M8750+TOU_CTabulation[[#This Row],[AC System Output (kW)]],TOU_CTabulation[[#This Row],[AC System Output (kW)]])","v":330.95798999999994},{"$f":"VLOOKUP(TOU_CTabulation[[#This Row],[Month]],Season,2)","v":"Winter"},{"$f":"VLOOKUP(TOU_CTabulation[[#This Row],[Season]],CRate,2)","v":10.5},{"$f":"IF(A8752>TOU_CTabulation[[#This Row],[Month]],TOU_CTabulation[[#This Row],[Day]]*TOU_CTabulation[[#This Row],[Base Allow]],0)","v":0},{"$f":"IF(A8752>TOU_CTabulation[[#This Row],[Month]],TOU_CTabulation[[#This Row],[Month Cumm]],0)","v":0},{"$f":"IF(TOU_CTabulation[[#This Row],[Month Base Gen]]=0,0,TOU_CTabulation[[#This Row],[Month Base Gen]]-TOU_CTabulation[[#This Row],[Day]]*TOU_CTabulation[[#This Row],[Base Allow]])","v":0},{"$f":"VLOOKUP(TOU_CTabulation[[#This Row],[Hour]],daypart,2)","v":"All"},{"$f":"TOU_CTabulation[[#This Row],[Season]]&TOU_CTabulation[[#This Row],[Day-Part]]","v":"WinterAll"},{"$f":"VLOOKUP(TOU_CTabulation[[#This Row],[Daypart]],TOUC,2)","v":0.25901999999999997},{"$f":"VLOOKUP(TOU_CTabulation[[#This Row],[Daypart]],TOUC,3)","v":0.32596000000000003},{"$f":"TOU_CTabulation[[#This Row],[Month Base Allow]]*TOU_CTabulation[[#This Row],[Base Rate]]","v":0},{"$f":"TOU_CTabulation[[#This Row],[Month Overbase Gen]]*TOU_CTabulation[[#This Row],[Over Rate]]","v":0},{"$f":"TOU_CTabulation[[#This Row],[Base Value]]+TOU_CTabulation[[#This Row],[Over Value]]","v":0}]
[12,30,11,0,126,13,1,122.18899999999999,15.295999999999999,439.09199999999998,409.89100000000002,{"$f":"TOU_CTabulation[[#This Row],[AC System Output (W)]]/1000","v":0.40989100000000001},{"$f":"IF(A8751=TOU_CTabulation[[#This Row],[Month]],M8751+TOU_CTabulation[[#This Row],[AC System Output (kW)]],TOU_CTabulation[[#This Row],[AC System Output (kW)]])","v":331.36788099999995},{"$f":"VLOOKUP(TOU_CTabulation[[#This Row],[Month]],Season,2)","v":"Winter"},{"$f":"VLOOKUP(TOU_CTabulation[[#This Row],[Season]],CRate,2)","v":10.5},{"$f":"IF(A8753>TOU_CTabulation[[#This Row],[Month]],TOU_CTabulation[[#This Row],[Day]]*TOU_CTabulation[[#This Row],[Base Allow]],0)","v":0},{"$f":"IF(A8753>TOU_CTabulation[[#This Row],[Month]],TOU_CTabulation[[#This Row],[Month Cumm]],0)","v":0},{"$f":"IF(TOU_CTabulation[[#This Row],[Month Base Gen]]=0,0,TOU_CTabulation[[#This Row],[Month Base Gen]]-TOU_CTabulation[[#This Row],[Day]]*TOU_CTabulation[[#This Row],[Base Allow]])","v":0},{"$f":"VLOOKUP(TOU_CTabulation[[#This Row],[Hour]],daypart,2)","v":"All"},{"$f":"TOU_CTabulation[[#This Row],[Season]]&TOU_CTabulation[[#This Row],[Day-Part]]","v":"WinterAll"},{"$f":"VLOOKUP(TOU_CTabulation[[#This Row],[Daypart]],TOUC,2)","v":0.25901999999999997},{"$f":"VLOOKUP(TOU_CTabulation[[#This Row],[Daypart]],TOUC,3)","v":0.32596000000000003},{"$f":"TOU_CTabulation[[#This Row],[Month Base Allow]]*TOU_CTabulation[[#This Row],[Base Rate]]","v":0},{"$f":"TOU_CTabulation[[#This Row],[Month Overbase Gen]]*TOU_CTabulation[[#This Row],[Over Rate]]","v":0},{"$f":"TOU_CTabulation[[#This Row],[Base Value]]+TOU_CTabulation[[#This Row],[Over Value]]","v":0}]
[12,30,12,264,228,14,2,471.48500000000001,25.276,1613.8920000000001,1552.3530000000001,{"$f":"TOU_CTabulation[[#This Row],[AC System Output (W)]]/1000","v":1.5523530000000001},{"$f":"IF(A8752=TOU_CTabulation[[#This Row],[Month]],M8752+TOU_CTabulation[[#This Row],[AC System Output (kW)]],TOU_CTabulation[[#This Row],[AC System Output (kW)]])","v":332.92023399999994},{"$f":"VLOOKUP(TOU_CTabulation[[#This Row],[Month]],Season,2)","v":"Winter"},{"$f":"VLOOKUP(TOU_CTabulation[[#This Row],[Season]],CRate,2)","v":10.5},{"$f":"IF(A8754>TOU_CTabulation[[#This Row],[Month]],TOU_CTabulation[[#This Row],[Day]]*TOU_CTabulation[[#This Row],[Base Allow]],0)","v":0},{"$f":"IF(A8754>TOU_CTabulation[[#This Row],[Month]],TOU_CTabulation[[#This Row],[Month Cumm]],0)","v":0},{"$f":"IF(TOU_CTabulation[[#This Row],[Month Base Gen]]=0,0,TOU_CTabulation[[#This Row],[Month Base Gen]]-TOU_CTabulation[[#This Row],[Day]]*TOU_CTabulation[[#This Row],[Base Allow]])","v":0},{"$f":"VLOOKUP(TOU_CTabulation[[#This Row],[Hour]],daypart,2)","v":"All"},{"$f":"TOU_CTabulation[[#This Row],[Season]]&TOU_CTabulation[[#This Row],[Day-Part]]","v":"WinterAll"},{"$f":"VLOOKUP(TOU_CTabulation[[#This Row],[Daypart]],TOUC,2)","v":0.25901999999999997},{"$f":"VLOOKUP(TOU_CTabulation[[#This Row],[Daypart]],TOUC,3)","v":0.32596000000000003},{"$f":"TOU_CTabulation[[#This Row],[Month Base Allow]]*TOU_CTabulation[[#This Row],[Base Rate]]","v":0},{"$f":"TOU_CTabulation[[#This Row],[Month Overbase Gen]]*TOU_CTabulation[[#This Row],[Over Rate]]","v":0},{"$f":"TOU_CTabulation[[#This Row],[Base Value]]+TOU_CTabulation[[#This Row],[Over Value]]","v":0}]
[12,30,13,74,205,14,2,272.77499999999998,21.14,952.52300000000002,910.76700000000005,{"$f":"TOU_CTabulation[[#This Row],[AC System Output (W)]]/1000","v":0.9107670000000001},{"$f":"IF(A8753=TOU_CTabulation[[#This Row],[Month]],M8753+TOU_CTabulation[[#This Row],[AC System Output (kW)]],TOU_CTabulation[[#This Row],[AC System Output (kW)]])","v":333.83100099999996},{"$f":"VLOOKUP(TOU_CTabulation[[#This Row],[Month]],Season,2)","v":"Winter"},{"$f":"VLOOKUP(TOU_CTabulation[[#This Row],[Season]],CRate,2)","v":10.5},{"$f":"IF(A8755>TOU_CTabulation[[#This Row],[Month]],TOU_CTabulation[[#This Row],[Day]]*TOU_CTabulation[[#This Row],[Base Allow]],0)","v":0},{"$f":"IF(A8755>TOU_CTabulation[[#This Row],[Month]],TOU_CTabulation[[#This Row],[Month Cumm]],0)","v":0},{"$f":"IF(TOU_CTabulation[[#This Row],[Month Base Gen]]=0,0,TOU_CTabulation[[#This Row],[Month Base Gen]]-TOU_CTabulation[[#This Row],[Day]]*TOU_CTabulation[[#This Row],[Base Allow]])","v":0},{"$f":"VLOOKUP(TOU_CTabulation[[#This Row],[Hour]],daypart,2)","v":"All"},{"$f":"TOU_CTabulation[[#This Row],[Season]]&TOU_CTabulation[[#This Row],[Day-Part]]","v":"WinterAll"},{"$f":"VLOOKUP(TOU_CTabulation[[#This Row],[Daypart]],TOUC,2)","v":0.25901999999999997},{"$f":"VLOOKUP(TOU_CTabulation[[#This Row],[Daypart]],TOUC,3)","v":0.32596000000000003},{"$f":"TOU_CTabulation[[#This Row],[Month Base Allow]]*TOU_CTabulation[[#This Row],[Base Rate]]","v":0},{"$f":"TOU_CTabulation[[#This Row],[Month Overbase Gen]]*TOU_CTabulation[[#This Row],[Over Rate]]","v":0},{"$f":"TOU_CTabulation[[#This Row],[Base Value]]+TOU_CTabulation[[#This Row],[Over Value]]","v":0}]
[12,30,14,69,158,13,1,211.00800000000001,18.956,742.029,705.71699999999998,{"$f":"TOU_CTabulation[[#This Row],[AC System Output (W)]]/1000","v":0.70571700000000004},{"$f":"IF(A8754=TOU_CTabulation[[#This Row],[Month]],M8754+TOU_CTabulation[[#This Row],[AC System Output (kW)]],TOU_CTabulation[[#This Row],[AC System Output (kW)]])","v":334.53671799999995},{"$f":"VLOOKUP(TOU_CTabulation[[#This Row],[Month]],Season,2)","v":"Winter"},{"$f":"VLOOKUP(TOU_CTabulation[[#This Row],[Season]],CRate,2)","v":10.5},{"$f":"IF(A8756>TOU_CTabulation[[#This Row],[Month]],TOU_CTabulation[[#This Row],[Day]]*TOU_CTabulation[[#This Row],[Base Allow]],0)","v":0},{"$f":"IF(A8756>TOU_CTabulation[[#This Row],[Month]],TOU_CTabulation[[#This Row],[Month Cumm]],0)","v":0},{"$f":"IF(TOU_CTabulation[[#This Row],[Month Base Gen]]=0,0,TOU_CTabulation[[#This Row],[Month Base Gen]]-TOU_CTabulation[[#This Row],[Day]]*TOU_CTabulation[[#This Row],[Base Allow]])","v":0},{"$f":"VLOOKUP(TOU_CTabulation[[#This Row],[Hour]],daypart,2)","v":"All"},{"$f":"TOU_CTabulation[[#This Row],[Season]]&TOU_CTabulation[[#This Row],[Day-Part]]","v":"WinterAll"},{"$f":"VLOOKUP(TOU_CTabulation[[#This Row],[Daypart]],TOUC,2)","v":0.25901999999999997},{"$f":"VLOOKUP(TOU_CTabulation[[#This Row],[Daypart]],TOUC,3)","v":0.32596000000000003},{"$f":"TOU_CTabulation[[#This Row],[Month Base Allow]]*TOU_CTabulation[[#This Row],[Base Rate]]","v":0},{"$f":"TOU_CTabulation[[#This Row],[Month Overbase Gen]]*TOU_CTabulation[[#This Row],[Over Rate]]","v":0},{"$f":"TOU_CTabulation[[#This Row],[Base Value]]+TOU_CTabulation[[#This Row],[Over Value]]","v":0}]
[12,30,15,639,53,12,1,363.20600000000002,22.492000000000001,1190.307,1141.9069999999999,{"$f":"TOU_CTabulation[[#This Row],[AC System Output (W)]]/1000","v":1.141907},{"$f":"IF(A8755=TOU_CTabulation[[#This Row],[Month]],M8755+TOU_CTabulation[[#This Row],[AC System Output (kW)]],TOU_CTabulation[[#This Row],[AC System Output (kW)]])","v":335.67862499999995},{"$f":"VLOOKUP(TOU_CTabulation[[#This Row],[Month]],Season,2)","v":"Winter"},{"$f":"VLOOKUP(TOU_CTabulation[[#This Row],[Season]],CRate,2)","v":10.5},{"$f":"IF(A8757>TOU_CTabulation[[#This Row],[Month]],TOU_CTabulation[[#This Row],[Day]]*TOU_CTabulation[[#This Row],[Base Allow]],0)","v":0},{"$f":"IF(A8757>TOU_CTabulation[[#This Row],[Month]],TOU_CTabulation[[#This Row],[Month Cumm]],0)","v":0},{"$f":"IF(TOU_CTabulation[[#This Row],[Month Base Gen]]=0,0,TOU_CTabulation[[#This Row],[Month Base Gen]]-TOU_CTabulation[[#This Row],[Day]]*TOU_CTabulation[[#This Row],[Base Allow]])","v":0},{"$f":"VLOOKUP(TOU_CTabulation[[#This Row],[Hour]],daypart,2)","v":"All"},{"$f":"TOU_CTabulation[[#This Row],[Season]]&TOU_CTabulation[[#This Row],[Day-Part]]","v":"WinterAll"},{"$f":"VLOOKUP(TOU_CTabulation[[#This Row],[Daypart]],TOUC,2)","v":0.25901999999999997},{"$f":"VLOOKUP(TOU_CTabulation[[#This Row],[Daypart]],TOUC,3)","v":0.32596000000000003},{"$f":"TOU_CTabulation[[#This Row],[Month Base Allow]]*TOU_CTabulation[[#This Row],[Base Rate]]","v":0},{"$f":"TOU_CTabulation[[#This Row],[Month Overbase Gen]]*TOU_CTabulation[[#This Row],[Over Rate]]","v":0},{"$f":"TOU_CTabulation[[#This Row],[Base Value]]+TOU_CTabulation[[#This Row],[Over Value]]","v":0}]
[12,30,16,295,26,10,1,121.348,13.519,378.02699999999999,350.15600000000001,{"$f":"TOU_CTabulation[[#This Row],[AC System Output (W)]]/1000","v":0.35015600000000002},{"$f":"IF(A8756=TOU_CTabulation[[#This Row],[Month]],M8756+TOU_CTabulation[[#This Row],[AC System Output (kW)]],TOU_CTabulation[[#This Row],[AC System Output (kW)]])","v":336.02878099999998},{"$f":"VLOOKUP(TOU_CTabulation[[#This Row],[Month]],Season,2)","v":"Winter"},{"$f":"VLOOKUP(TOU_CTabulation[[#This Row],[Season]],CRate,2)","v":10.5},{"$f":"IF(A8758>TOU_CTabulation[[#This Row],[Month]],TOU_CTabulation[[#This Row],[Day]]*TOU_CTabulation[[#This Row],[Base Allow]],0)","v":0},{"$f":"IF(A8758>TOU_CTabulation[[#This Row],[Month]],TOU_CTabulation[[#This Row],[Month Cumm]],0)","v":0},{"$f":"IF(TOU_CTabulation[[#This Row],[Month Base Gen]]=0,0,TOU_CTabulation[[#This Row],[Month Base Gen]]-TOU_CTabulation[[#This Row],[Day]]*TOU_CTabulation[[#This Row],[Base Allow]])","v":0},{"$f":"VLOOKUP(TOU_CTabulation[[#This Row],[Hour]],daypart,2)","v":"All"},{"$f":"TOU_CTabulation[[#This Row],[Season]]&TOU_CTabulation[[#This Row],[Day-Part]]","v":"WinterAll"},{"$f":"VLOOKUP(TOU_CTabulation[[#This Row],[Daypart]],TOUC,2)","v":0.25901999999999997},{"$f":"VLOOKUP(TOU_CTabulation[[#This Row],[Daypart]],TOUC,3)","v":0.32596000000000003},{"$f":"TOU_CTabulation[[#This Row],[Month Base Allow]]*TOU_CTabulation[[#This Row],[Base Rate]]","v":0},{"$f":"TOU_CTabulation[[#This Row],[Month Overbase Gen]]*TOU_CTabulation[[#This Row],[Over Rate]]","v":0},{"$f":"TOU_CTabulation[[#This Row],[Base Value]]+TOU_CTabulation[[#This Row],[Over Value]]","v":0}]
[12,30,17,0,0,8,1,0,8,0,0,{"$f":"TOU_CTabulation[[#This Row],[AC System Output (W)]]/1000","v":0},{"$f":"IF(A8757=TOU_CTabulation[[#This Row],[Month]],M8757+TOU_CTabulation[[#This Row],[AC System Output (kW)]],TOU_CTabulation[[#This Row],[AC System Output (kW)]])","v":336.02878099999998},{"$f":"VLOOKUP(TOU_CTabulation[[#This Row],[Month]],Season,2)","v":"Winter"},{"$f":"VLOOKUP(TOU_CTabulation[[#This Row],[Season]],CRate,2)","v":10.5},{"$f":"IF(A8759>TOU_CTabulation[[#This Row],[Month]],TOU_CTabulation[[#This Row],[Day]]*TOU_CTabulation[[#This Row],[Base Allow]],0)","v":0},{"$f":"IF(A8759>TOU_CTabulation[[#This Row],[Month]],TOU_CTabulation[[#This Row],[Month Cumm]],0)","v":0},{"$f":"IF(TOU_CTabulation[[#This Row],[Month Base Gen]]=0,0,TOU_CTabulation[[#This Row],[Month Base Gen]]-TOU_CTabulation[[#This Row],[Day]]*TOU_CTabulation[[#This Row],[Base Allow]])","v":0},{"$f":"VLOOKUP(TOU_CTabulation[[#This Row],[Hour]],daypart,2)","v":"All"},{"$f":"TOU_CTabulation[[#This Row],[Season]]&TOU_CTabulation[[#This Row],[Day-Part]]","v":"WinterAll"},{"$f":"VLOOKUP(TOU_CTabulation[[#This Row],[Daypart]],TOUC,2)","v":0.25901999999999997},{"$f":"VLOOKUP(TOU_CTabulation[[#This Row],[Daypart]],TOUC,3)","v":0.32596000000000003},{"$f":"TOU_CTabulation[[#This Row],[Month Base Allow]]*TOU_CTabulation[[#This Row],[Base Rate]]","v":0},{"$f":"TOU_CTabulation[[#This Row],[Month Overbase Gen]]*TOU_CTabulation[[#This Row],[Over Rate]]","v":0},{"$f":"TOU_CTabulation[[#This Row],[Base Value]]+TOU_CTabulation[[#This Row],[Over Value]]","v":0}]
[12,30,18,0,0,7,1,0,7,0,0,{"$f":"TOU_CTabulation[[#This Row],[AC System Output (W)]]/1000","v":0},{"$f":"IF(A8758=TOU_CTabulation[[#This Row],[Month]],M8758+TOU_CTabulation[[#This Row],[AC System Output (kW)]],TOU_CTabulation[[#This Row],[AC System Output (kW)]])","v":336.02878099999998},{"$f":"VLOOKUP(TOU_CTabulation[[#This Row],[Month]],Season,2)","v":"Winter"},{"$f":"VLOOKUP(TOU_CTabulation[[#This Row],[Season]],CRate,2)","v":10.5},{"$f":"IF(A8760>TOU_CTabulation[[#This Row],[Month]],TOU_CTabulation[[#This Row],[Day]]*TOU_CTabulation[[#This Row],[Base Allow]],0)","v":0},{"$f":"IF(A8760>TOU_CTabulation[[#This Row],[Month]],TOU_CTabulation[[#This Row],[Month Cumm]],0)","v":0},{"$f":"IF(TOU_CTabulation[[#This Row],[Month Base Gen]]=0,0,TOU_CTabulation[[#This Row],[Month Base Gen]]-TOU_CTabulation[[#This Row],[Day]]*TOU_CTabulation[[#This Row],[Base Allow]])","v":0},{"$f":"VLOOKUP(TOU_CTabulation[[#This Row],[Hour]],daypart,2)","v":"All"},{"$f":"TOU_CTabulation[[#This Row],[Season]]&TOU_CTabulation[[#This Row],[Day-Part]]","v":"WinterAll"},{"$f":"VLOOKUP(TOU_CTabulation[[#This Row],[Daypart]],TOUC,2)","v":0.25901999999999997},{"$f":"VLOOKUP(TOU_CTabulation[[#This Row],[Daypart]],TOUC,3)","v":0.32596000000000003},{"$f":"TOU_CTabulation[[#This Row],[Month Base Allow]]*TOU_CTabulation[[#This Row],[Base Rate]]","v":0},{"$f":"TOU_CTabulation[[#This Row],[Month Overbase Gen]]*TOU_CTabulation[[#This Row],[Over Rate]]","v":0},{"$f":"TOU_CTabulation[[#This Row],[Base Value]]+TOU_CTabulation[[#This Row],[Over Value]]","v":0}]
[12,30,19,0,0,7,1,0,7,0,0,{"$f":"TOU_CTabulation[[#This Row],[AC System Output (W)]]/1000","v":0},{"$f":"IF(A8759=TOU_CTabulation[[#This Row],[Month]],M8759+TOU_CTabulation[[#This Row],[AC System Output (kW)]],TOU_CTabulation[[#This Row],[AC System Output (kW)]])","v":336.02878099999998},{"$f":"VLOOKUP(TOU_CTabulation[[#This Row],[Month]],Season,2)","v":"Winter"},{"$f":"VLOOKUP(TOU_CTabulation[[#This Row],[Season]],CRate,2)","v":10.5},{"$f":"IF(A8761>TOU_CTabulation[[#This Row],[Month]],TOU_CTabulation[[#This Row],[Day]]*TOU_CTabulation[[#This Row],[Base Allow]],0)","v":0},{"$f":"IF(A8761>TOU_CTabulation[[#This Row],[Month]],TOU_CTabulation[[#This Row],[Month Cumm]],0)","v":0},{"$f":"IF(TOU_CTabulation[[#This Row],[Month Base Gen]]=0,0,TOU_CTabulation[[#This Row],[Month Base Gen]]-TOU_CTabulation[[#This Row],[Day]]*TOU_CTabulation[[#This Row],[Base Allow]])","v":0},{"$f":"VLOOKUP(TOU_CTabulation[[#This Row],[Hour]],daypart,2)","v":"All"},{"$f":"TOU_CTabulation[[#This Row],[Season]]&TOU_CTabulation[[#This Row],[Day-Part]]","v":"WinterAll"},{"$f":"VLOOKUP(TOU_CTabulation[[#This Row],[Daypart]],TOUC,2)","v":0.25901999999999997},{"$f":"VLOOKUP(TOU_CTabulation[[#This Row],[Daypart]],TOUC,3)","v":0.32596000000000003},{"$f":"TOU_CTabulation[[#This Row],[Month Base Allow]]*TOU_CTabulation[[#This Row],[Base Rate]]","v":0},{"$f":"TOU_CTabulation[[#This Row],[Month Overbase Gen]]*TOU_CTabulation[[#This Row],[Over Rate]]","v":0},{"$f":"TOU_CTabulation[[#This Row],[Base Value]]+TOU_CTabulation[[#This Row],[Over Value]]","v":0}]
[12,30,20,0,0,6,1,0,6,0,0,{"$f":"TOU_CTabulation[[#This Row],[AC System Output (W)]]/1000","v":0},{"$f":"IF(A8760=TOU_CTabulation[[#This Row],[Month]],M8760+TOU_CTabulation[[#This Row],[AC System Output (kW)]],TOU_CTabulation[[#This Row],[AC System Output (kW)]])","v":336.02878099999998},{"$f":"VLOOKUP(TOU_CTabulation[[#This Row],[Month]],Season,2)","v":"Winter"},{"$f":"VLOOKUP(TOU_CTabulation[[#This Row],[Season]],CRate,2)","v":10.5},{"$f":"IF(A8762>TOU_CTabulation[[#This Row],[Month]],TOU_CTabulation[[#This Row],[Day]]*TOU_CTabulation[[#This Row],[Base Allow]],0)","v":0},{"$f":"IF(A8762>TOU_CTabulation[[#This Row],[Month]],TOU_CTabulation[[#This Row],[Month Cumm]],0)","v":0},{"$f":"IF(TOU_CTabulation[[#This Row],[Month Base Gen]]=0,0,TOU_CTabulation[[#This Row],[Month Base Gen]]-TOU_CTabulation[[#This Row],[Day]]*TOU_CTabulation[[#This Row],[Base Allow]])","v":0},{"$f":"VLOOKUP(TOU_CTabulation[[#This Row],[Hour]],daypart,2)","v":"All"},{"$f":"TOU_CTabulation[[#This Row],[Season]]&TOU_CTabulation[[#This Row],[Day-Part]]","v":"WinterAll"},{"$f":"VLOOKUP(TOU_CTabulation[[#This Row],[Daypart]],TOUC,2)","v":0.25901999999999997},{"$f":"VLOOKUP(TOU_CTabulation[[#This Row],[Daypart]],TOUC,3)","v":0.32596000000000003},{"$f":"TOU_CTabulation[[#This Row],[Month Base Allow]]*TOU_CTabulation[[#This Row],[Base Rate]]","v":0},{"$f":"TOU_CTabulation[[#This Row],[Month Overbase Gen]]*TOU_CTabulation[[#This Row],[Over Rate]]","v":0},{"$f":"TOU_CTabulation[[#This Row],[Base Value]]+TOU_CTabulation[[#This Row],[Over Value]]","v":0}]
[12,30,21,0,0,6,1,0,6,0,0,{"$f":"TOU_CTabulation[[#This Row],[AC System Output (W)]]/1000","v":0},{"$f":"IF(A8761=TOU_CTabulation[[#This Row],[Month]],M8761+TOU_CTabulation[[#This Row],[AC System Output (kW)]],TOU_CTabulation[[#This Row],[AC System Output (kW)]])","v":336.02878099999998},{"$f":"VLOOKUP(TOU_CTabulation[[#This Row],[Month]],Season,2)","v":"Winter"},{"$f":"VLOOKUP(TOU_CTabulation[[#This Row],[Season]],CRate,2)","v":10.5},{"$f":"IF(A8763>TOU_CTabulation[[#This Row],[Month]],TOU_CTabulation[[#This Row],[Day]]*TOU_CTabulation[[#This Row],[Base Allow]],0)","v":0},{"$f":"IF(A8763>TOU_CTabulation[[#This Row],[Month]],TOU_CTabulation[[#This Row],[Month Cumm]],0)","v":0},{"$f":"IF(TOU_CTabulation[[#This Row],[Month Base Gen]]=0,0,TOU_CTabulation[[#This Row],[Month Base Gen]]-TOU_CTabulation[[#This Row],[Day]]*TOU_CTabulation[[#This Row],[Base Allow]])","v":0},{"$f":"VLOOKUP(TOU_CTabulation[[#This Row],[Hour]],daypart,2)","v":"All"},{"$f":"TOU_CTabulation[[#This Row],[Season]]&TOU_CTabulation[[#This Row],[Day-Part]]","v":"WinterAll"},{"$f":"VLOOKUP(TOU_CTabulation[[#This Row],[Daypart]],TOUC,2)","v":0.25901999999999997},{"$f":"VLOOKUP(TOU_CTabulation[[#This Row],[Daypart]],TOUC,3)","v":0.32596000000000003},{"$f":"TOU_CTabulation[[#This Row],[Month Base Allow]]*TOU_CTabulation[[#This Row],[Base Rate]]","v":0},{"$f":"TOU_CTabulation[[#This Row],[Month Overbase Gen]]*TOU_CTabulation[[#This Row],[Over Rate]]","v":0},{"$f":"TOU_CTabulation[[#This Row],[Base Value]]+TOU_CTabulation[[#This Row],[Over Value]]","v":0}]
[12,30,22,0,0,5,1,0,5,0,0,{"$f":"TOU_CTabulation[[#This Row],[AC System Output (W)]]/1000","v":0},{"$f":"IF(A8762=TOU_CTabulation[[#This Row],[Month]],M8762+TOU_CTabulation[[#This Row],[AC System Output (kW)]],TOU_CTabulation[[#This Row],[AC System Output (kW)]])","v":336.02878099999998},{"$f":"VLOOKUP(TOU_CTabulation[[#This Row],[Month]],Season,2)","v":"Winter"},{"$f":"VLOOKUP(TOU_CTabulation[[#This Row],[Season]],CRate,2)","v":10.5},{"$f":"IF(A8764>TOU_CTabulation[[#This Row],[Month]],TOU_CTabulation[[#This Row],[Day]]*TOU_CTabulation[[#This Row],[Base Allow]],0)","v":0},{"$f":"IF(A8764>TOU_CTabulation[[#This Row],[Month]],TOU_CTabulation[[#This Row],[Month Cumm]],0)","v":0},{"$f":"IF(TOU_CTabulation[[#This Row],[Month Base Gen]]=0,0,TOU_CTabulation[[#This Row],[Month Base Gen]]-TOU_CTabulation[[#This Row],[Day]]*TOU_CTabulation[[#This Row],[Base Allow]])","v":0},{"$f":"VLOOKUP(TOU_CTabulation[[#This Row],[Hour]],daypart,2)","v":"All"},{"$f":"TOU_CTabulation[[#This Row],[Season]]&TOU_CTabulation[[#This Row],[Day-Part]]","v":"WinterAll"},{"$f":"VLOOKUP(TOU_CTabulation[[#This Row],[Daypart]],TOUC,2)","v":0.25901999999999997},{"$f":"VLOOKUP(TOU_CTabulation[[#This Row],[Daypart]],TOUC,3)","v":0.32596000000000003},{"$f":"TOU_CTabulation[[#This Row],[Month Base Allow]]*TOU_CTabulation[[#This Row],[Base Rate]]","v":0},{"$f":"TOU_CTabulation[[#This Row],[Month Overbase Gen]]*TOU_CTabulation[[#This Row],[Over Rate]]","v":0},{"$f":"TOU_CTabulation[[#This Row],[Base Value]]+TOU_CTabulation[[#This Row],[Over Value]]","v":0}]
[12,30,23,0,0,5,1,0,5,0,0,{"$f":"TOU_CTabulation[[#This Row],[AC System Output (W)]]/1000","v":0},{"$f":"IF(A8763=TOU_CTabulation[[#This Row],[Month]],M8763+TOU_CTabulation[[#This Row],[AC System Output (kW)]],TOU_CTabulation[[#This Row],[AC System Output (kW)]])","v":336.02878099999998},{"$f":"VLOOKUP(TOU_CTabulation[[#This Row],[Month]],Season,2)","v":"Winter"},{"$f":"VLOOKUP(TOU_CTabulation[[#This Row],[Season]],CRate,2)","v":10.5},{"$f":"IF(A8765>TOU_CTabulation[[#This Row],[Month]],TOU_CTabulation[[#This Row],[Day]]*TOU_CTabulation[[#This Row],[Base Allow]],0)","v":0},{"$f":"IF(A8765>TOU_CTabulation[[#This Row],[Month]],TOU_CTabulation[[#This Row],[Month Cumm]],0)","v":0},{"$f":"IF(TOU_CTabulation[[#This Row],[Month Base Gen]]=0,0,TOU_CTabulation[[#This Row],[Month Base Gen]]-TOU_CTabulation[[#This Row],[Day]]*TOU_CTabulation[[#This Row],[Base Allow]])","v":0},{"$f":"VLOOKUP(TOU_CTabulation[[#This Row],[Hour]],daypart,2)","v":"All"},{"$f":"TOU_CTabulation[[#This Row],[Season]]&TOU_CTabulation[[#This Row],[Day-Part]]","v":"WinterAll"},{"$f":"VLOOKUP(TOU_CTabulation[[#This Row],[Daypart]],TOUC,2)","v":0.25901999999999997},{"$f":"VLOOKUP(TOU_CTabulation[[#This Row],[Daypart]],TOUC,3)","v":0.32596000000000003},{"$f":"TOU_CTabulation[[#This Row],[Month Base Allow]]*TOU_CTabulation[[#This Row],[Base Rate]]","v":0},{"$f":"TOU_CTabulation[[#This Row],[Month Overbase Gen]]*TOU_CTabulation[[#This Row],[Over Rate]]","v":0},{"$f":"TOU_CTabulation[[#This Row],[Base Value]]+TOU_CTabulation[[#This Row],[Over Value]]","v":0}]
[12,31,0,0,0,5,1,0,5,0,0,{"$f":"TOU_CTabulation[[#This Row],[AC System Output (W)]]/1000","v":0},{"$f":"IF(A8764=TOU_CTabulation[[#This Row],[Month]],M8764+TOU_CTabulation[[#This Row],[AC System Output (kW)]],TOU_CTabulation[[#This Row],[AC System Output (kW)]])","v":336.02878099999998},{"$f":"VLOOKUP(TOU_CTabulation[[#This Row],[Month]],Season,2)","v":"Winter"},{"$f":"VLOOKUP(TOU_CTabulation[[#This Row],[Season]],CRate,2)","v":10.5},{"$f":"IF(A8766>TOU_CTabulation[[#This Row],[Month]],TOU_CTabulation[[#This Row],[Day]]*TOU_CTabulation[[#This Row],[Base Allow]],0)","v":0},{"$f":"IF(A8766>TOU_CTabulation[[#This Row],[Month]],TOU_CTabulation[[#This Row],[Month Cumm]],0)","v":0},{"$f":"IF(TOU_CTabulation[[#This Row],[Month Base Gen]]=0,0,TOU_CTabulation[[#This Row],[Month Base Gen]]-TOU_CTabulation[[#This Row],[Day]]*TOU_CTabulation[[#This Row],[Base Allow]])","v":0},{"$f":"VLOOKUP(TOU_CTabulation[[#This Row],[Hour]],daypart,2)","v":"All"},{"$f":"TOU_CTabulation[[#This Row],[Season]]&TOU_CTabulation[[#This Row],[Day-Part]]","v":"WinterAll"},{"$f":"VLOOKUP(TOU_CTabulation[[#This Row],[Daypart]],TOUC,2)","v":0.25901999999999997},{"$f":"VLOOKUP(TOU_CTabulation[[#This Row],[Daypart]],TOUC,3)","v":0.32596000000000003},{"$f":"TOU_CTabulation[[#This Row],[Month Base Allow]]*TOU_CTabulation[[#This Row],[Base Rate]]","v":0},{"$f":"TOU_CTabulation[[#This Row],[Month Overbase Gen]]*TOU_CTabulation[[#This Row],[Over Rate]]","v":0},{"$f":"TOU_CTabulation[[#This Row],[Base Value]]+TOU_CTabulation[[#This Row],[Over Value]]","v":0}]
[12,31,1,0,0,5,1,0,5,0,0,{"$f":"TOU_CTabulation[[#This Row],[AC System Output (W)]]/1000","v":0},{"$f":"IF(A8765=TOU_CTabulation[[#This Row],[Month]],M8765+TOU_CTabulation[[#This Row],[AC System Output (kW)]],TOU_CTabulation[[#This Row],[AC System Output (kW)]])","v":336.02878099999998},{"$f":"VLOOKUP(TOU_CTabulation[[#This Row],[Month]],Season,2)","v":"Winter"},{"$f":"VLOOKUP(TOU_CTabulation[[#This Row],[Season]],CRate,2)","v":10.5},{"$f":"IF(A8767>TOU_CTabulation[[#This Row],[Month]],TOU_CTabulation[[#This Row],[Day]]*TOU_CTabulation[[#This Row],[Base Allow]],0)","v":0},{"$f":"IF(A8767>TOU_CTabulation[[#This Row],[Month]],TOU_CTabulation[[#This Row],[Month Cumm]],0)","v":0},{"$f":"IF(TOU_CTabulation[[#This Row],[Month Base Gen]]=0,0,TOU_CTabulation[[#This Row],[Month Base Gen]]-TOU_CTabulation[[#This Row],[Day]]*TOU_CTabulation[[#This Row],[Base Allow]])","v":0},{"$f":"VLOOKUP(TOU_CTabulation[[#This Row],[Hour]],daypart,2)","v":"All"},{"$f":"TOU_CTabulation[[#This Row],[Season]]&TOU_CTabulation[[#This Row],[Day-Part]]","v":"WinterAll"},{"$f":"VLOOKUP(TOU_CTabulation[[#This Row],[Daypart]],TOUC,2)","v":0.25901999999999997},{"$f":"VLOOKUP(TOU_CTabulation[[#This Row],[Daypart]],TOUC,3)","v":0.32596000000000003},{"$f":"TOU_CTabulation[[#This Row],[Month Base Allow]]*TOU_CTabulation[[#This Row],[Base Rate]]","v":0},{"$f":"TOU_CTabulation[[#This Row],[Month Overbase Gen]]*TOU_CTabulation[[#This Row],[Over Rate]]","v":0},{"$f":"TOU_CTabulation[[#This Row],[Base Value]]+TOU_CTabulation[[#This Row],[Over Value]]","v":0}]
[12,31,2,0,0,5,1,0,5,0,0,{"$f":"TOU_CTabulation[[#This Row],[AC System Output (W)]]/1000","v":0},{"$f":"IF(A8766=TOU_CTabulation[[#This Row],[Month]],M8766+TOU_CTabulation[[#This Row],[AC System Output (kW)]],TOU_CTabulation[[#This Row],[AC System Output (kW)]])","v":336.02878099999998},{"$f":"VLOOKUP(TOU_CTabulation[[#This Row],[Month]],Season,2)","v":"Winter"},{"$f":"VLOOKUP(TOU_CTabulation[[#This Row],[Season]],CRate,2)","v":10.5},{"$f":"IF(A8768>TOU_CTabulation[[#This Row],[Month]],TOU_CTabulation[[#This Row],[Day]]*TOU_CTabulation[[#This Row],[Base Allow]],0)","v":0},{"$f":"IF(A8768>TOU_CTabulation[[#This Row],[Month]],TOU_CTabulation[[#This Row],[Month Cumm]],0)","v":0},{"$f":"IF(TOU_CTabulation[[#This Row],[Month Base Gen]]=0,0,TOU_CTabulation[[#This Row],[Month Base Gen]]-TOU_CTabulation[[#This Row],[Day]]*TOU_CTabulation[[#This Row],[Base Allow]])","v":0},{"$f":"VLOOKUP(TOU_CTabulation[[#This Row],[Hour]],daypart,2)","v":"All"},{"$f":"TOU_CTabulation[[#This Row],[Season]]&TOU_CTabulation[[#This Row],[Day-Part]]","v":"WinterAll"},{"$f":"VLOOKUP(TOU_CTabulation[[#This Row],[Daypart]],TOUC,2)","v":0.25901999999999997},{"$f":"VLOOKUP(TOU_CTabulation[[#This Row],[Daypart]],TOUC,3)","v":0.32596000000000003},{"$f":"TOU_CTabulation[[#This Row],[Month Base Allow]]*TOU_CTabulation[[#This Row],[Base Rate]]","v":0},{"$f":"TOU_CTabulation[[#This Row],[Month Overbase Gen]]*TOU_CTabulation[[#This Row],[Over Rate]]","v":0},{"$f":"TOU_CTabulation[[#This Row],[Base Value]]+TOU_CTabulation[[#This Row],[Over Value]]","v":0}]
[12,31,3,0,0,5,1,0,5,0,0,{"$f":"TOU_CTabulation[[#This Row],[AC System Output (W)]]/1000","v":0},{"$f":"IF(A8767=TOU_CTabulation[[#This Row],[Month]],M8767+TOU_CTabulation[[#This Row],[AC System Output (kW)]],TOU_CTabulation[[#This Row],[AC System Output (kW)]])","v":336.02878099999998},{"$f":"VLOOKUP(TOU_CTabulation[[#This Row],[Month]],Season,2)","v":"Winter"},{"$f":"VLOOKUP(TOU_CTabulation[[#This Row],[Season]],CRate,2)","v":10.5},{"$f":"IF(A8769>TOU_CTabulation[[#This Row],[Month]],TOU_CTabulation[[#This Row],[Day]]*TOU_CTabulation[[#This Row],[Base Allow]],0)","v":0},{"$f":"IF(A8769>TOU_CTabulation[[#This Row],[Month]],TOU_CTabulation[[#This Row],[Month Cumm]],0)","v":0},{"$f":"IF(TOU_CTabulation[[#This Row],[Month Base Gen]]=0,0,TOU_CTabulation[[#This Row],[Month Base Gen]]-TOU_CTabulation[[#This Row],[Day]]*TOU_CTabulation[[#This Row],[Base Allow]])","v":0},{"$f":"VLOOKUP(TOU_CTabulation[[#This Row],[Hour]],daypart,2)","v":"All"},{"$f":"TOU_CTabulation[[#This Row],[Season]]&TOU_CTabulation[[#This Row],[Day-Part]]","v":"WinterAll"},{"$f":"VLOOKUP(TOU_CTabulation[[#This Row],[Daypart]],TOUC,2)","v":0.25901999999999997},{"$f":"VLOOKUP(TOU_CTabulation[[#This Row],[Daypart]],TOUC,3)","v":0.32596000000000003},{"$f":"TOU_CTabulation[[#This Row],[Month Base Allow]]*TOU_CTabulation[[#This Row],[Base Rate]]","v":0},{"$f":"TOU_CTabulation[[#This Row],[Month Overbase Gen]]*TOU_CTabulation[[#This Row],[Over Rate]]","v":0},{"$f":"TOU_CTabulation[[#This Row],[Base Value]]+TOU_CTabulation[[#This Row],[Over Value]]","v":0}]
[12,31,4,0,0,4,2,0,4,0,0,{"$f":"TOU_CTabulation[[#This Row],[AC System Output (W)]]/1000","v":0},{"$f":"IF(A8768=TOU_CTabulation[[#This Row],[Month]],M8768+TOU_CTabulation[[#This Row],[AC System Output (kW)]],TOU_CTabulation[[#This Row],[AC System Output (kW)]])","v":336.02878099999998},{"$f":"VLOOKUP(TOU_CTabulation[[#This Row],[Month]],Season,2)","v":"Winter"},{"$f":"VLOOKUP(TOU_CTabulation[[#This Row],[Season]],CRate,2)","v":10.5},{"$f":"IF(A8770>TOU_CTabulation[[#This Row],[Month]],TOU_CTabulation[[#This Row],[Day]]*TOU_CTabulation[[#This Row],[Base Allow]],0)","v":0},{"$f":"IF(A8770>TOU_CTabulation[[#This Row],[Month]],TOU_CTabulation[[#This Row],[Month Cumm]],0)","v":0},{"$f":"IF(TOU_CTabulation[[#This Row],[Month Base Gen]]=0,0,TOU_CTabulation[[#This Row],[Month Base Gen]]-TOU_CTabulation[[#This Row],[Day]]*TOU_CTabulation[[#This Row],[Base Allow]])","v":0},{"$f":"VLOOKUP(TOU_CTabulation[[#This Row],[Hour]],daypart,2)","v":"All"},{"$f":"TOU_CTabulation[[#This Row],[Season]]&TOU_CTabulation[[#This Row],[Day-Part]]","v":"WinterAll"},{"$f":"VLOOKUP(TOU_CTabulation[[#This Row],[Daypart]],TOUC,2)","v":0.25901999999999997},{"$f":"VLOOKUP(TOU_CTabulation[[#This Row],[Daypart]],TOUC,3)","v":0.32596000000000003},{"$f":"TOU_CTabulation[[#This Row],[Month Base Allow]]*TOU_CTabulation[[#This Row],[Base Rate]]","v":0},{"$f":"TOU_CTabulation[[#This Row],[Month Overbase Gen]]*TOU_CTabulation[[#This Row],[Over Rate]]","v":0},{"$f":"TOU_CTabulation[[#This Row],[Base Value]]+TOU_CTabulation[[#This Row],[Over Value]]","v":0}]
[12,31,5,0,0,4,2,0,4,0,0,{"$f":"TOU_CTabulation[[#This Row],[AC System Output (W)]]/1000","v":0},{"$f":"IF(A8769=TOU_CTabulation[[#This Row],[Month]],M8769+TOU_CTabulation[[#This Row],[AC System Output (kW)]],TOU_CTabulation[[#This Row],[AC System Output (kW)]])","v":336.02878099999998},{"$f":"VLOOKUP(TOU_CTabulation[[#This Row],[Month]],Season,2)","v":"Winter"},{"$f":"VLOOKUP(TOU_CTabulation[[#This Row],[Season]],CRate,2)","v":10.5},{"$f":"IF(A8771>TOU_CTabulation[[#This Row],[Month]],TOU_CTabulation[[#This Row],[Day]]*TOU_CTabulation[[#This Row],[Base Allow]],0)","v":0},{"$f":"IF(A8771>TOU_CTabulation[[#This Row],[Month]],TOU_CTabulation[[#This Row],[Month Cumm]],0)","v":0},{"$f":"IF(TOU_CTabulation[[#This Row],[Month Base Gen]]=0,0,TOU_CTabulation[[#This Row],[Month Base Gen]]-TOU_CTabulation[[#This Row],[Day]]*TOU_CTabulation[[#This Row],[Base Allow]])","v":0},{"$f":"VLOOKUP(TOU_CTabulation[[#This Row],[Hour]],daypart,2)","v":"All"},{"$f":"TOU_CTabulation[[#This Row],[Season]]&TOU_CTabulation[[#This Row],[Day-Part]]","v":"WinterAll"},{"$f":"VLOOKUP(TOU_CTabulation[[#This Row],[Daypart]],TOUC,2)","v":0.25901999999999997},{"$f":"VLOOKUP(TOU_CTabulation[[#This Row],[Daypart]],TOUC,3)","v":0.32596000000000003},{"$f":"TOU_CTabulation[[#This Row],[Month Base Allow]]*TOU_CTabulation[[#This Row],[Base Rate]]","v":0},{"$f":"TOU_CTabulation[[#This Row],[Month Overbase Gen]]*TOU_CTabulation[[#This Row],[Over Rate]]","v":0},{"$f":"TOU_CTabulation[[#This Row],[Base Value]]+TOU_CTabulation[[#This Row],[Over Value]]","v":0}]
[12,31,6,0,0,4,2,0,4,0,0,{"$f":"TOU_CTabulation[[#This Row],[AC System Output (W)]]/1000","v":0},{"$f":"IF(A8770=TOU_CTabulation[[#This Row],[Month]],M8770+TOU_CTabulation[[#This Row],[AC System Output (kW)]],TOU_CTabulation[[#This Row],[AC System Output (kW)]])","v":336.02878099999998},{"$f":"VLOOKUP(TOU_CTabulation[[#This Row],[Month]],Season,2)","v":"Winter"},{"$f":"VLOOKUP(TOU_CTabulation[[#This Row],[Season]],CRate,2)","v":10.5},{"$f":"IF(A8772>TOU_CTabulation[[#This Row],[Month]],TOU_CTabulation[[#This Row],[Day]]*TOU_CTabulation[[#This Row],[Base Allow]],0)","v":0},{"$f":"IF(A8772>TOU_CTabulation[[#This Row],[Month]],TOU_CTabulation[[#This Row],[Month Cumm]],0)","v":0},{"$f":"IF(TOU_CTabulation[[#This Row],[Month Base Gen]]=0,0,TOU_CTabulation[[#This Row],[Month Base Gen]]-TOU_CTabulation[[#This Row],[Day]]*TOU_CTabulation[[#This Row],[Base Allow]])","v":0},{"$f":"VLOOKUP(TOU_CTabulation[[#This Row],[Hour]],daypart,2)","v":"All"},{"$f":"TOU_CTabulation[[#This Row],[Season]]&TOU_CTabulation[[#This Row],[Day-Part]]","v":"WinterAll"},{"$f":"VLOOKUP(TOU_CTabulation[[#This Row],[Daypart]],TOUC,2)","v":0.25901999999999997},{"$f":"VLOOKUP(TOU_CTabulation[[#This Row],[Daypart]],TOUC,3)","v":0.32596000000000003},{"$f":"TOU_CTabulation[[#This Row],[Month Base Allow]]*TOU_CTabulation[[#This Row],[Base Rate]]","v":0},{"$f":"TOU_CTabulation[[#This Row],[Month Overbase Gen]]*TOU_CTabulation[[#This Row],[Over Rate]]","v":0},{"$f":"TOU_CTabulation[[#This Row],[Base Value]]+TOU_CTabulation[[#This Row],[Over Value]]","v":0}]
[12,31,7,171,17,6,2,70.347999999999999,6.2690000000000001,224.82900000000001,200.143,{"$f":"TOU_CTabulation[[#This Row],[AC System Output (W)]]/1000","v":0.20014299999999999},{"$f":"IF(A8771=TOU_CTabulation[[#This Row],[Month]],M8771+TOU_CTabulation[[#This Row],[AC System Output (kW)]],TOU_CTabulation[[#This Row],[AC System Output (kW)]])","v":336.22892400000001},{"$f":"VLOOKUP(TOU_CTabulation[[#This Row],[Month]],Season,2)","v":"Winter"},{"$f":"VLOOKUP(TOU_CTabulation[[#This Row],[Season]],CRate,2)","v":10.5},{"$f":"IF(A8773>TOU_CTabulation[[#This Row],[Month]],TOU_CTabulation[[#This Row],[Day]]*TOU_CTabulation[[#This Row],[Base Allow]],0)","v":0},{"$f":"IF(A8773>TOU_CTabulation[[#This Row],[Month]],TOU_CTabulation[[#This Row],[Month Cumm]],0)","v":0},{"$f":"IF(TOU_CTabulation[[#This Row],[Month Base Gen]]=0,0,TOU_CTabulation[[#This Row],[Month Base Gen]]-TOU_CTabulation[[#This Row],[Day]]*TOU_CTabulation[[#This Row],[Base Allow]])","v":0},{"$f":"VLOOKUP(TOU_CTabulation[[#This Row],[Hour]],daypart,2)","v":"All"},{"$f":"TOU_CTabulation[[#This Row],[Season]]&TOU_CTabulation[[#This Row],[Day-Part]]","v":"WinterAll"},{"$f":"VLOOKUP(TOU_CTabulation[[#This Row],[Daypart]],TOUC,2)","v":0.25901999999999997},{"$f":"VLOOKUP(TOU_CTabulation[[#This Row],[Daypart]],TOUC,3)","v":0.32596000000000003},{"$f":"TOU_CTabulation[[#This Row],[Month Base Allow]]*TOU_CTabulation[[#This Row],[Base Rate]]","v":0},{"$f":"TOU_CTabulation[[#This Row],[Month Overbase Gen]]*TOU_CTabulation[[#This Row],[Over Rate]]","v":0},{"$f":"TOU_CTabulation[[#This Row],[Base Value]]+TOU_CTabulation[[#This Row],[Over Value]]","v":0}]
[12,31,8,575,54,8,3,315.77600000000001,14.14,1062.566,1017.801,{"$f":"TOU_CTabulation[[#This Row],[AC System Output (W)]]/1000","v":1.017801},{"$f":"IF(A8772=TOU_CTabulation[[#This Row],[Month]],M8772+TOU_CTabulation[[#This Row],[AC System Output (kW)]],TOU_CTabulation[[#This Row],[AC System Output (kW)]])","v":337.24672500000003},{"$f":"VLOOKUP(TOU_CTabulation[[#This Row],[Month]],Season,2)","v":"Winter"},{"$f":"VLOOKUP(TOU_CTabulation[[#This Row],[Season]],CRate,2)","v":10.5},{"$f":"IF(A8774>TOU_CTabulation[[#This Row],[Month]],TOU_CTabulation[[#This Row],[Day]]*TOU_CTabulation[[#This Row],[Base Allow]],0)","v":0},{"$f":"IF(A8774>TOU_CTabulation[[#This Row],[Month]],TOU_CTabulation[[#This Row],[Month Cumm]],0)","v":0},{"$f":"IF(TOU_CTabulation[[#This Row],[Month Base Gen]]=0,0,TOU_CTabulation[[#This Row],[Month Base Gen]]-TOU_CTabulation[[#This Row],[Day]]*TOU_CTabulation[[#This Row],[Base Allow]])","v":0},{"$f":"VLOOKUP(TOU_CTabulation[[#This Row],[Hour]],daypart,2)","v":"All"},{"$f":"TOU_CTabulation[[#This Row],[Season]]&TOU_CTabulation[[#This Row],[Day-Part]]","v":"WinterAll"},{"$f":"VLOOKUP(TOU_CTabulation[[#This Row],[Daypart]],TOUC,2)","v":0.25901999999999997},{"$f":"VLOOKUP(TOU_CTabulation[[#This Row],[Daypart]],TOUC,3)","v":0.32596000000000003},{"$f":"TOU_CTabulation[[#This Row],[Month Base Allow]]*TOU_CTabulation[[#This Row],[Base Rate]]","v":0},{"$f":"TOU_CTabulation[[#This Row],[Month Overbase Gen]]*TOU_CTabulation[[#This Row],[Over Rate]]","v":0},{"$f":"TOU_CTabulation[[#This Row],[Base Value]]+TOU_CTabulation[[#This Row],[Over Value]]","v":0}]
[12,31,9,746,70,11,2,531.13,24.544,1783.117,1715.8630000000001,{"$f":"TOU_CTabulation[[#This Row],[AC System Output (W)]]/1000","v":1.7158630000000001},{"$f":"IF(A8773=TOU_CTabulation[[#This Row],[Month]],M8773+TOU_CTabulation[[#This Row],[AC System Output (kW)]],TOU_CTabulation[[#This Row],[AC System Output (kW)]])","v":338.96258800000004},{"$f":"VLOOKUP(TOU_CTabulation[[#This Row],[Month]],Season,2)","v":"Winter"},{"$f":"VLOOKUP(TOU_CTabulation[[#This Row],[Season]],CRate,2)","v":10.5},{"$f":"IF(A8775>TOU_CTabulation[[#This Row],[Month]],TOU_CTabulation[[#This Row],[Day]]*TOU_CTabulation[[#This Row],[Base Allow]],0)","v":0},{"$f":"IF(A8775>TOU_CTabulation[[#This Row],[Month]],TOU_CTabulation[[#This Row],[Month Cumm]],0)","v":0},{"$f":"IF(TOU_CTabulation[[#This Row],[Month Base Gen]]=0,0,TOU_CTabulation[[#This Row],[Month Base Gen]]-TOU_CTabulation[[#This Row],[Day]]*TOU_CTabulation[[#This Row],[Base Allow]])","v":0},{"$f":"VLOOKUP(TOU_CTabulation[[#This Row],[Hour]],daypart,2)","v":"All"},{"$f":"TOU_CTabulation[[#This Row],[Season]]&TOU_CTabulation[[#This Row],[Day-Part]]","v":"WinterAll"},{"$f":"VLOOKUP(TOU_CTabulation[[#This Row],[Daypart]],TOUC,2)","v":0.25901999999999997},{"$f":"VLOOKUP(TOU_CTabulation[[#This Row],[Daypart]],TOUC,3)","v":0.32596000000000003},{"$f":"TOU_CTabulation[[#This Row],[Month Base Allow]]*TOU_CTabulation[[#This Row],[Base Rate]]","v":0},{"$f":"TOU_CTabulation[[#This Row],[Month Overbase Gen]]*TOU_CTabulation[[#This Row],[Over Rate]]","v":0},{"$f":"TOU_CTabulation[[#This Row],[Base Value]]+TOU_CTabulation[[#This Row],[Over Value]]","v":0}]
[12,31,10,836,75,14,1,692.89400000000001,35.832000000000001,2236.6930000000002,2152.8069999999998,{"$f":"TOU_CTabulation[[#This Row],[AC System Output (W)]]/1000","v":2.1528069999999997},{"$f":"IF(A8774=TOU_CTabulation[[#This Row],[Month]],M8774+TOU_CTabulation[[#This Row],[AC System Output (kW)]],TOU_CTabulation[[#This Row],[AC System Output (kW)]])","v":341.11539500000003},{"$f":"VLOOKUP(TOU_CTabulation[[#This Row],[Month]],Season,2)","v":"Winter"},{"$f":"VLOOKUP(TOU_CTabulation[[#This Row],[Season]],CRate,2)","v":10.5},{"$f":"IF(A8776>TOU_CTabulation[[#This Row],[Month]],TOU_CTabulation[[#This Row],[Day]]*TOU_CTabulation[[#This Row],[Base Allow]],0)","v":0},{"$f":"IF(A8776>TOU_CTabulation[[#This Row],[Month]],TOU_CTabulation[[#This Row],[Month Cumm]],0)","v":0},{"$f":"IF(TOU_CTabulation[[#This Row],[Month Base Gen]]=0,0,TOU_CTabulation[[#This Row],[Month Base Gen]]-TOU_CTabulation[[#This Row],[Day]]*TOU_CTabulation[[#This Row],[Base Allow]])","v":0},{"$f":"VLOOKUP(TOU_CTabulation[[#This Row],[Hour]],daypart,2)","v":"All"},{"$f":"TOU_CTabulation[[#This Row],[Season]]&TOU_CTabulation[[#This Row],[Day-Part]]","v":"WinterAll"},{"$f":"VLOOKUP(TOU_CTabulation[[#This Row],[Daypart]],TOUC,2)","v":0.25901999999999997},{"$f":"VLOOKUP(TOU_CTabulation[[#This Row],[Daypart]],TOUC,3)","v":0.32596000000000003},{"$f":"TOU_CTabulation[[#This Row],[Month Base Allow]]*TOU_CTabulation[[#This Row],[Base Rate]]","v":0},{"$f":"TOU_CTabulation[[#This Row],[Month Overbase Gen]]*TOU_CTabulation[[#This Row],[Over Rate]]","v":0},{"$f":"TOU_CTabulation[[#This Row],[Base Value]]+TOU_CTabulation[[#This Row],[Over Value]]","v":0}]
[12,31,11,868,79,15,1,778.49300000000005,39.909999999999997,2473.8850000000002,2380.54,{"$f":"TOU_CTabulation[[#This Row],[AC System Output (W)]]/1000","v":2.3805399999999999},{"$f":"IF(A8775=TOU_CTabulation[[#This Row],[Month]],M8775+TOU_CTabulation[[#This Row],[AC System Output (kW)]],TOU_CTabulation[[#This Row],[AC System Output (kW)]])","v":343.49593500000003},{"$f":"VLOOKUP(TOU_CTabulation[[#This Row],[Month]],Season,2)","v":"Winter"},{"$f":"VLOOKUP(TOU_CTabulation[[#This Row],[Season]],CRate,2)","v":10.5},{"$f":"IF(A8777>TOU_CTabulation[[#This Row],[Month]],TOU_CTabulation[[#This Row],[Day]]*TOU_CTabulation[[#This Row],[Base Allow]],0)","v":0},{"$f":"IF(A8777>TOU_CTabulation[[#This Row],[Month]],TOU_CTabulation[[#This Row],[Month Cumm]],0)","v":0},{"$f":"IF(TOU_CTabulation[[#This Row],[Month Base Gen]]=0,0,TOU_CTabulation[[#This Row],[Month Base Gen]]-TOU_CTabulation[[#This Row],[Day]]*TOU_CTabulation[[#This Row],[Base Allow]])","v":0},{"$f":"VLOOKUP(TOU_CTabulation[[#This Row],[Hour]],daypart,2)","v":"All"},{"$f":"TOU_CTabulation[[#This Row],[Season]]&TOU_CTabulation[[#This Row],[Day-Part]]","v":"WinterAll"},{"$f":"VLOOKUP(TOU_CTabulation[[#This Row],[Daypart]],TOUC,2)","v":0.25901999999999997},{"$f":"VLOOKUP(TOU_CTabulation[[#This Row],[Daypart]],TOUC,3)","v":0.32596000000000003},{"$f":"TOU_CTabulation[[#This Row],[Month Base Allow]]*TOU_CTabulation[[#This Row],[Base Rate]]","v":0},{"$f":"TOU_CTabulation[[#This Row],[Month Overbase Gen]]*TOU_CTabulation[[#This Row],[Over Rate]]","v":0},{"$f":"TOU_CTabulation[[#This Row],[Base Value]]+TOU_CTabulation[[#This Row],[Over Value]]","v":0}]
[12,31,12,871,79,16,1,786.49699999999996,41.426000000000002,2481.0569999999998,2387.4180000000001,{"$f":"TOU_CTabulation[[#This Row],[AC System Output (W)]]/1000","v":2.3874180000000003},{"$f":"IF(A8776=TOU_CTabulation[[#This Row],[Month]],M8776+TOU_CTabulation[[#This Row],[AC System Output (kW)]],TOU_CTabulation[[#This Row],[AC System Output (kW)]])","v":345.88335300000006},{"$f":"VLOOKUP(TOU_CTabulation[[#This Row],[Month]],Season,2)","v":"Winter"},{"$f":"VLOOKUP(TOU_CTabulation[[#This Row],[Season]],CRate,2)","v":10.5},{"$f":"IF(A8778>TOU_CTabulation[[#This Row],[Month]],TOU_CTabulation[[#This Row],[Day]]*TOU_CTabulation[[#This Row],[Base Allow]],0)","v":0},{"$f":"IF(A8778>TOU_CTabulation[[#This Row],[Month]],TOU_CTabulation[[#This Row],[Month Cumm]],0)","v":0},{"$f":"IF(TOU_CTabulation[[#This Row],[Month Base Gen]]=0,0,TOU_CTabulation[[#This Row],[Month Base Gen]]-TOU_CTabulation[[#This Row],[Day]]*TOU_CTabulation[[#This Row],[Base Allow]])","v":0},{"$f":"VLOOKUP(TOU_CTabulation[[#This Row],[Hour]],daypart,2)","v":"All"},{"$f":"TOU_CTabulation[[#This Row],[Season]]&TOU_CTabulation[[#This Row],[Day-Part]]","v":"WinterAll"},{"$f":"VLOOKUP(TOU_CTabulation[[#This Row],[Daypart]],TOUC,2)","v":0.25901999999999997},{"$f":"VLOOKUP(TOU_CTabulation[[#This Row],[Daypart]],TOUC,3)","v":0.32596000000000003},{"$f":"TOU_CTabulation[[#This Row],[Month Base Allow]]*TOU_CTabulation[[#This Row],[Base Rate]]","v":0},{"$f":"TOU_CTabulation[[#This Row],[Month Overbase Gen]]*TOU_CTabulation[[#This Row],[Over Rate]]","v":0},{"$f":"TOU_CTabulation[[#This Row],[Base Value]]+TOU_CTabulation[[#This Row],[Over Value]]","v":0}]
[12,31,13,857,72,16,1,720.56,39.597999999999999,2285.9850000000001,2200.1770000000001,{"$f":"TOU_CTabulation[[#This Row],[AC System Output (W)]]/1000","v":2.200177},{"$f":"IF(A8777=TOU_CTabulation[[#This Row],[Month]],M8777+TOU_CTabulation[[#This Row],[AC System Output (kW)]],TOU_CTabulation[[#This Row],[AC System Output (kW)]])","v":348.08353000000005},{"$f":"VLOOKUP(TOU_CTabulation[[#This Row],[Month]],Season,2)","v":"Winter"},{"$f":"VLOOKUP(TOU_CTabulation[[#This Row],[Season]],CRate,2)","v":10.5},{"$f":"IF(A8779>TOU_CTabulation[[#This Row],[Month]],TOU_CTabulation[[#This Row],[Day]]*TOU_CTabulation[[#This Row],[Base Allow]],0)","v":0},{"$f":"IF(A8779>TOU_CTabulation[[#This Row],[Month]],TOU_CTabulation[[#This Row],[Month Cumm]],0)","v":0},{"$f":"IF(TOU_CTabulation[[#This Row],[Month Base Gen]]=0,0,TOU_CTabulation[[#This Row],[Month Base Gen]]-TOU_CTabulation[[#This Row],[Day]]*TOU_CTabulation[[#This Row],[Base Allow]])","v":0},{"$f":"VLOOKUP(TOU_CTabulation[[#This Row],[Hour]],daypart,2)","v":"All"},{"$f":"TOU_CTabulation[[#This Row],[Season]]&TOU_CTabulation[[#This Row],[Day-Part]]","v":"WinterAll"},{"$f":"VLOOKUP(TOU_CTabulation[[#This Row],[Daypart]],TOUC,2)","v":0.25901999999999997},{"$f":"VLOOKUP(TOU_CTabulation[[#This Row],[Daypart]],TOUC,3)","v":0.32596000000000003},{"$f":"TOU_CTabulation[[#This Row],[Month Base Allow]]*TOU_CTabulation[[#This Row],[Base Rate]]","v":0},{"$f":"TOU_CTabulation[[#This Row],[Month Overbase Gen]]*TOU_CTabulation[[#This Row],[Over Rate]]","v":0},{"$f":"TOU_CTabulation[[#This Row],[Base Value]]+TOU_CTabulation[[#This Row],[Over Value]]","v":0}]
[12,31,14,790,67,15,0,577.68700000000001,39.709000000000003,1809.5519999999999,1741.3810000000001,{"$f":"TOU_CTabulation[[#This Row],[AC System Output (W)]]/1000","v":1.7413810000000001},{"$f":"IF(A8778=TOU_CTabulation[[#This Row],[Month]],M8778+TOU_CTabulation[[#This Row],[AC System Output (kW)]],TOU_CTabulation[[#This Row],[AC System Output (kW)]])","v":349.82491100000004},{"$f":"VLOOKUP(TOU_CTabulation[[#This Row],[Month]],Season,2)","v":"Winter"},{"$f":"VLOOKUP(TOU_CTabulation[[#This Row],[Season]],CRate,2)","v":10.5},{"$f":"IF(A8780>TOU_CTabulation[[#This Row],[Month]],TOU_CTabulation[[#This Row],[Day]]*TOU_CTabulation[[#This Row],[Base Allow]],0)","v":0},{"$f":"IF(A8780>TOU_CTabulation[[#This Row],[Month]],TOU_CTabulation[[#This Row],[Month Cumm]],0)","v":0},{"$f":"IF(TOU_CTabulation[[#This Row],[Month Base Gen]]=0,0,TOU_CTabulation[[#This Row],[Month Base Gen]]-TOU_CTabulation[[#This Row],[Day]]*TOU_CTabulation[[#This Row],[Base Allow]])","v":0},{"$f":"VLOOKUP(TOU_CTabulation[[#This Row],[Hour]],daypart,2)","v":"All"},{"$f":"TOU_CTabulation[[#This Row],[Season]]&TOU_CTabulation[[#This Row],[Day-Part]]","v":"WinterAll"},{"$f":"VLOOKUP(TOU_CTabulation[[#This Row],[Daypart]],TOUC,2)","v":0.25901999999999997},{"$f":"VLOOKUP(TOU_CTabulation[[#This Row],[Daypart]],TOUC,3)","v":0.32596000000000003},{"$f":"TOU_CTabulation[[#This Row],[Month Base Allow]]*TOU_CTabulation[[#This Row],[Base Rate]]","v":0},{"$f":"TOU_CTabulation[[#This Row],[Month Overbase Gen]]*TOU_CTabulation[[#This Row],[Over Rate]]","v":0},{"$f":"TOU_CTabulation[[#This Row],[Base Value]]+TOU_CTabulation[[#This Row],[Over Value]]","v":0}]
[12,31,15,273,88,15,0,229.79499999999999,27.154,751.63599999999997,715.08399999999995,{"$f":"TOU_CTabulation[[#This Row],[AC System Output (W)]]/1000","v":0.71508399999999994},{"$f":"IF(A8779=TOU_CTabulation[[#This Row],[Month]],M8779+TOU_CTabulation[[#This Row],[AC System Output (kW)]],TOU_CTabulation[[#This Row],[AC System Output (kW)]])","v":350.53999500000003},{"$f":"VLOOKUP(TOU_CTabulation[[#This Row],[Month]],Season,2)","v":"Winter"},{"$f":"VLOOKUP(TOU_CTabulation[[#This Row],[Season]],CRate,2)","v":10.5},{"$f":"IF(A8781>TOU_CTabulation[[#This Row],[Month]],TOU_CTabulation[[#This Row],[Day]]*TOU_CTabulation[[#This Row],[Base Allow]],0)","v":0},{"$f":"IF(A8781>TOU_CTabulation[[#This Row],[Month]],TOU_CTabulation[[#This Row],[Month Cumm]],0)","v":0},{"$f":"IF(TOU_CTabulation[[#This Row],[Month Base Gen]]=0,0,TOU_CTabulation[[#This Row],[Month Base Gen]]-TOU_CTabulation[[#This Row],[Day]]*TOU_CTabulation[[#This Row],[Base Allow]])","v":0},{"$f":"VLOOKUP(TOU_CTabulation[[#This Row],[Hour]],daypart,2)","v":"All"},{"$f":"TOU_CTabulation[[#This Row],[Season]]&TOU_CTabulation[[#This Row],[Day-Part]]","v":"WinterAll"},{"$f":"VLOOKUP(TOU_CTabulation[[#This Row],[Daypart]],TOUC,2)","v":0.25901999999999997},{"$f":"VLOOKUP(TOU_CTabulation[[#This Row],[Daypart]],TOUC,3)","v":0.32596000000000003},{"$f":"TOU_CTabulation[[#This Row],[Month Base Allow]]*TOU_CTabulation[[#This Row],[Base Rate]]","v":0},{"$f":"TOU_CTabulation[[#This Row],[Month Overbase Gen]]*TOU_CTabulation[[#This Row],[Over Rate]]","v":0},{"$f":"TOU_CTabulation[[#This Row],[Base Value]]+TOU_CTabulation[[#This Row],[Over Value]]","v":0}]
[12,31,16,416,24,11,2,149.16300000000001,13.922000000000001,452.87700000000001,423.37099999999998,{"$f":"TOU_CTabulation[[#This Row],[AC System Output (W)]]/1000","v":0.423371},{"$f":"IF(A8780=TOU_CTabulation[[#This Row],[Month]],M8780+TOU_CTabulation[[#This Row],[AC System Output (kW)]],TOU_CTabulation[[#This Row],[AC System Output (kW)]])","v":350.96336600000001},{"$f":"VLOOKUP(TOU_CTabulation[[#This Row],[Month]],Season,2)","v":"Winter"},{"$f":"VLOOKUP(TOU_CTabulation[[#This Row],[Season]],CRate,2)","v":10.5},{"$f":"IF(A8782>TOU_CTabulation[[#This Row],[Month]],TOU_CTabulation[[#This Row],[Day]]*TOU_CTabulation[[#This Row],[Base Allow]],0)","v":0},{"$f":"IF(A8782>TOU_CTabulation[[#This Row],[Month]],TOU_CTabulation[[#This Row],[Month Cumm]],0)","v":0},{"$f":"IF(TOU_CTabulation[[#This Row],[Month Base Gen]]=0,0,TOU_CTabulation[[#This Row],[Month Base Gen]]-TOU_CTabulation[[#This Row],[Day]]*TOU_CTabulation[[#This Row],[Base Allow]])","v":0},{"$f":"VLOOKUP(TOU_CTabulation[[#This Row],[Hour]],daypart,2)","v":"All"},{"$f":"TOU_CTabulation[[#This Row],[Season]]&TOU_CTabulation[[#This Row],[Day-Part]]","v":"WinterAll"},{"$f":"VLOOKUP(TOU_CTabulation[[#This Row],[Daypart]],TOUC,2)","v":0.25901999999999997},{"$f":"VLOOKUP(TOU_CTabulation[[#This Row],[Daypart]],TOUC,3)","v":0.32596000000000003},{"$f":"TOU_CTabulation[[#This Row],[Month Base Allow]]*TOU_CTabulation[[#This Row],[Base Rate]]","v":0},{"$f":"TOU_CTabulation[[#This Row],[Month Overbase Gen]]*TOU_CTabulation[[#This Row],[Over Rate]]","v":0},{"$f":"TOU_CTabulation[[#This Row],[Base Value]]+TOU_CTabulation[[#This Row],[Over Value]]","v":0}]
[12,31,17,0,0,9,2,0,9,0,0,{"$f":"TOU_CTabulation[[#This Row],[AC System Output (W)]]/1000","v":0},{"$f":"IF(A8781=TOU_CTabulation[[#This Row],[Month]],M8781+TOU_CTabulation[[#This Row],[AC System Output (kW)]],TOU_CTabulation[[#This Row],[AC System Output (kW)]])","v":350.96336600000001},{"$f":"VLOOKUP(TOU_CTabulation[[#This Row],[Month]],Season,2)","v":"Winter"},{"$f":"VLOOKUP(TOU_CTabulation[[#This Row],[Season]],CRate,2)","v":10.5},{"$f":"IF(A8783>TOU_CTabulation[[#This Row],[Month]],TOU_CTabulation[[#This Row],[Day]]*TOU_CTabulation[[#This Row],[Base Allow]],0)","v":0},{"$f":"IF(A8783>TOU_CTabulation[[#This Row],[Month]],TOU_CTabulation[[#This Row],[Month Cumm]],0)","v":0},{"$f":"IF(TOU_CTabulation[[#This Row],[Month Base Gen]]=0,0,TOU_CTabulation[[#This Row],[Month Base Gen]]-TOU_CTabulation[[#This Row],[Day]]*TOU_CTabulation[[#This Row],[Base Allow]])","v":0},{"$f":"VLOOKUP(TOU_CTabulation[[#This Row],[Hour]],daypart,2)","v":"All"},{"$f":"TOU_CTabulation[[#This Row],[Season]]&TOU_CTabulation[[#This Row],[Day-Part]]","v":"WinterAll"},{"$f":"VLOOKUP(TOU_CTabulation[[#This Row],[Daypart]],TOUC,2)","v":0.25901999999999997},{"$f":"VLOOKUP(TOU_CTabulation[[#This Row],[Daypart]],TOUC,3)","v":0.32596000000000003},{"$f":"TOU_CTabulation[[#This Row],[Month Base Allow]]*TOU_CTabulation[[#This Row],[Base Rate]]","v":0},{"$f":"TOU_CTabulation[[#This Row],[Month Overbase Gen]]*TOU_CTabulation[[#This Row],[Over Rate]]","v":0},{"$f":"TOU_CTabulation[[#This Row],[Base Value]]+TOU_CTabulation[[#This Row],[Over Value]]","v":0}]
[12,31,18,0,0,7,2,0,7,0,0,{"$f":"TOU_CTabulation[[#This Row],[AC System Output (W)]]/1000","v":0},{"$f":"IF(A8782=TOU_CTabulation[[#This Row],[Month]],M8782+TOU_CTabulation[[#This Row],[AC System Output (kW)]],TOU_CTabulation[[#This Row],[AC System Output (kW)]])","v":350.96336600000001},{"$f":"VLOOKUP(TOU_CTabulation[[#This Row],[Month]],Season,2)","v":"Winter"},{"$f":"VLOOKUP(TOU_CTabulation[[#This Row],[Season]],CRate,2)","v":10.5},{"$f":"IF(A8784>TOU_CTabulation[[#This Row],[Month]],TOU_CTabulation[[#This Row],[Day]]*TOU_CTabulation[[#This Row],[Base Allow]],0)","v":0},{"$f":"IF(A8784>TOU_CTabulation[[#This Row],[Month]],TOU_CTabulation[[#This Row],[Month Cumm]],0)","v":0},{"$f":"IF(TOU_CTabulation[[#This Row],[Month Base Gen]]=0,0,TOU_CTabulation[[#This Row],[Month Base Gen]]-TOU_CTabulation[[#This Row],[Day]]*TOU_CTabulation[[#This Row],[Base Allow]])","v":0},{"$f":"VLOOKUP(TOU_CTabulation[[#This Row],[Hour]],daypart,2)","v":"All"},{"$f":"TOU_CTabulation[[#This Row],[Season]]&TOU_CTabulation[[#This Row],[Day-Part]]","v":"WinterAll"},{"$f":"VLOOKUP(TOU_CTabulation[[#This Row],[Daypart]],TOUC,2)","v":0.25901999999999997},{"$f":"VLOOKUP(TOU_CTabulation[[#This Row],[Daypart]],TOUC,3)","v":0.32596000000000003},{"$f":"TOU_CTabulation[[#This Row],[Month Base Allow]]*TOU_CTabulation[[#This Row],[Base Rate]]","v":0},{"$f":"TOU_CTabulation[[#This Row],[Month Overbase Gen]]*TOU_CTabulation[[#This Row],[Over Rate]]","v":0},{"$f":"TOU_CTabulation[[#This Row],[Base Value]]+TOU_CTabulation[[#This Row],[Over Value]]","v":0}]
[12,31,19,0,0,6,2,0,6,0,0,{"$f":"TOU_CTabulation[[#This Row],[AC System Output (W)]]/1000","v":0},{"$f":"IF(A8783=TOU_CTabulation[[#This Row],[Month]],M8783+TOU_CTabulation[[#This Row],[AC System Output (kW)]],TOU_CTabulation[[#This Row],[AC System Output (kW)]])","v":350.96336600000001},{"$f":"VLOOKUP(TOU_CTabulation[[#This Row],[Month]],Season,2)","v":"Winter"},{"$f":"VLOOKUP(TOU_CTabulation[[#This Row],[Season]],CRate,2)","v":10.5},{"$f":"IF(A8785>TOU_CTabulation[[#This Row],[Month]],TOU_CTabulation[[#This Row],[Day]]*TOU_CTabulation[[#This Row],[Base Allow]],0)","v":0},{"$f":"IF(A8785>TOU_CTabulation[[#This Row],[Month]],TOU_CTabulation[[#This Row],[Month Cumm]],0)","v":0},{"$f":"IF(TOU_CTabulation[[#This Row],[Month Base Gen]]=0,0,TOU_CTabulation[[#This Row],[Month Base Gen]]-TOU_CTabulation[[#This Row],[Day]]*TOU_CTabulation[[#This Row],[Base Allow]])","v":0},{"$f":"VLOOKUP(TOU_CTabulation[[#This Row],[Hour]],daypart,2)","v":"All"},{"$f":"TOU_CTabulation[[#This Row],[Season]]&TOU_CTabulation[[#This Row],[Day-Part]]","v":"WinterAll"},{"$f":"VLOOKUP(TOU_CTabulation[[#This Row],[Daypart]],TOUC,2)","v":0.25901999999999997},{"$f":"VLOOKUP(TOU_CTabulation[[#This Row],[Daypart]],TOUC,3)","v":0.32596000000000003},{"$f":"TOU_CTabulation[[#This Row],[Month Base Allow]]*TOU_CTabulation[[#This Row],[Base Rate]]","v":0},{"$f":"TOU_CTabulation[[#This Row],[Month Overbase Gen]]*TOU_CTabulation[[#This Row],[Over Rate]]","v":0},{"$f":"TOU_CTabulation[[#This Row],[Base Value]]+TOU_CTabulation[[#This Row],[Over Value]]","v":0}]
[12,31,20,0,0,5,2,0,5,0,0,{"$f":"TOU_CTabulation[[#This Row],[AC System Output (W)]]/1000","v":0},{"$f":"IF(A8784=TOU_CTabulation[[#This Row],[Month]],M8784+TOU_CTabulation[[#This Row],[AC System Output (kW)]],TOU_CTabulation[[#This Row],[AC System Output (kW)]])","v":350.96336600000001},{"$f":"VLOOKUP(TOU_CTabulation[[#This Row],[Month]],Season,2)","v":"Winter"},{"$f":"VLOOKUP(TOU_CTabulation[[#This Row],[Season]],CRate,2)","v":10.5},{"$f":"IF(A8786>TOU_CTabulation[[#This Row],[Month]],TOU_CTabulation[[#This Row],[Day]]*TOU_CTabulation[[#This Row],[Base Allow]],0)","v":0},{"$f":"IF(A8786>TOU_CTabulation[[#This Row],[Month]],TOU_CTabulation[[#This Row],[Month Cumm]],0)","v":0},{"$f":"IF(TOU_CTabulation[[#This Row],[Month Base Gen]]=0,0,TOU_CTabulation[[#This Row],[Month Base Gen]]-TOU_CTabulation[[#This Row],[Day]]*TOU_CTabulation[[#This Row],[Base Allow]])","v":0},{"$f":"VLOOKUP(TOU_CTabulation[[#This Row],[Hour]],daypart,2)","v":"All"},{"$f":"TOU_CTabulation[[#This Row],[Season]]&TOU_CTabulation[[#This Row],[Day-Part]]","v":"WinterAll"},{"$f":"VLOOKUP(TOU_CTabulation[[#This Row],[Daypart]],TOUC,2)","v":0.25901999999999997},{"$f":"VLOOKUP(TOU_CTabulation[[#This Row],[Daypart]],TOUC,3)","v":0.32596000000000003},{"$f":"TOU_CTabulation[[#This Row],[Month Base Allow]]*TOU_CTabulation[[#This Row],[Base Rate]]","v":0},{"$f":"TOU_CTabulation[[#This Row],[Month Overbase Gen]]*TOU_CTabulation[[#This Row],[Over Rate]]","v":0},{"$f":"TOU_CTabulation[[#This Row],[Base Value]]+TOU_CTabulation[[#This Row],[Over Value]]","v":0}]
[12,31,21,0,0,5,2,0,5,0,0,{"$f":"TOU_CTabulation[[#This Row],[AC System Output (W)]]/1000","v":0},{"$f":"IF(A8785=TOU_CTabulation[[#This Row],[Month]],M8785+TOU_CTabulation[[#This Row],[AC System Output (kW)]],TOU_CTabulation[[#This Row],[AC System Output (kW)]])","v":350.96336600000001},{"$f":"VLOOKUP(TOU_CTabulation[[#This Row],[Month]],Season,2)","v":"Winter"},{"$f":"VLOOKUP(TOU_CTabulation[[#This Row],[Season]],CRate,2)","v":10.5},{"$f":"IF(A8787>TOU_CTabulation[[#This Row],[Month]],TOU_CTabulation[[#This Row],[Day]]*TOU_CTabulation[[#This Row],[Base Allow]],0)","v":0},{"$f":"IF(A8787>TOU_CTabulation[[#This Row],[Month]],TOU_CTabulation[[#This Row],[Month Cumm]],0)","v":0},{"$f":"IF(TOU_CTabulation[[#This Row],[Month Base Gen]]=0,0,TOU_CTabulation[[#This Row],[Month Base Gen]]-TOU_CTabulation[[#This Row],[Day]]*TOU_CTabulation[[#This Row],[Base Allow]])","v":0},{"$f":"VLOOKUP(TOU_CTabulation[[#This Row],[Hour]],daypart,2)","v":"All"},{"$f":"TOU_CTabulation[[#This Row],[Season]]&TOU_CTabulation[[#This Row],[Day-Part]]","v":"WinterAll"},{"$f":"VLOOKUP(TOU_CTabulation[[#This Row],[Daypart]],TOUC,2)","v":0.25901999999999997},{"$f":"VLOOKUP(TOU_CTabulation[[#This Row],[Daypart]],TOUC,3)","v":0.32596000000000003},{"$f":"TOU_CTabulation[[#This Row],[Month Base Allow]]*TOU_CTabulation[[#This Row],[Base Rate]]","v":0},{"$f":"TOU_CTabulation[[#This Row],[Month Overbase Gen]]*TOU_CTabulation[[#This Row],[Over Rate]]","v":0},{"$f":"TOU_CTabulation[[#This Row],[Base Value]]+TOU_CTabulation[[#This Row],[Over Value]]","v":0}]
[12,31,22,0,0,4,1,0,4,0,0,{"$f":"TOU_CTabulation[[#This Row],[AC System Output (W)]]/1000","v":0},{"$f":"IF(A8786=TOU_CTabulation[[#This Row],[Month]],M8786+TOU_CTabulation[[#This Row],[AC System Output (kW)]],TOU_CTabulation[[#This Row],[AC System Output (kW)]])","v":350.96336600000001},{"$f":"VLOOKUP(TOU_CTabulation[[#This Row],[Month]],Season,2)","v":"Winter"},{"$f":"VLOOKUP(TOU_CTabulation[[#This Row],[Season]],CRate,2)","v":10.5},{"$f":"IF(A8788>TOU_CTabulation[[#This Row],[Month]],TOU_CTabulation[[#This Row],[Day]]*TOU_CTabulation[[#This Row],[Base Allow]],0)","v":0},{"$f":"IF(A8788>TOU_CTabulation[[#This Row],[Month]],TOU_CTabulation[[#This Row],[Month Cumm]],0)","v":0},{"$f":"IF(TOU_CTabulation[[#This Row],[Month Base Gen]]=0,0,TOU_CTabulation[[#This Row],[Month Base Gen]]-TOU_CTabulation[[#This Row],[Day]]*TOU_CTabulation[[#This Row],[Base Allow]])","v":0},{"$f":"VLOOKUP(TOU_CTabulation[[#This Row],[Hour]],daypart,2)","v":"All"},{"$f":"TOU_CTabulation[[#This Row],[Season]]&TOU_CTabulation[[#This Row],[Day-Part]]","v":"WinterAll"},{"$f":"VLOOKUP(TOU_CTabulation[[#This Row],[Daypart]],TOUC,2)","v":0.25901999999999997},{"$f":"VLOOKUP(TOU_CTabulation[[#This Row],[Daypart]],TOUC,3)","v":0.32596000000000003},{"$f":"TOU_CTabulation[[#This Row],[Month Base Allow]]*TOU_CTabulation[[#This Row],[Base Rate]]","v":0},{"$f":"TOU_CTabulation[[#This Row],[Month Overbase Gen]]*TOU_CTabulation[[#This Row],[Over Rate]]","v":0},{"$f":"TOU_CTabulation[[#This Row],[Base Value]]+TOU_CTabulation[[#This Row],[Over Value]]","v":0}]
[12,31,23,0,0,4,1,0,4,0,0,{"$f":"TOU_CTabulation[[#This Row],[AC System Output (W)]]/1000","v":0},{"$f":"IF(A8787=TOU_CTabulation[[#This Row],[Month]],M8787+TOU_CTabulation[[#This Row],[AC System Output (kW)]],TOU_CTabulation[[#This Row],[AC System Output (kW)]])","v":350.96336600000001},{"$f":"VLOOKUP(TOU_CTabulation[[#This Row],[Month]],Season,2)","v":"Winter"},{"$f":"VLOOKUP(TOU_CTabulation[[#This Row],[Season]],CRate,2)","v":10.5},{"$f":"IF(A8789>TOU_CTabulation[[#This Row],[Month]],TOU_CTabulation[[#This Row],[Day]]*TOU_CTabulation[[#This Row],[Base Allow]],0)","v":325.5},{"$f":"IF(A8789>TOU_CTabulation[[#This Row],[Month]],TOU_CTabulation[[#This Row],[Month Cumm]],0)","v":350.96336600000001},{"$f":"IF(TOU_CTabulation[[#This Row],[Month Base Gen]]=0,0,TOU_CTabulation[[#This Row],[Month Base Gen]]-TOU_CTabulation[[#This Row],[Day]]*TOU_CTabulation[[#This Row],[Base Allow]])","v":25.463366000000008},{"$f":"VLOOKUP(TOU_CTabulation[[#This Row],[Hour]],daypart,2)","v":"All"},{"$f":"TOU_CTabulation[[#This Row],[Season]]&TOU_CTabulation[[#This Row],[Day-Part]]","v":"WinterAll"},{"$f":"VLOOKUP(TOU_CTabulation[[#This Row],[Daypart]],TOUC,2)","v":0.25901999999999997},{"$f":"VLOOKUP(TOU_CTabulation[[#This Row],[Daypart]],TOUC,3)","v":0.32596000000000003},{"$f":"TOU_CTabulation[[#This Row],[Month Base Allow]]*TOU_CTabulation[[#This Row],[Base Rate]]","v":84.311009999999996},{"$f":"TOU_CTabulation[[#This Row],[Month Overbase Gen]]*TOU_CTabulation[[#This Row],[Over Rate]]","v":8.3000387813600032},{"$f":"TOU_CTabulation[[#This Row],[Base Value]]+TOU_CTabulation[[#This Row],[Over Value]]","v":92.611048781359997}]
["Totals"," "," ",2551005,462722,128700,15076,2253008.1370000001,187232.345,7020555.2369999997,6730789.0760000004]

{"sheet":"Supporting","index":1,"n_rows":73,"n_cols":4,"rows_kept":73,"cut":false,"hidden":false,"merged":[]}
["Miller Solar"]
["17395 Oak Rd. Atascadero, CA 93422"]
["WORKSHEET"]
[]
["Client:"]
["Project:","TOU C Supporting Data"]
["Date:",null,null,"Revision:"]
[]
[]
[]
["TOU-C","Base","OverBase"]
["SummerAll",0.25901999999999997,0.32596000000000003]
[]
["WinterAll",0.25901999999999997,0.32596000000000003]
[]
[]
["Summer"]
["2021-06-01","2021-09-30"]
["Peak","16:00:00","21:00:00"]
["Off","21:00:00","16:00:00"]
["Winter"]
["2021-10-01","2022-05-31"]
["Peak","16:00:00","21:00:00"]
["Off","21:00:00","16:00:00"]
[]
["Season"]
["Month","Season"]
[1,"Winter"]
[2,"Winter"]
[3,"Winter"]
[4,"Winter"]
[5,"Winter"]
[6,"Summer"]
[7,"Summer"]
[8,"Summer"]
[9,"Summer"]
[10,"Winter"]
[11,"Winter"]
[12,"Winter"]
[]
["Day Part"]
["Hour","Summer","Winter"]
[0,"All","All"]
[1,"All","All"]
[2,"All","All"]
[3,"All","All"]
[4,"All","All"]
[5,"All","All"]
[6,"All","All"]
[7,"All","All"]
[8,"All","All"]
[9,"All","All"]
[10,"All","All"]
[11,"All","All"]
[12,"All","All"]
[13,"All","All"]
[14,"All","All"]
[15,"All","All"]
[16,"All","All"]
[17,"All","All"]
[18,"All","All"]
[19,"All","All"]
[20,"All","All"]
[21,"All","All"]
[22,"All","All"]
[23,"All","All"]
[24,"All","All"]
[]
[]
["Baseline"]
["Region","X"]
["Summer",10.3]
["Winter",10.5]