{"text_format":"1","workbook":"xlsx","n_sheets":2,"sheets":["Main","Suplemental"],"not_rendered":{"charts":0,"images":0,"macros":1,"external_links":0,"defined_names":7,"comments":0,"pivot_tables":0},"unopened":[],"bounds":{"document_bytes":16777216,"sheet_cells":100000,"rows_first":2000,"rows_last":500,"rows_between":2000,"halvings":0,"cell_chars":16384,"cell_head_chars":4096},"cells_cut":0,"cells_raw":0,"read":"whole","date_system":"1900"}

{"sheet":"Main","index":0,"n_rows":8787,"n_cols":13,"rows_kept":4500,"cut":true,"hidden":false,"merged":[],"bounds":{"rows_first":2000,"rows_last":500,"rows_between":2000,"halvings":0}}
["Miller Solar"]
["17395 Oak Rd. Atascadero, CA 93422"]
["WORKSHEET"]
[]
["Client:"]
["Project:","E-6 Tabulation"]
["Date:",null,null,"Revision:",{"$f":"K26","v":0}]
[null,null,null,null,null,null,null,null,null,null,null,null,{"$f":"SUM(Tabulation[Base Hour Total])","v":1914.0998960845791}]
[]
["PVWatts: Hourly PV Performance Data"]
["Under E-6 the billing year is divided into Summer (June – September) and Winter (the rest of the year). I created a matrix depicting how the E-6 rate is applied hour-by-hour over summer and winter, holidays and weekends.","93422, USA"]
["Location:","Lat, Lon: 35.49, -120.66"]
["Lat (deg N):",35.49]
["Long (deg W):",120.66]
["Elev (m):",283.48001098633]
["DC System Size (kW):",4]
["Module Type:","Standard"]
["Array Type:","Fixed (open rack)"]
["Array Tilt (deg):",20]
["Array Azimuth (deg):",180]
["System Losses:",14.08]
["Invert Efficiency:",96]
["DC to AC Size Ratio:",1.2]
["Average Cost of Electricity Purchased from Utility ($/kWh):",0.156]
["Capacity Factor (%)","19.2\t"]
[]
["Month","Day","Hour","AC System Output (W)","AC System Output (kW)","Season","Date","DayNo","Weekend","Holiday","Concat","Rate","Base Hour Total"]
[1,1,0,0,{"$f":"Tabulation[[#This Row],[AC System Output (W)]]/1000","v":0},{"$f":"VLOOKUP(Tabulation[[#This Row],[Month]],Season,2)","v":"Winter"},{"$f":"(DATE(2021,Tabulation[[#This Row],[Month]],Tabulation[[#This Row],[Day]]))","v":"2021-01-01"},{"$f":"WEEKDAY(Tabulation[[#This Row],[Date]])","v":6},{"$f":"IF(OR(Tabulation[[#This Row],[DayNo]]=1,Tabulation[[#This Row],[DayNo]]=7),1,0)","v":0},{"$f":"COUNTIF(Holidays,Tabulation[[#This Row],[Date]])","v":1},{"$f":"CONCATENATE(Tabulation[[#This Row],[Holiday]],Tabulation[[#This Row],[Season]],Tabulation[[#This Row],[Weekend]],\"-\",IF(Tabulation[[#This Row],[Hour]]<10,0,\"\"),C28)","v":"1Winter0-00"},{"$f":"VLOOKUP(Tabulation[[#This Row],[Concat]],Table3[],8)","v":0.28519},{"$f":"(Tabulation[[#This Row],[AC System Output (kW)]]*Tabulation[[#This Row],[Rate]])","v":0}]
[1,1,1,0,{"$f":"Tabulation[[#This Row],[AC System Output (W)]]/1000","v":0},{"$f":"VLOOKUP(Tabulation[[#This Row],[Month]],Season,2)","v":"Winter"},{"$f":"(DATE(2021,Tabulation[[#This Row],[Month]],Tabulation[[#This Row],[Day]]))","v":"2021-01-01"},{"$f":"WEEKDAY(Tabulation[[#This Row],[Date]])","v":6},{"$f":"IF(OR(Tabulation[[#This Row],[DayNo]]=1,Tabulation[[#This Row],[DayNo]]=7),1,0)","v":0},{"$f":"COUNTIF(Holidays,Tabulation[[#This Row],[Date]])","v":1},{"$f":"CONCATENATE(Tabulation[[#This Row],[Holiday]],Tabulation[[#This Row],[Season]],Tabulation[[#This Row],[Weekend]],\"-\",IF(Tabulation[[#This Row],[Hour]]<10,0,\"\"),C29)","v":"1Winter0-01"},{"$f":"VLOOKUP(Tabulation[[#This Row],[Concat]],Table3[],8)","v":0.28519},{"$f":"(Tabulation[[#This Row],[AC System Output (kW)]]*Tabulation[[#This Row],[Rate]])","v":0}]
[1,1,2,0,{"$f":"Tabulation[[#This Row],[AC System Output (W)]]/1000","v":0},{"$f":"VLOOKUP(Tabulation[[#This Row],[Month]],Season,2)","v":"Winter"},{"$f":"(DATE(2021,Tabulation[[#This Row],[Month]],Tabulation[[#This Row],[Day]]))","v":"2021-01-01"},{"$f":"WEEKDAY(Tabulation[[#This Row],[Date]])","v":6},{"$f":"IF(OR(Tabulation[[#This Row],[DayNo]]=1,Tabulation[[#This Row],[DayNo]]=7),1,0)","v":0},{"$f":"COUNTIF(Holidays,Tabulation[[#This Row],[Date]])","v":1},{"$f":"CONCATENATE(Tabulation[[#This Row],[Holiday]],Tabulation[[#This Row],[Season]],Tabulation[[#This Row],[Weekend]],\"-\",IF(Tabulation[[#This Row],[Hour]]<10,0,\"\"),C30)","v":"1Winter0-02"},{"$f":"VLOOKUP(Tabulation[[#This Row],[Concat]],Table3[],8)","v":0.28519},{"$f":"(Tabulation[[#This Row],[AC System Output (kW)]]*Tabulation[[#This Row],[Rate]])","v":0}]
[1,1,3,0,{"$f":"Tabulation[[#This Row],[AC System Output (W)]]/1000","v":0},{"$f":"VLOOKUP(Tabulation[[#This Row],[Month]],Season,2)","v":"Winter"},{"$f":"(DATE(2021,Tabulation[[#This Row],[Month]],Tabulation[[#This Row],[Day]]))","v":"2021-01-01"},{"$f":"WEEKDAY(Tabulation[[#This Row],[Date]])","v":6},{"$f":"IF(OR(Tabulation[[#This Row],[DayNo]]=1,Tabulation[[#This Row],[DayNo]]=7),1,0)","v":0},{"$f":"COUNTIF(Holidays,Tabulation[[#This Row],[Date]])","v":1},{"$f":"CONCATENATE(Tabulation[[#This Row],[Holiday]],Tabulation[[#This Row],[Season]],Tabulation[[#This Row],[Weekend]],\"-\",IF(Tabulation[[#This Row],[Hour]]<10,0,\"\"),C31)","v":"1Winter0-03"},{"$f":"VLOOKUP(Tabulation[[#This Row],[Concat]],Table3[],8)","v":0.28519},{"$f":"(Tabulation[[#This Row],[AC System Output (kW)]]*Tabulation[[#This Row],[Rate]])","v":0}]
[1,1,4,0,{"$f":"Tabulation[[#This Row],[AC System Output (W)]]/1000","v":0},{"$f":"VLOOKUP(Tabulation[[#This Row],[Month]],Season,2)","v":"Winter"},{"$f":"(DATE(2021,Tabulation[[#This Row],[Month]],Tabulation[[#This Row],[Day]]))","v":"2021-01-01"},{"$f":"WEEKDAY(Tabulation[[#This Row],[Date]])","v":6},{"$f":"IF(OR(Tabulation[[#This Row],[DayNo]]=1,Tabulation[[#This Row],[DayNo]]=7),1,0)","v":0},{"$f":"COUNTIF(Holidays,Tabulation[[#This Row],[Date]])","v":1},{"$f":"CONCATENATE(Tabulation[[#This Row],[Holiday]],Tabulation[[#This Row],[Season]],Tabulation[[#This Row],[Weekend]],\"-\",IF(Tabulation[[#This Row],[Hour]]<10,0,\"\"),C32)","v":"1Winter0-04"},{"$f":"VLOOKUP(Tabulation[[#This Row],[Concat]],Table3[],8)","v":0.28519},{"$f":"(Tabulation[[#This Row],[AC System Output (kW)]]*Tabulation[[#This Row],[Rate]])","v":0}]
[1,1,5,0,{"$f":"Tabulation[[#This Row],[AC System Output (W)]]/1000","v":0},{"$f":"VLOOKUP(Tabulation[[#This Row],[Month]],Season,2)","v":"Winter"},{"$f":"(DATE(2021,Tabulation[[#This Row],[Month]],Tabulation[[#This Row],[Day]]))","v":"2021-01-01"},{"$f":"WEEKDAY(Tabulation[[#This Row],[Date]])","v":6},{"$f":"IF(OR(Tabulation[[#This Row],[DayNo]]=1,Tabulation[[#This Row],[DayNo]]=7),1,0)","v":0},{"$f":"COUNTIF(Holidays,Tabulation[[#This Row],[Date]])","v":1},{"$f":"CONCATENATE(Tabulation[[#This Row],[Holiday]],Tabulation[[#This Row],[Season]],Tabulation[[#This Row],[Weekend]],\"-\",IF(Tabulation[[#This Row],[Hour]]<10,0,\"\"),C33)","v":"1Winter0-05"},{"$f":"VLOOKUP(Tabulation[[#This Row],[Concat]],Table3[],8)","v":0.28519},{"$f":"(Tabulation[[#This Row],[AC System Output (kW)]]*Tabulation[[#This Row],[Rate]])","v":0}]
[1,1,6,0,{"$f":"Tabulation[[#This Row],[AC System Output (W)]]/1000","v":0},{"$f":"VLOOKUP(Tabulation[[#This Row],[Month]],Season,2)","v":"Winter"},{"$f":"(DATE(2021,Tabulation[[#This Row],[Month]],Tabulation[[#This Row],[Day]]))","v":"2021-01-01"},{"$f":"WEEKDAY(Tabulation[[#This Row],[Date]])","v":6},{"$f":"IF(OR(Tabulation[[#This Row],[DayNo]]=1,Tabulation[[#This Row],[DayNo]]=7),1,0)","v":0},{"$f":"COUNTIF(Holidays,Tabulation[[#This Row],[Date]])","v":1},{"$f":"CONCATENATE(Tabulation[[#This Row],[Holiday]],Tabulation[[#This Row],[Season]],Tabulation[[#This Row],[Weekend]],\"-\",IF(Tabulation[[#This Row],[Hour]]<10,0,\"\"),C34)","v":"1Winter0-06"},{"$f":"VLOOKUP(Tabulation[[#This Row],[Concat]],Table3[],8)","v":0.28519},{"$f":"(Tabulation[[#This Row],[AC System Output (kW)]]*Tabulation[[#This Row],[Rate]])","v":0}]
[1,1,7,297.54599999999999,{"$f":"Tabulation[[#This Row],[AC System Output (W)]]/1000","v":0.29754599999999998},{"$f":"VLOOKUP(Tabulation[[#This Row],[Month]],Season,2)","v":"Winter"},{"$f":"(DATE(2021,Tabulation[[#This Row],[Month]],Tabulation[[#This Row],[Day]]))","v":"2021-01-01"},{"$f":"WEEKDAY(Tabulation[[#This Row],[Date]])","v":6},{"$f":"IF(OR(Tabulation[[#This Row],[DayNo]]=1,Tabulation[[#This Row],[DayNo]]=7),1,0)","v":0},{"$f":"COUNTIF(Holidays,Tabulation[[#This Row],[Date]])","v":1},{"$f":"CONCATENATE(Tabulation[[#This Row],[Holiday]],Tabulation[[#This Row],[Season]],Tabulation[[#This Row],[Weekend]],\"-\",IF(Tabulation[[#This Row],[Hour]]<10,0,\"\"),C35)","v":"1Winter0-07"},{"$f":"VLOOKUP(Tabulation[[#This Row],[Concat]],Table3[],8)","v":0.28519},{"$f":"(Tabulation[[#This Row],[AC System Output (kW)]]*Tabulation[[#This Row],[Rate]])","v":8.4857143739999988E-2}]
[1,1,8,492.43599999999998,{"$f":"Tabulation[[#This Row],[AC System Output (W)]]/1000","v":0.49243599999999998},{"$f":"VLOOKUP(Tabulation[[#This Row],[Month]],Season,2)","v":"Winter"},{"$f":"(DATE(2021,Tabulation[[#This Row],[Month]],Tabulation[[#This Row],[Day]]))","v":"2021-01-01"},{"$f":"WEEKDAY(Tabulation[[#This Row],[Date]])","v":6},{"$f":"IF(OR(Tabulation[[#This Row],[DayNo]]=1,Tabulation[[#This Row],[DayNo]]=7),1,0)","v":0},{"$f":"COUNTIF(Holidays,Tabulation[[#This Row],[Date]])","v":1},{"$f":"CONCATENATE(Tabulation[[#This Row],[Holiday]],Tabulation[[#This Row],[Season]],Tabulation[[#This Row],[Weekend]],\"-\",IF(Tabulation[[#This Row],[Hour]]<10,0,\"\"),C36)","v":"1Winter0-08"},{"$f":"VLOOKUP(Tabulation[[#This Row],[Concat]],Table3[],8)","v":0.28519},{"$f":"(Tabulation[[#This Row],[AC System Output (kW)]]*Tabulation[[#This Row],[Rate]])","v":0.14043782284}]
[1,1,9,1859.8050000000001,{"$f":"Tabulation[[#This Row],[AC System Output (W)]]/1000","v":1.8598050000000002},{"$f":"VLOOKUP(Tabulation[[#This Row],[Month]],Season,2)","v":"Winter"},{"$f":"(DATE(2021,Tabulation[[#This Row],[Month]],Tabulation[[#This Row],[Day]]))","v":"2021-01-01"},{"$f":"WEEKDAY(Tabulation[[#This Row],[Date]])","v":6},{"$f":"IF(OR(Tabulation[[#This Row],[DayNo]]=1,Tabulation[[#This Row],[DayNo]]=7),1,0)","v":0},{"$f":"COUNTIF(Holidays,Tabulation[[#This Row],[Date]])","v":1},{"$f":"CONCATENATE(Tabulation[[#This Row],[Holiday]],Tabulation[[#This Row],[Season]],Tabulation[[#This Row],[Weekend]],\"-\",IF(Tabulation[[#This Row],[Hour]]<10,0,\"\"),C37)","v":"1Winter0-09"},{"$f":"VLOOKUP(Tabulation[[#This Row],[Concat]],Table3[],8)","v":0.28519},{"$f":"(Tabulation[[#This Row],[AC System Output (kW)]]*Tabulation[[#This Row],[Rate]])","v":0.53039778795000003}]
[1,1,10,2298.2109999999998,{"$f":"Tabulation[[#This Row],[AC System Output (W)]]/1000","v":2.2982109999999998},{"$f":"VLOOKUP(Tabulation[[#This Row],[Month]],Season,2)","v":"Winter"},{"$f":"(DATE(2021,Tabulation[[#This Row],[Month]],Tabulation[[#This Row],[Day]]))","v":"2021-01-01"},{"$f":"WEEKDAY(Tabulation[[#This Row],[Date]])","v":6},{"$f":"IF(OR(Tabulation[[#This Row],[DayNo]]=1,Tabulation[[#This Row],[DayNo]]=7),1,0)","v":0},{"$f":"COUNTIF(Holidays,Tabulation[[#This Row],[Date]])","v":1},{"$f":"CONCATENATE(Tabulation[[#This Row],[Holiday]],Tabulation[[#This Row],[Season]],Tabulation[[#This Row],[Weekend]],\"-\",IF(Tabulation[[#This Row],[Hour]]<10,0,\"\"),C38)","v":"1Winter0-10"},{"$f":"VLOOKUP(Tabulation[[#This Row],[Concat]],Table3[],8)","v":0.28519},{"$f":"(Tabulation[[#This Row],[AC System Output (kW)]]*Tabulation[[#This Row],[Rate]])","v":0.6554267950899999}]
[1,1,11,1909.836,{"$f":"Tabulation[[#This Row],[AC System Output (W)]]/1000","v":1.9098360000000001},{"$f":"VLOOKUP(Tabulation[[#This Row],[Month]],Season,2)","v":"Winter"},{"$f":"(DATE(2021,Tabulation[[#This Row],[Month]],Tabulation[[#This Row],[Day]]))","v":"2021-01-01"},{"$f":"WEEKDAY(Tabulation[[#This Row],[Date]])","v":6},{"$f":"IF(OR(Tabulation[[#This Row],[DayNo]]=1,Tabulation[[#This Row],[DayNo]]=7),1,0)","v":0},{"$f":"COUNTIF(Holidays,Tabulation[[#This Row],[Date]])","v":1},{"$f":"CONCATENATE(Tabulation[[#This Row],[Holiday]],Tabulation[[#This Row],[Season]],Tabulation[[#This Row],[Weekend]],\"-\",IF(Tabulation[[#This Row],[Hour]]<10,0,\"\"),C39)","v":"1Winter0-11"},{"$f":"VLOOKUP(Tabulation[[#This Row],[Concat]],Table3[],8)","v":0.28519},{"$f":"(Tabulation[[#This Row],[AC System Output (kW)]]*Tabulation[[#This Row],[Rate]])","v":0.54466612883999999}]
[1,1,12,1816.1669999999999,{"$f":"Tabulation[[#This Row],[AC System Output (W)]]/1000","v":1.8161669999999999},{"$f":"VLOOKUP(Tabulation[[#This Row],[Month]],Season,2)","v":"Winter"},{"$f":"(DATE(2021,Tabulation[[#This Row],[Month]],Tabulation[[#This Row],[Day]]))","v":"2021-01-01"},{"$f":"WEEKDAY(Tabulation[[#This Row],[Date]])","v":6},{"$f":"IF(OR(Tabulation[[#This Row],[DayNo]]=1,Tabulation[[#This Row],[DayNo]]=7),1,0)","v":0},{"$f":"COUNTIF(Holidays,Tabulation[[#This Row],[Date]])","v":1},{"$f":"CONCATENATE(Tabulation[[#This Row],[Holiday]],Tabulation[[#This Row],[Season]],Tabulation[[#This Row],[Weekend]],\"-\",IF(Tabulation[[#This Row],[Hour]]<10,0,\"\"),C40)","v":"1Winter0-12"},{"$f":"VLOOKUP(Tabulation[[#This Row],[Concat]],Table3[],8)","v":0.28519},{"$f":"(Tabulation[[#This Row],[AC System Output (kW)]]*Tabulation[[#This Row],[Rate]])","v":0.51795266672999996}]
[1,1,13,2276.4899999999998,{"$f":"Tabulation[[#This Row],[AC System Output (W)]]/1000","v":2.2764899999999999},{"$f":"VLOOKUP(Tabulation[[#This Row],[Month]],Season,2)","v":"Winter"},{"$f":"(DATE(2021,Tabulation[[#This Row],[Month]],Tabulation[[#This Row],[Day]]))","v":"2021-01-01"},{"$f":"WEEKDAY(Tabulation[[#This Row],[Date]])","v":6},{"$f":"IF(OR(Tabulation[[#This Row],[DayNo]]=1,Tabulation[[#This Row],[DayNo]]=7),1,0)","v":0},{"$f":"COUNTIF(Holidays,Tabulation[[#This Row],[Date]])","v":1},{"$f":"CONCATENATE(Tabulation[[#This Row],[Holiday]],Tabulation[[#This Row],[Season]],Tabulation[[#This Row],[Weekend]],\"-\",IF(Tabulation[[#This Row],[Hour]]<10,0,\"\"),C41)","v":"1Winter0-13"},{"$f":"VLOOKUP(Tabulation[[#This Row],[Concat]],Table3[],8)","v":0.28519},{"$f":"(Tabulation[[#This Row],[AC System Output (kW)]]*Tabulation[[#This Row],[Rate]])","v":0.64923218309999997}]
[1,1,14,1804.8920000000001,{"$f":"Tabulation[[#This Row],[AC System Output (W)]]/1000","v":1.8048920000000002},{"$f":"VLOOKUP(Tabulation[[#This Row],[Month]],Season,2)","v":"Winter"},{"$f":"(DATE(2021,Tabulation[[#This Row],[Month]],Tabulation[[#This Row],[Day]]))","v":"2021-01-01"},{"$f":"WEEKDAY(Tabulation[[#This Row],[Date]])","v":6},{"$f":"IF(OR(Tabulation[[#This Row],[DayNo]]=1,Tabulation[[#This Row],[DayNo]]=7),1,0)","v":0},{"$f":"COUNTIF(Holidays,Tabulation[[#This Row],[Date]])","v":1},{"$f":"CONCATENATE(Tabulation[[#This Row],[Holiday]],Tabulation[[#This Row],[Season]],Tabulation[[#This Row],[Weekend]],\"-\",IF(Tabulation[[#This Row],[Hour]]<10,0,\"\"),C42)","v":"1Winter0-14"},{"$f":"VLOOKUP(Tabulation[[#This Row],[Concat]],Table3[],8)","v":0.28519},{"$f":"(Tabulation[[#This Row],[AC System Output (kW)]]*Tabulation[[#This Row],[Rate]])","v":0.51473714948000004}]
[1,1,15,1203.5,{"$f":"Tabulation[[#This Row],[AC System Output (W)]]/1000","v":1.2035},{"$f":"VLOOKUP(Tabulation[[#This Row],[Month]],Season,2)","v":"Winter"},{"$f":"(DATE(2021,Tabulation[[#This Row],[Month]],Tabulation[[#This Row],[Day]]))","v":"2021-01-01"},{"$f":"WEEKDAY(Tabulation[[#This Row],[Date]])","v":6},{"$f":"IF(OR(Tabulation[[#This Row],[DayNo]]=1,Tabulation[[#This Row],[DayNo]]=7),1,0)","v":0},{"$f":"COUNTIF(Holidays,Tabulation[[#This Row],[Date]])","v":1},{"$f":"CONCATENATE(Tabulation[[#This Row],[Holiday]],Tabulation[[#This Row],[Season]],Tabulation[[#This Row],[Weekend]],\"-\",IF(Tabulation[[#This Row],[Hour]]<10,0,\"\"),C43)","v":"1Winter0-15"},{"$f":"VLOOKUP(Tabulation[[#This Row],[Concat]],Table3[],8)","v":0.28519},{"$f":"(Tabulation[[#This Row],[AC System Output (kW)]]*Tabulation[[#This Row],[Rate]])","v":0.34322616500000003}]
[1,1,16,420.02199999999999,{"$f":"Tabulation[[#This Row],[AC System Output (W)]]/1000","v":0.42002200000000001},{"$f":"VLOOKUP(Tabulation[[#This Row],[Month]],Season,2)","v":"Winter"},{"$f":"(DATE(2021,Tabulation[[#This Row],[Month]],Tabulation[[#This Row],[Day]]))","v":"2021-01-01"},{"$f":"WEEKDAY(Tabulation[[#This Row],[Date]])","v":6},{"$f":"IF(OR(Tabulation[[#This Row],[DayNo]]=1,Tabulation[[#This Row],[DayNo]]=7),1,0)","v":0},{"$f":"COUNTIF(Holidays,Tabulation[[#This Row],[Date]])","v":1},{"$f":"CONCATENATE(Tabulation[[#This Row],[Holiday]],Tabulation[[#This Row],[Season]],Tabulation[[#This Row],[Weekend]],\"-\",IF(Tabulation[[#This Row],[Hour]]<10,0,\"\"),C44)","v":"1Winter0-16"},{"$f":"VLOOKUP(Tabulation[[#This Row],[Concat]],Table3[],8)","v":0.28519},{"$f":"(Tabulation[[#This Row],[AC System Output (kW)]]*Tabulation[[#This Row],[Rate]])","v":0.11978607418000001}]
[1,1,17,0,{"$f":"Tabulation[[#This Row],[AC System Output (W)]]/1000","v":0},{"$f":"VLOOKUP(Tabulation[[#This Row],[Month]],Season,2)","v":"Winter"},{"$f":"(DATE(2021,Tabulation[[#This Row],[Month]],Tabulation[[#This Row],[Day]]))","v":"2021-01-01"},{"$f":"WEEKDAY(Tabulation[[#This Row],[Date]])","v":6},{"$f":"IF(OR(Tabulation[[#This Row],[DayNo]]=1,Tabulation[[#This Row],[DayNo]]=7),1,0)","v":0},{"$f":"COUNTIF(Holidays,Tabulation[[#This Row],[Date]])","v":1},{"$f":"CONCATENATE(Tabulation[[#This Row],[Holiday]],Tabulation[[#This Row],[Season]],Tabulation[[#This Row],[Weekend]],\"-\",IF(Tabulation[[#This Row],[Hour]]<10,0,\"\"),C45)","v":"1Winter0-17"},{"$f":"VLOOKUP(Tabulation[[#This Row],[Concat]],Table3[],8)","v":0.28519},{"$f":"(Tabulation[[#This Row],[AC System Output (kW)]]*Tabulation[[#This Row],[Rate]])","v":0}]
[1,1,18,0,{"$f":"Tabulation[[#This Row],[AC System Output (W)]]/1000","v":0},{"$f":"VLOOKUP(Tabulation[[#This Row],[Month]],Season,2)","v":"Winter"},{"$f":"(DATE(2021,Tabulation[[#This Row],[Month]],Tabulation[[#This Row],[Day]]))","v":"2021-01-01"},{"$f":"WEEKDAY(Tabulation[[#This Row],[Date]])","v":6},{"$f":"IF(OR(Tabulation[[#This Row],[DayNo]]=1,Tabulation[[#This Row],[DayNo]]=7),1,0)","v":0},{"$f":"COUNTIF(Holidays,Tabulation[[#This Row],[Date]])","v":1},{"$f":"CONCATENATE(Tabulation[[#This Row],[Holiday]],Tabulation[[#This Row],[Season]],Tabulation[[#This Row],[Weekend]],\"-\",IF(Tabulation[[#This Row],[Hour]]<10,0,\"\"),C46)","v":"1Winter0-18"},{"$f":"VLOOKUP(Tabulation[[#This Row],[Concat]],Table3[],8)","v":0.28519},{"$f":"(Tabulation[[#This Row],[AC System Output (kW)]]*Tabulation[[#This Row],[Rate]])","v":0}]
[1,1,19,0,{"$f":"Tabulation[[#This Row],[AC System Output (W)]]/1000","v":0},{"$f":"VLOOKUP(Tabulation[[#This Row],[Month]],Season,2)","v":"Winter"},{"$f":"(DATE(2021,Tabulation[[#This Row],[Month]],Tabulation[[#This Row],[Day]]))","v":"2021-01-01"},{"$f":"WEEKDAY(Tabulation[[#This Row],[Date]])","v":6},{"$f":"IF(OR(Tabulation[[#This Row],[DayNo]]=1,Tabulation[[#This Row],[DayNo]]=7),1,0)","v":0},{"$f":"COUNTIF(Holidays,Tabulation[[#This Row],[Date]])","v":1},{"$f":"CONCATENATE(Tabulation[[#This Row],[Holiday]],Tabulation[[#This Row],[Season]],Tabulation[[#This Row],[Weekend]],\"-\",IF(Tabulation[[#This Row],[Hour]]<10,0,\"\"),C47)","v":"1Winter0-19"},{"$f":"VLOOKUP(Tabulation[[#This Row],[Concat]],Table3[],8)","v":0.28519},{"$f":"(Tabulation[[#This Row],[AC System Output (kW)]]*Tabulation[[#This Row],[Rate]])","v":0}]
[1,1,20,0,{"$f":"Tabulation[[#This Row],[AC System Output (W)]]/1000","v":0},{"$f":"VLOOKUP(Tabulation[[#This Row],[Month]],Season,2)","v":"Winter"},{"$f":"(DATE(2021,Tabulation[[#This Row],[Month]],Tabulation[[#This Row],[Day]]))","v":"2021-01-01"},{"$f":"WEEKDAY(Tabulation[[#This Row],[Date]])","v":6},{"$f":"IF(OR(Tabulation[[#This Row],[DayNo]]=1,Tabulation[[#This Row],[DayNo]]=7),1,0)","v":0},{"$f":"COUNTIF(Holidays,Tabulation[[#This Row],[Date]])","v":1},{"$f":"CONCATENATE(Tabulation[[#This Row],[Holiday]],Tabulation[[#This Row],[Season]],Tabulation[[#This Row],[Weekend]],\"-\",IF(Tabulation[[#This Row],[Hour]]<10,0,\"\"),C48)","v":"1Winter0-20"},{"$f":"VLOOKUP(Tabulation[[#This Row],[Concat]],Table3[],8)","v":0.28519},{"$f":"(Tabulation[[#This Row],[AC System Output (kW)]]*Tabulation[[#This Row],[Rate]])","v":0}]
[1,1,21,0,{"$f":"Tabulation[[#This Row],[AC System Output (W)]]/1000","v":0},{"$f":"VLOOKUP(Tabulation[[#This Row],[Month]],Season,2)","v":"Winter"},{"$f":"(DATE(2021,Tabulation[[#This Row],[Month]],Tabulation[[#This Row],[Day]]))","v":"2021-01-01"},{"$f":"WEEKDAY(Tabulation[[#This Row],[Date]])","v":6},{"$f":"IF(OR(Tabulation[[#This Row],[DayNo]]=1,Tabulation[[#This Row],[DayNo]]=7),1,0)","v":0},{"$f":"COUNTIF(Holidays,Tabulation[[#This Row],[Date]])","v":1},{"$f":"CONCATENATE(Tabulation[[#This Row],[Holiday]],Tabulation[[#This Row],[Season]],Tabulation[[#This Row],[Weekend]],\"-\",IF(Tabulation[[#This Row],[Hour]]<10,0,\"\"),C49)","v":"1Winter0-21"},{"$f":"VLOOKUP(Tabulation[[#This Row],[Concat]],Table3[],8)","v":0.28519},{"$f":"(Tabulation[[#This Row],[AC System Output (kW)]]*Tabulation[[#This Row],[Rate]])","v":0}]
[1,1,22,0,{"$f":"Tabulation[[#This Row],[AC System Output (W)]]/1000","v":0},{"$f":"VLOOKUP(Tabulation[[#This Row],[Month]],Season,2)","v":"Winter"},{"$f":"(DATE(2021,Tabulation[[#This Row],[Month]],Tabulation[[#This Row],[Day]]))","v":"2021-01-01"},{"$f":"WEEKDAY(Tabulation[[#This Row],[Date]])","v":6},{"$f":"IF(OR(Tabulation[[#This Row],[DayNo]]=1,Tabulation[[#This Row],[DayNo]]=7),1,0)","v":0},{"$f":"COUNTIF(Holidays,Tabulation[[#This Row],[Date]])","v":1},{"$f":"CONCATENATE(Tabulation[[#This Row],[Holiday]],Tabulation[[#This Row],[Season]],Tabulation[[#This Row],[Weekend]],\"-\",IF(Tabulation[[#This Row],[Hour]]<10,0,\"\"),C50)","v":"1Winter0-22"},{"$f":"VLOOKUP(Tabulation[[#This Row],[Concat]],Table3[],8)","v":0.28519},{"$f":"(Tabulation[[#This Row],[AC System Output (kW)]]*Tabulation[[#This Row],[Rate]])","v":0}]
[1,1,23,0,{"$f":"Tabulation[[#This Row],[AC System Output (W)]]/1000","v":0},{"$f":"VLOOKUP(Tabulation[[#This Row],[Month]],Season,2)","v":"Winter"},{"$f":"(DATE(2021,Tabulation[[#This Row],[Month]],Tabulation[[#This Row],[Day]]))","v":"2021-01-01"},{"$f":"WEEKDAY(Tabulation[[#This Row],[Date]])","v":6},{"$f":"IF(OR(Tabulation[[#This Row],[DayNo]]=1,Tabulation[[#This Row],[DayNo]]=7),1,0)","v":0},{"$f":"COUNTIF(Holidays,Tabulation[[#This Row],[Date]])","v":1},{"$f":"CONCATENATE(Tabulation[[#This Row],[Holiday]],Tabulation[[#This Row],[Season]],Tabulation[[#This Row],[Weekend]],\"-\",IF(Tabulation[[#This Row],[Hour]]<10,0,\"\"),C51)","v":"1Winter0-23"},{"$f":"VLOOKUP(Tabulation[[#This Row],[Concat]],Table3[],8)","v":0.28519},{"$f":"(Tabulation[[#This Row],[AC System Output (kW)]]*Tabulation[[#This Row],[Rate]])","v":0}]
[1,2,0,0,{"$f":"Tabulation[[#This Row],[AC System Output (W)]]/1000","v":0},{"$f":"VLOOKUP(Tabulation[[#This Row],[Month]],Season,2)","v":"Winter"},{"$f":"(DATE(2021,Tabulation[[#This Row],[Month]],Tabulation[[#This Row],[Day]]))","v":"2021-01-02"},{"$f":"WEEKDAY(Tabulation[[#This Row],[Date]])","v":7},{"$f":"IF(OR(Tabulation[[#This Row],[DayNo]]=1,Tabulation[[#This Row],[DayNo]]=7),1,0)","v":1},{"$f":"COUNTIF(Holidays,Tabulation[[#This Row],[Date]])","v":0},{"$f":"CONCATENATE(Tabulation[[#This Row],[Holiday]],Tabulation[[#This Row],[Season]],Tabulation[[#This Row],[Weekend]],\"-\",IF(Tabulation[[#This Row],[Hour]]<10,0,\"\"),C52)","v":"0Winter1-00"},{"$f":"VLOOKUP(Tabulation[[#This Row],[Concat]],Table3[],8)","v":0.28519},{"$f":"(Tabulation[[#This Row],[AC System Output (kW)]]*Tabulation[[#This Row],[Rate]])","v":0}]
[1,2,1,0,{"$f":"Tabulation[[#This Row],[AC System Output (W)]]/1000","v":0},{"$f":"VLOOKUP(Tabulation[[#This Row],[Month]],Season,2)","v":"Winter"},{"$f":"(DATE(2021,Tabulation[[#This Row],[Month]],Tabulation[[#This Row],[Day]]))","v":"2021-01-02"},{"$f":"WEEKDAY(Tabulation[[#This Row],[Date]])","v":7},{"$f":"IF(OR(Tabulation[[#This Row],[DayNo]]=1,Tabulation[[#This Row],[DayNo]]=7),1,0)","v":1},{"$f":"COUNTIF(Holidays,Tabulation[[#This Row],[Date]])","v":0},{"$f":"CONCATENATE(Tabulation[[#This Row],[Holiday]],Tabulation[[#This Row],[Season]],Tabulation[[#This Row],[Weekend]],\"-\",IF(Tabulation[[#This Row],[Hour]]<10,0,\"\"),C53)","v":"0Winter1-01"},{"$f":"VLOOKUP(Tabulation[[#This Row],[Concat]],Table3[],8)","v":0.28519},{"$f":"(Tabulation[[#This Row],[AC System Output (kW)]]*Tabulation[[#This Row],[Rate]])","v":0}]
[1,2,2,0,{"$f":"Tabulation[[#This Row],[AC System Output (W)]]/1000","v":0},{"$f":"VLOOKUP(Tabulation[[#This Row],[Month]],Season,2)","v":"Winter"},{"$f":"(DATE(2021,Tabulation[[#This Row],[Month]],Tabulation[[#This Row],[Day]]))","v":"2021-01-02"},{"$f":"WEEKDAY(Tabulation[[#This Row],[Date]])","v":7},{"$f":"IF(OR(Tabulation[[#This Row],[DayNo]]=1,Tabulation[[#This Row],[DayNo]]=7),1,0)","v":1},{"$f":"COUNTIF(Holidays,Tabulation[[#This Row],[Date]])","v":0},{"$f":"CONCATENATE(Tabulation[[#This Row],[Holiday]],Tabulation[[#This Row],[Season]],Tabulation[[#This Row],[Weekend]],\"-\",IF(Tabulation[[#This Row],[Hour]]<10,0,\"\"),C54)","v":"0Winter1-02"},{"$f":"VLOOKUP(Tabulation[[#This Row],[Concat]],Table3[],8)","v":0.28519},{"$f":"(Tabulation[[#This Row],[AC System Output (kW)]]*Tabulation[[#This Row],[Rate]])","v":0}]
[1,2,3,0,{"$f":"Tabulation[[#This Row],[AC System Output (W)]]/1000","v":0},{"$f":"VLOOKUP(Tabulation[[#This Row],[Month]],Season,2)","v":"Winter"},{"$f":"(DATE(2021,Tabulation[[#This Row],[Month]],Tabulation[[#This Row],[Day]]))","v":"2021-01-02"},{"$f":"WEEKDAY(Tabulation[[#This Row],[Date]])","v":7},{"$f":"IF(OR(Tabulation[[#This Row],[DayNo]]=1,Tabulation[[#This Row],[DayNo]]=7),1,0)","v":1},{"$f":"COUNTIF(Holidays,Tabulation[[#This Row],[Date]])","v":0},{"$f":"CONCATENATE(Tabulation[[#This Row],[Holiday]],Tabulation[[#This Row],[Season]],Tabulation[[#This Row],[Weekend]],\"-\",IF(Tabulation[[#This Row],[Hour]]<10,0,\"\"),C55)","v":"0Winter1-03"},{"$f":"VLOOKUP(Tabulation[[#This Row],[Concat]],Table3[],8)","v":0.28519},{"$f":"(Tabulation[[#This Row],[AC System Output (kW)]]*Tabulation[[#This Row],[Rate]])","v":0}]
[1,2,4,0,{"$f":"Tabulation[[#This Row],[AC System Output (W)]]/1000","v":0},{"$f":"VLOOKUP(Tabulation[[#This Row],[Month]],Season,2)","v":"Winter"},{"$f":"(DATE(2021,Tabulation[[#This Row],[Month]],Tabulation[[#This Row],[Day]]))","v":"2021-01-02"},{"$f":"WEEKDAY(Tabulation[[#This Row],[Date]])","v":7},{"$f":"IF(OR(Tabulation[[#This Row],[DayNo]]=1,Tabulation[[#This Row],[DayNo]]=7),1,0)","v":1},{"$f":"COUNTIF(Holidays,Tabulation[[#This Row],[Date]])","v":0},{"$f":"CONCATENATE(Tabulation[[#This Row],[Holiday]],Tabulation[[#This Row],[Season]],Tabulation[[#This Row],[Weekend]],\"-\",IF(Tabulation[[#This Row],[Hour]]<10,0,\"\"),C56)","v":"0Winter1-04"},{"$f":"VLOOKUP(Tabulation[[#This Row],[Concat]],Table3[],8)","v":0.28519},{"$f":"(Tabulation[[#This Row],[AC System Output (kW)]]*Tabulation[[#This Row],[Rate]])","v":0}]
[1,2,5,0,{"$f":"Tabulation[[#This Row],[AC System Output (W)]]/1000","v":0},{"$f":"VLOOKUP(Tabulation[[#This Row],[Month]],Season,2)","v":"Winter"},{"$f":"(DATE(2021,Tabulation[[#This Row],[Month]],Tabulation[[#This Row],[Day]]))","v":"2021-01-02"},{"$f":"WEEKDAY(Tabulation[[#This Row],[Date]])","v":7},{"$f":"IF(OR(Tabulation[[#This Row],[DayNo]]=1,Tabulation[[#This Row],[DayNo]]=7),1,0)","v":1},{"$f":"COUNTIF(Holidays,Tabulation[[#This Row],[Date]])","v":0},{"$f":"CONCATENATE(Tabulation[[#This Row],[Holiday]],Tabulation[[#This Row],[Season]],Tabulation[[#This Row],[Weekend]],\"-\",IF(Tabulation[[#This Row],[Hour]]<10,0,\"\"),C57)","v":"0Winter1-05"},{"$f":"VLOOKUP(Tabulation[[#This Row],[Concat]],Table3[],8)","v":0.28519},{"$f":"(Tabulation[[#This Row],[AC System Output (kW)]]*Tabulation[[#This Row],[Rate]])","v":0}]
[1,2,6,0,{"$f":"Tabulation[[#This Row],[AC System Output (W)]]/1000","v":0},{"$f":"VLOOKUP(Tabulation[[#This Row],[Month]],Season,2)","v":"Winter"},{"$f":"(DATE(2021,Tabulation[[#This Row],[Month]],Tabulation[[#This Row],[Day]]))","v":"2021-01-02"},{"$f":"WEEKDAY(Tabulation[[#This Row],[Date]])","v":7},{"$f":"IF(OR(Tabulation[[#This Row],[DayNo]]=1,Tabulation[[#This Row],[DayNo]]=7),1,0)","v":1},{"$f":"COUNTIF(Holidays,Tabulation[[#This Row],[Date]])","v":0},{"$f":"CONCATENATE(Tabulation[[#This Row],[Holiday]],Tabulation[[#This Row],[Season]],Tabulation[[#This Row],[Weekend]],\"-\",IF(Tabulation[[#This Row],[Hour]]<10,0,\"\"),C58)","v":"0Winter1-06"},{"$f":"VLOOKUP(Tabulation[[#This Row],[Concat]],Table3[],8)","v":0.28519},{"$f":"(Tabulation[[#This Row],[AC System Output (kW)]]*Tabulation[[#This Row],[Rate]])","v":0}]
[1,2,7,32.308999999999997,{"$f":"Tabulation[[#This Row],[AC System Output (W)]]/1000","v":3.2308999999999997E-2},{"$f":"VLOOKUP(Tabulation[[#This Row],[Month]],Season,2)","v":"Winter"},{"$f":"(DATE(2021,Tabulation[[#This Row],[Month]],Tabulation[[#This Row],[Day]]))","v":"2021-01-02"},{"$f":"WEEKDAY(Tabulation[[#This Row],[Date]])","v":7},{"$f":"IF(OR(Tabulation[[#This Row],[DayNo]]=1,Tabulation[[#This Row],[DayNo]]=7),1,0)","v":1},{"$f":"COUNTIF(Holidays,Tabulation[[#This Row],[Date]])","v":0},{"$f":"CONCATENATE(Tabulation[[#This Row],[Holiday]],Tabulation[[#This Row],[Season]],Tabulation[[#This Row],[Weekend]],\"-\",IF(Tabulation[[#This Row],[Hour]]<10,0,\"\"),C59)","v":"0Winter1-07"},{"$f":"VLOOKUP(Tabulation[[#This Row],[Concat]],Table3[],8)","v":0.28519},{"$f":"(Tabulation[[#This Row],[AC System Output (kW)]]*Tabulation[[#This Row],[Rate]])","v":9.2142037099999987E-3}]
[1,2,8,461.85399999999998,{"$f":"Tabulation[[#This Row],[AC System Output (W)]]/1000","v":0.46185399999999999},{"$f":"VLOOKUP(Tabulation[[#This Row],[Month]],Season,2)","v":"Winter"},{"$f":"(DATE(2021,Tabulation[[#This Row],[Month]],Tabulation[[#This Row],[Day]]))","v":"2021-01-02"},{"$f":"WEEKDAY(Tabulation[[#This Row],[Date]])","v":7},{"$f":"IF(OR(Tabulation[[#This Row],[DayNo]]=1,Tabulation[[#This Row],[DayNo]]=7),1,0)","v":1},{"$f":"COUNTIF(Holidays,Tabulation[[#This Row],[Date]])","v":0},{"$f":"CONCATENATE(Tabulation[[#This Row],[Holiday]],Tabulation[[#This Row],[Season]],Tabulation[[#This Row],[Weekend]],\"-\",IF(Tabulation[[#This Row],[Hour]]<10,0,\"\"),C60)","v":"0Winter1-08"},{"$f":"VLOOKUP(Tabulation[[#This Row],[Concat]],Table3[],8)","v":0.28519},{"$f":"(Tabulation[[#This Row],[AC System Output (kW)]]*Tabulation[[#This Row],[Rate]])","v":0.13171614226}]
[1,2,9,1870.4649999999999,{"$f":"Tabulation[[#This Row],[AC System Output (W)]]/1000","v":1.8704649999999998},{"$f":"VLOOKUP(Tabulation[[#This Row],[Month]],Season,2)","v":"Winter"},{"$f":"(DATE(2021,Tabulation[[#This Row],[Month]],Tabulation[[#This Row],[Day]]))","v":"2021-01-02"},{"$f":"WEEKDAY(Tabulation[[#This Row],[Date]])","v":7},{"$f":"IF(OR(Tabulation[[#This Row],[DayNo]]=1,Tabulation[[#This Row],[DayNo]]=7),1,0)","v":1},{"$f":"COUNTIF(Holidays,Tabulation[[#This Row],[Date]])","v":0},{"$f":"CONCATENATE(Tabulation[[#This Row],[Holiday]],Tabulation[[#This Row],[Season]],Tabulation[[#This Row],[Weekend]],\"-\",IF(Tabulation[[#This Row],[Hour]]<10,0,\"\"),C61)","v":"0Winter1-09"},{"$f":"VLOOKUP(Tabulation[[#This Row],[Concat]],Table3[],8)","v":0.28519},{"$f":"(Tabulation[[#This Row],[AC System Output (kW)]]*Tabulation[[#This Row],[Rate]])","v":0.5334379133499999}]
[1,2,10,2333.471,{"$f":"Tabulation[[#This Row],[AC System Output (W)]]/1000","v":2.3334709999999999},{"$f":"VLOOKUP(Tabulation[[#This Row],[Month]],Season,2)","v":"Winter"},{"$f":"(DATE(2021,Tabulation[[#This Row],[Month]],Tabulation[[#This Row],[Day]]))","v":"2021-01-02"},{"$f":"WEEKDAY(Tabulation[[#This Row],[Date]])","v":7},{"$f":"IF(OR(Tabulation[[#This Row],[DayNo]]=1,Tabulation[[#This Row],[DayNo]]=7),1,0)","v":1},{"$f":"COUNTIF(Holidays,Tabulation[[#This Row],[Date]])","v":0},{"$f":"CONCATENATE(Tabulation[[#This Row],[Holiday]],Tabulation[[#This Row],[Season]],Tabulation[[#This Row],[Weekend]],\"-\",IF(Tabulation[[#This Row],[Hour]]<10,0,\"\"),C62)","v":"0Winter1-10"},{"$f":"VLOOKUP(Tabulation[[#This Row],[Concat]],Table3[],8)","v":0.28519},{"$f":"(Tabulation[[#This Row],[AC System Output (kW)]]*Tabulation[[#This Row],[Rate]])","v":0.66548259448999991}]
[1,2,11,2516.8020000000001,{"$f":"Tabulation[[#This Row],[AC System Output (W)]]/1000","v":2.5168020000000002},{"$f":"VLOOKUP(Tabulation[[#This Row],[Month]],Season,2)","v":"Winter"},{"$f":"(DATE(2021,Tabulation[[#This Row],[Month]],Tabulation[[#This Row],[Day]]))","v":"2021-01-02"},{"$f":"WEEKDAY(Tabulation[[#This Row],[Date]])","v":7},{"$f":"IF(OR(Tabulation[[#This Row],[DayNo]]=1,Tabulation[[#This Row],[DayNo]]=7),1,0)","v":1},{"$f":"COUNTIF(Holidays,Tabulation[[#This Row],[Date]])","v":0},{"$f":"CONCATENATE(Tabulation[[#This Row],[Holiday]],Tabulation[[#This Row],[Season]],Tabulation[[#This Row],[Weekend]],\"-\",IF(Tabulation[[#This Row],[Hour]]<10,0,\"\"),C63)","v":"0Winter1-11"},{"$f":"VLOOKUP(Tabulation[[#This Row],[Concat]],Table3[],8)","v":0.28519},{"$f":"(Tabulation[[#This Row],[AC System Output (kW)]]*Tabulation[[#This Row],[Rate]])","v":0.71776676238000003}]
[1,2,12,2522.011,{"$f":"Tabulation[[#This Row],[AC System Output (W)]]/1000","v":2.522011},{"$f":"VLOOKUP(Tabulation[[#This Row],[Month]],Season,2)","v":"Winter"},{"$f":"(DATE(2021,Tabulation[[#This Row],[Month]],Tabulation[[#This Row],[Day]]))","v":"2021-01-02"},{"$f":"WEEKDAY(Tabulation[[#This Row],[Date]])","v":7},{"$f":"IF(OR(Tabulation[[#This Row],[DayNo]]=1,Tabulation[[#This Row],[DayNo]]=7),1,0)","v":1},{"$f":"COUNTIF(Holidays,Tabulation[[#This Row],[Date]])","v":0},{"$f":"CONCATENATE(Tabulation[[#This Row],[Holiday]],Tabulation[[#This Row],[Season]],Tabulation[[#This Row],[Weekend]],\"-\",IF(Tabulation[[#This Row],[Hour]]<10,0,\"\"),C64)","v":"0Winter1-12"},{"$f":"VLOOKUP(Tabulation[[#This Row],[Concat]],Table3[],8)","v":0.28519},{"$f":"(Tabulation[[#This Row],[AC System Output (kW)]]*Tabulation[[#This Row],[Rate]])","v":0.71925231709000004}]
[1,2,13,2267.9699999999998,{"$f":"Tabulation[[#This Row],[AC System Output (W)]]/1000","v":2.2679699999999996},{"$f":"VLOOKUP(Tabulation[[#This Row],[Month]],Season,2)","v":"Winter"},{"$f":"(DATE(2021,Tabulation[[#This Row],[Month]],Tabulation[[#This Row],[Day]]))","v":"2021-01-02"},{"$f":"WEEKDAY(Tabulation[[#This Row],[Date]])","v":7},{"$f":"IF(OR(Tabulation[[#This Row],[DayNo]]=1,Tabulation[[#This Row],[DayNo]]=7),1,0)","v":1},{"$f":"COUNTIF(Holidays,Tabulation[[#This Row],[Date]])","v":0},{"$f":"CONCATENATE(Tabulation[[#This Row],[Holiday]],Tabulation[[#This Row],[Season]],Tabulation[[#This Row],[Weekend]],\"-\",IF(Tabulation[[#This Row],[Hour]]<10,0,\"\"),C65)","v":"0Winter1-13"},{"$f":"VLOOKUP(Tabulation[[#This Row],[Concat]],Table3[],8)","v":0.28519},{"$f":"(Tabulation[[#This Row],[AC System Output (kW)]]*Tabulation[[#This Row],[Rate]])","v":0.64680236429999993}]
[1,2,14,1806.7170000000001,{"$f":"Tabulation[[#This Row],[AC System Output (W)]]/1000","v":1.8067170000000001},{"$f":"VLOOKUP(Tabulation[[#This Row],[Month]],Season,2)","v":"Winter"},{"$f":"(DATE(2021,Tabulation[[#This Row],[Month]],Tabulation[[#This Row],[Day]]))","v":"2021-01-02"},{"$f":"WEEKDAY(Tabulation[[#This Row],[Date]])","v":7},{"$f":"IF(OR(Tabulation[[#This Row],[DayNo]]=1,Tabulation[[#This Row],[DayNo]]=7),1,0)","v":1},{"$f":"COUNTIF(Holidays,Tabulation[[#This Row],[Date]])","v":0},{"$f":"CONCATENATE(Tabulation[[#This Row],[Holiday]],Tabulation[[#This Row],[Season]],Tabulation[[#This Row],[Weekend]],\"-\",IF(Tabulation[[#This Row],[Hour]]<10,0,\"\"),C66)","v":"0Winter1-14"},{"$f":"VLOOKUP(Tabulation[[#This Row],[Concat]],Table3[],8)","v":0.28519},{"$f":"(Tabulation[[#This Row],[AC System Output (kW)]]*Tabulation[[#This Row],[Rate]])","v":0.51525762123000007}]
[1,2,15,962.23699999999997,{"$f":"Tabulation[[#This Row],[AC System Output (W)]]/1000","v":0.96223700000000001},{"$f":"VLOOKUP(Tabulation[[#This Row],[Month]],Season,2)","v":"Winter"},{"$f":"(DATE(2021,Tabulation[[#This Row],[Month]],Tabulation[[#This Row],[Day]]))","v":"2021-01-02"},{"$f":"WEEKDAY(Tabulation[[#This Row],[Date]])","v":7},{"$f":"IF(OR(Tabulation[[#This Row],[DayNo]]=1,Tabulation[[#This Row],[DayNo]]=7),1,0)","v":1},{"$f":"COUNTIF(Holidays,Tabulation[[#This Row],[Date]])","v":0},{"$f":"CONCATENATE(Tabulation[[#This Row],[Holiday]],Tabulation[[#This Row],[Season]],Tabulation[[#This Row],[Weekend]],\"-\",IF(Tabulation[[#This Row],[Hour]]<10,0,\"\"),C67)","v":"0Winter1-15"},{"$f":"VLOOKUP(Tabulation[[#This Row],[Concat]],Table3[],8)","v":0.28519},{"$f":"(Tabulation[[#This Row],[AC System Output (kW)]]*Tabulation[[#This Row],[Rate]])","v":0.27442037003000003}]
[1,2,16,315.87700000000001,{"$f":"Tabulation[[#This Row],[AC System Output (W)]]/1000","v":0.31587700000000002},{"$f":"VLOOKUP(Tabulation[[#This Row],[Month]],Season,2)","v":"Winter"},{"$f":"(DATE(2021,Tabulation[[#This Row],[Month]],Tabulation[[#This Row],[Day]]))","v":"2021-01-02"},{"$f":"WEEKDAY(Tabulation[[#This Row],[Date]])","v":7},{"$f":"IF(OR(Tabulation[[#This Row],[DayNo]]=1,Tabulation[[#This Row],[DayNo]]=7),1,0)","v":1},{"$f":"COUNTIF(Holidays,Tabulation[[#This Row],[Date]])","v":0},{"$f":"CONCATENATE(Tabulation[[#This Row],[Holiday]],Tabulation[[#This Row],[Season]],Tabulation[[#This Row],[Weekend]],\"-\",IF(Tabulation[[#This Row],[Hour]]<10,0,\"\"),C68)","v":"0Winter1-16"},{"$f":"VLOOKUP(Tabulation[[#This Row],[Concat]],Table3[],8)","v":0.28519},{"$f":"(Tabulation[[#This Row],[AC System Output (kW)]]*Tabulation[[#This Row],[Rate]])","v":9.0084961630000002E-2}]
[1,2,17,0,{"$f":"Tabulation[[#This Row],[AC System Output (W)]]/1000","v":0},{"$f":"VLOOKUP(Tabulation[[#This Row],[Month]],Season,2)","v":"Winter"},{"$f":"(DATE(2021,Tabulation[[#This Row],[Month]],Tabulation[[#This Row],[Day]]))","v":"2021-01-02"},{"$f":"WEEKDAY(Tabulation[[#This Row],[Date]])","v":7},{"$f":"IF(OR(Tabulation[[#This Row],[DayNo]]=1,Tabulation[[#This Row],[DayNo]]=7),1,0)","v":1},{"$f":"COUNTIF(Holidays,Tabulation[[#This Row],[Date]])","v":0},{"$f":"CONCATENATE(Tabulation[[#This Row],[Holiday]],Tabulation[[#This Row],[Season]],Tabulation[[#This Row],[Weekend]],\"-\",IF(Tabulation[[#This Row],[Hour]]<10,0,\"\"),C69)","v":"0Winter1-17"},{"$f":"VLOOKUP(Tabulation[[#This Row],[Concat]],Table3[],8)","v":0.28519},{"$f":"(Tabulation[[#This Row],[AC System Output (kW)]]*Tabulation[[#This Row],[Rate]])","v":0}]
[1,2,18,0,{"$f":"Tabulation[[#This Row],[AC System Output (W)]]/1000","v":0},{"$f":"VLOOKUP(Tabulation[[#This Row],[Month]],Season,2)","v":"Winter"},{"$f":"(DATE(2021,Tabulation[[#This Row],[Month]],Tabulation[[#This Row],[Day]]))","v":"2021-01-02"},{"$f":"WEEKDAY(Tabulation[[#This Row],[Date]])","v":7},{"$f":"IF(OR(Tabulation[[#This Row],[DayNo]]=1,Tabulation[[#This Row],[DayNo]]=7),1,0)","v":1},{"$f":"COUNTIF(Holidays,Tabulation[[#This Row],[Date]])","v":0},{"$f":"CONCATENATE(Tabulation[[#This Row],[Holiday]],Tabulation[[#This Row],[Season]],Tabulation[[#This Row],[Weekend]],\"-\",IF(Tabulation[[#This Row],[Hour]]<10,0,\"\"),C70)","v":"0Winter1-18"},{"$f":"VLOOKUP(Tabulation[[#This Row],[Concat]],Table3[],8)","v":0.28519},{"$f":"(Tabulation[[#This Row],[AC System Output (kW)]]*Tabulation[[#This Row],[Rate]])","v":0}]
[1,2,19,0,{"$f":"Tabulation[[#This Row],[AC System Output (W)]]/1000","v":0},{"$f":"VLOOKUP(Tabulation[[#This Row],[Month]],Season,2)","v":"Winter"},{"$f":"(DATE(2021,Tabulation[[#This Row],[Month]],Tabulation[[#This Row],[Day]]))","v":"2021-01-02"},{"$f":"WEEKDAY(Tabulation[[#This Row],[Date]])","v":7},{"$f":"IF(OR(Tabulation[[#This Row],[DayNo]]=1,Tabulation[[#This Row],[DayNo]]=7),1,0)","v":1},{"$f":"COUNTIF(Holidays,Tabulation[[#This Row],[Date]])","v":0},{"$f":"CONCATENATE(Tabulation[[#This Row],[Holiday]],Tabulation[[#This Row],[Season]],Tabulation[[#This Row],[Weekend]],\"-\",IF(Tabulation[[#This Row],[Hour]]<10,0,\"\"),C71)","v":"0Winter1-19"},{"$f":"VLOOKUP(Tabulation[[#This Row],[Concat]],Table3[],8)","v":0.28519},{"$f":"(Tabulation[[#This Row],[AC System Output (kW)]]*Tabulation[[#This Row],[Rate]])","v":0}]
[1,2,20,0,{"$f":"Tabulation[[#This Row],[AC System Output (W)]]/1000","v":0},{"$f":"VLOOKUP(Tabulation[[#This Row],[Month]],Season,2)","v":"Winter"},{"$f":"(DATE(2021,Tabulation[[#This Row],[Month]],Tabulation[[#This Row],[Day]]))","v":"2021-01-02"},{"$f":"WEEKDAY(Tabulation[[#This Row],[Date]])","v":7},{"$f":"IF(OR(Tabulation[[#This Row],[DayNo]]=1,Tabulation[[#This Row],[DayNo]]=7),1,0)","v":1},{"$f":"COUNTIF(Holidays,Tabulation[[#This Row],[Date]])","v":0},{"$f":"CONCATENATE(Tabulation[[#This Row],[Holiday]],Tabulation[[#This Row],[Season]],Tabulation[[#This Row],[Weekend]],\"-\",IF(Tabulation[[#This Row],[Hour]]<10,0,\"\"),C72)","v":"0Winter1-20"},{"$f":"VLOOKUP(Tabulation[[#This Row],[Concat]],Table3[],8)","v":0.28519},{"$f":"(Tabulation[[#This Row],[AC System Output (kW)]]*Tabulation[[#This Row],[Rate]])","v":0}]
[1,2,21,0,{"$f":"Tabulation[[#This Row],[AC System Output (W)]]/1000","v":0},{"$f":"VLOOKUP(Tabulation[[#This Row],[Month]],Season,2)","v":"Winter"},{"$f":"(DATE(2021,Tabulation[[#This Row],[Month]],Tabulation[[#This Row],[Day]]))","v":"2021-01-02"},{"$f":"WEEKDAY(Tabulation[[#This Row],[Date]])","v":7},{"$f":"IF(OR(Tabulation[[#This Row],[DayNo]]=1,Tabulation[[#This Row],[DayNo]]=7),1,0)","v":1},{"$f":"COUNTIF(Holidays,Tabulation[[#This Row],[Date]])","v":0},{"$f":"CONCATENATE(Tabulation[[#This Row],[Holiday]],Tabulation[[#This Row],[Season]],Tabulation[[#This Row],[Weekend]],\"-\",IF(Tabulation[[#This Row],[Hour]]<10,0,\"\"),C73)","v":"0Winter1-21"},{"$f":"VLOOKUP(Tabulation[[#This Row],[Concat]],Table3[],8)","v":0.28519},{"$f":"(Tabulation[[#This Row],[AC System Output (kW)]]*Tabulation[[#This Row],[Rate]])","v":0}]
[1,2,22,0,{"$f":"Tabulation[[#This Row],[AC System Output (W)]]/1000","v":0},{"$f":"VLOOKUP(Tabulation[[#This Row],[Month]],Season,2)","v":"Winter"},{"$f":"(DATE(2021,Tabulation[[#This Row],[Month]],Tabulation[[#This Row],[Day]]))","v":"2021-01-02"},{"$f":"WEEKDAY(Tabulation[[#This Row],[Date]])","v":7},{"$f":"IF(OR(Tabulation[[#This Row],[DayNo]]=1,Tabulation[[#This Row],[DayNo]]=7),1,0)","v":1},{"$f":"COUNTIF(Holidays,Tabulation[[#This Row],[Date]])","v":0},{"$f":"CONCATENATE(Tabulation[[#This Row],[Holiday]],Tabulation[[#This Row],[Season]],Tabulation[[#This Row],[Weekend]],\"-\",IF(Tabulation[[#This Row],[Hour]]<10,0,\"\"),C74)","v":"0Winter1-22"},{"$f":"VLOOKUP(Tabulation[[#This Row],[Concat]],Table3[],8)","v":0.28519},{"$f":"(Tabulation[[#This Row],[AC System Output (kW)]]*Tabulation[[#This Row],[Rate]])","v":0}]
[1,2,23,0,{"$f":"Tabulation[[#This Row],[AC System Output (W)]]/1000","v":0},{"$f":"VLOOKUP(Tabulation[[#This Row],[Month]],Season,2)","v":"Winter"},{"$f":"(DATE(2021,Tabulation[[#This Row],[Month]],Tabulation[[#This Row],[Day]]))","v":"2021-01-02"},{"$f":"WEEKDAY(Tabulation[[#This Row],[Date]])","v":7},{"$f":"IF(OR(Tabulation[[#This Row],[DayNo]]=1,Tabulation[[#This Row],[DayNo]]=7),1,0)","v":1},{"$f":"COUNTIF(Holidays,Tabulation[[#This Row],[Date]])","v":0},{"$f":"CONCATENATE(Tabulation[[#This Row],[Holiday]],Tabulation[[#This Row],[Season]],Tabulation[[#This Row],[Weekend]],\"-\",IF(Tabulation[[#This Row],[Hour]]<10,0,\"\"),C75)","v":"0Winter1-23"},{"$f":"VLOOKUP(Tabulation[[#This Row],[Concat]],Table3[],8)","v":0.28519},{"$f":"(Tabulation[[#This Row],[AC System Output (kW)]]*Tabulation[[#This Row],[Rate]])","v":0}]
[1,3,0,0,{"$f":"Tabulation[[#This Row],[AC System Output (W)]]/1000","v":0},{"$f":"VLOOKUP(Tabulation[[#This Row],[Month]],Season,2)","v":"Winter"},{"$f":"(DATE(2021,Tabulation[[#This Row],[Month]],Tabulation[[#This Row],[Day]]))","v":"2021-01-03"},{"$f":"WEEKDAY(Tabulation[[#This Row],[Date]])","v":1},{"$f":"IF(OR(Tabulation[[#This Row],[DayNo]]=1,Tabulation[[#This Row],[DayNo]]=7),1,0)","v":1},{"$f":"COUNTIF(Holidays,Tabulation[[#This Row],[Date]])","v":0},{"$f":"CONCATENATE(Tabulation[[#This Row],[Holiday]],Tabulation[[#This Row],[Season]],Tabulation[[#This Row],[Weekend]],\"-\",IF(Tabulation[[#This Row],[Hour]]<10,0,\"\"),C76)","v":"0Winter1-00"},{"$f":"VLOOKUP(Tabulation[[#This Row],[Concat]],Table3[],8)","v":0.28519},{"$f":"(Tabulation[[#This Row],[AC System Output (kW)]]*Tabulation[[#This Row],[Rate]])","v":0}]
[1,3,1,0,{"$f":"Tabulation[[#This Row],[AC System Output (W)]]/1000","v":0},{"$f":"VLOOKUP(Tabulation[[#This Row],[Month]],Season,2)","v":"Winter"},{"$f":"(DATE(2021,Tabulation[[#This Row],[Month]],Tabulation[[#This Row],[Day]]))","v":"2021-01-03"},{"$f":"WEEKDAY(Tabulation[[#This Row],[Date]])","v":1},{"$f":"IF(OR(Tabulation[[#This Row],[DayNo]]=1,Tabulation[[#This Row],[DayNo]]=7),1,0)","v":1},{"$f":"COUNTIF(Holidays,Tabulation[[#This Row],[Date]])","v":0},{"$f":"CONCATENATE(Tabulation[[#This Row],[Holiday]],Tabulation[[#This Row],[Season]],Tabulation[[#This Row],[Weekend]],\"-\",IF(Tabulation[[#This Row],[Hour]]<10,0,\"\"),C77)","v":"0Winter1-01"},{"$f":"VLOOKUP(Tabulation[[#This Row],[Concat]],Table3[],8)","v":0.28519},{"$f":"(Tabulation[[#This Row],[AC System Output (kW)]]*Tabulation[[#This Row],[Rate]])","v":0}]
[1,3,2,0,{"$f":"Tabulation[[#This Row],[AC System Output (W)]]/1000","v":0},{"$f":"VLOOKUP(Tabulation[[#This Row],[Month]],Season,2)","v":"Winter"},{"$f":"(DATE(2021,Tabulation[[#This Row],[Month]],Tabulation[[#This Row],[Day]]))","v":"2021-01-03"},{"$f":"WEEKDAY(Tabulation[[#This Row],[Date]])","v":1},{"$f":"IF(OR(Tabulation[[#This Row],[DayNo]]=1,Tabulation[[#This Row],[DayNo]]=7),1,0)","v":1},{"$f":"COUNTIF(Holidays,Tabulation[[#This Row],[Date]])","v":0},{"$f":"CONCATENATE(Tabulation[[#This Row],[Holiday]],Tabulation[[#This Row],[Season]],Tabulation[[#This Row],[Weekend]],\"-\",IF(Tabulation[[#This Row],[Hour]]<10,0,\"\"),C78)","v":"0Winter1-02"},{"$f":"VLOOKUP(Tabulation[[#This Row],[Concat]],Table3[],8)","v":0.28519},{"$f":"(Tabulation[[#This Row],[AC System Output (kW)]]*Tabulation[[#This Row],[Rate]])","v":0}]
[1,3,3,0,{"$f":"Tabulation[[#This Row],[AC System Output (W)]]/1000","v":0},{"$f":"VLOOKUP(Tabulation[[#This Row],[Month]],Season,2)","v":"Winter"},{"$f":"(DATE(2021,Tabulation[[#This Row],[Month]],Tabulation[[#This Row],[Day]]))","v":"2021-01-03"},{"$f":"WEEKDAY(Tabulation[[#This Row],[Date]])","v":1},{"$f":"IF(OR(Tabulation[[#This Row],[DayNo]]=1,Tabulation[[#This Row],[DayNo]]=7),1,0)","v":1},{"$f":"COUNTIF(Holidays,Tabulation[[#This Row],[Date]])","v":0},{"$f":"CONCATENATE(Tabulation[[#This Row],[Holiday]],Tabulation[[#This Row],[Season]],Tabulation[[#This Row],[Weekend]],\"-\",IF(Tabulation[[#This Row],[Hour]]<10,0,\"\"),C79)","v":"0Winter1-03"},{"$f":"VLOOKUP(Tabulation[[#This Row],[Concat]],Table3[],8)","v":0.28519},{"$f":"(Tabulation[[#This Row],[AC System Output (kW)]]*Tabulation[[#This Row],[Rate]])","v":0}]
[1,3,4,0,{"$f":"Tabulation[[#This Row],[AC System Output (W)]]/1000","v":0},{"$f":"VLOOKUP(Tabulation[[#This Row],[Month]],Season,2)","v":"Winter"},{"$f":"(DATE(2021,Tabulation[[#This Row],[Month]],Tabulation[[#This Row],[Day]]))","v":"2021-01-03"},{"$f":"WEEKDAY(Tabulation[[#This Row],[Date]])","v":1},{"$f":"IF(OR(Tabulation[[#This Row],[DayNo]]=1,Tabulation[[#This Row],[DayNo]]=7),1,0)","v":1},{"$f":"COUNTIF(Holidays,Tabulation[[#This Row],[Date]])","v":0},{"$f":"CONCATENATE(Tabulation[[#This Row],[Holiday]],Tabulation[[#This Row],[Season]],Tabulation[[#This Row],[Weekend]],\"-\",IF(Tabulation[[#This Row],[Hour]]<10,0,\"\"),C80)","v":"0Winter1-04"},{"$f":"VLOOKUP(Tabulation[[#This Row],[Concat]],Table3[],8)","v":0.28519},{"$f":"(Tabulation[[#This Row],[AC System Output (kW)]]*Tabulation[[#This Row],[Rate]])","v":0}]
[1,3,5,0,{"$f":"Tabulation[[#This Row],[AC System Output (W)]]/1000","v":0},{"$f":"VLOOKUP(Tabulation[[#This Row],[Month]],Season,2)","v":"Winter"},{"$f":"(DATE(2021,Tabulation[[#This Row],[Month]],Tabulation[[#This Row],[Day]]))","v":"2021-01-03"},{"$f":"WEEKDAY(Tabulation[[#This Row],[Date]])","v":1},{"$f":"IF(OR(Tabulation[[#This Row],[DayNo]]=1,Tabulation[[#This Row],[DayNo]]=7),1,0)","v":1},{"$f":"COUNTIF(Holidays,Tabulation[[#This Row],[Date]])","v":0},{"$f":"CONCATENATE(Tabulation[[#This Row],[Holiday]],Tabulation[[#This Row],[Season]],Tabulation[[#This Row],[Weekend]],\"-\",IF(Tabulation[[#This Row],[Hour]]<10,0,\"\"),C81)","v":"0Winter1-05"},{"$f":"VLOOKUP(Tabulation[[#This Row],[Concat]],Table3[],8)","v":0.28519},{"$f":"(Tabulation[[#This Row],[AC System Output (kW)]]*Tabulation[[#This Row],[Rate]])","v":0}]
[1,3,6,0,{"$f":"Tabulation[[#This Row],[AC System Output (W)]]/1000","v":0},{"$f":"VLOOKUP(Tabulation[[#This Row],[Month]],Season,2)","v":"Winter"},{"$f":"(DATE(2021,Tabulation[[#This Row],[Month]],Tabulation[[#This Row],[Day]]))","v":"2021-01-03"},{"$f":"WEEKDAY(Tabulation[[#This Row],[Date]])","v":1},{"$f":"IF(OR(Tabulation[[#This Row],[DayNo]]=1,Tabulation[[#This Row],[DayNo]]=7),1,0)","v":1},{"$f":"COUNTIF(Holidays,Tabulation[[#This Row],[Date]])","v":0},{"$f":"CONCATENATE(Tabulation[[#This Row],[Holiday]],Tabulation[[#This Row],[Season]],Tabulation[[#This Row],[Weekend]],\"-\",IF(Tabulation[[#This Row],[Hour]]<10,0,\"\"),C82)","v":"0Winter1-06"},{"$f":"VLOOKUP(Tabulation[[#This Row],[Concat]],Table3[],8)","v":0.28519},{"$f":"(Tabulation[[#This Row],[AC System Output (kW)]]*Tabulation[[#This Row],[Rate]])","v":0}]
[1,3,7,38.606000000000002,{"$f":"Tabulation[[#This Row],[AC System Output (W)]]/1000","v":3.8606000000000001E-2},{"$f":"VLOOKUP(Tabulation[[#This Row],[Month]],Season,2)","v":"Winter"},{"$f":"(DATE(2021,Tabulation[[#This Row],[Month]],Tabulation[[#This Row],[Day]]))","v":"2021-01-03"},{"$f":"WEEKDAY(Tabulation[[#This Row],[Date]])","v":1},{"$f":"IF(OR(Tabulation[[#This Row],[DayNo]]=1,Tabulation[[#This Row],[DayNo]]=7),1,0)","v":1},{"$f":"COUNTIF(Holidays,Tabulation[[#This Row],[Date]])","v":0},{"$f":"CONCATENATE(Tabulation[[#This Row],[Holiday]],Tabulation[[#This Row],[Season]],Tabulation[[#This Row],[Weekend]],\"-\",IF(Tabulation[[#This Row],[Hour]]<10,0,\"\"),C83)","v":"0Winter1-07"},{"$f":"VLOOKUP(Tabulation[[#This Row],[Concat]],Table3[],8)","v":0.28519},{"$f":"(Tabulation[[#This Row],[AC System Output (kW)]]*Tabulation[[#This Row],[Rate]])","v":1.1010045140000001E-2}]
[1,3,8,548.34,{"$f":"Tabulation[[#This Row],[AC System Output (W)]]/1000","v":0.54834000000000005},{"$f":"VLOOKUP(Tabulation[[#This Row],[Month]],Season,2)","v":"Winter"},{"$f":"(DATE(2021,Tabulation[[#This Row],[Month]],Tabulation[[#This Row],[Day]]))","v":"2021-01-03"},{"$f":"WEEKDAY(Tabulation[[#This Row],[Date]])","v":1},{"$f":"IF(OR(Tabulation[[#This Row],[DayNo]]=1,Tabulation[[#This Row],[DayNo]]=7),1,0)","v":1},{"$f":"COUNTIF(Holidays,Tabulation[[#This Row],[Date]])","v":0},{"$f":"CONCATENATE(Tabulation[[#This Row],[Holiday]],Tabulation[[#This Row],[Season]],Tabulation[[#This Row],[Weekend]],\"-\",IF(Tabulation[[#This Row],[Hour]]<10,0,\"\"),C84)","v":"0Winter1-08"},{"$f":"VLOOKUP(Tabulation[[#This Row],[Concat]],Table3[],8)","v":0.28519},{"$f":"(Tabulation[[#This Row],[AC System Output (kW)]]*Tabulation[[#This Row],[Rate]])","v":0.15638108460000003}]
[1,3,9,1134.991,{"$f":"Tabulation[[#This Row],[AC System Output (W)]]/1000","v":1.1349910000000001},{"$f":"VLOOKUP(Tabulation[[#This Row],[Month]],Season,2)","v":"Winter"},{"$f":"(DATE(2021,Tabulation[[#This Row],[Month]],Tabulation[[#This Row],[Day]]))","v":"2021-01-03"},{"$f":"WEEKDAY(Tabulation[[#This Row],[Date]])","v":1},{"$f":"IF(OR(Tabulation[[#This Row],[DayNo]]=1,Tabulation[[#This Row],[DayNo]]=7),1,0)","v":1},{"$f":"COUNTIF(Holidays,Tabulation[[#This Row],[Date]])","v":0},{"$f":"CONCATENATE(Tabulation[[#This Row],[Holiday]],Tabulation[[#This Row],[Season]],Tabulation[[#This Row],[Weekend]],\"-\",IF(Tabulation[[#This Row],[Hour]]<10,0,\"\"),C85)","v":"0Winter1-09"},{"$f":"VLOOKUP(Tabulation[[#This Row],[Concat]],Table3[],8)","v":0.28519},{"$f":"(Tabulation[[#This Row],[AC System Output (kW)]]*Tabulation[[#This Row],[Rate]])","v":0.32368808329000004}]
[1,3,10,1737.2729999999999,{"$f":"Tabulation[[#This Row],[AC System Output (W)]]/1000","v":1.7372729999999998},{"$f":"VLOOKUP(Tabulation[[#This Row],[Month]],Season,2)","v":"Winter"},{"$f":"(DATE(2021,Tabulation[[#This Row],[Month]],Tabulation[[#This Row],[Day]]))","v":"2021-01-03"},{"$f":"WEEKDAY(Tabulation[[#This Row],[Date]])","v":1},{"$f":"IF(OR(Tabulation[[#This Row],[DayNo]]=1,Tabulation[[#This Row],[DayNo]]=7),1,0)","v":1},{"$f":"COUNTIF(Holidays,Tabulation[[#This Row],[Date]])","v":0},{"$f":"CONCATENATE(Tabulation[[#This Row],[Holiday]],Tabulation[[#This Row],[Season]],Tabulation[[#This Row],[Weekend]],\"-\",IF(Tabulation[[#This Row],[Hour]]<10,0,\"\"),C86)","v":"0Winter1-10"},{"$f":"VLOOKUP(Tabulation[[#This Row],[Concat]],Table3[],8)","v":0.28519},{"$f":"(Tabulation[[#This Row],[AC System Output (kW)]]*Tabulation[[#This Row],[Rate]])","v":0.49545288686999994}]
[1,3,11,2528.2600000000002,{"$f":"Tabulation[[#This Row],[AC System Output (W)]]/1000","v":2.5282600000000004},{"$f":"VLOOKUP(Tabulation[[#This Row],[Month]],Season,2)","v":"Winter"},{"$f":"(DATE(2021,Tabulation[[#This Row],[Month]],Tabulation[[#This Row],[Day]]))","v":"2021-01-03"},{"$f":"WEEKDAY(Tabulation[[#This Row],[Date]])","v":1},{"$f":"IF(OR(Tabulation[[#This Row],[DayNo]]=1,Tabulation[[#This Row],[DayNo]]=7),1,0)","v":1},{"$f":"COUNTIF(Holidays,Tabulation[[#This Row],[Date]])","v":0},{"$f":"CONCATENATE(Tabulation[[#This Row],[Holiday]],Tabulation[[#This Row],[Season]],Tabulation[[#This Row],[Weekend]],\"-\",IF(Tabulation[[#This Row],[Hour]]<10,0,\"\"),C87)","v":"0Winter1-11"},{"$f":"VLOOKUP(Tabulation[[#This Row],[Concat]],Table3[],8)","v":0.28519},{"$f":"(Tabulation[[#This Row],[AC System Output (kW)]]*Tabulation[[#This Row],[Rate]])","v":0.72103446940000016}]
[1,3,12,2521.6019999999999,{"$f":"Tabulation[[#This Row],[AC System Output (W)]]/1000","v":2.5216019999999997},{"$f":"VLOOKUP(Tabulation[[#This Row],[Month]],Season,2)","v":"Winter"},{"$f":"(DATE(2021,Tabulation[[#This Row],[Month]],Tabulation[[#This Row],[Day]]))","v":"2021-01-03"},{"$f":"WEEKDAY(Tabulation[[#This Row],[Date]])","v":1},{"$f":"IF(OR(Tabulation[[#This Row],[DayNo]]=1,Tabulation[[#This Row],[DayNo]]=7),1,0)","v":1},{"$f":"COUNTIF(Holidays,Tabulation[[#This Row],[Date]])","v":0},{"$f":"CONCATENATE(Tabulation[[#This Row],[Holiday]],Tabulation[[#This Row],[Season]],Tabulation[[#This Row],[Weekend]],\"-\",IF(Tabulation[[#This Row],[Hour]]<10,0,\"\"),C88)","v":"0Winter1-12"},{"$f":"VLOOKUP(Tabulation[[#This Row],[Concat]],Table3[],8)","v":0.28519},{"$f":"(Tabulation[[#This Row],[AC System Output (kW)]]*Tabulation[[#This Row],[Rate]])","v":0.71913567437999992}]
[1,3,13,2285.3139999999999,{"$f":"Tabulation[[#This Row],[AC System Output (W)]]/1000","v":2.2853140000000001},{"$f":"VLOOKUP(Tabulation[[#This Row],[Month]],Season,2)","v":"Winter"},{"$f":"(DATE(2021,Tabulation[[#This Row],[Month]],Tabulation[[#This Row],[Day]]))","v":"2021-01-03"},{"$f":"WEEKDAY(Tabulation[[#This Row],[Date]])","v":1},{"$f":"IF(OR(Tabulation[[#This Row],[DayNo]]=1,Tabulation[[#This Row],[DayNo]]=7),1,0)","v":1},{"$f":"COUNTIF(Holidays,Tabulation[[#This Row],[Date]])","v":0},{"$f":"CONCATENATE(Tabulation[[#This Row],[Holiday]],Tabulation[[#This Row],[Season]],Tabulation[[#This Row],[Weekend]],\"-\",IF(Tabulation[[#This Row],[Hour]]<10,0,\"\"),C89)","v":"0Winter1-13"},{"$f":"VLOOKUP(Tabulation[[#This Row],[Concat]],Table3[],8)","v":0.28519},{"$f":"(Tabulation[[#This Row],[AC System Output (kW)]]*Tabulation[[#This Row],[Rate]])","v":0.65174869966000004}]
[1,3,14,1835.973,{"$f":"Tabulation[[#This Row],[AC System Output (W)]]/1000","v":1.8359729999999999},{"$f":"VLOOKUP(Tabulation[[#This Row],[Month]],Season,2)","v":"Winter"},{"$f":"(DATE(2021,Tabulation[[#This Row],[Month]],Tabulation[[#This Row],[Day]]))","v":"2021-01-03"},{"$f":"WEEKDAY(Tabulation[[#This Row],[Date]])","v":1},{"$f":"IF(OR(Tabulation[[#This Row],[DayNo]]=1,Tabulation[[#This Row],[DayNo]]=7),1,0)","v":1},{"$f":"COUNTIF(Holidays,Tabulation[[#This Row],[Date]])","v":0},{"$f":"CONCATENATE(Tabulation[[#This Row],[Holiday]],Tabulation[[#This Row],[Season]],Tabulation[[#This Row],[Weekend]],\"-\",IF(Tabulation[[#This Row],[Hour]]<10,0,\"\"),C90)","v":"0Winter1-14"},{"$f":"VLOOKUP(Tabulation[[#This Row],[Concat]],Table3[],8)","v":0.28519},{"$f":"(Tabulation[[#This Row],[AC System Output (kW)]]*Tabulation[[#This Row],[Rate]])","v":0.52360113987000001}]
[1,3,15,1222.7760000000001,{"$f":"Tabulation[[#This Row],[AC System Output (W)]]/1000","v":1.2227760000000001},{"$f":"VLOOKUP(Tabulation[[#This Row],[Month]],Season,2)","v":"Winter"},{"$f":"(DATE(2021,Tabulation[[#This Row],[Month]],Tabulation[[#This Row],[Day]]))","v":"2021-01-03"},{"$f":"WEEKDAY(Tabulation[[#This Row],[Date]])","v":1},{"$f":"IF(OR(Tabulation[[#This Row],[DayNo]]=1,Tabulation[[#This Row],[DayNo]]=7),1,0)","v":1},{"$f":"COUNTIF(Holidays,Tabulation[[#This Row],[Date]])","v":0},{"$f":"CONCATENATE(Tabulation[[#This Row],[Holiday]],Tabulation[[#This Row],[Season]],Tabulation[[#This Row],[Weekend]],\"-\",IF(Tabulation[[#This Row],[Hour]]<10,0,\"\"),C91)","v":"0Winter1-15"},{"$f":"VLOOKUP(Tabulation[[#This Row],[Concat]],Table3[],8)","v":0.28519},{"$f":"(Tabulation[[#This Row],[AC System Output (kW)]]*Tabulation[[#This Row],[Rate]])","v":0.34872348744000004}]
[1,3,16,428.76900000000001,{"$f":"Tabulation[[#This Row],[AC System Output (W)]]/1000","v":0.42876900000000001},{"$f":"VLOOKUP(Tabulation[[#This Row],[Month]],Season,2)","v":"Winter"},{"$f":"(DATE(2021,Tabulation[[#This Row],[Month]],Tabulation[[#This Row],[Day]]))","v":"2021-01-03"},{"$f":"WEEKDAY(Tabulation[[#This Row],[Date]])","v":1},{"$f":"IF(OR(Tabulation[[#This Row],[DayNo]]=1,Tabulation[[#This Row],[DayNo]]=7),1,0)","v":1},{"$f":"COUNTIF(Holidays,Tabulation[[#This Row],[Date]])","v":0},{"$f":"CONCATENATE(Tabulation[[#This Row],[Holiday]],Tabulation[[#This Row],[Season]],Tabulation[[#This Row],[Weekend]],\"-\",IF(Tabulation[[#This Row],[Hour]]<10,0,\"\"),C92)","v":"0Winter1-16"},{"$f":"VLOOKUP(Tabulation[[#This Row],[Concat]],Table3[],8)","v":0.28519},{"$f":"(Tabulation[[#This Row],[AC System Output (kW)]]*Tabulation[[#This Row],[Rate]])","v":0.12228063111}]
[1,3,17,0,{"$f":"Tabulation[[#This Row],[AC System Output (W)]]/1000","v":0},{"$f":"VLOOKUP(Tabulation[[#This Row],[Month]],Season,2)","v":"Winter"},{"$f":"(DATE(2021,Tabulation[[#This Row],[Month]],Tabulation[[#This Row],[Day]]))","v":"2021-01-03"},{"$f":"WEEKDAY(Tabulation[[#This Row],[Date]])","v":1},{"$f":"IF(OR(Tabulation[[#This Row],[DayNo]]=1,Tabulation[[#This Row],[DayNo]]=7),1,0)","v":1},{"$f":"COUNTIF(Holidays,Tabulation[[#This Row],[Date]])","v":0},{"$f":"CONCATENATE(Tabulation[[#This Row],[Holiday]],Tabulation[[#This Row],[Season]],Tabulation[[#This Row],[Weekend]],\"-\",IF(Tabulation[[#This Row],[Hour]]<10,0,\"\"),C93)","v":"0Winter1-17"},{"$f":"VLOOKUP(Tabulation[[#This Row],[Concat]],Table3[],8)","v":0.28519},{"$f":"(Tabulation[[#This Row],[AC System Output (kW)]]*Tabulation[[#This Row],[Rate]])","v":0}]
[1,3,18,0,{"$f":"Tabulation[[#This Row],[AC System Output (W)]]/1000","v":0},{"$f":"VLOOKUP(Tabulation[[#This Row],[Month]],Season,2)","v":"Winter"},{"$f":"(DATE(2021,Tabulation[[#This Row],[Month]],Tabulation[[#This Row],[Day]]))","v":"2021-01-03"},{"$f":"WEEKDAY(Tabulation[[#This Row],[Date]])","v":1},{"$f":"IF(OR(Tabulation[[#This Row],[DayNo]]=1,Tabulation[[#This Row],[DayNo]]=7),1,0)","v":1},{"$f":"COUNTIF(Holidays,Tabulation[[#This Row],[Date]])","v":0},{"$f":"CONCATENATE(Tabulation[[#This Row],[Holiday]],Tabulation[[#This Row],[Season]],Tabulation[[#This Row],[Weekend]],\"-\",IF(Tabulation[[#This Row],[Hour]]<10,0,\"\"),C94)","v":"0Winter1-18"},{"$f":"VLOOKUP(Tabulation[[#This Row],[Concat]],Table3[],8)","v":0.28519},{"$f":"(Tabulation[[#This Row],[AC System Output (kW)]]*Tabulation[[#This Row],[Rate]])","v":0}]
[1,3,19,0,{"$f":"Tabulation[[#This Row],[AC System Output (W)]]/1000","v":0},{"$f":"VLOOKUP(Tabulation[[#This Row],[Month]],Season,2)","v":"Winter"},{"$f":"(DATE(2021,Tabulation[[#This Row],[Month]],Tabulation[[#This Row],[Day]]))","v":"2021-01-03"},{"$f":"WEEKDAY(Tabulation[[#This Row],[Date]])","v":1},{"$f":"IF(OR(Tabulation[[#This Row],[DayNo]]=1,Tabulation[[#This Row],[DayNo]]=7),1,0)","v":1},{"$f":"COUNTIF(Holidays,Tabulation[[#This Row],[Date]])","v":0},{"$f":"CONCATENATE(Tabulation[[#This Row],[Holiday]],Tabulation[[#This Row],[Season]],Tabulation[[#This Row],[Weekend]],\"-\",IF(Tabulation[[#This Row],[Hour]]<10,0,\"\"),C95)","v":"0Winter1-19"},{"$f":"VLOOKUP(Tabulation[[#This Row],[Concat]],Table3[],8)","v":0.28519},{"$f":"(Tabulation[[#This Row],[AC System Output (kW)]]*Tabulation[[#This Row],[Rate]])","v":0}]
[1,3,20,0,{"$f":"Tabulation[[#This Row],[AC System Output (W)]]/1000","v":0},{"$f":"VLOOKUP(Tabulation[[#This Row],[Month]],Season,2)","v":"Winter"},{"$f":"(DATE(2021,Tabulation[[#This Row],[Month]],Tabulation[[#This Row],[Day]]))","v":"2021-01-03"},{"$f":"WEEKDAY(Tabulation[[#This Row],[Date]])","v":1},{"$f":"IF(OR(Tabulation[[#This Row],[DayNo]]=1,Tabulation[[#This Row],[DayNo]]=7),1,0)","v":1},{"$f":"COUNTIF(Holidays,Tabulation[[#This Row],[Date]])","v":0},{"$f":"CONCATENATE(Tabulation[[#This Row],[Holiday]],Tabulation[[#This Row],[Season]],Tabulation[[#This Row],[Weekend]],\"-\",IF(Tabulation[[#This Row],[Hour]]<10,0,\"\"),C96)","v":"0Winter1-20"},{"$f":"VLOOKUP(Tabulation[[#This Row],[Concat]],Table3[],8)","v":0.28519},{"$f":"(Tabulation[[#This Row],[AC System Output (kW)]]*Tabulation[[#This Row],[Rate]])","v":0}]
[1,3,21,0,{"$f":"Tabulation[[#This Row],[AC System Output (W)]]/1000","v":0},{"$f":"VLOOKUP(Tabulation[[#This Row],[Month]],Season,2)","v":"Winter"},{"$f":"(DATE(2021,Tabulation[[#This Row],[Month]],Tabulation[[#This Row],[Day]]))","v":"2021-01-03"},{"$f":"WEEKDAY(Tabulation[[#This Row],[Date]])","v":1},{"$f":"IF(OR(Tabulation[[#This Row],[DayNo]]=1,Tabulation[[#This Row],[DayNo]]=7),1,0)","v":1},{"$f":"COUNTIF(Holidays,Tabulation[[#This Row],[Date]])","v":0},{"$f":"CONCATENATE(Tabulation[[#This Row],[Holiday]],Tabulation[[#This Row],[Season]],Tabulation[[#This Row],[Weekend]],\"-\",IF(Tabulation[[#This Row],[Hour]]<10,0,\"\"),C97)","v":"0Winter1-21"},{"$f":"VLOOKUP(Tabulation[[#This Row],[Concat]],Table3[],8)","v":0.28519},{"$f":"(Tabulation[[#This Row],[AC System Output (kW)]]*Tabulation[[#This Row],[Rate]])","v":0}]
[1,3,22,0,{"$f":"Tabulation[[#This Row],[AC System Output (W)]]/1000","v":0},{"$f":"VLOOKUP(Tabulation[[#This Row],[Month]],Season,2)","v":"Winter"},{"$f":"(DATE(2021,Tabulation[[#This Row],[Month]],Tabulation[[#This Row],[Day]]))","v":"2021-01-03"},{"$f":"WEEKDAY(Tabulation[[#This Row],[Date]])","v":1},{"$f":"IF(OR(Tabulation[[#This Row],[DayNo]]=1,Tabulation[[#This Row],[DayNo]]=7),1,0)","v":1},{"$f":"COUNTIF(Holidays,Tabulation[[#This Row],[Date]])","v":0},{"$f":"CONCATENATE(Tabulation[[#This Row],[Holiday]],Tabulation[[#This Row],[Season]],Tabulation[[#This Row],[Weekend]],\"-\",IF(Tabulation[[#This Row],[Hour]]<10,0,\"\"),C98)","v":"0Winter1-22"},{"$f":"VLOOKUP(Tabulation[[#This Row],[Concat]],Table3[],8)","v":0.28519},{"$f":"(Tabulation[[#This Row],[AC System Output (kW)]]*Tabulation[[#This Row],[Rate]])","v":0}]
[1,3,23,0,{"$f":"Tabulation[[#This Row],[AC System Output (W)]]/1000","v":0},{"$f":"VLOOKUP(Tabulation[[#This Row],[Month]],Season,2)","v":"Winter"},{"$f":"(DATE(2021,Tabulation[[#This Row],[Month]],Tabulation[[#This Row],[Day]]))","v":"2021-01-03"},{"$f":"WEEKDAY(Tabulation[[#This Row],[Date]])","v":1},{"$f":"IF(OR(Tabulation[[#This Row],[DayNo]]=1,Tabulation[[#This Row],[DayNo]]=7),1,0)","v":1},{"$f":"COUNTIF(Holidays,Tabulation[[#This Row],[Date]])","v":0},{"$f":"CONCATENATE(Tabulation[[#This Row],[Holiday]],Tabulation[[#This Row],[Season]],Tabulation[[#This Row],[Weekend]],\"-\",IF(Tabulation[[#This Row],[Hour]]<10,0,\"\"),C99)","v":"0Winter1-23"},{"$f":"VLOOKUP(Tabulation[[#This Row],[Concat]],Table3[],8)","v":0.28519},{"$f":"(Tabulation[[#This Row],[AC System Output (kW)]]*Tabulation[[#This Row],[Rate]])","v":0}]
[1,4,0,0,{"$f":"Tabulation[[#This Row],[AC System Output (W)]]/1000","v":0},{"$f":"VLOOKUP(Tabulation[[#This Row],[Month]],Season,2)","v":"Winter"},{"$f":"(DATE(2021,Tabulation[[#This Row],[Month]],Tabulation[[#This Row],[Day]]))","v":"2021-01-04"},{"$f":"WEEKDAY(Tabulation[[#This Row],[Date]])","v":2},{"$f":"IF(OR(Tabulation[[#This Row],[DayNo]]=1,Tabulation[[#This Row],[DayNo]]=7),1,0)","v":0},{"$f":"COUNTIF(Holidays,Tabulation[[#This Row],[Date]])","v":0},{"$f":"CONCATENATE(Tabulation[[#This Row],[Holiday]],Tabulation[[#This Row],[Season]],Tabulation[[#This Row],[Weekend]],\"-\",IF(Tabulation[[#This Row],[Hour]]<10,0,\"\"),C100)","v":"0Winter0-00"},{"$f":"VLOOKUP(Tabulation[[#This Row],[Concat]],Table3[],8)","v":0.28519},{"$f":"(Tabulation[[#This Row],[AC System Output (kW)]]*Tabulation[[#This Row],[Rate]])","v":0}]
[1,4,1,0,{"$f":"Tabulation[[#This Row],[AC System Output (W)]]/1000","v":0},{"$f":"VLOOKUP(Tabulation[[#This Row],[Month]],Season,2)","v":"Winter"},{"$f":"(DATE(2021,Tabulation[[#This Row],[Month]],Tabulation[[#This Row],[Day]]))","v":"2021-01-04"},{"$f":"WEEKDAY(Tabulation[[#This Row],[Date]])","v":2},{"$f":"IF(OR(Tabulation[[#This Row],[DayNo]]=1,Tabulation[[#This Row],[DayNo]]=7),1,0)","v":0},{"$f":"COUNTIF(Holidays,Tabulation[[#This Row],[Date]])","v":0},{"$f":"CONCATENATE(Tabulation[[#This Row],[Holiday]],Tabulation[[#This Row],[Season]],Tabulation[[#This Row],[Weekend]],\"-\",IF(Tabulation[[#This Row],[Hour]]<10,0,\"\"),C101)","v":"0Winter0-01"},{"$f":"VLOOKUP(Tabulation[[#This Row],[Concat]],Table3[],8)","v":0.28519},{"$f":"(Tabulation[[#This Row],[AC System Output (kW)]]*Tabulation[[#This Row],[Rate]])","v":0}]
[1,4,2,0,{"$f":"Tabulation[[#This Row],[AC System Output (W)]]/1000","v":0},{"$f":"VLOOKUP(Tabulation[[#This Row],[Month]],Season,2)","v":"Winter"},{"$f":"(DATE(2021,Tabulation[[#This Row],[Month]],Tabulation[[#This Row],[Day]]))","v":"2021-01-04"},{"$f":"WEEKDAY(Tabulation[[#This Row],[Date]])","v":2},{"$f":"IF(OR(Tabulation[[#This Row],[DayNo]]=1,Tabulation[[#This Row],[DayNo]]=7),1,0)","v":0},{"$f":"COUNTIF(Holidays,Tabulation[[#This Row],[Date]])","v":0},{"$f":"CONCATENATE(Tabulation[[#This Row],[Holiday]],Tabulation[[#This Row],[Season]],Tabulation[[#This Row],[Weekend]],\"-\",IF(Tabulation[[#This Row],[Hour]]<10,0,\"\"),C102)","v":"0Winter0-02"},{"$f":"VLOOKUP(Tabulation[[#This Row],[Concat]],Table3[],8)","v":0.28519},{"$f":"(Tabulation[[#This Row],[AC System Output (kW)]]*Tabulation[[#This Row],[Rate]])","v":0}]
[1,4,3,0,{"$f":"Tabulation[[#This Row],[AC System Output (W)]]/1000","v":0},{"$f":"VLOOKUP(Tabulation[[#This Row],[Month]],Season,2)","v":"Winter"},{"$f":"(DATE(2021,Tabulation[[#This Row],[Month]],Tabulation[[#This Row],[Day]]))","v":"2021-01-04"},{"$f":"WEEKDAY(Tabulation[[#This Row],[Date]])","v":2},{"$f":"IF(OR(Tabulation[[#This Row],[DayNo]]=1,Tabulation[[#This Row],[DayNo]]=7),1,0)","v":0},{"$f":"COUNTIF(Holidays,Tabulation[[#This Row],[Date]])","v":0},{"$f":"CONCATENATE(Tabulation[[#This Row],[Holiday]],Tabulation[[#This Row],[Season]],Tabulation[[#This Row],[Weekend]],\"-\",IF(Tabulation[[#This Row],[Hour]]<10,0,\"\"),C103)","v":"0Winter0-03"},{"$f":"VLOOKUP(Tabulation[[#This Row],[Concat]],Table3[],8)","v":0.28519},{"$f":"(Tabulation[[#This Row],[AC System Output (kW)]]*Tabulation[[#This Row],[Rate]])","v":0}]
[1,4,4,0,{"$f":"Tabulation[[#This Row],[AC System Output (W)]]/1000","v":0},{"$f":"VLOOKUP(Tabulation[[#This Row],[Month]],Season,2)","v":"Winter"},{"$f":"(DATE(2021,Tabulation[[#This Row],[Month]],Tabulation[[#This Row],[Day]]))","v":"2021-01-04"},{"$f":"WEEKDAY(Tabulation[[#This Row],[Date]])","v":2},{"$f":"IF(OR(Tabulation[[#This Row],[DayNo]]=1,Tabulation[[#This Row],[DayNo]]=7),1,0)","v":0},{"$f":"COUNTIF(Holidays,Tabulation[[#This Row],[Date]])","v":0},{"$f":"CONCATENATE(Tabulation[[#This Row],[Holiday]],Tabulation[[#This Row],[Season]],Tabulation[[#This Row],[Weekend]],\"-\",IF(Tabulation[[#This Row],[Hour]]<10,0,\"\"),C104)","v":"0Winter0-04"},{"$f":"VLOOKUP(Tabulation[[#This Row],[Concat]],Table3[],8)","v":0.28519},{"$f":"(Tabulation[[#This Row],[AC System Output (kW)]]*Tabulation[[#This Row],[Rate]])","v":0}]
[1,4,5,0,{"$f":"Tabulation[[#This Row],[AC System Output (W)]]/1000","v":0},{"$f":"VLOOKUP(Tabulation[[#This Row],[Month]],Season,2)","v":"Winter"},{"$f":"(DATE(2021,Tabulation[[#This Row],[Month]],Tabulation[[#This Row],[Day]]))","v":"2021-01-04"},{"$f":"WEEKDAY(Tabulation[[#This Row],[Date]])","v":2},{"$f":"IF(OR(Tabulation[[#This Row],[DayNo]]=1,Tabulation[[#This Row],[DayNo]]=7),1,0)","v":0},{"$f":"COUNTIF(Holidays,Tabulation[[#This Row],[Date]])","v":0},{"$f":"CONCATENATE(Tabulation[[#This Row],[Holiday]],Tabulation[[#This Row],[Season]],Tabulation[[#This Row],[Weekend]],\"-\",IF(Tabulation[[#This Row],[Hour]]<10,0,\"\"),C105)","v":"0Winter0-05"},{"$f":"VLOOKUP(Tabulation[[#This Row],[Concat]],Table3[],8)","v":0.28519},{"$f":"(Tabulation[[#This Row],[AC System Output (kW)]]*Tabulation[[#This Row],[Rate]])","v":0}]
[1,4,6,0,{"$f":"Tabulation[[#This Row],[AC System Output (W)]]/1000","v":0},{"$f":"VLOOKUP(Tabulation[[#This Row],[Month]],Season,2)","v":"Winter"},{"$f":"(DATE(2021,Tabulation[[#This Row],[Month]],Tabulation[[#This Row],[Day]]))","v":"2021-01-04"},{"$f":"WEEKDAY(Tabulation[[#This Row],[Date]])","v":2},{"$f":"IF(OR(Tabulation[[#This Row],[DayNo]]=1,Tabulation[[#This Row],[DayNo]]=7),1,0)","v":0},{"$f":"COUNTIF(Holidays,Tabulation[[#This Row],[Date]])","v":0},{"$f":"CONCATENATE(Tabulation[[#This Row],[Holiday]],Tabulation[[#This Row],[Season]],Tabulation[[#This Row],[Weekend]],\"-\",IF(Tabulation[[#This Row],[Hour]]<10,0,\"\"),C106)","v":"0Winter0-06"},{"$f":"VLOOKUP(Tabulation[[#This Row],[Concat]],Table3[],8)","v":0.28519},{"$f":"(Tabulation[[#This Row],[AC System Output (kW)]]*Tabulation[[#This Row],[Rate]])","v":0}]
[1,4,7,85.796000000000006,{"$f":"Tabulation[[#This Row],[AC System Output (W)]]/1000","v":8.5796000000000011E-2},{"$f":"VLOOKUP(Tabulation[[#This Row],[Month]],Season,2)","v":"Winter"},{"$f":"(DATE(2021,Tabulation[[#This Row],[Month]],Tabulation[[#This Row],[Day]]))","v":"2021-01-04"},{"$f":"WEEKDAY(Tabulation[[#This Row],[Date]])","v":2},{"$f":"IF(OR(Tabulation[[#This Row],[DayNo]]=1,Tabulation[[#This Row],[DayNo]]=7),1,0)","v":0},{"$f":"COUNTIF(Holidays,Tabulation[[#This Row],[Date]])","v":0},{"$f":"CONCATENATE(Tabulation[[#This Row],[Holiday]],Tabulation[[#This Row],[Season]],Tabulation[[#This Row],[Weekend]],\"-\",IF(Tabulation[[#This Row],[Hour]]<10,0,\"\"),C107)","v":"0Winter0-07"},{"$f":"VLOOKUP(Tabulation[[#This Row],[Concat]],Table3[],8)","v":0.28519},{"$f":"(Tabulation[[#This Row],[AC System Output (kW)]]*Tabulation[[#This Row],[Rate]])","v":2.4468161240000005E-2}]
[1,4,8,464.35199999999998,{"$f":"Tabulation[[#This Row],[AC System Output (W)]]/1000","v":0.46435199999999999},{"$f":"VLOOKUP(Tabulation[[#This Row],[Month]],Season,2)","v":"Winter"},{"$f":"(DATE(2021,Tabulation[[#This Row],[Month]],Tabulation[[#This Row],[Day]]))","v":"2021-01-04"},{"$f":"WEEKDAY(Tabulation[[#This Row],[Date]])","v":2},{"$f":"IF(OR(Tabulation[[#This Row],[DayNo]]=1,Tabulation[[#This Row],[DayNo]]=7),1,0)","v":0},{"$f":"COUNTIF(Holidays,Tabulation[[#This Row],[Date]])","v":0},{"$f":"CONCATENATE(Tabulation[[#This Row],[Holiday]],Tabulation[[#This Row],[Season]],Tabulation[[#This Row],[Weekend]],\"-\",IF(Tabulation[[#This Row],[Hour]]<10,0,\"\"),C108)","v":"0Winter0-08"},{"$f":"VLOOKUP(Tabulation[[#This Row],[Concat]],Table3[],8)","v":0.28519},{"$f":"(Tabulation[[#This Row],[AC System Output (kW)]]*Tabulation[[#This Row],[Rate]])","v":0.13242854688}]
[1,4,9,1866.384,{"$f":"Tabulation[[#This Row],[AC System Output (W)]]/1000","v":1.866384},{"$f":"VLOOKUP(Tabulation[[#This Row],[Month]],Season,2)","v":"Winter"},{"$f":"(DATE(2021,Tabulation[[#This Row],[Month]],Tabulation[[#This Row],[Day]]))","v":"2021-01-04"},{"$f":"WEEKDAY(Tabulation[[#This Row],[Date]])","v":2},{"$f":"IF(OR(Tabulation[[#This Row],[DayNo]]=1,Tabulation[[#This Row],[DayNo]]=7),1,0)","v":0},{"$f":"COUNTIF(Holidays,Tabulation[[#This Row],[Date]])","v":0},{"$f":"CONCATENATE(Tabulation[[#This Row],[Holiday]],Tabulation[[#This Row],[Season]],Tabulation[[#This Row],[Weekend]],\"-\",IF(Tabulation[[#This Row],[Hour]]<10,0,\"\"),C109)","v":"0Winter0-09"},{"$f":"VLOOKUP(Tabulation[[#This Row],[Concat]],Table3[],8)","v":0.28519},{"$f":"(Tabulation[[#This Row],[AC System Output (kW)]]*Tabulation[[#This Row],[Rate]])","v":0.53227405295999997}]
[1,4,10,2324.373,{"$f":"Tabulation[[#This Row],[AC System Output (W)]]/1000","v":2.324373},{"$f":"VLOOKUP(Tabulation[[#This Row],[Month]],Season,2)","v":"Winter"},{"$f":"(DATE(2021,Tabulation[[#This Row],[Month]],Tabulation[[#This Row],[Day]]))","v":"2021-01-04"},{"$f":"WEEKDAY(Tabulation[[#This Row],[Date]])","v":2},{"$f":"IF(OR(Tabulation[[#This Row],[DayNo]]=1,Tabulation[[#This Row],[DayNo]]=7),1,0)","v":0},{"$f":"COUNTIF(Holidays,Tabulation[[#This Row],[Date]])","v":0},{"$f":"CONCATENATE(Tabulation[[#This Row],[Holiday]],Tabulation[[#This Row],[Season]],Tabulation[[#This Row],[Weekend]],\"-\",IF(Tabulation[[#This Row],[Hour]]<10,0,\"\"),C110)","v":"0Winter0-10"},{"$f":"VLOOKUP(Tabulation[[#This Row],[Concat]],Table3[],8)","v":0.28519},{"$f":"(Tabulation[[#This Row],[AC System Output (kW)]]*Tabulation[[#This Row],[Rate]])","v":0.66288793587000006}]
[1,4,11,1943.3009999999999,{"$f":"Tabulation[[#This Row],[AC System Output (W)]]/1000","v":1.9433009999999999},{"$f":"VLOOKUP(Tabulation[[#This Row],[Month]],Season,2)","v":"Winter"},{"$f":"(DATE(2021,Tabulation[[#This Row],[Month]],Tabulation[[#This Row],[Day]]))","v":"2021-01-04"},{"$f":"WEEKDAY(Tabulation[[#This Row],[Date]])","v":2},{"$f":"IF(OR(Tabulation[[#This Row],[DayNo]]=1,Tabulation[[#This Row],[DayNo]]=7),1,0)","v":0},{"$f":"COUNTIF(Holidays,Tabulation[[#This Row],[Date]])","v":0},{"$f":"CONCATENATE(Tabulation[[#This Row],[Holiday]],Tabulation[[#This Row],[Season]],Tabulation[[#This Row],[Weekend]],\"-\",IF(Tabulation[[#This Row],[Hour]]<10,0,\"\"),C111)","v":"0Winter0-11"},{"$f":"VLOOKUP(Tabulation[[#This Row],[Concat]],Table3[],8)","v":0.28519},{"$f":"(Tabulation[[#This Row],[AC System Output (kW)]]*Tabulation[[#This Row],[Rate]])","v":0.55421001218999999}]
[1,4,12,1940.7940000000001,{"$f":"Tabulation[[#This Row],[AC System Output (W)]]/1000","v":1.9407940000000001},{"$f":"VLOOKUP(Tabulation[[#This Row],[Month]],Season,2)","v":"Winter"},{"$f":"(DATE(2021,Tabulation[[#This Row],[Month]],Tabulation[[#This Row],[Day]]))","v":"2021-01-04"},{"$f":"WEEKDAY(Tabulation[[#This Row],[Date]])","v":2},{"$f":"IF(OR(Tabulation[[#This Row],[DayNo]]=1,Tabulation[[#This Row],[DayNo]]=7),1,0)","v":0},{"$f":"COUNTIF(Holidays,Tabulation[[#This Row],[Date]])","v":0},{"$f":"CONCATENATE(Tabulation[[#This Row],[Holiday]],Tabulation[[#This Row],[Season]],Tabulation[[#This Row],[Weekend]],\"-\",IF(Tabulation[[#This Row],[Hour]]<10,0,\"\"),C112)","v":"0Winter0-12"},{"$f":"VLOOKUP(Tabulation[[#This Row],[Concat]],Table3[],8)","v":0.28519},{"$f":"(Tabulation[[#This Row],[AC System Output (kW)]]*Tabulation[[#This Row],[Rate]])","v":0.55349504086000001}]
[1,4,13,2329.0700000000002,{"$f":"Tabulation[[#This Row],[AC System Output (W)]]/1000","v":2.3290700000000002},{"$f":"VLOOKUP(Tabulation[[#This Row],[Month]],Season,2)","v":"Winter"},{"$f":"(DATE(2021,Tabulation[[#This Row],[Month]],Tabulation[[#This Row],[Day]]))","v":"2021-01-04"},{"$f":"WEEKDAY(Tabulation[[#This Row],[Date]])","v":2},{"$f":"IF(OR(Tabulation[[#This Row],[DayNo]]=1,Tabulation[[#This Row],[DayNo]]=7),1,0)","v":0},{"$f":"COUNTIF(Holidays,Tabulation[[#This Row],[Date]])","v":0},{"$f":"CONCATENATE(Tabulation[[#This Row],[Holiday]],Tabulation[[#This Row],[Season]],Tabulation[[#This Row],[Weekend]],\"-\",IF(Tabulation[[#This Row],[Hour]]<10,0,\"\"),C113)","v":"0Winter0-13"},{"$f":"VLOOKUP(Tabulation[[#This Row],[Concat]],Table3[],8)","v":0.28519},{"$f":"(Tabulation[[#This Row],[AC System Output (kW)]]*Tabulation[[#This Row],[Rate]])","v":0.66422747330000009}]
[1,4,14,1861.5329999999999,{"$f":"Tabulation[[#This Row],[AC System Output (W)]]/1000","v":1.8615329999999999},{"$f":"VLOOKUP(Tabulation[[#This Row],[Month]],Season,2)","v":"Winter"},{"$f":"(DATE(2021,Tabulation[[#This Row],[Month]],Tabulation[[#This Row],[Day]]))","v":"2021-01-04"},{"$f":"WEEKDAY(Tabulation[[#This Row],[Date]])","v":2},{"$f":"IF(OR(Tabulation[[#This Row],[DayNo]]=1,Tabulation[[#This Row],[DayNo]]=7),1,0)","v":0},{"$f":"COUNTIF(Holidays,Tabulation[[#This Row],[Date]])","v":0},{"$f":"CONCATENATE(Tabulation[[#This Row],[Holiday]],Tabulation[[#This Row],[Season]],Tabulation[[#This Row],[Weekend]],\"-\",IF(Tabulation[[#This Row],[Hour]]<10,0,\"\"),C114)","v":"0Winter0-14"},{"$f":"VLOOKUP(Tabulation[[#This Row],[Concat]],Table3[],8)","v":0.28519},{"$f":"(Tabulation[[#This Row],[AC System Output (kW)]]*Tabulation[[#This Row],[Rate]])","v":0.53089059627000001}]
[1,4,15,1261.4280000000001,{"$f":"Tabulation[[#This Row],[AC System Output (W)]]/1000","v":1.2614280000000002},{"$f":"VLOOKUP(Tabulation[[#This Row],[Month]],Season,2)","v":"Winter"},{"$f":"(DATE(2021,Tabulation[[#This Row],[Month]],Tabulation[[#This Row],[Day]]))","v":"2021-01-04"},{"$f":"WEEKDAY(Tabulation[[#This Row],[Date]])","v":2},{"$f":"IF(OR(Tabulation[[#This Row],[DayNo]]=1,Tabulation[[#This Row],[DayNo]]=7),1,0)","v":0},{"$f":"COUNTIF(Holidays,Tabulation[[#This Row],[Date]])","v":0},{"$f":"CONCATENATE(Tabulation[[#This Row],[Holiday]],Tabulation[[#This Row],[Season]],Tabulation[[#This Row],[Weekend]],\"-\",IF(Tabulation[[#This Row],[Hour]]<10,0,\"\"),C115)","v":"0Winter0-15"},{"$f":"VLOOKUP(Tabulation[[#This Row],[Concat]],Table3[],8)","v":0.28519},{"$f":"(Tabulation[[#This Row],[AC System Output (kW)]]*Tabulation[[#This Row],[Rate]])","v":0.35974665132000005}]
[1,4,16,197.62200000000001,{"$f":"Tabulation[[#This Row],[AC System Output (W)]]/1000","v":0.19762200000000002},{"$f":"VLOOKUP(Tabulation[[#This Row],[Month]],Season,2)","v":"Winter"},{"$f":"(DATE(2021,Tabulation[[#This Row],[Month]],Tabulation[[#This Row],[Day]]))","v":"2021-01-04"},{"$f":"WEEKDAY(Tabulation[[#This Row],[Date]])","v":2},{"$f":"IF(OR(Tabulation[[#This Row],[DayNo]]=1,Tabulation[[#This Row],[DayNo]]=7),1,0)","v":0},{"$f":"COUNTIF(Holidays,Tabulation[[#This Row],[Date]])","v":0},{"$f":"CONCATENATE(Tabulation[[#This Row],[Holiday]],Tabulation[[#This Row],[Season]],Tabulation[[#This Row],[Weekend]],\"-\",IF(Tabulation[[#This Row],[Hour]]<10,0,\"\"),C116)","v":"0Winter0-16"},{"$f":"VLOOKUP(Tabulation[[#This Row],[Concat]],Table3[],8)","v":0.28519},{"$f":"(Tabulation[[#This Row],[AC System Output (kW)]]*Tabulation[[#This Row],[Rate]])","v":5.6359818180000007E-2}]
[1,4,17,0,{"$f":"Tabulation[[#This Row],[AC System Output (W)]]/1000","v":0},{"$f":"VLOOKUP(Tabulation[[#This Row],[Month]],Season,2)","v":"Winter"},{"$f":"(DATE(2021,Tabulation[[#This Row],[Month]],Tabulation[[#This Row],[Day]]))","v":"2021-01-04"},{"$f":"WEEKDAY(Tabulation[[#This Row],[Date]])","v":2},{"$f":"IF(OR(Tabulation[[#This Row],[DayNo]]=1,Tabulation[[#This Row],[DayNo]]=7),1,0)","v":0},{"$f":"COUNTIF(Holidays,Tabulation[[#This Row],[Date]])","v":0},{"$f":"CONCATENATE(Tabulation[[#This Row],[Holiday]],Tabulation[[#This Row],[Season]],Tabulation[[#This Row],[Weekend]],\"-\",IF(Tabulation[[#This Row],[Hour]]<10,0,\"\"),C117)","v":"0Winter0-17"},{"$f":"VLOOKUP(Tabulation[[#This Row],[Concat]],Table3[],8)","v":0.30257000000000001},{"$f":"(Tabulation[[#This Row],[AC System Output (kW)]]*Tabulation[[#This Row],[Rate]])","v":0}]
[1,4,18,0,{"$f":"Tabulation[[#This Row],[AC System Output (W)]]/1000","v":0},{"$f":"VLOOKUP(Tabulation[[#This Row],[Month]],Season,2)","v":"Winter"},{"$f":"(DATE(2021,Tabulation[[#This Row],[Month]],Tabulation[[#This Row],[Day]]))","v":"2021-01-04"},{"$f":"WEEKDAY(Tabulation[[#This Row],[Date]])","v":2},{"$f":"IF(OR(Tabulation[[#This Row],[DayNo]]=1,Tabulation[[#This Row],[DayNo]]=7),1,0)","v":0},{"$f":"COUNTIF(Holidays,Tabulation[[#This Row],[Date]])","v":0},{"$f":"CONCATENATE(Tabulation[[#This Row],[Holiday]],Tabulation[[#This Row],[Season]],Tabulation[[#This Row],[Weekend]],\"-\",IF(Tabulation[[#This Row],[Hour]]<10,0,\"\"),C118)","v":"0Winter0-18"},{"$f":"VLOOKUP(Tabulation[[#This Row],[Concat]],Table3[],8)","v":0.30257000000000001},{"$f":"(Tabulation[[#This Row],[AC System Output (kW)]]*Tabulation[[#This Row],[Rate]])","v":0}]
[1,4,19,0,{"$f":"Tabulation[[#This Row],[AC System Output (W)]]/1000","v":0},{"$f":"VLOOKUP(Tabulation[[#This Row],[Month]],Season,2)","v":"Winter"},{"$f":"(DATE(2021,Tabulation[[#This Row],[Month]],Tabulation[[#This Row],[Day]]))","v":"2021-01-04"},{"$f":"WEEKDAY(Tabulation[[#This Row],[Date]])","v":2},{"$f":"IF(OR(Tabulation[[#This Row],[DayNo]]=1,Tabulation[[#This Row],[DayNo]]=7),1,0)","v":0},{"$f":"COUNTIF(Holidays,Tabulation[[#This Row],[Date]])","v":0},{"$f":"CONCATENATE(Tabulation[[#This Row],[Holiday]],Tabulation[[#This Row],[Season]],Tabulation[[#This Row],[Weekend]],\"-\",IF(Tabulation[[#This Row],[Hour]]<10,0,\"\"),C119)","v":"0Winter0-19"},{"$f":"VLOOKUP(Tabulation[[#This Row],[Concat]],Table3[],8)","v":0.30257000000000001},{"$f":"(Tabulation[[#This Row],[AC System Output (kW)]]*Tabulation[[#This Row],[Rate]])","v":0}]
[1,4,20,0,{"$f":"Tabulation[[#This Row],[AC System Output (W)]]/1000","v":0},{"$f":"VLOOKUP(Tabulation[[#This Row],[Month]],Season,2)","v":"Winter"},{"$f":"(DATE(2021,Tabulation[[#This Row],[Month]],Tabulation[[#This Row],[Day]]))","v":"2021-01-04"},{"$f":"WEEKDAY(Tabulation[[#This Row],[Date]])","v":2},{"$f":"IF(OR(Tabulation[[#This Row],[DayNo]]=1,Tabulation[[#This Row],[DayNo]]=7),1,0)","v":0},{"$f":"COUNTIF(Holidays,Tabulation[[#This Row],[Date]])","v":0},{"$f":"CONCATENATE(Tabulation[[#This Row],[Holiday]],Tabulation[[#This Row],[Season]],Tabulation[[#This Row],[Weekend]],\"-\",IF(Tabulation[[#This Row],[Hour]]<10,0,\"\"),C120)","v":"0Winter0-20"},{"$f":"VLOOKUP(Tabulation[[#This Row],[Concat]],Table3[],8)","v":0.28519},{"$f":"(Tabulation[[#This Row],[AC System Output (kW)]]*Tabulation[[#This Row],[Rate]])","v":0}]
[1,4,21,0,{"$f":"Tabulation[[#This Row],[AC System Output (W)]]/1000","v":0},{"$f":"VLOOKUP(Tabulation[[#This Row],[Month]],Season,2)","v":"Winter"},{"$f":"(DATE(2021,Tabulation[[#This Row],[Month]],Tabulation[[#This Row],[Day]]))","v":"2021-01-04"},{"$f":"WEEKDAY(Tabulation[[#This Row],[Date]])","v":2},{"$f":"IF(OR(Tabulation[[#This Row],[DayNo]]=1,Tabulation[[#This Row],[DayNo]]=7),1,0)","v":0},{"$f":"COUNTIF(Holidays,Tabulation[[#This Row],[Date]])","v":0},{"$f":"CONCATENATE(Tabulation[[#This Row],[Holiday]],Tabulation[[#This Row],[Season]],Tabulation[[#This Row],[Weekend]],\"-\",IF(Tabulation[[#This Row],[Hour]]<10,0,\"\"),C121)","v":"0Winter0-21"},{"$f":"VLOOKUP(Tabulation[[#This Row],[Concat]],Table3[],8)","v":0.28519},{"$f":"(Tabulation[[#This Row],[AC System Output (kW)]]*Tabulation[[#This Row],[Rate]])","v":0}]
[1,4,22,0,{"$f":"Tabulation[[#This Row],[AC System Output (W)]]/1000","v":0},{"$f":"VLOOKUP(Tabulation[[#This Row],[Month]],Season,2)","v":"Winter"},{"$f":"(DATE(2021,Tabulation[[#This Row],[Month]],Tabulation[[#This Row],[Day]]))","v":"2021-01-04"},{"$f":"WEEKDAY(Tabulation[[#This Row],[Date]])","v":2},{"$f":"IF(OR(Tabulation[[#This Row],[DayNo]]=1,Tabulation[[#This Row],[DayNo]]=7),1,0)","v":0},{"$f":"COUNTIF(Holidays,Tabulation[[#This Row],[Date]])","v":0},{"$f":"CONCATENATE(Tabulation[[#This Row],[Holiday]],Tabulation[[#This Row],[Season]],Tabulation[[#This Row],[Weekend]],\"-\",IF(Tabulation[[#This Row],[Hour]]<10,0,\"\"),C122)","v":"0Winter0-22"},{"$f":"VLOOKUP(Tabulation[[#This Row],[Concat]],Table3[],8)","v":0.28519},{"$f":"(Tabulation[[#This Row],[AC System Output (kW)]]*Tabulation[[#This Row],[Rate]])","v":0}]
[1,4,23,0,{"$f":"Tabulation[[#This Row],[AC System Output (W)]]/1000","v":0},{"$f":"VLOOKUP(Tabulation[[#This Row],[Month]],Season,2)","v":"Winter"},{"$f":"(DATE(2021,Tabulation[[#This Row],[Month]],Tabulation[[#This Row],[Day]]))","v":"2021-01-04"},{"$f":"WEEKDAY(Tabulation[[#This Row],[Date]])","v":2},{"$f":"IF(OR(Tabulation[[#This Row],[DayNo]]=1,Tabulation[[#This Row],[DayNo]]=7),1,0)","v":0},{"$f":"COUNTIF(Holidays,Tabulation[[#This Row],[Date]])","v":0},{"$f":"CONCATENATE(Tabulation[[#This Row],[Holiday]],Tabulation[[#This Row],[Season]],Tabulation[[#This Row],[Weekend]],\"-\",IF(Tabulation[[#This Row],[Hour]]<10,0,\"\"),C123)","v":"0Winter0-23"},{"$f":"VLOOKUP(Tabulation[[#This Row],[Concat]],Table3[],8)","v":0.28519},{"$f":"(Tabulation[[#This Row],[AC System Output (kW)]]*Tabulation[[#This Row],[Rate]])","v":0}]
[1,5,0,0,{"$f":"Tabulation[[#This Row],[AC System Output (W)]]/1000","v":0},{"$f":"VLOOKUP(Tabulation[[#This Row],[Month]],Season,2)","v":"Winter"},{"$f":"(DATE(2021,Tabulation[[#This Row],[Month]],Tabulation[[#This Row],[Day]]))","v":"2021-01-05"},{"$f":"WEEKDAY(Tabulation[[#This Row],[Date]])","v":3},{"$f":"IF(OR(Tabulation[[#This Row],[DayNo]]=1,Tabulation[[#This Row],[DayNo]]=7),1,0)","v":0},{"$f":"COUNTIF(Holidays,Tabulation[[#This Row],[Date]])","v":0},{"$f":"CONCATENATE(Tabulation[[#This Row],[Holiday]],Tabulation[[#This Row],[Season]],Tabulation[[#This Row],[Weekend]],\"-\",IF(Tabulation[[#This Row],[Hour]]<10,0,\"\"),C124)","v":"0Winter0-00"},{"$f":"VLOOKUP(Tabulation[[#This Row],[Concat]],Table3[],8)","v":0.28519},{"$f":"(Tabulation[[#This Row],[AC System Output (kW)]]*Tabulation[[#This Row],[Rate]])","v":0}]
[1,5,1,0,{"$f":"Tabulation[[#This Row],[AC System Output (W)]]/1000","v":0},{"$f":"VLOOKUP(Tabulation[[#This Row],[Month]],Season,2)","v":"Winter"},{"$f":"(DATE(2021,Tabulation[[#This Row],[Month]],Tabulation[[#This Row],[Day]]))","v":"2021-01-05"},{"$f":"WEEKDAY(Tabulation[[#This Row],[Date]])","v":3},{"$f":"IF(OR(Tabulation[[#This Row],[DayNo]]=1,Tabulation[[#This Row],[DayNo]]=7),1,0)","v":0},{"$f":"COUNTIF(Holidays,Tabulation[[#This Row],[Date]])","v":0},{"$f":"CONCATENATE(Tabulation[[#This Row],[Holiday]],Tabulation[[#This Row],[Season]],Tabulation[[#This Row],[Weekend]],\"-\",IF(Tabulation[[#This Row],[Hour]]<10,0,\"\"),C125)","v":"0Winter0-01"},{"$f":"VLOOKUP(Tabulation[[#This Row],[Concat]],Table3[],8)","v":0.28519},{"$f":"(Tabulation[[#This Row],[AC System Output (kW)]]*Tabulation[[#This Row],[Rate]])","v":0}]
[1,5,2,0,{"$f":"Tabulation[[#This Row],[AC System Output (W)]]/1000","v":0},{"$f":"VLOOKUP(Tabulation[[#This Row],[Month]],Season,2)","v":"Winter"},{"$f":"(DATE(2021,Tabulation[[#This Row],[Month]],Tabulation[[#This Row],[Day]]))","v":"2021-01-05"},{"$f":"WEEKDAY(Tabulation[[#This Row],[Date]])","v":3},{"$f":"IF(OR(Tabulation[[#This Row],[DayNo]]=1,Tabulation[[#This Row],[DayNo]]=7),1,0)","v":0},{"$f":"COUNTIF(Holidays,Tabulation[[#This Row],[Date]])","v":0},{"$f":"CONCATENATE(Tabulation[[#This Row],[Holiday]],Tabulation[[#This Row],[Season]],Tabulation[[#This Row],[Weekend]],\"-\",IF(Tabulation[[#This Row],[Hour]]<10,0,\"\"),C126)","v":"0Winter0-02"},{"$f":"VLOOKUP(Tabulation[[#This Row],[Concat]],Table3[],8)","v":0.28519},{"$f":"(Tabulation[[#This Row],[AC System Output (kW)]]*Tabulation[[#This Row],[Rate]])","v":0}]
[1,5,3,0,{"$f":"Tabulation[[#This Row],[AC System Output (W)]]/1000","v":0},{"$f":"VLOOKUP(Tabulation[[#This Row],[Month]],Season,2)","v":"Winter"},{"$f":"(DATE(2021,Tabulation[[#This Row],[Month]],Tabulation[[#This Row],[Day]]))","v":"2021-01-05"},{"$f":"WEEKDAY(Tabulation[[#This Row],[Date]])","v":3},{"$f":"IF(OR(Tabulation[[#This Row],[DayNo]]=1,Tabulation[[#This Row],[DayNo]]=7),1,0)","v":0},{"$f":"COUNTIF(Holidays,Tabulation[[#This Row],[Date]])","v":0},{"$f":"CONCATENATE(Tabulation[[#This Row],[Holiday]],Tabulation[[#This Row],[Season]],Tabulation[[#This Row],[Weekend]],\"-\",IF(Tabulation[[#This Row],[Hour]]<10,0,\"\"),C127)","v":"0Winter0-03"},{"$f":"VLOOKUP(Tabulation[[#This Row],[Concat]],Table3[],8)","v":0.28519},{"$f":"(Tabulation[[#This Row],[AC System Output (kW)]]*Tabulation[[#This Row],[Rate]])","v":0}]
[1,5,4,0,{"$f":"Tabulation[[#This Row],[AC System Output (W)]]/1000","v":0},{"$f":"VLOOKUP(Tabulation[[#This Row],[Month]],Season,2)","v":"Winter"},{"$f":"(DATE(2021,Tabulation[[#This Row],[Month]],Tabulation[[#This Row],[Day]]))","v":"2021-01-05"},{"$f":"WEEKDAY(Tabulation[[#This Row],[Date]])","v":3},{"$f":"IF(OR(Tabulation[[#This Row],[DayNo]]=1,Tabulation[[#This Row],[DayNo]]=7),1,0)","v":0},{"$f":"COUNTIF(Holidays,Tabulation[[#This Row],[Date]])","v":0},{"$f":"CONCATENATE(Tabulation[[#This Row],[Holiday]],Tabulation[[#This Row],[Season]],Tabulation[[#This Row],[Weekend]],\"-\",IF(Tabulation[[#This Row],[Hour]]<10,0,\"\"),C128)","v":"0Winter0-04"},{"$f":"VLOOKUP(Tabulation[[#This Row],[Concat]],Table3[],8)","v":0.28519},{"$f":"(Tabulation[[#This Row],[AC System Output (kW)]]*Tabulation[[#This Row],[Rate]])","v":0}]
[1,5,5,0,{"$f":"Tabulation[[#This Row],[AC System Output (W)]]/1000","v":0},{"$f":"VLOOKUP(Tabulation[[#This Row],[Month]],Season,2)","v":"Winter"},{"$f":"(DATE(2021,Tabulation[[#This Row],[Month]],Tabulation[[#This Row],[Day]]))","v":"2021-01-05"},{"$f":"WEEKDAY(Tabulation[[#This Row],[Date]])","v":3},{"$f":"IF(OR(Tabulation[[#This Row],[DayNo]]=1,Tabulation[[#This Row],[DayNo]]=7),1,0)","v":0},{"$f":"COUNTIF(Holidays,Tabulation[[#This Row],[Date]])","v":0},{"$f":"CONCATENATE(Tabulation[[#This Row],[Holiday]],Tabulation[[#This Row],[Season]],Tabulation[[#This Row],[Weekend]],\"-\",IF(Tabulation[[#This Row],[Hour]]<10,0,\"\"),C129)","v":"0Winter0-05"},{"$f":"VLOOKUP(Tabulation[[#This Row],[Concat]],Table3[],8)","v":0.28519},{"$f":"(Tabulation[[#This Row],[AC System Output (kW)]]*Tabulation[[#This Row],[Rate]])","v":0}]
[1,5,6,0,{"$f":"Tabulation[[#This Row],[AC System Output (W)]]/1000","v":0},{"$f":"VLOOKUP(Tabulation[[#This Row],[Month]],Season,2)","v":"Winter"},{"$f":"(DATE(2021,Tabulation[[#This Row],[Month]],Tabulation[[#This Row],[Day]]))","v":"2021-01-05"},{"$f":"WEEKDAY(Tabulation[[#This Row],[Date]])","v":3},{"$f":"IF(OR(Tabulation[[#This Row],[DayNo]]=1,Tabulation[[#This Row],[DayNo]]=7),1,0)","v":0},{"$f":"COUNTIF(Holidays,Tabulation[[#This Row],[Date]])","v":0},{"$f":"CONCATENATE(Tabulation[[#This Row],[Holiday]],Tabulation[[#This Row],[Season]],Tabulation[[#This Row],[Weekend]],\"-\",IF(Tabulation[[#This Row],[Hour]]<10,0,\"\"),C130)","v":"0Winter0-06"},{"$f":"VLOOKUP(Tabulation[[#This Row],[Concat]],Table3[],8)","v":0.28519},{"$f":"(Tabulation[[#This Row],[AC System Output (kW)]]*Tabulation[[#This Row],[Rate]])","v":0}]
[1,5,7,35.689,{"$f":"Tabulation[[#This Row],[AC System Output (W)]]/1000","v":3.5688999999999999E-2},{"$f":"VLOOKUP(Tabulation[[#This Row],[Month]],Season,2)","v":"Winter"},{"$f":"(DATE(2021,Tabulation[[#This Row],[Month]],Tabulation[[#This Row],[Day]]))","v":"2021-01-05"},{"$f":"WEEKDAY(Tabulation[[#This Row],[Date]])","v":3},{"$f":"IF(OR(Tabulation[[#This Row],[DayNo]]=1,Tabulation[[#This Row],[DayNo]]=7),1,0)","v":0},{"$f":"COUNTIF(Holidays,Tabulation[[#This Row],[Date]])","v":0},{"$f":"CONCATENATE(Tabulation[[#This Row],[Holiday]],Tabulation[[#This Row],[Season]],Tabulation[[#This Row],[Weekend]],\"-\",IF(Tabulation[[#This Row],[Hour]]<10,0,\"\"),C131)","v":"0Winter0-07"},{"$f":"VLOOKUP(Tabulation[[#This Row],[Concat]],Table3[],8)","v":0.28519},{"$f":"(Tabulation[[#This Row],[AC System Output (kW)]]*Tabulation[[#This Row],[Rate]])","v":1.017814591E-2}]
[1,5,8,533.43499999999995,{"$f":"Tabulation[[#This Row],[AC System Output (W)]]/1000","v":0.53343499999999999},{"$f":"VLOOKUP(Tabulation[[#This Row],[Month]],Season,2)","v":"Winter"},{"$f":"(DATE(2021,Tabulation[[#This Row],[Month]],Tabulation[[#This Row],[Day]]))","v":"2021-01-05"},{"$f":"WEEKDAY(Tabulation[[#This Row],[Date]])","v":3},{"$f":"IF(OR(Tabulation[[#This Row],[DayNo]]=1,Tabulation[[#This Row],[DayNo]]=7),1,0)","v":0},{"$f":"COUNTIF(Holidays,Tabulation[[#This Row],[Date]])","v":0},{"$f":"CONCATENATE(Tabulation[[#This Row],[Holiday]],Tabulation[[#This Row],[Season]],Tabulation[[#This Row],[Weekend]],\"-\",IF(Tabulation[[#This Row],[Hour]]<10,0,\"\"),C132)","v":"0Winter0-08"},{"$f":"VLOOKUP(Tabulation[[#This Row],[Concat]],Table3[],8)","v":0.28519},{"$f":"(Tabulation[[#This Row],[AC System Output (kW)]]*Tabulation[[#This Row],[Rate]])","v":0.15213032765000001}]
[1,5,9,1233.2850000000001,{"$f":"Tabulation[[#This Row],[AC System Output (W)]]/1000","v":1.2332850000000002},{"$f":"VLOOKUP(Tabulation[[#This Row],[Month]],Season,2)","v":"Winter"},{"$f":"(DATE(2021,Tabulation[[#This Row],[Month]],Tabulation[[#This Row],[Day]]))","v":"2021-01-05"},{"$f":"WEEKDAY(Tabulation[[#This Row],[Date]])","v":3},{"$f":"IF(OR(Tabulation[[#This Row],[DayNo]]=1,Tabulation[[#This Row],[DayNo]]=7),1,0)","v":0},{"$f":"COUNTIF(Holidays,Tabulation[[#This Row],[Date]])","v":0},{"$f":"CONCATENATE(Tabulation[[#This Row],[Holiday]],Tabulation[[#This Row],[Season]],Tabulation[[#This Row],[Weekend]],\"-\",IF(Tabulation[[#This Row],[Hour]]<10,0,\"\"),C133)","v":"0Winter0-09"},{"$f":"VLOOKUP(Tabulation[[#This Row],[Concat]],Table3[],8)","v":0.28519},{"$f":"(Tabulation[[#This Row],[AC System Output (kW)]]*Tabulation[[#This Row],[Rate]])","v":0.35172054915000006}]
[1,5,10,2366.9369999999999,{"$f":"Tabulation[[#This Row],[AC System Output (W)]]/1000","v":2.3669370000000001},{"$f":"VLOOKUP(Tabulation[[#This Row],[Month]],Season,2)","v":"Winter"},{"$f":"(DATE(2021,Tabulation[[#This Row],[Month]],Tabulation[[#This Row],[Day]]))","v":"2021-01-05"},{"$f":"WEEKDAY(Tabulation[[#This Row],[Date]])","v":3},{"$f":"IF(OR(Tabulation[[#This Row],[DayNo]]=1,Tabulation[[#This Row],[DayNo]]=7),1,0)","v":0},{"$f":"COUNTIF(Holidays,Tabulation[[#This Row],[Date]])","v":0},{"$f":"CONCATENATE(Tabulation[[#This Row],[Holiday]],Tabulation[[#This Row],[Season]],Tabulation[[#This Row],[Weekend]],\"-\",IF(Tabulation[[#This Row],[Hour]]<10,0,\"\"),C134)","v":"0Winter0-10"},{"$f":"VLOOKUP(Tabulation[[#This Row],[Concat]],Table3[],8)","v":0.28519},{"$f":"(Tabulation[[#This Row],[AC System Output (kW)]]*Tabulation[[#This Row],[Rate]])","v":0.67502676302999998}]
[1,5,11,2544.8000000000002,{"$f":"Tabulation[[#This Row],[AC System Output (W)]]/1000","v":2.5448000000000004},{"$f":"VLOOKUP(Tabulation[[#This Row],[Month]],Season,2)","v":"Winter"},{"$f":"(DATE(2021,Tabulation[[#This Row],[Month]],Tabulation[[#This Row],[Day]]))","v":"2021-01-05"},{"$f":"WEEKDAY(Tabulation[[#This Row],[Date]])","v":3},{"$f":"IF(OR(Tabulation[[#This Row],[DayNo]]=1,Tabulation[[#This Row],[DayNo]]=7),1,0)","v":0},{"$f":"COUNTIF(Holidays,Tabulation[[#This Row],[Date]])","v":0},{"$f":"CONCATENATE(Tabulation[[#This Row],[Holiday]],Tabulation[[#This Row],[Season]],Tabulation[[#This Row],[Weekend]],\"-\",IF(Tabulation[[#This Row],[Hour]]<10,0,\"\"),C135)","v":"0Winter0-11"},{"$f":"VLOOKUP(Tabulation[[#This Row],[Concat]],Table3[],8)","v":0.28519},{"$f":"(Tabulation[[#This Row],[AC System Output (kW)]]*Tabulation[[#This Row],[Rate]])","v":0.7257515120000001}]
[1,5,12,1671.6859999999999,{"$f":"Tabulation[[#This Row],[AC System Output (W)]]/1000","v":1.671686},{"$f":"VLOOKUP(Tabulation[[#This Row],[Month]],Season,2)","v":"Winter"},{"$f":"(DATE(2021,Tabulation[[#This Row],[Month]],Tabulation[[#This Row],[Day]]))","v":"2021-01-05"},{"$f":"WEEKDAY(Tabulation[[#This Row],[Date]])","v":3},{"$f":"IF(OR(Tabulation[[#This Row],[DayNo]]=1,Tabulation[[#This Row],[DayNo]]=7),1,0)","v":0},{"$f":"COUNTIF(Holidays,Tabulation[[#This Row],[Date]])","v":0},{"$f":"CONCATENATE(Tabulation[[#This Row],[Holiday]],Tabulation[[#This Row],[Season]],Tabulation[[#This Row],[Weekend]],\"-\",IF(Tabulation[[#This Row],[Hour]]<10,0,\"\"),C136)","v":"0Winter0-12"},{"$f":"VLOOKUP(Tabulation[[#This Row],[Concat]],Table3[],8)","v":0.28519},{"$f":"(Tabulation[[#This Row],[AC System Output (kW)]]*Tabulation[[#This Row],[Rate]])","v":0.47674813034000002}]
[1,5,13,1899.923,{"$f":"Tabulation[[#This Row],[AC System Output (W)]]/1000","v":1.899923},{"$f":"VLOOKUP(Tabulation[[#This Row],[Month]],Season,2)","v":"Winter"},{"$f":"(DATE(2021,Tabulation[[#This Row],[Month]],Tabulation[[#This Row],[Day]]))","v":"2021-01-05"},{"$f":"WEEKDAY(Tabulation[[#This Row],[Date]])","v":3},{"$f":"IF(OR(Tabulation[[#This Row],[DayNo]]=1,Tabulation[[#This Row],[DayNo]]=7),1,0)","v":0},{"$f":"COUNTIF(Holidays,Tabulation[[#This Row],[Date]])","v":0},{"$f":"CONCATENATE(Tabulation[[#This Row],[Holiday]],Tabulation[[#This Row],[Season]],Tabulation[[#This Row],[Weekend]],\"-\",IF(Tabulation[[#This Row],[Hour]]<10,0,\"\"),C137)","v":"0Winter0-13"},{"$f":"VLOOKUP(Tabulation[[#This Row],[Concat]],Table3[],8)","v":0.28519},{"$f":"(Tabulation[[#This Row],[AC System Output (kW)]]*Tabulation[[#This Row],[Rate]])","v":0.54183904036999997}]
[1,5,14,1390.181,{"$f":"Tabulation[[#This Row],[AC System Output (W)]]/1000","v":1.3901810000000001},{"$f":"VLOOKUP(Tabulation[[#This Row],[Month]],Season,2)","v":"Winter"},{"$f":"(DATE(2021,Tabulation[[#This Row],[Month]],Tabulation[[#This Row],[Day]]))","v":"2021-01-05"},{"$f":"WEEKDAY(Tabulation[[#This Row],[Date]])","v":3},{"$f":"IF(OR(Tabulation[[#This Row],[DayNo]]=1,Tabulation[[#This Row],[DayNo]]=7),1,0)","v":0},{"$f":"COUNTIF(Holidays,Tabulation[[#This Row],[Date]])","v":0},{"$f":"CONCATENATE(Tabulation[[#This Row],[Holiday]],Tabulation[[#This Row],[Season]],Tabulation[[#This Row],[Weekend]],\"-\",IF(Tabulation[[#This Row],[Hour]]<10,0,\"\"),C138)","v":"0Winter0-14"},{"$f":"VLOOKUP(Tabulation[[#This Row],[Concat]],Table3[],8)","v":0.28519},{"$f":"(Tabulation[[#This Row],[AC System Output (kW)]]*Tabulation[[#This Row],[Rate]])","v":0.39646571939000003}]
[1,5,15,995.68399999999997,{"$f":"Tabulation[[#This Row],[AC System Output (W)]]/1000","v":0.99568400000000001},{"$f":"VLOOKUP(Tabulation[[#This Row],[Month]],Season,2)","v":"Winter"},{"$f":"(DATE(2021,Tabulation[[#This Row],[Month]],Tabulation[[#This Row],[Day]]))","v":"2021-01-05"},{"$f":"WEEKDAY(Tabulation[[#This Row],[Date]])","v":3},{"$f":"IF(OR(Tabulation[[#This Row],[DayNo]]=1,Tabulation[[#This Row],[DayNo]]=7),1,0)","v":0},{"$f":"COUNTIF(Holidays,Tabulation[[#This Row],[Date]])","v":0},{"$f":"CONCATENATE(Tabulation[[#This Row],[Holiday]],Tabulation[[#This Row],[Season]],Tabulation[[#This Row],[Weekend]],\"-\",IF(Tabulation[[#This Row],[Hour]]<10,0,\"\"),C139)","v":"0Winter0-15"},{"$f":"VLOOKUP(Tabulation[[#This Row],[Concat]],Table3[],8)","v":0.28519},{"$f":"(Tabulation[[#This Row],[AC System Output (kW)]]*Tabulation[[#This Row],[Rate]])","v":0.28395911996000001}]
[1,5,16,254.435,{"$f":"Tabulation[[#This Row],[AC System Output (W)]]/1000","v":0.25443500000000002},{"$f":"VLOOKUP(Tabulation[[#This Row],[Month]],Season,2)","v":"Winter"},{"$f":"(DATE(2021,Tabulation[[#This Row],[Month]],Tabulation[[#This Row],[Day]]))","v":"2021-01-05"},{"$f":"WEEKDAY(Tabulation[[#This Row],[Date]])","v":3},{"$f":"IF(OR(Tabulation[[#This Row],[DayNo]]=1,Tabulation[[#This Row],[DayNo]]=7),1,0)","v":0},{"$f":"COUNTIF(Holidays,Tabulation[[#This Row],[Date]])","v":0},{"$f":"CONCATENATE(Tabulation[[#This Row],[Holiday]],Tabulation[[#This Row],[Season]],Tabulation[[#This Row],[Weekend]],\"-\",IF(Tabulation[[#This Row],[Hour]]<10,0,\"\"),C140)","v":"0Winter0-16"},{"$f":"VLOOKUP(Tabulation[[#This Row],[Concat]],Table3[],8)","v":0.28519},{"$f":"(Tabulation[[#This Row],[AC System Output (kW)]]*Tabulation[[#This Row],[Rate]])","v":7.2562317649999999E-2}]
[1,5,17,0,{"$f":"Tabulation[[#This Row],[AC System Output (W)]]/1000","v":0},{"$f":"VLOOKUP(Tabulation[[#This Row],[Month]],Season,2)","v":"Winter"},{"$f":"(DATE(2021,Tabulation[[#This Row],[Month]],Tabulation[[#This Row],[Day]]))","v":"2021-01-05"},{"$f":"WEEKDAY(Tabulation[[#This Row],[Date]])","v":3},{"$f":"IF(OR(Tabulation[[#This Row],[DayNo]]=1,Tabulation[[#This Row],[DayNo]]=7),1,0)","v":0},{"$f":"COUNTIF(Holidays,Tabulation[[#This Row],[Date]])","v":0},{"$f":"CONCATENATE(Tabulation[[#This Row],[Holiday]],Tabulation[[#This Row],[Season]],Tabulation[[#This Row],[Weekend]],\"-\",IF(Tabulation[[#This Row],[Hour]]<10,0,\"\"),C141)","v":"0Winter0-17"},{"$f":"VLOOKUP(Tabulation[[#This Row],[Concat]],Table3[],8)","v":0.30257000000000001},{"$f":"(Tabulation[[#This Row],[AC System Output (kW)]]*Tabulation[[#This Row],[Rate]])","v":0}]
[1,5,18,0,{"$f":"Tabulation[[#This Row],[AC System Output (W)]]/1000","v":0},{"$f":"VLOOKUP(Tabulation[[#This Row],[Month]],Season,2)","v":"Winter"},{"$f":"(DATE(2021,Tabulation[[#This Row],[Month]],Tabulation[[#This Row],[Day]]))","v":"2021-01-05"},{"$f":"WEEKDAY(Tabulation[[#This Row],[Date]])","v":3},{"$f":"IF(OR(Tabulation[[#This Row],[DayNo]]=1,Tabulation[[#This Row],[DayNo]]=7),1,0)","v":0},{"$f":"COUNTIF(Holidays,Tabulation[[#This Row],[Date]])","v":0},{"$f":"CONCATENATE(Tabulation[[#This Row],[Holiday]],Tabulation[[#This Row],[Season]],Tabulation[[#This Row],[Weekend]],\"-\",IF(Tabulation[[#This Row],[Hour]]<10,0,\"\"),C142)","v":"0Winter0-18"},{"$f":"VLOOKUP(Tabulation[[#This Row],[Concat]],Table3[],8)","v":0.30257000000000001},{"$f":"(Tabulation[[#This Row],[AC System Output (kW)]]*Tabulation[[#This Row],[Rate]])","v":0}]
[1,5,19,0,{"$f":"Tabulation[[#This Row],[AC System Output (W)]]/1000","v":0},{"$f":"VLOOKUP(Tabulation[[#This Row],[Month]],Season,2)","v":"Winter"},{"$f":"(DATE(2021,Tabulation[[#This Row],[Month]],Tabulation[[#This Row],[Day]]))","v":"2021-01-05"},{"$f":"WEEKDAY(Tabulation[[#This Row],[Date]])","v":3},{"$f":"IF(OR(Tabulation[[#This Row],[DayNo]]=1,Tabulation[[#This Row],[DayNo]]=7),1,0)","v":0},{"$f":"COUNTIF(Holidays,Tabulation[[#This Row],[Date]])","v":0},{"$f":"CONCATENATE(Tabulation[[#This Row],[Holiday]],Tabulation[[#This Row],[Season]],Tabulation[[#This Row],[Weekend]],\"-\",IF(Tabulation[[#This Row],[Hour]]<10,0,\"\"),C143)","v":"0Winter0-19"},{"$f":"VLOOKUP(Tabulation[[#This Row],[Concat]],Table3[],8)","v":0.30257000000000001},{"$f":"(Tabulation[[#This Row],[AC System Output (kW)]]*Tabulation[[#This Row],[Rate]])","v":0}]
[1,5,20,0,{"$f":"Tabulation[[#This Row],[AC System Output (W)]]/1000","v":0},{"$f":"VLOOKUP(Tabulation[[#This Row],[Month]],Season,2)","v":"Winter"},{"$f":"(DATE(2021,Tabulation[[#This Row],[Month]],Tabulation[[#This Row],[Day]]))","v":"2021-01-05"},{"$f":"WEEKDAY(Tabulation[[#This Row],[Date]])","v":3},{"$f":"IF(OR(Tabulation[[#This Row],[DayNo]]=1,Tabulation[[#This Row],[DayNo]]=7),1,0)","v":0},{"$f":"COUNTIF(Holidays,Tabulation[[#This Row],[Date]])","v":0},{"$f":"CONCATENATE(Tabulation[[#This Row],[Holiday]],Tabulation[[#This Row],[Season]],Tabulation[[#This Row],[Weekend]],\"-\",IF(Tabulation[[#This Row],[Hour]]<10,0,\"\"),C144)","v":"0Winter0-20"},{"$f":"VLOOKUP(Tabulation[[#This Row],[Concat]],Table3[],8)","v":0.28519},{"$f":"(Tabulation[[#This Row],[AC System Output (kW)]]*Tabulation[[#This Row],[Rate]])","v":0}]
[1,5,21,0,{"$f":"Tabulation[[#This Row],[AC System Output (W)]]/1000","v":0},{"$f":"VLOOKUP(Tabulation[[#This Row],[Month]],Season,2)","v":"Winter"},{"$f":"(DATE(2021,Tabulation[[#This Row],[Month]],Tabulation[[#This Row],[Day]]))","v":"2021-01-05"},{"$f":"WEEKDAY(Tabulation[[#This Row],[Date]])","v":3},{"$f":"IF(OR(Tabulation[[#This Row],[DayNo]]=1,Tabulation[[#This Row],[DayNo]]=7),1,0)","v":0},{"$f":"COUNTIF(Holidays,Tabulation[[#This Row],[Date]])","v":0},{"$f":"CONCATENATE(Tabulation[[#This Row],[Holiday]],Tabulation[[#This Row],[Season]],Tabulation[[#This Row],[Weekend]],\"-\",IF(Tabulation[[#This Row],[Hour]]<10,0,\"\"),C145)","v":"0Winter0-21"},{"$f":"VLOOKUP(Tabulation[[#This Row],[Concat]],Table3[],8)","v":0.28519},{"$f":"(Tabulation[[#This Row],[AC System Output (kW)]]*Tabulation[[#This Row],[Rate]])","v":0}]
[1,5,22,0,{"$f":"Tabulation[[#This Row],[AC System Output (W)]]/1000","v":0},{"$f":"VLOOKUP(Tabulation[[#This Row],[Month]],Season,2)","v":"Winter"},{"$f":"(DATE(2021,Tabulation[[#This Row],[Month]],Tabulation[[#This Row],[Day]]))","v":"2021-01-05"},{"$f":"WEEKDAY(Tabulation[[#This Row],[Date]])","v":3},{"$f":"IF(OR(Tabulation[[#This Row],[DayNo]]=1,Tabulation[[#This Row],[DayNo]]=7),1,0)","v":0},{"$f":"COUNTIF(Holidays,Tabulation[[#This Row],[Date]])","v":0},{"$f":"CONCATENATE(Tabulation[[#This Row],[Holiday]],Tabulation[[#This Row],[Season]],Tabulation[[#This Row],[Weekend]],\"-\",IF(Tabulation[[#This Row],[Hour]]<10,0,\"\"),C146)","v":"0Winter0-22"},{"$f":"VLOOKUP(Tabulation[[#This Row],[Concat]],Table3[],8)","v":0.28519},{"$f":"(Tabulation[[#This Row],[AC System Output (kW)]]*Tabulation[[#This Row],[Rate]])","v":0}]
[1,5,23,0,{"$f":"Tabulation[[#This Row],[AC System Output (W)]]/1000","v":0},{"$f":"VLOOKUP(Tabulation[[#This Row],[Month]],Season,2)","v":"Winter"},{"$f":"(DATE(2021,Tabulation[[#This Row],[Month]],Tabulation[[#This Row],[Day]]))","v":"2021-01-05"},{"$f":"WEEKDAY(Tabulation[[#This Row],[Date]])","v":3},{"$f":"IF(OR(Tabulation[[#This Row],[DayNo]]=1,Tabulation[[#This Row],[DayNo]]=7),1,0)","v":0},{"$f":"COUNTIF(Holidays,Tabulation[[#This Row],[Date]])","v":0},{"$f":"CONCATENATE(Tabulation[[#This Row],[Holiday]],Tabulation[[#This Row],[Season]],Tabulation[[#This Row],[Weekend]],\"-\",IF(Tabulation[[#This Row],[Hour]]<10,0,\"\"),C147)","v":"0Winter0-23"},{"$f":"VLOOKUP(Tabulation[[#This Row],[Concat]],Table3[],8)","v":0.28519},{"$f":"(Tabulation[[#This Row],[AC System Output (kW)]]*Tabulation[[#This Row],[Rate]])","v":0}]
[1,6,0,0,{"$f":"Tabulation[[#This Row],[AC System Output (W)]]/1000","v":0},{"$f":"VLOOKUP(Tabulation[[#This Row],[Month]],Season,2)","v":"Winter"},{"$f":"(DATE(2021,Tabulation[[#This Row],[Month]],Tabulation[[#This Row],[Day]]))","v":"2021-01-06"},{"$f":"WEEKDAY(Tabulation[[#This Row],[Date]])","v":4},{"$f":"IF(OR(Tabulation[[#This Row],[DayNo]]=1,Tabulation[[#This Row],[DayNo]]=7),1,0)","v":0},{"$f":"COUNTIF(Holidays,Tabulation[[#This Row],[Date]])","v":0},{"$f":"CONCATENATE(Tabulation[[#This Row],[Holiday]],Tabulation[[#This Row],[Season]],Tabulation[[#This Row],[Weekend]],\"-\",IF(Tabulation[[#This Row],[Hour]]<10,0,\"\"),C148)","v":"0Winter0-00"},{"$f":"VLOOKUP(Tabulation[[#This Row],[Concat]],Table3[],8)","v":0.28519},{"$f":"(Tabulation[[#This Row],[AC System Output (kW)]]*Tabulation[[#This Row],[Rate]])","v":0}]
[1,6,1,0,{"$f":"Tabulation[[#This Row],[AC System Output (W)]]/1000","v":0},{"$f":"VLOOKUP(Tabulation[[#This Row],[Month]],Season,2)","v":"Winter"},{"$f":"(DATE(2021,Tabulation[[#This Row],[Month]],Tabulation[[#This Row],[Day]]))","v":"2021-01-06"},{"$f":"WEEKDAY(Tabulation[[#This Row],[Date]])","v":4},{"$f":"IF(OR(Tabulation[[#This Row],[DayNo]]=1,Tabulation[[#This Row],[DayNo]]=7),1,0)","v":0},{"$f":"COUNTIF(Holidays,Tabulation[[#This Row],[Date]])","v":0},{"$f":"CONCATENATE(Tabulation[[#This Row],[Holiday]],Tabulation[[#This Row],[Season]],Tabulation[[#This Row],[Weekend]],\"-\",IF(Tabulation[[#This Row],[Hour]]<10,0,\"\"),C149)","v":"0Winter0-01"},{"$f":"VLOOKUP(Tabulation[[#This Row],[Concat]],Table3[],8)","v":0.28519},{"$f":"(Tabulation[[#This Row],[AC System Output (kW)]]*Tabulation[[#This Row],[Rate]])","v":0}]
[1,6,2,0,{"$f":"Tabulation[[#This Row],[AC System Output (W)]]/1000","v":0},{"$f":"VLOOKUP(Tabulation[[#This Row],[Month]],Season,2)","v":"Winter"},{"$f":"(DATE(2021,Tabulation[[#This Row],[Month]],Tabulation[[#This Row],[Day]]))","v":"2021-01-06"},{"$f":"WEEKDAY(Tabulation[[#This Row],[Date]])","v":4},{"$f":"IF(OR(Tabulation[[#This Row],[DayNo]]=1,Tabulation[[#This Row],[DayNo]]=7),1,0)","v":0},{"$f":"COUNTIF(Holidays,Tabulation[[#This Row],[Date]])","v":0},{"$f":"CONCATENATE(Tabulation[[#This Row],[Holiday]],Tabulation[[#This Row],[Season]],Tabulation[[#This Row],[Weekend]],\"-\",IF(Tabulation[[#This Row],[Hour]]<10,0,\"\"),C150)","v":"0Winter0-02"},{"$f":"VLOOKUP(Tabulation[[#This Row],[Concat]],Table3[],8)","v":0.28519},{"$f":"(Tabulation[[#This Row],[AC System Output (kW)]]*Tabulation[[#This Row],[Rate]])","v":0}]
[1,6,3,0,{"$f":"Tabulation[[#This Row],[AC System Output (W)]]/1000","v":0},{"$f":"VLOOKUP(Tabulation[[#This Row],[Month]],Season,2)","v":"Winter"},{"$f":"(DATE(2021,Tabulation[[#This Row],[Month]],Tabulation[[#This Row],[Day]]))","v":"2021-01-06"},{"$f":"WEEKDAY(Tabulation[[#This Row],[Date]])","v":4},{"$f":"IF(OR(Tabulation[[#This Row],[DayNo]]=1,Tabulation[[#This Row],[DayNo]]=7),1,0)","v":0},{"$f":"COUNTIF(Holidays,Tabulation[[#This Row],[Date]])","v":0},{"$f":"CONCATENATE(Tabulation[[#This Row],[Holiday]],Tabulation[[#This Row],[Season]],Tabulation[[#This Row],[Weekend]],\"-\",IF(Tabulation[[#This Row],[Hour]]<10,0,\"\"),C151)","v":"0Winter0-03"},{"$f":"VLOOKUP(Tabulation[[#This Row],[Concat]],Table3[],8)","v":0.28519},{"$f":"(Tabulation[[#This Row],[AC System Output (kW)]]*Tabulation[[#This Row],[Rate]])","v":0}]
[1,6,4,0,{"$f":"Tabulation[[#This Row],[AC System Output (W)]]/1000","v":0},{"$f":"VLOOKUP(Tabulation[[#This Row],[Month]],Season,2)","v":"Winter"},{"$f":"(DATE(2021,Tabulation[[#This Row],[Month]],Tabulation[[#This Row],[Day]]))","v":"2021-01-06"},{"$f":"WEEKDAY(Tabulation[[#This Row],[Date]])","v":4},{"$f":"IF(OR(Tabulation[[#This Row],[DayNo]]=1,Tabulation[[#This Row],[DayNo]]=7),1,0)","v":0},{"$f":"COUNTIF(Holidays,Tabulation[[#This Row],[Date]])","v":0},{"$f":"CONCATENATE(Tabulation[[#This Row],[Holiday]],Tabulation[[#This Row],[Season]],Tabulation[[#This Row],[Weekend]],\"-\",IF(Tabulation[[#This Row],[Hour]]<10,0,\"\"),C152)","v":"0Winter0-04"},{"$f":"VLOOKUP(Tabulation[[#This Row],[Concat]],Table3[],8)","v":0.28519},{"$f":"(Tabulation[[#This Row],[AC System Output (kW)]]*Tabulation[[#This Row],[Rate]])","v":0}]
[1,6,5,0,{"$f":"Tabulation[[#This Row],[AC System Output (W)]]/1000","v":0},{"$f":"VLOOKUP(Tabulation[[#This Row],[Month]],Season,2)","v":"Winter"},{"$f":"(DATE(2021,Tabulation[[#This Row],[Month]],Tabulation[[#This Row],[Day]]))","v":"2021-01-06"},{"$f":"WEEKDAY(Tabulation[[#This Row],[Date]])","v":4},{"$f":"IF(OR(Tabulation[[#This Row],[DayNo]]=1,Tabulation[[#This Row],[DayNo]]=7),1,0)","v":0},{"$f":"COUNTIF(Holidays,Tabulation[[#This Row],[Date]])","v":0},{"$f":"CONCATENATE(Tabulation[[#This Row],[Holiday]],Tabulation[[#This Row],[Season]],Tabulation[[#This Row],[Weekend]],\"-\",IF(Tabulation[[#This Row],[Hour]]<10,0,\"\"),C153)","v":"0Winter0-05"},{"$f":"VLOOKUP(Tabulation[[#This Row],[Concat]],Table3[],8)","v":0.28519},{"$f":"(Tabulation[[#This Row],[AC System Output (kW)]]*Tabulation[[#This Row],[Rate]])","v":0}]
[1,6,6,0,{"$f":"Tabulation[[#This Row],[AC System Output (W)]]/1000","v":0},{"$f":"VLOOKUP(Tabulation[[#This Row],[Month]],Season,2)","v":"Winter"},{"$f":"(DATE(2021,Tabulation[[#This Row],[Month]],Tabulation[[#This Row],[Day]]))","v":"2021-01-06"},{"$f":"WEEKDAY(Tabulation[[#This Row],[Date]])","v":4},{"$f":"IF(OR(Tabulation[[#This Row],[DayNo]]=1,Tabulation[[#This Row],[DayNo]]=7),1,0)","v":0},{"$f":"COUNTIF(Holidays,Tabulation[[#This Row],[Date]])","v":0},{"$f":"CONCATENATE(Tabulation[[#This Row],[Holiday]],Tabulation[[#This Row],[Season]],Tabulation[[#This Row],[Weekend]],\"-\",IF(Tabulation[[#This Row],[Hour]]<10,0,\"\"),C154)","v":"0Winter0-06"},{"$f":"VLOOKUP(Tabulation[[#This Row],[Concat]],Table3[],8)","v":0.28519},{"$f":"(Tabulation[[#This Row],[AC System Output (kW)]]*Tabulation[[#This Row],[Rate]])","v":0}]
[1,6,7,85.83,{"$f":"Tabulation[[#This Row],[AC System Output (W)]]/1000","v":8.5830000000000004E-2},{"$f":"VLOOKUP(Tabulation[[#This Row],[Month]],Season,2)","v":"Winter"},{"$f":"(DATE(2021,Tabulation[[#This Row],[Month]],Tabulation[[#This Row],[Day]]))","v":"2021-01-06"},{"$f":"WEEKDAY(Tabulation[[#This Row],[Date]])","v":4},{"$f":"IF(OR(Tabulation[[#This Row],[DayNo]]=1,Tabulation[[#This Row],[DayNo]]=7),1,0)","v":0},{"$f":"COUNTIF(Holidays,Tabulation[[#This Row],[Date]])","v":0},{"$f":"CONCATENATE(Tabulation[[#This Row],[Holiday]],Tabulation[[#This Row],[Season]],Tabulation[[#This Row],[Weekend]],\"-\",IF(Tabulation[[#This Row],[Hour]]<10,0,\"\"),C155)","v":"0Winter0-07"},{"$f":"VLOOKUP(Tabulation[[#This Row],[Concat]],Table3[],8)","v":0.28519},{"$f":"(Tabulation[[#This Row],[AC System Output (kW)]]*Tabulation[[#This Row],[Rate]])","v":2.4477857700000001E-2}]
[1,6,8,450.30700000000002,{"$f":"Tabulation[[#This Row],[AC System Output (W)]]/1000","v":0.45030700000000001},{"$f":"VLOOKUP(Tabulation[[#This Row],[Month]],Season,2)","v":"Winter"},{"$f":"(DATE(2021,Tabulation[[#This Row],[Month]],Tabulation[[#This Row],[Day]]))","v":"2021-01-06"},{"$f":"WEEKDAY(Tabulation[[#This Row],[Date]])","v":4},{"$f":"IF(OR(Tabulation[[#This Row],[DayNo]]=1,Tabulation[[#This Row],[DayNo]]=7),1,0)","v":0},{"$f":"COUNTIF(Holidays,Tabulation[[#This Row],[Date]])","v":0},{"$f":"CONCATENATE(Tabulation[[#This Row],[Holiday]],Tabulation[[#This Row],[Season]],Tabulation[[#This Row],[Weekend]],\"-\",IF(Tabulation[[#This Row],[Hour]]<10,0,\"\"),C156)","v":"0Winter0-08"},{"$f":"VLOOKUP(Tabulation[[#This Row],[Concat]],Table3[],8)","v":0.28519},{"$f":"(Tabulation[[#This Row],[AC System Output (kW)]]*Tabulation[[#This Row],[Rate]])","v":0.12842305333000001}]
[1,6,9,1817.954,{"$f":"Tabulation[[#This Row],[AC System Output (W)]]/1000","v":1.8179539999999998},{"$f":"VLOOKUP(Tabulation[[#This Row],[Month]],Season,2)","v":"Winter"},{"$f":"(DATE(2021,Tabulation[[#This Row],[Month]],Tabulation[[#This Row],[Day]]))","v":"2021-01-06"},{"$f":"WEEKDAY(Tabulation[[#This Row],[Date]])","v":4},{"$f":"IF(OR(Tabulation[[#This Row],[DayNo]]=1,Tabulation[[#This Row],[DayNo]]=7),1,0)","v":0},{"$f":"COUNTIF(Holidays,Tabulation[[#This Row],[Date]])","v":0},{"$f":"CONCATENATE(Tabulation[[#This Row],[Holiday]],Tabulation[[#This Row],[Season]],Tabulation[[#This Row],[Weekend]],\"-\",IF(Tabulation[[#This Row],[Hour]]<10,0,\"\"),C157)","v":"0Winter0-09"},{"$f":"VLOOKUP(Tabulation[[#This Row],[Concat]],Table3[],8)","v":0.28519},{"$f":"(Tabulation[[#This Row],[AC System Output (kW)]]*Tabulation[[#This Row],[Rate]])","v":0.51846230125999992}]
[1,6,10,2262.136,{"$f":"Tabulation[[#This Row],[AC System Output (W)]]/1000","v":2.2621359999999999},{"$f":"VLOOKUP(Tabulation[[#This Row],[Month]],Season,2)","v":"Winter"},{"$f":"(DATE(2021,Tabulation[[#This Row],[Month]],Tabulation[[#This Row],[Day]]))","v":"2021-01-06"},{"$f":"WEEKDAY(Tabulation[[#This Row],[Date]])","v":4},{"$f":"IF(OR(Tabulation[[#This Row],[DayNo]]=1,Tabulation[[#This Row],[DayNo]]=7),1,0)","v":0},{"$f":"COUNTIF(Holidays,Tabulation[[#This Row],[Date]])","v":0},{"$f":"CONCATENATE(Tabulation[[#This Row],[Holiday]],Tabulation[[#This Row],[Season]],Tabulation[[#This Row],[Weekend]],\"-\",IF(Tabulation[[#This Row],[Hour]]<10,0,\"\"),C158)","v":"0Winter0-10"},{"$f":"VLOOKUP(Tabulation[[#This Row],[Concat]],Table3[],8)","v":0.28519},{"$f":"(Tabulation[[#This Row],[AC System Output (kW)]]*Tabulation[[#This Row],[Rate]])","v":0.64513856583999996}]
[1,6,11,2407.2950000000001,{"$f":"Tabulation[[#This Row],[AC System Output (W)]]/1000","v":2.407295},{"$f":"VLOOKUP(Tabulation[[#This Row],[Month]],Season,2)","v":"Winter"},{"$f":"(DATE(2021,Tabulation[[#This Row],[Month]],Tabulation[[#This Row],[Day]]))","v":"2021-01-06"},{"$f":"WEEKDAY(Tabulation[[#This Row],[Date]])","v":4},{"$f":"IF(OR(Tabulation[[#This Row],[DayNo]]=1,Tabulation[[#This Row],[DayNo]]=7),1,0)","v":0},{"$f":"COUNTIF(Holidays,Tabulation[[#This Row],[Date]])","v":0},{"$f":"CONCATENATE(Tabulation[[#This Row],[Holiday]],Tabulation[[#This Row],[Season]],Tabulation[[#This Row],[Weekend]],\"-\",IF(Tabulation[[#This Row],[Hour]]<10,0,\"\"),C159)","v":"0Winter0-11"},{"$f":"VLOOKUP(Tabulation[[#This Row],[Concat]],Table3[],8)","v":0.28519},{"$f":"(Tabulation[[#This Row],[AC System Output (kW)]]*Tabulation[[#This Row],[Rate]])","v":0.68653646104999999}]
[1,6,12,2417.6060000000002,{"$f":"Tabulation[[#This Row],[AC System Output (W)]]/1000","v":2.4176060000000001},{"$f":"VLOOKUP(Tabulation[[#This Row],[Month]],Season,2)","v":"Winter"},{"$f":"(DATE(2021,Tabulation[[#This Row],[Month]],Tabulation[[#This Row],[Day]]))","v":"2021-01-06"},{"$f":"WEEKDAY(Tabulation[[#This Row],[Date]])","v":4},{"$f":"IF(OR(Tabulation[[#This Row],[DayNo]]=1,Tabulation[[#This Row],[DayNo]]=7),1,0)","v":0},{"$f":"COUNTIF(Holidays,Tabulation[[#This Row],[Date]])","v":0},{"$f":"CONCATENATE(Tabulation[[#This Row],[Holiday]],Tabulation[[#This Row],[Season]],Tabulation[[#This Row],[Weekend]],\"-\",IF(Tabulation[[#This Row],[Hour]]<10,0,\"\"),C160)","v":"0Winter0-12"},{"$f":"VLOOKUP(Tabulation[[#This Row],[Concat]],Table3[],8)","v":0.28519},{"$f":"(Tabulation[[#This Row],[AC System Output (kW)]]*Tabulation[[#This Row],[Rate]])","v":0.68947705514000002}]
[1,6,13,2310.212,{"$f":"Tabulation[[#This Row],[AC System Output (W)]]/1000","v":2.3102119999999999},{"$f":"VLOOKUP(Tabulation[[#This Row],[Month]],Season,2)","v":"Winter"},{"$f":"(DATE(2021,Tabulation[[#This Row],[Month]],Tabulation[[#This Row],[Day]]))","v":"2021-01-06"},{"$f":"WEEKDAY(Tabulation[[#This Row],[Date]])","v":4},{"$f":"IF(OR(Tabulation[[#This Row],[DayNo]]=1,Tabulation[[#This Row],[DayNo]]=7),1,0)","v":0},{"$f":"COUNTIF(Holidays,Tabulation[[#This Row],[Date]])","v":0},{"$f":"CONCATENATE(Tabulation[[#This Row],[Holiday]],Tabulation[[#This Row],[Season]],Tabulation[[#This Row],[Weekend]],\"-\",IF(Tabulation[[#This Row],[Hour]]<10,0,\"\"),C161)","v":"0Winter0-13"},{"$f":"VLOOKUP(Tabulation[[#This Row],[Concat]],Table3[],8)","v":0.28519},{"$f":"(Tabulation[[#This Row],[AC System Output (kW)]]*Tabulation[[#This Row],[Rate]])","v":0.65884936027999996}]
[1,6,14,1910.5050000000001,{"$f":"Tabulation[[#This Row],[AC System Output (W)]]/1000","v":1.9105050000000001},{"$f":"VLOOKUP(Tabulation[[#This Row],[Month]],Season,2)","v":"Winter"},{"$f":"(DATE(2021,Tabulation[[#This Row],[Month]],Tabulation[[#This Row],[Day]]))","v":"2021-01-06"},{"$f":"WEEKDAY(Tabulation[[#This Row],[Date]])","v":4},{"$f":"IF(OR(Tabulation[[#This Row],[DayNo]]=1,Tabulation[[#This Row],[DayNo]]=7),1,0)","v":0},{"$f":"COUNTIF(Holidays,Tabulation[[#This Row],[Date]])","v":0},{"$f":"CONCATENATE(Tabulation[[#This Row],[Holiday]],Tabulation[[#This Row],[Season]],Tabulation[[#This Row],[Weekend]],\"-\",IF(Tabulation[[#This Row],[Hour]]<10,0,\"\"),C162)","v":"0Winter0-14"},{"$f":"VLOOKUP(Tabulation[[#This Row],[Concat]],Table3[],8)","v":0.28519},{"$f":"(Tabulation[[#This Row],[AC System Output (kW)]]*Tabulation[[#This Row],[Rate]])","v":0.54485692095000005}]
[1,6,15,1266.4749999999999,{"$f":"Tabulation[[#This Row],[AC System Output (W)]]/1000","v":1.266475},{"$f":"VLOOKUP(Tabulation[[#This Row],[Month]],Season,2)","v":"Winter"},{"$f":"(DATE(2021,Tabulation[[#This Row],[Month]],Tabulation[[#This Row],[Day]]))","v":"2021-01-06"},{"$f":"WEEKDAY(Tabulation[[#This Row],[Date]])","v":4},{"$f":"IF(OR(Tabulation[[#This Row],[DayNo]]=1,Tabulation[[#This Row],[DayNo]]=7),1,0)","v":0},{"$f":"COUNTIF(Holidays,Tabulation[[#This Row],[Date]])","v":0},{"$f":"CONCATENATE(Tabulation[[#This Row],[Holiday]],Tabulation[[#This Row],[Season]],Tabulation[[#This Row],[Weekend]],\"-\",IF(Tabulation[[#This Row],[Hour]]<10,0,\"\"),C163)","v":"0Winter0-15"},{"$f":"VLOOKUP(Tabulation[[#This Row],[Concat]],Table3[],8)","v":0.28519},{"$f":"(Tabulation[[#This Row],[AC System Output (kW)]]*Tabulation[[#This Row],[Rate]])","v":0.36118600525}]
[1,6,16,209.94399999999999,{"$f":"Tabulation[[#This Row],[AC System Output (W)]]/1000","v":0.20994399999999999},{"$f":"VLOOKUP(Tabulation[[#This Row],[Month]],Season,2)","v":"Winter"},{"$f":"(DATE(2021,Tabulation[[#This Row],[Month]],Tabulation[[#This Row],[Day]]))","v":"2021-01-06"},{"$f":"WEEKDAY(Tabulation[[#This Row],[Date]])","v":4},{"$f":"IF(OR(Tabulation[[#This Row],[DayNo]]=1,Tabulation[[#This Row],[DayNo]]=7),1,0)","v":0},{"$f":"COUNTIF(Holidays,Tabulation[[#This Row],[Date]])","v":0},{"$f":"CONCATENATE(Tabulation[[#This Row],[Holiday]],Tabulation[[#This Row],[Season]],Tabulation[[#This Row],[Weekend]],\"-\",IF(Tabulation[[#This Row],[Hour]]<10,0,\"\"),C164)","v":"0Winter0-16"},{"$f":"VLOOKUP(Tabulation[[#This Row],[Concat]],Table3[],8)","v":0.28519},{"$f":"(Tabulation[[#This Row],[AC System Output (kW)]]*Tabulation[[#This Row],[Rate]])","v":5.9873929359999994E-2}]
[1,6,17,0,{"$f":"Tabulation[[#This Row],[AC System Output (W)]]/1000","v":0},{"$f":"VLOOKUP(Tabulation[[#This Row],[Month]],Season,2)","v":"Winter"},{"$f":"(DATE(2021,Tabulation[[#This Row],[Month]],Tabulation[[#This Row],[Day]]))","v":"2021-01-06"},{"$f":"WEEKDAY(Tabulation[[#This Row],[Date]])","v":4},{"$f":"IF(OR(Tabulation[[#This Row],[DayNo]]=1,Tabulation[[#This Row],[DayNo]]=7),1,0)","v":0},{"$f":"COUNTIF(Holidays,Tabulation[[#This Row],[Date]])","v":0},{"$f":"CONCATENATE(Tabulation[[#This Row],[Holiday]],Tabulation[[#This Row],[Season]],Tabulation[[#This Row],[Weekend]],\"-\",IF(Tabulation[[#This Row],[Hour]]<10,0,\"\"),C165)","v":"0Winter0-17"},{"$f":"VLOOKUP(Tabulation[[#This Row],[Concat]],Table3[],8)","v":0.30257000000000001},{"$f":"(Tabulation[[#This Row],[AC System Output (kW)]]*Tabulation[[#This Row],[Rate]])","v":0}]
[1,6,18,0,{"$f":"Tabulation[[#This Row],[AC System Output (W)]]/1000","v":0},{"$f":"VLOOKUP(Tabulation[[#This Row],[Month]],Season,2)","v":"Winter"},{"$f":"(DATE(2021,Tabulation[[#This Row],[Month]],Tabulation[[#This Row],[Day]]))","v":"2021-01-06"},{"$f":"WEEKDAY(Tabulation[[#This Row],[Date]])","v":4},{"$f":"IF(OR(Tabulation[[#This Row],[DayNo]]=1,Tabulation[[#This Row],[DayNo]]=7),1,0)","v":0},{"$f":"COUNTIF(Holidays,Tabulation[[#This Row],[Date]])","v":0},{"$f":"CONCATENATE(Tabulation[[#This Row],[Holiday]],Tabulation[[#This Row],[Season]],Tabulation[[#This Row],[Weekend]],\"-\",IF(Tabulation[[#This Row],[Hour]]<10,0,\"\"),C166)","v":"0Winter0-18"},{"$f":"VLOOKUP(Tabulation[[#This Row],[Concat]],Table3[],8)","v":0.30257000000000001},{"$f":"(Tabulation[[#This Row],[AC System Output (kW)]]*Tabulation[[#This Row],[Rate]])","v":0}]
[1,6,19,0,{"$f":"Tabulation[[#This Row],[AC System Output (W)]]/1000","v":0},{"$f":"VLOOKUP(Tabulation[[#This Row],[Month]],Season,2)","v":"Winter"},{"$f":"(DATE(2021,Tabulation[[#This Row],[Month]],Tabulation[[#This Row],[Day]]))","v":"2021-01-06"},{"$f":"WEEKDAY(Tabulation[[#This Row],[Date]])","v":4},{"$f":"IF(OR(Tabulation[[#This Row],[DayNo]]=1,Tabulation[[#This Row],[DayNo]]=7),1,0)","v":0},{"$f":"COUNTIF(Holidays,Tabulation[[#This Row],[Date]])","v":0},{"$f":"CONCATENATE(Tabulation[[#This Row],[Holiday]],Tabulation[[#This Row],[Season]],Tabulation[[#This Row],[Weekend]],\"-\",IF(Tabulation[[#This Row],[Hour]]<10,0,\"\"),C167)","v":"0Winter0-19"},{"$f":"VLOOKUP(Tabulation[[#This Row],[Concat]],Table3[],8)","v":0.30257000000000001},{"$f":"(Tabulation[[#This Row],[AC System Output (kW)]]*Tabulation[[#This Row],[Rate]])","v":0}]
[1,6,20,0,{"$f":"Tabulation[[#This Row],[AC System Output (W)]]/1000","v":0},{"$f":"VLOOKUP(Tabulation[[#This Row],[Month]],Season,2)","v":"Winter"},{"$f":"(DATE(2021,Tabulation[[#This Row],[Month]],Tabulation[[#This Row],[Day]]))","v":"2021-01-06"},{"$f":"WEEKDAY(Tabulation[[#This Row],[Date]])","v":4},{"$f":"IF(OR(Tabulation[[#This Row],[DayNo]]=1,Tabulation[[#This Row],[DayNo]]=7),1,0)","v":0},{"$f":"COUNTIF(Holidays,Tabulation[[#This Row],[Date]])","v":0},{"$f":"CONCATENATE(Tabulation[[#This Row],[Holiday]],Tabulation[[#This Row],[Season]],Tabulation[[#This Row],[Weekend]],\"-\",IF(Tabulation[[#This Row],[Hour]]<10,0,\"\"),C168)","v":"0Winter0-20"},{"$f":"VLOOKUP(Tabulation[[#This Row],[Concat]],Table3[],8)","v":0.28519},{"$f":"(Tabulation[[#This Row],[AC System Output (kW)]]*Tabulation[[#This Row],[Rate]])","v":0}]
[1,6,21,0,{"$f":"Tabulation[[#This Row],[AC System Output (W)]]/1000","v":0},{"$f":"VLOOKUP(Tabulation[[#This Row],[Month]],Season,2)","v":"Winter"},{"$f":"(DATE(2021,Tabulation[[#This Row],[Month]],Tabulation[[#This Row],[Day]]))","v":"2021-01-06"},{"$f":"WEEKDAY(Tabulation[[#This Row],[Date]])","v":4},{"$f":"IF(OR(Tabulation[[#This Row],[DayNo]]=1,Tabulation[[#This Row],[DayNo]]=7),1,0)","v":0},{"$f":"COUNTIF(Holidays,Tabulation[[#This Row],[Date]])","v":0},{"$f":"CONCATENATE(Tabulation[[#This Row],[Holiday]],Tabulation[[#This Row],[Season]],Tabulation[[#This Row],[Weekend]],\"-\",IF(Tabulation[[#This Row],[Hour]]<10,0,\"\"),C169)","v":"0Winter0-21"},{"$f":"VLOOKUP(Tabulation[[#This Row],[Concat]],Table3[],8)","v":0.28519},{"$f":"(Tabulation[[#This Row],[AC System Output (kW)]]*Tabulation[[#This Row],[Rate]])","v":0}]
[1,6,22,0,{"$f":"Tabulation[[#This Row],[AC System Output (W)]]/1000","v":0},{"$f":"VLOOKUP(Tabulation[[#This Row],[Month]],Season,2)","v":"Winter"},{"$f":"(DATE(2021,Tabulation[[#This Row],[Month]],Tabulation[[#This Row],[Day]]))","v":"2021-01-06"},{"$f":"WEEKDAY(Tabulation[[#This Row],[Date]])","v":4},{"$f":"IF(OR(Tabulation[[#This Row],[DayNo]]=1,Tabulation[[#This Row],[DayNo]]=7),1,0)","v":0},{"$f":"COUNTIF(Holidays,Tabulation[[#This Row],[Date]])","v":0},{"$f":"CONCATENATE(Tabulation[[#This Row],[Holiday]],Tabulation[[#This Row],[Season]],Tabulation[[#This Row],[Weekend]],\"-\",IF(Tabulation[[#This Row],[Hour]]<10,0,\"\"),C170)","v":"0Winter0-22"},{"$f":"VLOOKUP(Tabulation[[#This Row],[Concat]],Table3[],8)","v":0.28519},{"$f":"(Tabulation[[#This Row],[AC System Output (kW)]]*Tabulation[[#This Row],[Rate]])","v":0}]
[1,6,23,0,{"$f":"Tabulation[[#This Row],[AC System Output (W)]]/1000","v":0},{"$f":"VLOOKUP(Tabulation[[#This Row],[Month]],Season,2)","v":"Winter"},{"$f":"(DATE(2021,Tabulation[[#This Row],[Month]],Tabulation[[#This Row],[Day]]))","v":"2021-01-06"},{"$f":"WEEKDAY(Tabulation[[#This Row],[Date]])","v":4},{"$f":"IF(OR(Tabulation[[#This Row],[DayNo]]=1,Tabulation[[#This Row],[DayNo]]=7),1,0)","v":0},{"$f":"COUNTIF(Holidays,Tabulation[[#This Row],[Date]])","v":0},{"$f":"CONCATENATE(Tabulation[[#This Row],[Holiday]],Tabulation[[#This Row],[Season]],Tabulation[[#This Row],[Weekend]],\"-\",IF(Tabulation[[#This Row],[Hour]]<10,0,\"\"),C171)","v":"0Winter0-23"},{"$f":"VLOOKUP(Tabulation[[#This Row],[Concat]],Table3[],8)","v":0.28519},{"$f":"(Tabulation[[#This Row],[AC System Output (kW)]]*Tabulation[[#This Row],[Rate]])","v":0}]
[1,7,0,0,{"$f":"Tabulation[[#This Row],[AC System Output (W)]]/1000","v":0},{"$f":"VLOOKUP(Tabulation[[#This Row],[Month]],Season,2)","v":"Winter"},{"$f":"(DATE(2021,Tabulation[[#This Row],[Month]],Tabulation[[#This Row],[Day]]))","v":"2021-01-07"},{"$f":"WEEKDAY(Tabulation[[#This Row],[Date]])","v":5},{"$f":"IF(OR(Tabulation[[#This Row],[DayNo]]=1,Tabulation[[#This Row],[DayNo]]=7),1,0)","v":0},{"$f":"COUNTIF(Holidays,Tabulation[[#This Row],[Date]])","v":0},{"$f":"CONCATENATE(Tabulation[[#This Row],[Holiday]],Tabulation[[#This Row],[Season]],Tabulation[[#This Row],[Weekend]],\"-\",IF(Tabulation[[#This Row],[Hour]]<10,0,\"\"),C172)","v":"0Winter0-00"},{"$f":"VLOOKUP(Tabulation[[#This Row],[Concat]],Table3[],8)","v":0.28519},{"$f":"(Tabulation[[#This Row],[AC System Output (kW)]]*Tabulation[[#This Row],[Rate]])","v":0}]
[1,7,1,0,{"$f":"Tabulation[[#This Row],[AC System Output (W)]]/1000","v":0},{"$f":"VLOOKUP(Tabulation[[#This Row],[Month]],Season,2)","v":"Winter"},{"$f":"(DATE(2021,Tabulation[[#This Row],[Month]],Tabulation[[#This Row],[Day]]))","v":"2021-01-07"},{"$f":"WEEKDAY(Tabulation[[#This Row],[Date]])","v":5},{"$f":"IF(OR(Tabulation[[#This Row],[DayNo]]=1,Tabulation[[#This Row],[DayNo]]=7),1,0)","v":0},{"$f":"COUNTIF(Holidays,Tabulation[[#This Row],[Date]])","v":0},{"$f":"CONCATENATE(Tabulation[[#This Row],[Holiday]],Tabulation[[#This Row],[Season]],Tabulation[[#This Row],[Weekend]],\"-\",IF(Tabulation[[#This Row],[Hour]]<10,0,\"\"),C173)","v":"0Winter0-01"},{"$f":"VLOOKUP(Tabulation[[#This Row],[Concat]],Table3[],8)","v":0.28519},{"$f":"(Tabulation[[#This Row],[AC System Output (kW)]]*Tabulation[[#This Row],[Rate]])","v":0}]
[1,7,2,0,{"$f":"Tabulation[[#This Row],[AC System Output (W)]]/1000","v":0},{"$f":"VLOOKUP(Tabulation[[#This Row],[Month]],Season,2)","v":"Winter"},{"$f":"(DATE(2021,Tabulation[[#This Row],[Month]],Tabulation[[#This Row],[Day]]))","v":"2021-01-07"},{"$f":"WEEKDAY(Tabulation[[#This Row],[Date]])","v":5},{"$f":"IF(OR(Tabulation[[#This Row],[DayNo]]=1,Tabulation[[#This Row],[DayNo]]=7),1,0)","v":0},{"$f":"COUNTIF(Holidays,Tabulation[[#This Row],[Date]])","v":0},{"$f":"CONCATENATE(Tabulation[[#This Row],[Holiday]],Tabulation[[#This Row],[Season]],Tabulation[[#This Row],[Weekend]],\"-\",IF(Tabulation[[#This Row],[Hour]]<10,0,\"\"),C174)","v":"0Winter0-02"},{"$f":"VLOOKUP(Tabulation[[#This Row],[Concat]],Table3[],8)","v":0.28519},{"$f":"(Tabulation[[#This Row],[AC System Output (kW)]]*Tabulation[[#This Row],[Rate]])","v":0}]
[1,7,3,0,{"$f":"Tabulation[[#This Row],[AC System Output (W)]]/1000","v":0},{"$f":"VLOOKUP(Tabulation[[#This Row],[Month]],Season,2)","v":"Winter"},{"$f":"(DATE(2021,Tabulation[[#This Row],[Month]],Tabulation[[#This Row],[Day]]))","v":"2021-01-07"},{"$f":"WEEKDAY(Tabulation[[#This Row],[Date]])","v":5},{"$f":"IF(OR(Tabulation[[#This Row],[DayNo]]=1,Tabulation[[#This Row],[DayNo]]=7),1,0)","v":0},{"$f":"COUNTIF(Holidays,Tabulation[[#This Row],[Date]])","v":0},{"$f":"CONCATENATE(Tabulation[[#This Row],[Holiday]],Tabulation[[#This Row],[Season]],Tabulation[[#This Row],[Weekend]],\"-\",IF(Tabulation[[#This Row],[Hour]]<10,0,\"\"),C175)","v":"0Winter0-03"},{"$f":"VLOOKUP(Tabulation[[#This Row],[Concat]],Table3[],8)","v":0.28519},{"$f":"(Tabulation[[#This Row],[AC System Output (kW)]]*Tabulation[[#This Row],[Rate]])","v":0}]
[1,7,4,0,{"$f":"Tabulation[[#This Row],[AC System Output (W)]]/1000","v":0},{"$f":"VLOOKUP(Tabulation[[#This Row],[Month]],Season,2)","v":"Winter"},{"$f":"(DATE(2021,Tabulation[[#This Row],[Month]],Tabulation[[#This Row],[Day]]))","v":"2021-01-07"},{"$f":"WEEKDAY(Tabulation[[#This Row],[Date]])","v":5},{"$f":"IF(OR(Tabulation[[#This Row],[DayNo]]=1,Tabulation[[#This Row],[DayNo]]=7),1,0)","v":0},{"$f":"COUNTIF(Holidays,Tabulation[[#This Row],[Date]])","v":0},{"$f":"CONCATENATE(Tabulation[[#This Row],[Holiday]],Tabulation[[#This Row],[Season]],Tabulation[[#This Row],[Weekend]],\"-\",IF(Tabulation[[#This Row],[Hour]]<10,0,\"\"),C176)","v":"0Winter0-04"},{"$f":"VLOOKUP(Tabulation[[#This Row],[Concat]],Table3[],8)","v":0.28519},{"$f":"(Tabulation[[#This Row],[AC System Output (kW)]]*Tabulation[[#This Row],[Rate]])","v":0}]
[1,7,5,0,{"$f":"Tabulation[[#This Row],[AC System Output (W)]]/1000","v":0},{"$f":"VLOOKUP(Tabulation[[#This Row],[Month]],Season,2)","v":"Winter"},{"$f":"(DATE(2021,Tabulation[[#This Row],[Month]],Tabulation[[#This Row],[Day]]))","v":"2021-01-07"},{"$f":"WEEKDAY(Tabulation[[#This Row],[Date]])","v":5},{"$f":"IF(OR(Tabulation[[#This Row],[DayNo]]=1,Tabulation[[#This Row],[DayNo]]=7),1,0)","v":0},{"$f":"COUNTIF(Holidays,Tabulation[[#This Row],[Date]])","v":0},{"$f":"CONCATENATE(Tabulation[[#This Row],[Holiday]],Tabulation[[#This Row],[Season]],Tabulation[[#This Row],[Weekend]],\"-\",IF(Tabulation[[#This Row],[Hour]]<10,0,\"\"),C177)","v":"0Winter0-05"},{"$f":"VLOOKUP(Tabulation[[#This Row],[Concat]],Table3[],8)","v":0.28519},{"$f":"(Tabulation[[#This Row],[AC System Output (kW)]]*Tabulation[[#This Row],[Rate]])","v":0}]
[1,7,6,0,{"$f":"Tabulation[[#This Row],[AC System Output (W)]]/1000","v":0},{"$f":"VLOOKUP(Tabulation[[#This Row],[Month]],Season,2)","v":"Winter"},{"$f":"(DATE(2021,Tabulation[[#This Row],[Month]],Tabulation[[#This Row],[Day]]))","v":"2021-01-07"},{"$f":"WEEKDAY(Tabulation[[#This Row],[Date]])","v":5},{"$f":"IF(OR(Tabulation[[#This Row],[DayNo]]=1,Tabulation[[#This Row],[DayNo]]=7),1,0)","v":0},{"$f":"COUNTIF(Holidays,Tabulation[[#This Row],[Date]])","v":0},{"$f":"CONCATENATE(Tabulation[[#This Row],[Holiday]],Tabulation[[#This Row],[Season]],Tabulation[[#This Row],[Weekend]],\"-\",IF(Tabulation[[#This Row],[Hour]]<10,0,\"\"),C178)","v":"0Winter0-06"},{"$f":"VLOOKUP(Tabulation[[#This Row],[Concat]],Table3[],8)","v":0.28519},{"$f":"(Tabulation[[#This Row],[AC System Output (kW)]]*Tabulation[[#This Row],[Rate]])","v":0}]
[1,7,7,87.486000000000004,{"$f":"Tabulation[[#This Row],[AC System Output (W)]]/1000","v":8.7486000000000008E-2},{"$f":"VLOOKUP(Tabulation[[#This Row],[Month]],Season,2)","v":"Winter"},{"$f":"(DATE(2021,Tabulation[[#This Row],[Month]],Tabulation[[#This Row],[Day]]))","v":"2021-01-07"},{"$f":"WEEKDAY(Tabulation[[#This Row],[Date]])","v":5},{"$f":"IF(OR(Tabulation[[#This Row],[DayNo]]=1,Tabulation[[#This Row],[DayNo]]=7),1,0)","v":0},{"$f":"COUNTIF(Holidays,Tabulation[[#This Row],[Date]])","v":0},{"$f":"CONCATENATE(Tabulation[[#This Row],[Holiday]],Tabulation[[#This Row],[Season]],Tabulation[[#This Row],[Weekend]],\"-\",IF(Tabulation[[#This Row],[Hour]]<10,0,\"\"),C179)","v":"0Winter0-07"},{"$f":"VLOOKUP(Tabulation[[#This Row],[Concat]],Table3[],8)","v":0.28519},{"$f":"(Tabulation[[#This Row],[AC System Output (kW)]]*Tabulation[[#This Row],[Rate]])","v":2.4950132340000004E-2}]
[1,7,8,436.08499999999998,{"$f":"Tabulation[[#This Row],[AC System Output (W)]]/1000","v":0.436085},{"$f":"VLOOKUP(Tabulation[[#This Row],[Month]],Season,2)","v":"Winter"},{"$f":"(DATE(2021,Tabulation[[#This Row],[Month]],Tabulation[[#This Row],[Day]]))","v":"2021-01-07"},{"$f":"WEEKDAY(Tabulation[[#This Row],[Date]])","v":5},{"$f":"IF(OR(Tabulation[[#This Row],[DayNo]]=1,Tabulation[[#This Row],[DayNo]]=7),1,0)","v":0},{"$f":"COUNTIF(Holidays,Tabulation[[#This Row],[Date]])","v":0},{"$f":"CONCATENATE(Tabulation[[#This Row],[Holiday]],Tabulation[[#This Row],[Season]],Tabulation[[#This Row],[Weekend]],\"-\",IF(Tabulation[[#This Row],[Hour]]<10,0,\"\"),C180)","v":"0Winter0-08"},{"$f":"VLOOKUP(Tabulation[[#This Row],[Concat]],Table3[],8)","v":0.28519},{"$f":"(Tabulation[[#This Row],[AC System Output (kW)]]*Tabulation[[#This Row],[Rate]])","v":0.12436708115}]
[1,7,9,1832.8920000000001,{"$f":"Tabulation[[#This Row],[AC System Output (W)]]/1000","v":1.832892},{"$f":"VLOOKUP(Tabulation[[#This Row],[Month]],Season,2)","v":"Winter"},{"$f":"(DATE(2021,Tabulation[[#This Row],[Month]],Tabulation[[#This Row],[Day]]))","v":"2021-01-07"},{"$f":"WEEKDAY(Tabulation[[#This Row],[Date]])","v":5},{"$f":"IF(OR(Tabulation[[#This Row],[DayNo]]=1,Tabulation[[#This Row],[DayNo]]=7),1,0)","v":0},{"$f":"COUNTIF(Holidays,Tabulation[[#This Row],[Date]])","v":0},{"$f":"CONCATENATE(Tabulation[[#This Row],[Holiday]],Tabulation[[#This Row],[Season]],Tabulation[[#This Row],[Weekend]],\"-\",IF(Tabulation[[#This Row],[Hour]]<10,0,\"\"),C181)","v":"0Winter0-09"},{"$f":"VLOOKUP(Tabulation[[#This Row],[Concat]],Table3[],8)","v":0.28519},{"$f":"(Tabulation[[#This Row],[AC System Output (kW)]]*Tabulation[[#This Row],[Rate]])","v":0.52272246948000001}]
[1,7,10,2262.087,{"$f":"Tabulation[[#This Row],[AC System Output (W)]]/1000","v":2.2620870000000002},{"$f":"VLOOKUP(Tabulation[[#This Row],[Month]],Season,2)","v":"Winter"},{"$f":"(DATE(2021,Tabulation[[#This Row],[Month]],Tabulation[[#This Row],[Day]]))","v":"2021-01-07"},{"$f":"WEEKDAY(Tabulation[[#This Row],[Date]])","v":5},{"$f":"IF(OR(Tabulation[[#This Row],[DayNo]]=1,Tabulation[[#This Row],[DayNo]]=7),1,0)","v":0},{"$f":"COUNTIF(Holidays,Tabulation[[#This Row],[Date]])","v":0},{"$f":"CONCATENATE(Tabulation[[#This Row],[Holiday]],Tabulation[[#This Row],[Season]],Tabulation[[#This Row],[Weekend]],\"-\",IF(Tabulation[[#This Row],[Hour]]<10,0,\"\"),C182)","v":"0Winter0-10"},{"$f":"VLOOKUP(Tabulation[[#This Row],[Concat]],Table3[],8)","v":0.28519},{"$f":"(Tabulation[[#This Row],[AC System Output (kW)]]*Tabulation[[#This Row],[Rate]])","v":0.64512459153000001}]
[1,7,11,2544.3150000000001,{"$f":"Tabulation[[#This Row],[AC System Output (W)]]/1000","v":2.5443150000000001},{"$f":"VLOOKUP(Tabulation[[#This Row],[Month]],Season,2)","v":"Winter"},{"$f":"(DATE(2021,Tabulation[[#This Row],[Month]],Tabulation[[#This Row],[Day]]))","v":"2021-01-07"},{"$f":"WEEKDAY(Tabulation[[#This Row],[Date]])","v":5},{"$f":"IF(OR(Tabulation[[#This Row],[DayNo]]=1,Tabulation[[#This Row],[DayNo]]=7),1,0)","v":0},{"$f":"COUNTIF(Holidays,Tabulation[[#This Row],[Date]])","v":0},{"$f":"CONCATENATE(Tabulation[[#This Row],[Holiday]],Tabulation[[#This Row],[Season]],Tabulation[[#This Row],[Weekend]],\"-\",IF(Tabulation[[#This Row],[Hour]]<10,0,\"\"),C183)","v":"0Winter0-11"},{"$f":"VLOOKUP(Tabulation[[#This Row],[Concat]],Table3[],8)","v":0.28519},{"$f":"(Tabulation[[#This Row],[AC System Output (kW)]]*Tabulation[[#This Row],[Rate]])","v":0.72561319484999998}]
[1,7,12,2553.4940000000001,{"$f":"Tabulation[[#This Row],[AC System Output (W)]]/1000","v":2.5534940000000002},{"$f":"VLOOKUP(Tabulation[[#This Row],[Month]],Season,2)","v":"Winter"},{"$f":"(DATE(2021,Tabulation[[#This Row],[Month]],Tabulation[[#This Row],[Day]]))","v":"2021-01-07"},{"$f":"WEEKDAY(Tabulation[[#This Row],[Date]])","v":5},{"$f":"IF(OR(Tabulation[[#This Row],[DayNo]]=1,Tabulation[[#This Row],[DayNo]]=7),1,0)","v":0},{"$f":"COUNTIF(Holidays,Tabulation[[#This Row],[Date]])","v":0},{"$f":"CONCATENATE(Tabulation[[#This Row],[Holiday]],Tabulation[[#This Row],[Season]],Tabulation[[#This Row],[Weekend]],\"-\",IF(Tabulation[[#This Row],[Hour]]<10,0,\"\"),C184)","v":"0Winter0-12"},{"$f":"VLOOKUP(Tabulation[[#This Row],[Concat]],Table3[],8)","v":0.28519},{"$f":"(Tabulation[[#This Row],[AC System Output (kW)]]*Tabulation[[#This Row],[Rate]])","v":0.72823095386000003}]
[1,7,13,2340.529,{"$f":"Tabulation[[#This Row],[AC System Output (W)]]/1000","v":2.3405290000000001},{"$f":"VLOOKUP(Tabulation[[#This Row],[Month]],Season,2)","v":"Winter"},{"$f":"(DATE(2021,Tabulation[[#This Row],[Month]],Tabulation[[#This Row],[Day]]))","v":"2021-01-07"},{"$f":"WEEKDAY(Tabulation[[#This Row],[Date]])","v":5},{"$f":"IF(OR(Tabulation[[#This Row],[DayNo]]=1,Tabulation[[#This Row],[DayNo]]=7),1,0)","v":0},{"$f":"COUNTIF(Holidays,Tabulation[[#This Row],[Date]])","v":0},{"$f":"CONCATENATE(Tabulation[[#This Row],[Holiday]],Tabulation[[#This Row],[Season]],Tabulation[[#This Row],[Weekend]],\"-\",IF(Tabulation[[#This Row],[Hour]]<10,0,\"\"),C185)","v":"0Winter0-13"},{"$f":"VLOOKUP(Tabulation[[#This Row],[Concat]],Table3[],8)","v":0.28519},{"$f":"(Tabulation[[#This Row],[AC System Output (kW)]]*Tabulation[[#This Row],[Rate]])","v":0.66749546551000005}]
[1,7,14,1899.8589999999999,{"$f":"Tabulation[[#This Row],[AC System Output (W)]]/1000","v":1.899859},{"$f":"VLOOKUP(Tabulation[[#This Row],[Month]],Season,2)","v":"Winter"},{"$f":"(DATE(2021,Tabulation[[#This Row],[Month]],Tabulation[[#This Row],[Day]]))","v":"2021-01-07"},{"$f":"WEEKDAY(Tabulation[[#This Row],[Date]])","v":5},{"$f":"IF(OR(Tabulation[[#This Row],[DayNo]]=1,Tabulation[[#This Row],[DayNo]]=7),1,0)","v":0},{"$f":"COUNTIF(Holidays,Tabulation[[#This Row],[Date]])","v":0},{"$f":"CONCATENATE(Tabulation[[#This Row],[Holiday]],Tabulation[[#This Row],[Season]],Tabulation[[#This Row],[Weekend]],\"-\",IF(Tabulation[[#This Row],[Hour]]<10,0,\"\"),C186)","v":"0Winter0-14"},{"$f":"VLOOKUP(Tabulation[[#This Row],[Concat]],Table3[],8)","v":0.28519},{"$f":"(Tabulation[[#This Row],[AC System Output (kW)]]*Tabulation[[#This Row],[Rate]])","v":0.54182078821000002}]
[1,7,15,1272.4659999999999,{"$f":"Tabulation[[#This Row],[AC System Output (W)]]/1000","v":1.2724659999999999},{"$f":"VLOOKUP(Tabulation[[#This Row],[Month]],Season,2)","v":"Winter"},{"$f":"(DATE(2021,Tabulation[[#This Row],[Month]],Tabulation[[#This Row],[Day]]))","v":"2021-01-07"},{"$f":"WEEKDAY(Tabulation[[#This Row],[Date]])","v":5},{"$f":"IF(OR(Tabulation[[#This Row],[DayNo]]=1,Tabulation[[#This Row],[DayNo]]=7),1,0)","v":0},{"$f":"COUNTIF(Holidays,Tabulation[[#This Row],[Date]])","v":0},{"$f":"CONCATENATE(Tabulation[[#This Row],[Holiday]],Tabulation[[#This Row],[Season]],Tabulation[[#This Row],[Weekend]],\"-\",IF(Tabulation[[#This Row],[Hour]]<10,0,\"\"),C187)","v":"0Winter0-15"},{"$f":"VLOOKUP(Tabulation[[#This Row],[Concat]],Table3[],8)","v":0.28519},{"$f":"(Tabulation[[#This Row],[AC System Output (kW)]]*Tabulation[[#This Row],[Rate]])","v":0.36289457853999996}]
[1,7,16,161.51900000000001,{"$f":"Tabulation[[#This Row],[AC System Output (W)]]/1000","v":0.161519},{"$f":"VLOOKUP(Tabulation[[#This Row],[Month]],Season,2)","v":"Winter"},{"$f":"(DATE(2021,Tabulation[[#This Row],[Month]],Tabulation[[#This Row],[Day]]))","v":"2021-01-07"},{"$f":"WEEKDAY(Tabulation[[#This Row],[Date]])","v":5},{"$f":"IF(OR(Tabulation[[#This Row],[DayNo]]=1,Tabulation[[#This Row],[DayNo]]=7),1,0)","v":0},{"$f":"COUNTIF(Holidays,Tabulation[[#This Row],[Date]])","v":0},{"$f":"CONCATENATE(Tabulation[[#This Row],[Holiday]],Tabulation[[#This Row],[Season]],Tabulation[[#This Row],[Weekend]],\"-\",IF(Tabulation[[#This Row],[Hour]]<10,0,\"\"),C188)","v":"0Winter0-16"},{"$f":"VLOOKUP(Tabulation[[#This Row],[Concat]],Table3[],8)","v":0.28519},{"$f":"(Tabulation[[#This Row],[AC System Output (kW)]]*Tabulation[[#This Row],[Rate]])","v":4.6063603609999997E-2}]
[1,7,17,0,{"$f":"Tabulation[[#This Row],[AC System Output (W)]]/1000","v":0},{"$f":"VLOOKUP(Tabulation[[#This Row],[Month]],Season,2)","v":"Winter"},{"$f":"(DATE(2021,Tabulation[[#This Row],[Month]],Tabulation[[#This Row],[Day]]))","v":"2021-01-07"},{"$f":"WEEKDAY(Tabulation[[#This Row],[Date]])","v":5},{"$f":"IF(OR(Tabulation[[#This Row],[DayNo]]=1,Tabulation[[#This Row],[DayNo]]=7),1,0)","v":0},{"$f":"COUNTIF(Holidays,Tabulation[[#This Row],[Date]])","v":0},{"$f":"CONCATENATE(Tabulation[[#This Row],[Holiday]],Tabulation[[#This Row],[Season]],Tabulation[[#This Row],[Weekend]],\"-\",IF(Tabulation[[#This Row],[Hour]]<10,0,\"\"),C189)","v":"0Winter0-17"},{"$f":"VLOOKUP(Tabulation[[#This Row],[Concat]],Table3[],8)","v":0.30257000000000001},{"$f":"(Tabulation[[#This Row],[AC System Output (kW)]]*Tabulation[[#This Row],[Rate]])","v":0}]
[1,7,18,0,{"$f":"Tabulation[[#This Row],[AC System Output (W)]]/1000","v":0},{"$f":"VLOOKUP(Tabulation[[#This Row],[Month]],Season,2)","v":"Winter"},{"$f":"(DATE(2021,Tabulation[[#This Row],[Month]],Tabulation[[#This Row],[Day]]))","v":"2021-01-07"},{"$f":"WEEKDAY(Tabulation[[#This Row],[Date]])","v":5},{"$f":"IF(OR(Tabulation[[#This Row],[DayNo]]=1,Tabulation[[#This Row],[DayNo]]=7),1,0)","v":0},{"$f":"COUNTIF(Holidays,Tabulation[[#This Row],[Date]])","v":0},{"$f":"CONCATENATE(Tabulation[[#This Row],[Holiday]],Tabulation[[#This Row],[Season]],Tabulation[[#This Row],[Weekend]],\"-\",IF(Tabulation[[#This Row],[Hour]]<10,0,\"\"),C190)","v":"0Winter0-18"},{"$f":"VLOOKUP(Tabulation[[#This Row],[Concat]],Table3[],8)","v":0.30257000000000001},{"$f":"(Tabulation[[#This Row],[AC System Output (kW)]]*Tabulation[[#This Row],[Rate]])","v":0}]
[1,7,19,0,{"$f":"Tabulation[[#This Row],[AC System Output (W)]]/1000","v":0},{"$f":"VLOOKUP(Tabulation[[#This Row],[Month]],Season,2)","v":"Winter"},{"$f":"(DATE(2021,Tabulation[[#This Row],[Month]],Tabulation[[#This Row],[Day]]))","v":"2021-01-07"},{"$f":"WEEKDAY(Tabulation[[#This Row],[Date]])","v":5},{"$f":"IF(OR(Tabulation[[#This Row],[DayNo]]=1,Tabulation[[#This Row],[DayNo]]=7),1,0)","v":0},{"$f":"COUNTIF(Holidays,Tabulation[[#This Row],[Date]])","v":0},{"$f":"CONCATENATE(Tabulation[[#This Row],[Holiday]],Tabulation[[#This Row],[Season]],Tabulation[[#This Row],[Weekend]],\"-\",IF(Tabulation[[#This Row],[Hour]]<10,0,\"\"),C191)","v":"0Winter0-19"},{"$f":"VLOOKUP(Tabulation[[#This Row],[Concat]],Table3[],8)","v":0.30257000000000001},{"$f":"(Tabulation[[#This Row],[AC System Output (kW)]]*Tabulation[[#This Row],[Rate]])","v":0}]
[1,7,20,0,{"$f":"Tabulation[[#This Row],[AC System Output (W)]]/1000","v":0},{"$f":"VLOOKUP(Tabulation[[#This Row],[Month]],Season,2)","v":"Winter"},{"$f":"(DATE(2021,Tabulation[[#This Row],[Month]],Tabulation[[#This Row],[Day]]))","v":"2021-01-07"},{"$f":"WEEKDAY(Tabulation[[#This Row],[Date]])","v":5},{"$f":"IF(OR(Tabulation[[#This Row],[DayNo]]=1,Tabulation[[#This Row],[DayNo]]=7),1,0)","v":0},{"$f":"COUNTIF(Holidays,Tabulation[[#This Row],[Date]])","v":0},{"$f":"CONCATENATE(Tabulation[[#This Row],[Holiday]],Tabulation[[#This Row],[Season]],Tabulation[[#This Row],[Weekend]],\"-\",IF(Tabulation[[#This Row],[Hour]]<10,0,\"\"),C192)","v":"0Winter0-20"},{"$f":"VLOOKUP(Tabulation[[#This Row],[Concat]],Table3[],8)","v":0.28519},{"$f":"(Tabulation[[#This Row],[AC System Output (kW)]]*Tabulation[[#This Row],[Rate]])","v":0}]
[1,7,21,0,{"$f":"Tabulation[[#This Row],[AC System Output (W)]]/1000","v":0},{"$f":"VLOOKUP(Tabulation[[#This Row],[Month]],Season,2)","v":"Winter"},{"$f":"(DATE(2021,Tabulation[[#This Row],[Month]],Tabulation[[#This Row],[Day]]))","v":"2021-01-07"},{"$f":"WEEKDAY(Tabulation[[#This Row],[Date]])","v":5},{"$f":"IF(OR(Tabulation[[#This Row],[DayNo]]=1,Tabulation[[#This Row],[DayNo]]=7),1,0)","v":0},{"$f":"COUNTIF(Holidays,Tabulation[[#This Row],[Date]])","v":0},{"$f":"CONCATENATE(Tabulation[[#This Row],[Holiday]],Tabulation[[#This Row],[Season]],Tabulation[[#This Row],[Weekend]],\"-\",IF(Tabulation[[#This Row],[Hour]]<10,0,\"\"),C193)","v":"0Winter0-21"},{"$f":"VLOOKUP(Tabulation[[#This Row],[Concat]],Table3[],8)","v":0.28519},{"$f":"(Tabulation[[#This Row],[AC System Output (kW)]]*Tabulation[[#This Row],[Rate]])","v":0}]
[1,7,22,0,{"$f":"Tabulation[[#This Row],[AC System Output (W)]]/1000","v":0},{"$f":"VLOOKUP(Tabulation[[#This Row],[Month]],Season,2)","v":"Winter"},{"$f":"(DATE(2021,Tabulation[[#This Row],[Month]],Tabulation[[#This Row],[Day]]))","v":"2021-01-07"},{"$f":"WEEKDAY(Tabulation[[#This Row],[Date]])","v":5},{"$f":"IF(OR(Tabulation[[#This Row],[DayNo]]=1,Tabulation[[#This Row],[DayNo]]=7),1,0)","v":0},{"$f":"COUNTIF(Holidays,Tabulation[[#This Row],[Date]])","v":0},{"$f":"CONCATENATE(Tabulation[[#This Row],[Holiday]],Tabulation[[#This Row],[Season]],Tabulation[[#This Row],[Weekend]],\"-\",IF(Tabulation[[#This Row],[Hour]]<10,0,\"\"),C194)","v":"0Winter0-22"},{"$f":"VLOOKUP(Tabulation[[#This Row],[Concat]],Table3[],8)","v":0.28519},{"$f":"(Tabulation[[#This Row],[AC System Output (kW)]]*Tabulation[[#This Row],[Rate]])","v":0}]
[1,7,23,0,{"$f":"Tabulation[[#This Row],[AC System Output (W)]]/1000","v":0},{"$f":"VLOOKUP(Tabulation[[#This Row],[Month]],Season,2)","v":"Winter"},{"$f":"(DATE(2021,Tabulation[[#This Row],[Month]],Tabulation[[#This Row],[Day]]))","v":"2021-01-07"},{"$f":"WEEKDAY(Tabulation[[#This Row],[Date]])","v":5},{"$f":"IF(OR(Tabulation[[#This Row],[DayNo]]=1,Tabulation[[#This Row],[DayNo]]=7),1,0)","v":0},{"$f":"COUNTIF(Holidays,Tabulation[[#This Row],[Date]])","v":0},{"$f":"CONCATENATE(Tabulation[[#This Row],[Holiday]],Tabulation[[#This Row],[Season]],Tabulation[[#This Row],[Weekend]],\"-\",IF(Tabulation[[#This Row],[Hour]]<10,0,\"\"),C195)","v":"0Winter0-23"},{"$f":"VLOOKUP(Tabulation[[#This Row],[Concat]],Table3[],8)","v":0.28519},{"$f":"(Tabulation[[#This Row],[AC System Output (kW)]]*Tabulation[[#This Row],[Rate]])","v":0}]
[1,8,0,0,{"$f":"Tabulation[[#This Row],[AC System Output (W)]]/1000","v":0},{"$f":"VLOOKUP(Tabulation[[#This Row],[Month]],Season,2)","v":"Winter"},{"$f":"(DATE(2021,Tabulation[[#This Row],[Month]],Tabulation[[#This Row],[Day]]))","v":"2021-01-08"},{"$f":"WEEKDAY(Tabulation[[#This Row],[Date]])","v":6},{"$f":"IF(OR(Tabulation[[#This Row],[DayNo]]=1,Tabulation[[#This Row],[DayNo]]=7),1,0)","v":0},{"$f":"COUNTIF(Holidays,Tabulation[[#This Row],[Date]])","v":0},{"$f":"CONCATENATE(Tabulation[[#This Row],[Holiday]],Tabulation[[#This Row],[Season]],Tabulation[[#This Row],[Weekend]],\"-\",IF(Tabulation[[#This Row],[Hour]]<10,0,\"\"),C196)","v":"0Winter0-00"},{"$f":"VLOOKUP(Tabulation[[#This Row],[Concat]],Table3[],8)","v":0.28519},{"$f":"(Tabulation[[#This Row],[AC System Output (kW)]]*Tabulation[[#This Row],[Rate]])","v":0}]
[1,8,1,0,{"$f":"Tabulation[[#This Row],[AC System Output (W)]]/1000","v":0},{"$f":"VLOOKUP(Tabulation[[#This Row],[Month]],Season,2)","v":"Winter"},{"$f":"(DATE(2021,Tabulation[[#This Row],[Month]],Tabulation[[#This Row],[Day]]))","v":"2021-01-08"},{"$f":"WEEKDAY(Tabulation[[#This Row],[Date]])","v":6},{"$f":"IF(OR(Tabulation[[#This Row],[DayNo]]=1,Tabulation[[#This Row],[DayNo]]=7),1,0)","v":0},{"$f":"COUNTIF(Holidays,Tabulation[[#This Row],[Date]])","v":0},{"$f":"CONCATENATE(Tabulation[[#This Row],[Holiday]],Tabulation[[#This Row],[Season]],Tabulation[[#This Row],[Weekend]],\"-\",IF(Tabulation[[#This Row],[Hour]]<10,0,\"\"),C197)","v":"0Winter0-01"},{"$f":"VLOOKUP(Tabulation[[#This Row],[Concat]],Table3[],8)","v":0.28519},{"$f":"(Tabulation[[#This Row],[AC System Output (kW)]]*Tabulation[[#This Row],[Rate]])","v":0}]
[1,8,2,0,{"$f":"Tabulation[[#This Row],[AC System Output (W)]]/1000","v":0},{"$f":"VLOOKUP(Tabulation[[#This Row],[Month]],Season,2)","v":"Winter"},{"$f":"(DATE(2021,Tabulation[[#This Row],[Month]],Tabulation[[#This Row],[Day]]))","v":"2021-01-08"},{"$f":"WEEKDAY(Tabulation[[#This Row],[Date]])","v":6},{"$f":"IF(OR(Tabulation[[#This Row],[DayNo]]=1,Tabulation[[#This Row],[DayNo]]=7),1,0)","v":0},{"$f":"COUNTIF(Holidays,Tabulation[[#This Row],[Date]])","v":0},{"$f":"CONCATENATE(Tabulation[[#This Row],[Holiday]],Tabulation[[#This Row],[Season]],Tabulation[[#This Row],[Weekend]],\"-\",IF(Tabulation[[#This Row],[Hour]]<10,0,\"\"),C198)","v":"0Winter0-02"},{"$f":"VLOOKUP(Tabulation[[#This Row],[Concat]],Table3[],8)","v":0.28519},{"$f":"(Tabulation[[#This Row],[AC System Output (kW)]]*Tabulation[[#This Row],[Rate]])","v":0}]
[1,8,3,0,{"$f":"Tabulation[[#This Row],[AC System Output (W)]]/1000","v":0},{"$f":"VLOOKUP(Tabulation[[#This Row],[Month]],Season,2)","v":"Winter"},{"$f":"(DATE(2021,Tabulation[[#This Row],[Month]],Tabulation[[#This Row],[Day]]))","v":"2021-01-08"},{"$f":"WEEKDAY(Tabulation[[#This Row],[Date]])","v":6},{"$f":"IF(OR(Tabulation[[#This Row],[DayNo]]=1,Tabulation[[#This Row],[DayNo]]=7),1,0)","v":0},{"$f":"COUNTIF(Holidays,Tabulation[[#This Row],[Date]])","v":0},{"$f":"CONCATENATE(Tabulation[[#This Row],[Holiday]],Tabulation[[#This Row],[Season]],Tabulation[[#This Row],[Weekend]],\"-\",IF(Tabulation[[#This Row],[Hour]]<10,0,\"\"),C199)","v":"0Winter0-03"},{"$f":"VLOOKUP(Tabulation[[#This Row],[Concat]],Table3[],8)","v":0.28519},{"$f":"(Tabulation[[#This Row],[AC System Output (kW)]]*Tabulation[[#This Row],[Rate]])","v":0}]
[1,8,4,0,{"$f":"Tabulation[[#This Row],[AC System Output (W)]]/1000","v":0},{"$f":"VLOOKUP(Tabulation[[#This Row],[Month]],Season,2)","v":"Winter"},{"$f":"(DATE(2021,Tabulation[[#This Row],[Month]],Tabulation[[#This Row],[Day]]))","v":"2021-01-08"},{"$f":"WEEKDAY(Tabulation[[#This Row],[Date]])","v":6},{"$f":"IF(OR(Tabulation[[#This Row],[DayNo]]=1,Tabulation[[#This Row],[DayNo]]=7),1,0)","v":0},{"$f":"COUNTIF(Holidays,Tabulation[[#This Row],[Date]])","v":0},{"$f":"CONCATENATE(Tabulation[[#This Row],[Holiday]],Tabulation[[#This Row],[Season]],Tabulation[[#This Row],[Weekend]],\"-\",IF(Tabulation[[#This Row],[Hour]]<10,0,\"\"),C200)","v":"0Winter0-04"},{"$f":"VLOOKUP(Tabulation[[#This Row],[Concat]],Table3[],8)","v":0.28519},{"$f":"(Tabulation[[#This Row],[AC System Output (kW)]]*Tabulation[[#This Row],[Rate]])","v":0}]
[1,8,5,0,{"$f":"Tabulation[[#This Row],[AC System Output (W)]]/1000","v":0},{"$f":"VLOOKUP(Tabulation[[#This Row],[Month]],Season,2)","v":"Winter"},{"$f":"(DATE(2021,Tabulation[[#This Row],[Month]],Tabulation[[#This Row],[Day]]))","v":"2021-01-08"},{"$f":"WEEKDAY(Tabulation[[#This Row],[Date]])","v":6},{"$f":"IF(OR(Tabulation[[#This Row],[DayNo]]=1,Tabulation[[#This Row],[DayNo]]=7),1,0)","v":0},{"$f":"COUNTIF(Holidays,Tabulation[[#This Row],[Date]])","v":0},{"$f":"CONCATENATE(Tabulation[[#This Row],[Holiday]],Tabulation[[#This Row],[Season]],Tabulation[[#This Row],[Weekend]],\"-\",IF(Tabulation[[#This Row],[Hour]]<10,0,\"\"),C201)","v":"0Winter0-05"},{"$f":"VLOOKUP(Tabulation[[#This Row],[Concat]],Table3[],8)","v":0.28519},{"$f":"(Tabulation[[#This Row],[AC System Output (kW)]]*Tabulation[[#This Row],[Rate]])","v":0}]
[1,8,6,0,{"$f":"Tabulation[[#This Row],[AC System Output (W)]]/1000","v":0},{"$f":"VLOOKUP(Tabulation[[#This Row],[Month]],Season,2)","v":"Winter"},{"$f":"(DATE(2021,Tabulation[[#This Row],[Month]],Tabulation[[#This Row],[Day]]))","v":"2021-01-08"},{"$f":"WEEKDAY(Tabulation[[#This Row],[Date]])","v":6},{"$f":"IF(OR(Tabulation[[#This Row],[DayNo]]=1,Tabulation[[#This Row],[DayNo]]=7),1,0)","v":0},{"$f":"COUNTIF(Holidays,Tabulation[[#This Row],[Date]])","v":0},{"$f":"CONCATENATE(Tabulation[[#This Row],[Holiday]],Tabulation[[#This Row],[Season]],Tabulation[[#This Row],[Weekend]],\"-\",IF(Tabulation[[#This Row],[Hour]]<10,0,\"\"),C202)","v":"0Winter0-06"},{"$f":"VLOOKUP(Tabulation[[#This Row],[Concat]],Table3[],8)","v":0.28519},{"$f":"(Tabulation[[#This Row],[AC System Output (kW)]]*Tabulation[[#This Row],[Rate]])","v":0}]
[1,8,7,88.388000000000005,{"$f":"Tabulation[[#This Row],[AC System Output (W)]]/1000","v":8.8388000000000008E-2},{"$f":"VLOOKUP(Tabulation[[#This Row],[Month]],Season,2)","v":"Winter"},{"$f":"(DATE(2021,Tabulation[[#This Row],[Month]],Tabulation[[#This Row],[Day]]))","v":"2021-01-08"},{"$f":"WEEKDAY(Tabulation[[#This Row],[Date]])","v":6},{"$f":"IF(OR(Tabulation[[#This Row],[DayNo]]=1,Tabulation[[#This Row],[DayNo]]=7),1,0)","v":0},{"$f":"COUNTIF(Holidays,Tabulation[[#This Row],[Date]])","v":0},{"$f":"CONCATENATE(Tabulation[[#This Row],[Holiday]],Tabulation[[#This Row],[Season]],Tabulation[[#This Row],[Weekend]],\"-\",IF(Tabulation[[#This Row],[Hour]]<10,0,\"\"),C203)","v":"0Winter0-07"},{"$f":"VLOOKUP(Tabulation[[#This Row],[Concat]],Table3[],8)","v":0.28519},{"$f":"(Tabulation[[#This Row],[AC System Output (kW)]]*Tabulation[[#This Row],[Rate]])","v":2.5207373720000002E-2}]
[1,8,8,1169.29,{"$f":"Tabulation[[#This Row],[AC System Output (W)]]/1000","v":1.1692899999999999},{"$f":"VLOOKUP(Tabulation[[#This Row],[Month]],Season,2)","v":"Winter"},{"$f":"(DATE(2021,Tabulation[[#This Row],[Month]],Tabulation[[#This Row],[Day]]))","v":"2021-01-08"},{"$f":"WEEKDAY(Tabulation[[#This Row],[Date]])","v":6},{"$f":"IF(OR(Tabulation[[#This Row],[DayNo]]=1,Tabulation[[#This Row],[DayNo]]=7),1,0)","v":0},{"$f":"COUNTIF(Holidays,Tabulation[[#This Row],[Date]])","v":0},{"$f":"CONCATENATE(Tabulation[[#This Row],[Holiday]],Tabulation[[#This Row],[Season]],Tabulation[[#This Row],[Weekend]],\"-\",IF(Tabulation[[#This Row],[Hour]]<10,0,\"\"),C204)","v":"0Winter0-08"},{"$f":"VLOOKUP(Tabulation[[#This Row],[Concat]],Table3[],8)","v":0.28519},{"$f":"(Tabulation[[#This Row],[AC System Output (kW)]]*Tabulation[[#This Row],[Rate]])","v":0.33346981509999996}]
[1,8,9,1925.1790000000001,{"$f":"Tabulation[[#This Row],[AC System Output (W)]]/1000","v":1.9251790000000002},{"$f":"VLOOKUP(Tabulation[[#This Row],[Month]],Season,2)","v":"Winter"},{"$f":"(DATE(2021,Tabulation[[#This Row],[Month]],Tabulation[[#This Row],[Day]]))","v":"2021-01-08"},{"$f":"WEEKDAY(Tabulation[[#This Row],[Date]])","v":6},{"$f":"IF(OR(Tabulation[[#This Row],[DayNo]]=1,Tabulation[[#This Row],[DayNo]]=7),1,0)","v":0},{"$f":"COUNTIF(Holidays,Tabulation[[#This Row],[Date]])","v":0},{"$f":"CONCATENATE(Tabulation[[#This Row],[Holiday]],Tabulation[[#This Row],[Season]],Tabulation[[#This Row],[Weekend]],\"-\",IF(Tabulation[[#This Row],[Hour]]<10,0,\"\"),C205)","v":"0Winter0-09"},{"$f":"VLOOKUP(Tabulation[[#This Row],[Concat]],Table3[],8)","v":0.28519},{"$f":"(Tabulation[[#This Row],[AC System Output (kW)]]*Tabulation[[#This Row],[Rate]])","v":0.54904179901000005}]
[1,8,10,2404.9070000000002,{"$f":"Tabulation[[#This Row],[AC System Output (W)]]/1000","v":2.4049070000000001},{"$f":"VLOOKUP(Tabulation[[#This Row],[Month]],Season,2)","v":"Winter"},{"$f":"(DATE(2021,Tabulation[[#This Row],[Month]],Tabulation[[#This Row],[Day]]))","v":"2021-01-08"},{"$f":"WEEKDAY(Tabulation[[#This Row],[Date]])","v":6},{"$f":"IF(OR(Tabulation[[#This Row],[DayNo]]=1,Tabulation[[#This Row],[DayNo]]=7),1,0)","v":0},{"$f":"COUNTIF(Holidays,Tabulation[[#This Row],[Date]])","v":0},{"$f":"CONCATENATE(Tabulation[[#This Row],[Holiday]],Tabulation[[#This Row],[Season]],Tabulation[[#This Row],[Weekend]],\"-\",IF(Tabulation[[#This Row],[Hour]]<10,0,\"\"),C206)","v":"0Winter0-10"},{"$f":"VLOOKUP(Tabulation[[#This Row],[Concat]],Table3[],8)","v":0.28519},{"$f":"(Tabulation[[#This Row],[AC System Output (kW)]]*Tabulation[[#This Row],[Rate]])","v":0.68585542733000004}]
[1,8,11,2632.616,{"$f":"Tabulation[[#This Row],[AC System Output (W)]]/1000","v":2.6326160000000001},{"$f":"VLOOKUP(Tabulation[[#This Row],[Month]],Season,2)","v":"Winter"},{"$f":"(DATE(2021,Tabulation[[#This Row],[Month]],Tabulation[[#This Row],[Day]]))","v":"2021-01-08"},{"$f":"WEEKDAY(Tabulation[[#This Row],[Date]])","v":6},{"$f":"IF(OR(Tabulation[[#This Row],[DayNo]]=1,Tabulation[[#This Row],[DayNo]]=7),1,0)","v":0},{"$f":"COUNTIF(Holidays,Tabulation[[#This Row],[Date]])","v":0},{"$f":"CONCATENATE(Tabulation[[#This Row],[Holiday]],Tabulation[[#This Row],[Season]],Tabulation[[#This Row],[Weekend]],\"-\",IF(Tabulation[[#This Row],[Hour]]<10,0,\"\"),C207)","v":"0Winter0-11"},{"$f":"VLOOKUP(Tabulation[[#This Row],[Concat]],Table3[],8)","v":0.28519},{"$f":"(Tabulation[[#This Row],[AC System Output (kW)]]*Tabulation[[#This Row],[Rate]])","v":0.75079575704000001}]
[1,8,12,2548.88,{"$f":"Tabulation[[#This Row],[AC System Output (W)]]/1000","v":2.54888},{"$f":"VLOOKUP(Tabulation[[#This Row],[Month]],Season,2)","v":"Winter"},{"$f":"(DATE(2021,Tabulation[[#This Row],[Month]],Tabulation[[#This Row],[Day]]))","v":"2021-01-08"},{"$f":"WEEKDAY(Tabulation[[#This Row],[Date]])","v":6},{"$f":"IF(OR(Tabulation[[#This Row],[DayNo]]=1,Tabulation[[#This Row],[DayNo]]=7),1,0)","v":0},{"$f":"COUNTIF(Holidays,Tabulation[[#This Row],[Date]])","v":0},{"$f":"CONCATENATE(Tabulation[[#This Row],[Holiday]],Tabulation[[#This Row],[Season]],Tabulation[[#This Row],[Weekend]],\"-\",IF(Tabulation[[#This Row],[Hour]]<10,0,\"\"),C208)","v":"0Winter0-12"},{"$f":"VLOOKUP(Tabulation[[#This Row],[Concat]],Table3[],8)","v":0.28519},{"$f":"(Tabulation[[#This Row],[AC System Output (kW)]]*Tabulation[[#This Row],[Rate]])","v":0.72691508719999998}]
[1,8,13,2337.002,{"$f":"Tabulation[[#This Row],[AC System Output (W)]]/1000","v":2.337002},{"$f":"VLOOKUP(Tabulation[[#This Row],[Month]],Season,2)","v":"Winter"},{"$f":"(DATE(2021,Tabulation[[#This Row],[Month]],Tabulation[[#This Row],[Day]]))","v":"2021-01-08"},{"$f":"WEEKDAY(Tabulation[[#This Row],[Date]])","v":6},{"$f":"IF(OR(Tabulation[[#This Row],[DayNo]]=1,Tabulation[[#This Row],[DayNo]]=7),1,0)","v":0},{"$f":"COUNTIF(Holidays,Tabulation[[#This Row],[Date]])","v":0},{"$f":"CONCATENATE(Tabulation[[#This Row],[Holiday]],Tabulation[[#This Row],[Season]],Tabulation[[#This Row],[Weekend]],\"-\",IF(Tabulation[[#This Row],[Hour]]<10,0,\"\"),C209)","v":"0Winter0-13"},{"$f":"VLOOKUP(Tabulation[[#This Row],[Concat]],Table3[],8)","v":0.28519},{"$f":"(Tabulation[[#This Row],[AC System Output (kW)]]*Tabulation[[#This Row],[Rate]])","v":0.66648960038000005}]
[1,8,14,1881.914,{"$f":"Tabulation[[#This Row],[AC System Output (W)]]/1000","v":1.8819140000000001},{"$f":"VLOOKUP(Tabulation[[#This Row],[Month]],Season,2)","v":"Winter"},{"$f":"(DATE(2021,Tabulation[[#This Row],[Month]],Tabulation[[#This Row],[Day]]))","v":"2021-01-08"},{"$f":"WEEKDAY(Tabulation[[#This Row],[Date]])","v":6},{"$f":"IF(OR(Tabulation[[#This Row],[DayNo]]=1,Tabulation[[#This Row],[DayNo]]=7),1,0)","v":0},{"$f":"COUNTIF(Holidays,Tabulation[[#This Row],[Date]])","v":0},{"$f":"CONCATENATE(Tabulation[[#This Row],[Holiday]],Tabulation[[#This Row],[Season]],Tabulation[[#This Row],[Weekend]],\"-\",IF(Tabulation[[#This Row],[Hour]]<10,0,\"\"),C210)","v":"0Winter0-14"},{"$f":"VLOOKUP(Tabulation[[#This Row],[Concat]],Table3[],8)","v":0.28519},{"$f":"(Tabulation[[#This Row],[AC System Output (kW)]]*Tabulation[[#This Row],[Rate]])","v":0.53670305366000004}]
[1,8,15,1274.3420000000001,{"$f":"Tabulation[[#This Row],[AC System Output (W)]]/1000","v":1.2743420000000001},{"$f":"VLOOKUP(Tabulation[[#This Row],[Month]],Season,2)","v":"Winter"},{"$f":"(DATE(2021,Tabulation[[#This Row],[Month]],Tabulation[[#This Row],[Day]]))","v":"2021-01-08"},{"$f":"WEEKDAY(Tabulation[[#This Row],[Date]])","v":6},{"$f":"IF(OR(Tabulation[[#This Row],[DayNo]]=1,Tabulation[[#This Row],[DayNo]]=7),1,0)","v":0},{"$f":"COUNTIF(Holidays,Tabulation[[#This Row],[Date]])","v":0},{"$f":"CONCATENATE(Tabulation[[#This Row],[Holiday]],Tabulation[[#This Row],[Season]],Tabulation[[#This Row],[Weekend]],\"-\",IF(Tabulation[[#This Row],[Hour]]<10,0,\"\"),C211)","v":"0Winter0-15"},{"$f":"VLOOKUP(Tabulation[[#This Row],[Concat]],Table3[],8)","v":0.28519},{"$f":"(Tabulation[[#This Row],[AC System Output (kW)]]*Tabulation[[#This Row],[Rate]])","v":0.36342959498000005}]
[1,8,16,171.268,{"$f":"Tabulation[[#This Row],[AC System Output (W)]]/1000","v":0.171268},{"$f":"VLOOKUP(Tabulation[[#This Row],[Month]],Season,2)","v":"Winter"},{"$f":"(DATE(2021,Tabulation[[#This Row],[Month]],Tabulation[[#This Row],[Day]]))","v":"2021-01-08"},{"$f":"WEEKDAY(Tabulation[[#This Row],[Date]])","v":6},{"$f":"IF(OR(Tabulation[[#This Row],[DayNo]]=1,Tabulation[[#This Row],[DayNo]]=7),1,0)","v":0},{"$f":"COUNTIF(Holidays,Tabulation[[#This Row],[Date]])","v":0},{"$f":"CONCATENATE(Tabulation[[#This Row],[Holiday]],Tabulation[[#This Row],[Season]],Tabulation[[#This Row],[Weekend]],\"-\",IF(Tabulation[[#This Row],[Hour]]<10,0,\"\"),C212)","v":"0Winter0-16"},{"$f":"VLOOKUP(Tabulation[[#This Row],[Concat]],Table3[],8)","v":0.28519},{"$f":"(Tabulation[[#This Row],[AC System Output (kW)]]*Tabulation[[#This Row],[Rate]])","v":4.8843920919999999E-2}]
[1,8,17,0,{"$f":"Tabulation[[#This Row],[AC System Output (W)]]/1000","v":0},{"$f":"VLOOKUP(Tabulation[[#This Row],[Month]],Season,2)","v":"Winter"},{"$f":"(DATE(2021,Tabulation[[#This Row],[Month]],Tabulation[[#This Row],[Day]]))","v":"2021-01-08"},{"$f":"WEEKDAY(Tabulation[[#This Row],[Date]])","v":6},{"$f":"IF(OR(Tabulation[[#This Row],[DayNo]]=1,Tabulation[[#This Row],[DayNo]]=7),1,0)","v":0},{"$f":"COUNTIF(Holidays,Tabulation[[#This Row],[Date]])","v":0},{"$f":"CONCATENATE(Tabulation[[#This Row],[Holiday]],Tabulation[[#This Row],[Season]],Tabulation[[#This Row],[Weekend]],\"-\",IF(Tabulation[[#This Row],[Hour]]<10,0,\"\"),C213)","v":"0Winter0-17"},{"$f":"VLOOKUP(Tabulation[[#This Row],[Concat]],Table3[],8)","v":0.30257000000000001},{"$f":"(Tabulation[[#This Row],[AC System Output (kW)]]*Tabulation[[#This Row],[Rate]])","v":0}]
[1,8,18,0,{"$f":"Tabulation[[#This Row],[AC System Output (W)]]/1000","v":0},{"$f":"VLOOKUP(Tabulation[[#This Row],[Month]],Season,2)","v":"Winter"},{"$f":"(DATE(2021,Tabulation[[#This Row],[Month]],Tabulation[[#This Row],[Day]]))","v":"2021-01-08"},{"$f":"WEEKDAY(Tabulation[[#This Row],[Date]])","v":6},{"$f":"IF(OR(Tabulation[[#This Row],[DayNo]]=1,Tabulation[[#This Row],[DayNo]]=7),1,0)","v":0},{"$f":"COUNTIF(Holidays,Tabulation[[#This Row],[Date]])","v":0},{"$f":"CONCATENATE(Tabulation[[#This Row],[Holiday]],Tabulation[[#This Row],[Season]],Tabulation[[#This Row],[Weekend]],\"-\",IF(Tabulation[[#This Row],[Hour]]<10,0,\"\"),C214)","v":"0Winter0-18"},{"$f":"VLOOKUP(Tabulation[[#This Row],[Concat]],Table3[],8)","v":0.30257000000000001},{"$f":"(Tabulation[[#This Row],[AC System Output (kW)]]*Tabulation[[#This Row],[Rate]])","v":0}]
[1,8,19,0,{"$f":"Tabulation[[#This Row],[AC System Output (W)]]/1000","v":0},{"$f":"VLOOKUP(Tabulation[[#This Row],[Month]],Season,2)","v":"Winter"},{"$f":"(DATE(2021,Tabulation[[#This Row],[Month]],Tabulation[[#This Row],[Day]]))","v":"2021-01-08"},{"$f":"WEEKDAY(Tabulation[[#This Row],[Date]])","v":6},{"$f":"IF(OR(Tabulation[[#This Row],[DayNo]]=1,Tabulation[[#This Row],[DayNo]]=7),1,0)","v":0},{"$f":"COUNTIF(Holidays,Tabulation[[#This Row],[Date]])","v":0},{"$f":"CONCATENATE(Tabulation[[#This Row],[Holiday]],Tabulation[[#This Row],[Season]],Tabulation[[#This Row],[Weekend]],\"-\",IF(Tabulation[[#This Row],[Hour]]<10,0,\"\"),C215)","v":"0Winter0-19"},{"$f":"VLOOKUP(Tabulation[[#This Row],[Concat]],Table3[],8)","v":0.30257000000000001},{"$f":"(Tabulation[[#This Row],[AC System Output (kW)]]*Tabulation[[#This Row],[Rate]])","v":0}]
[1,8,20,0,{"$f":"Tabulation[[#This Row],[AC System Output (W)]]/1000","v":0},{"$f":"VLOOKUP(Tabulation[[#This Row],[Month]],Season,2)","v":"Winter"},{"$f":"(DATE(2021,Tabulation[[#This Row],[Month]],Tabulation[[#This Row],[Day]]))","v":"2021-01-08"},{"$f":"WEEKDAY(Tabulation[[#This Row],[Date]])","v":6},{"$f":"IF(OR(Tabulation[[#This Row],[DayNo]]=1,Tabulation[[#This Row],[DayNo]]=7),1,0)","v":0},{"$f":"COUNTIF(Holidays,Tabulation[[#This Row],[Date]])","v":0},{"$f":"CONCATENATE(Tabulation[[#This Row],[Holiday]],Tabulation[[#This Row],[Season]],Tabulation[[#This Row],[Weekend]],\"-\",IF(Tabulation[[#This Row],[Hour]]<10,0,\"\"),C216)","v":"0Winter0-20"},{"$f":"VLOOKUP(Tabulation[[#This Row],[Concat]],Table3[],8)","v":0.28519},{"$f":"(Tabulation[[#This Row],[AC System Output (kW)]]*Tabulation[[#This Row],[Rate]])","v":0}]
[1,8,21,0,{"$f":"Tabulation[[#This Row],[AC System Output (W)]]/1000","v":0},{"$f":"VLOOKUP(Tabulation[[#This Row],[Month]],Season,2)","v":"Winter"},{"$f":"(DATE(2021,Tabulation[[#This Row],[Month]],Tabulation[[#This Row],[Day]]))","v":"2021-01-08"},{"$f":"WEEKDAY(Tabulation[[#This Row],[Date]])","v":6},{"$f":"IF(OR(Tabulation[[#This Row],[DayNo]]=1,Tabulation[[#This Row],[DayNo]]=7),1,0)","v":0},{"$f":"COUNTIF(Holidays,Tabulation[[#This Row],[Date]])","v":0},{"$f":"CONCATENATE(Tabulation[[#This Row],[Holiday]],Tabulation[[#This Row],[Season]],Tabulation[[#This Row],[Weekend]],\"-\",IF(Tabulation[[#This Row],[Hour]]<10,0,\"\"),C217)","v":"0Winter0-21"},{"$f":"VLOOKUP(Tabulation[[#This Row],[Concat]],Table3[],8)","v":0.28519},{"$f":"(Tabulation[[#This Row],[AC System Output (kW)]]*Tabulation[[#This Row],[Rate]])","v":0}]
[1,8,22,0,{"$f":"Tabulation[[#This Row],[AC System Output (W)]]/1000","v":0},{"$f":"VLOOKUP(Tabulation[[#This Row],[Month]],Season,2)","v":"Winter"},{"$f":"(DATE(2021,Tabulation[[#This Row],[Month]],Tabulation[[#This Row],[Day]]))","v":"2021-01-08"},{"$f":"WEEKDAY(Tabulation[[#This Row],[Date]])","v":6},{"$f":"IF(OR(Tabulation[[#This Row],[DayNo]]=1,Tabulation[[#This Row],[DayNo]]=7),1,0)","v":0},{"$f":"COUNTIF(Holidays,Tabulation[[#This Row],[Date]])","v":0},{"$f":"CONCATENATE(Tabulation[[#This Row],[Holiday]],Tabulation[[#This Row],[Season]],Tabulation[[#This Row],[Weekend]],\"-\",IF(Tabulation[[#This Row],[Hour]]<10,0,\"\"),C218)","v":"0Winter0-22"},{"$f":"VLOOKUP(Tabulation[[#This Row],[Concat]],Table3[],8)","v":0.28519},{"$f":"(Tabulation[[#This Row],[AC System Output (kW)]]*Tabulation[[#This Row],[Rate]])","v":0}]
[1,8,23,0,{"$f":"Tabulation[[#This Row],[AC System Output (W)]]/1000","v":0},{"$f":"VLOOKUP(Tabulation[[#This Row],[Month]],Season,2)","v":"Winter"},{"$f":"(DATE(2021,Tabulation[[#This Row],[Month]],Tabulation[[#This Row],[Day]]))","v":"2021-01-08"},{"$f":"WEEKDAY(Tabulation[[#This Row],[Date]])","v":6},{"$f":"IF(OR(Tabulation[[#This Row],[DayNo]]=1,Tabulation[[#This Row],[DayNo]]=7),1,0)","v":0},{"$f":"COUNTIF(Holidays,Tabulation[[#This Row],[Date]])","v":0},{"$f":"CONCATENATE(Tabulation[[#This Row],[Holiday]],Tabulation[[#This Row],[Season]],Tabulation[[#This Row],[Weekend]],\"-\",IF(Tabulation[[#This Row],[Hour]]<10,0,\"\"),C219)","v":"0Winter0-23"},{"$f":"VLOOKUP(Tabulation[[#This Row],[Concat]],Table3[],8)","v":0.28519},{"$f":"(Tabulation[[#This Row],[AC System Output (kW)]]*Tabulation[[#This Row],[Rate]])","v":0}]
[1,9,0,0,{"$f":"Tabulation[[#This Row],[AC System Output (W)]]/1000","v":0},{"$f":"VLOOKUP(Tabulation[[#This Row],[Month]],Season,2)","v":"Winter"},{"$f":"(DATE(2021,Tabulation[[#This Row],[Month]],Tabulation[[#This Row],[Day]]))","v":"2021-01-09"},{"$f":"WEEKDAY(Tabulation[[#This Row],[Date]])","v":7},{"$f":"IF(OR(Tabulation[[#This Row],[DayNo]]=1,Tabulation[[#This Row],[DayNo]]=7),1,0)","v":1},{"$f":"COUNTIF(Holidays,Tabulation[[#This Row],[Date]])","v":0},{"$f":"CONCATENATE(Tabulation[[#This Row],[Holiday]],Tabulation[[#This Row],[Season]],Tabulation[[#This Row],[Weekend]],\"-\",IF(Tabulation[[#This Row],[Hour]]<10,0,\"\"),C220)","v":"0Winter1-00"},{"$f":"VLOOKUP(Tabulation[[#This Row],[Concat]],Table3[],8)","v":0.28519},{"$f":"(Tabulation[[#This Row],[AC System Output (kW)]]*Tabulation[[#This Row],[Rate]])","v":0}]
[1,9,1,0,{"$f":"Tabulation[[#This Row],[AC System Output (W)]]/1000","v":0},{"$f":"VLOOKUP(Tabulation[[#This Row],[Month]],Season,2)","v":"Winter"},{"$f":"(DATE(2021,Tabulation[[#This Row],[Month]],Tabulation[[#This Row],[Day]]))","v":"2021-01-09"},{"$f":"WEEKDAY(Tabulation[[#This Row],[Date]])","v":7},{"$f":"IF(OR(Tabulation[[#This Row],[DayNo]]=1,Tabulation[[#This Row],[DayNo]]=7),1,0)","v":1},{"$f":"COUNTIF(Holidays,Tabulation[[#This Row],[Date]])","v":0},{"$f":"CONCATENATE(Tabulation[[#This Row],[Holiday]],Tabulation[[#This Row],[Season]],Tabulation[[#This Row],[Weekend]],\"-\",IF(Tabulation[[#This Row],[Hour]]<10,0,\"\"),C221)","v":"0Winter1-01"},{"$f":"VLOOKUP(Tabulation[[#This Row],[Concat]],Table3[],8)","v":0.28519},{"$f":"(Tabulation[[#This Row],[AC System Output (kW)]]*Tabulation[[#This Row],[Rate]])","v":0}]
[1,9,2,0,{"$f":"Tabulation[[#This Row],[AC System Output (W)]]/1000","v":0},{"$f":"VLOOKUP(Tabulation[[#This Row],[Month]],Season,2)","v":"Winter"},{"$f":"(DATE(2021,Tabulation[[#This Row],[Month]],Tabulation[[#This Row],[Day]]))","v":"2021-01-09"},{"$f":"WEEKDAY(Tabulation[[#This Row],[Date]])","v":7},{"$f":"IF(OR(Tabulation[[#This Row],[DayNo]]=1,Tabulation[[#This Row],[DayNo]]=7),1,0)","v":1},{"$f":"COUNTIF(Holidays,Tabulation[[#This Row],[Date]])","v":0},{"$f":"CONCATENATE(Tabulation[[#This Row],[Holiday]],Tabulation[[#This Row],[Season]],Tabulation[[#This Row],[Weekend]],\"-\",IF(Tabulation[[#This Row],[Hour]]<10,0,\"\"),C222)","v":"0Winter1-02"},{"$f":"VLOOKUP(Tabulation[[#This Row],[Concat]],Table3[],8)","v":0.28519},{"$f":"(Tabulation[[#This Row],[AC System Output (kW)]]*Tabulation[[#This Row],[Rate]])","v":0}]
[1,9,3,0,{"$f":"Tabulation[[#This Row],[AC System Output (W)]]/1000","v":0},{"$f":"VLOOKUP(Tabulation[[#This Row],[Month]],Season,2)","v":"Winter"},{"$f":"(DATE(2021,Tabulation[[#This Row],[Month]],Tabulation[[#This Row],[Day]]))","v":"2021-01-09"},{"$f":"WEEKDAY(Tabulation[[#This Row],[Date]])","v":7},{"$f":"IF(OR(Tabulation[[#This Row],[DayNo]]=1,Tabulation[[#This Row],[DayNo]]=7),1,0)","v":1},{"$f":"COUNTIF(Holidays,Tabulation[[#This Row],[Date]])","v":0},{"$f":"CONCATENATE(Tabulation[[#This Row],[Holiday]],Tabulation[[#This Row],[Season]],Tabulation[[#This Row],[Weekend]],\"-\",IF(Tabulation[[#This Row],[Hour]]<10,0,\"\"),C223)","v":"0Winter1-03"},{"$f":"VLOOKUP(Tabulation[[#This Row],[Concat]],Table3[],8)","v":0.28519},{"$f":"(Tabulation[[#This Row],[AC System Output (kW)]]*Tabulation[[#This Row],[Rate]])","v":0}]
[1,9,4,0,{"$f":"Tabulation[[#This Row],[AC System Output (W)]]/1000","v":0},{"$f":"VLOOKUP(Tabulation[[#This Row],[Month]],Season,2)","v":"Winter"},{"$f":"(DATE(2021,Tabulation[[#This Row],[Month]],Tabulation[[#This Row],[Day]]))","v":"2021-01-09"},{"$f":"WEEKDAY(Tabulation[[#This Row],[Date]])","v":7},{"$f":"IF(OR(Tabulation[[#This Row],[DayNo]]=1,Tabulation[[#This Row],[DayNo]]=7),1,0)","v":1},{"$f":"COUNTIF(Holidays,Tabulation[[#This Row],[Date]])","v":0},{"$f":"CONCATENATE(Tabulation[[#This Row],[Holiday]],Tabulation[[#This Row],[Season]],Tabulation[[#This Row],[Weekend]],\"-\",IF(Tabulation[[#This Row],[Hour]]<10,0,\"\"),C224)","v":"0Winter1-04"},{"$f":"VLOOKUP(Tabulation[[#This Row],[Concat]],Table3[],8)","v":0.28519},{"$f":"(Tabulation[[#This Row],[AC System Output (kW)]]*Tabulation[[#This Row],[Rate]])","v":0}]
[1,9,5,0,{"$f":"Tabulation[[#This Row],[AC System Output (W)]]/1000","v":0},{"$f":"VLOOKUP(Tabulation[[#This Row],[Month]],Season,2)","v":"Winter"},{"$f":"(DATE(2021,Tabulation[[#This Row],[Month]],Tabulation[[#This Row],[Day]]))","v":"2021-01-09"},{"$f":"WEEKDAY(Tabulation[[#This Row],[Date]])","v":7},{"$f":"IF(OR(Tabulation[[#This Row],[DayNo]]=1,Tabulation[[#This Row],[DayNo]]=7),1,0)","v":1},{"$f":"COUNTIF(Holidays,Tabulation[[#This Row],[Date]])","v":0},{"$f":"CONCATENATE(Tabulation[[#This Row],[Holiday]],Tabulation[[#This Row],[Season]],Tabulation[[#This Row],[Weekend]],\"-\",IF(Tabulation[[#This Row],[Hour]]<10,0,\"\"),C225)","v":"0Winter1-05"},{"$f":"VLOOKUP(Tabulation[[#This Row],[Concat]],Table3[],8)","v":0.28519},{"$f":"(Tabulation[[#This Row],[AC System Output (kW)]]*Tabulation[[#This Row],[Rate]])","v":0}]
[1,9,6,0,{"$f":"Tabulation[[#This Row],[AC System Output (W)]]/1000","v":0},{"$f":"VLOOKUP(Tabulation[[#This Row],[Month]],Season,2)","v":"Winter"},{"$f":"(DATE(2021,Tabulation[[#This Row],[Month]],Tabulation[[#This Row],[Day]]))","v":"2021-01-09"},{"$f":"WEEKDAY(Tabulation[[#This Row],[Date]])","v":7},{"$f":"IF(OR(Tabulation[[#This Row],[DayNo]]=1,Tabulation[[#This Row],[DayNo]]=7),1,0)","v":1},{"$f":"COUNTIF(Holidays,Tabulation[[#This Row],[Date]])","v":0},{"$f":"CONCATENATE(Tabulation[[#This Row],[Holiday]],Tabulation[[#This Row],[Season]],Tabulation[[#This Row],[Weekend]],\"-\",IF(Tabulation[[#This Row],[Hour]]<10,0,\"\"),C226)","v":"0Winter1-06"},{"$f":"VLOOKUP(Tabulation[[#This Row],[Concat]],Table3[],8)","v":0.28519},{"$f":"(Tabulation[[#This Row],[AC System Output (kW)]]*Tabulation[[#This Row],[Rate]])","v":0}]
[1,9,7,39.122,{"$f":"Tabulation[[#This Row],[AC System Output (W)]]/1000","v":3.9121999999999997E-2},{"$f":"VLOOKUP(Tabulation[[#This Row],[Month]],Season,2)","v":"Winter"},{"$f":"(DATE(2021,Tabulation[[#This Row],[Month]],Tabulation[[#This Row],[Day]]))","v":"2021-01-09"},{"$f":"WEEKDAY(Tabulation[[#This Row],[Date]])","v":7},{"$f":"IF(OR(Tabulation[[#This Row],[DayNo]]=1,Tabulation[[#This Row],[DayNo]]=7),1,0)","v":1},{"$f":"COUNTIF(Holidays,Tabulation[[#This Row],[Date]])","v":0},{"$f":"CONCATENATE(Tabulation[[#This Row],[Holiday]],Tabulation[[#This Row],[Season]],Tabulation[[#This Row],[Weekend]],\"-\",IF(Tabulation[[#This Row],[Hour]]<10,0,\"\"),C227)","v":"0Winter1-07"},{"$f":"VLOOKUP(Tabulation[[#This Row],[Concat]],Table3[],8)","v":0.28519},{"$f":"(Tabulation[[#This Row],[AC System Output (kW)]]*Tabulation[[#This Row],[Rate]])","v":1.1157203179999998E-2}]
[1,9,8,549.84500000000003,{"$f":"Tabulation[[#This Row],[AC System Output (W)]]/1000","v":0.54984500000000003},{"$f":"VLOOKUP(Tabulation[[#This Row],[Month]],Season,2)","v":"Winter"},{"$f":"(DATE(2021,Tabulation[[#This Row],[Month]],Tabulation[[#This Row],[Day]]))","v":"2021-01-09"},{"$f":"WEEKDAY(Tabulation[[#This Row],[Date]])","v":7},{"$f":"IF(OR(Tabulation[[#This Row],[DayNo]]=1,Tabulation[[#This Row],[DayNo]]=7),1,0)","v":1},{"$f":"COUNTIF(Holidays,Tabulation[[#This Row],[Date]])","v":0},{"$f":"CONCATENATE(Tabulation[[#This Row],[Holiday]],Tabulation[[#This Row],[Season]],Tabulation[[#This Row],[Weekend]],\"-\",IF(Tabulation[[#This Row],[Hour]]<10,0,\"\"),C228)","v":"0Winter1-08"},{"$f":"VLOOKUP(Tabulation[[#This Row],[Concat]],Table3[],8)","v":0.28519},{"$f":"(Tabulation[[#This Row],[AC System Output (kW)]]*Tabulation[[#This Row],[Rate]])","v":0.15681029555000001}]
[1,9,9,1857.422,{"$f":"Tabulation[[#This Row],[AC System Output (W)]]/1000","v":1.8574220000000001},{"$f":"VLOOKUP(Tabulation[[#This Row],[Month]],Season,2)","v":"Winter"},{"$f":"(DATE(2021,Tabulation[[#This Row],[Month]],Tabulation[[#This Row],[Day]]))","v":"2021-01-09"},{"$f":"WEEKDAY(Tabulation[[#This Row],[Date]])","v":7},{"$f":"IF(OR(Tabulation[[#This Row],[DayNo]]=1,Tabulation[[#This Row],[DayNo]]=7),1,0)","v":1},{"$f":"COUNTIF(Holidays,Tabulation[[#This Row],[Date]])","v":0},{"$f":"CONCATENATE(Tabulation[[#This Row],[Holiday]],Tabulation[[#This Row],[Season]],Tabulation[[#This Row],[Weekend]],\"-\",IF(Tabulation[[#This Row],[Hour]]<10,0,\"\"),C229)","v":"0Winter1-09"},{"$f":"VLOOKUP(Tabulation[[#This Row],[Concat]],Table3[],8)","v":0.28519},{"$f":"(Tabulation[[#This Row],[AC System Output (kW)]]*Tabulation[[#This Row],[Rate]])","v":0.52971818018000005}]
[1,9,10,2314.7170000000001,{"$f":"Tabulation[[#This Row],[AC System Output (W)]]/1000","v":2.3147169999999999},{"$f":"VLOOKUP(Tabulation[[#This Row],[Month]],Season,2)","v":"Winter"},{"$f":"(DATE(2021,Tabulation[[#This Row],[Month]],Tabulation[[#This Row],[Day]]))","v":"2021-01-09"},{"$f":"WEEKDAY(Tabulation[[#This Row],[Date]])","v":7},{"$f":"IF(OR(Tabulation[[#This Row],[DayNo]]=1,Tabulation[[#This Row],[DayNo]]=7),1,0)","v":1},{"$f":"COUNTIF(Holidays,Tabulation[[#This Row],[Date]])","v":0},{"$f":"CONCATENATE(Tabulation[[#This Row],[Holiday]],Tabulation[[#This Row],[Season]],Tabulation[[#This Row],[Weekend]],\"-\",IF(Tabulation[[#This Row],[Hour]]<10,0,\"\"),C230)","v":"0Winter1-10"},{"$f":"VLOOKUP(Tabulation[[#This Row],[Concat]],Table3[],8)","v":0.28519},{"$f":"(Tabulation[[#This Row],[AC System Output (kW)]]*Tabulation[[#This Row],[Rate]])","v":0.66013414123000003}]
[1,9,11,1997.17,{"$f":"Tabulation[[#This Row],[AC System Output (W)]]/1000","v":1.9971700000000001},{"$f":"VLOOKUP(Tabulation[[#This Row],[Month]],Season,2)","v":"Winter"},{"$f":"(DATE(2021,Tabulation[[#This Row],[Month]],Tabulation[[#This Row],[Day]]))","v":"2021-01-09"},{"$f":"WEEKDAY(Tabulation[[#This Row],[Date]])","v":7},{"$f":"IF(OR(Tabulation[[#This Row],[DayNo]]=1,Tabulation[[#This Row],[DayNo]]=7),1,0)","v":1},{"$f":"COUNTIF(Holidays,Tabulation[[#This Row],[Date]])","v":0},{"$f":"CONCATENATE(Tabulation[[#This Row],[Holiday]],Tabulation[[#This Row],[Season]],Tabulation[[#This Row],[Weekend]],\"-\",IF(Tabulation[[#This Row],[Hour]]<10,0,\"\"),C231)","v":"0Winter1-11"},{"$f":"VLOOKUP(Tabulation[[#This Row],[Concat]],Table3[],8)","v":0.28519},{"$f":"(Tabulation[[#This Row],[AC System Output (kW)]]*Tabulation[[#This Row],[Rate]])","v":0.56957291230000007}]
[1,9,12,2584.2089999999998,{"$f":"Tabulation[[#This Row],[AC System Output (W)]]/1000","v":2.584209},{"$f":"VLOOKUP(Tabulation[[#This Row],[Month]],Season,2)","v":"Winter"},{"$f":"(DATE(2021,Tabulation[[#This Row],[Month]],Tabulation[[#This Row],[Day]]))","v":"2021-01-09"},{"$f":"WEEKDAY(Tabulation[[#This Row],[Date]])","v":7},{"$f":"IF(OR(Tabulation[[#This Row],[DayNo]]=1,Tabulation[[#This Row],[DayNo]]=7),1,0)","v":1},{"$f":"COUNTIF(Holidays,Tabulation[[#This Row],[Date]])","v":0},{"$f":"CONCATENATE(Tabulation[[#This Row],[Holiday]],Tabulation[[#This Row],[Season]],Tabulation[[#This Row],[Weekend]],\"-\",IF(Tabulation[[#This Row],[Hour]]<10,0,\"\"),C232)","v":"0Winter1-12"},{"$f":"VLOOKUP(Tabulation[[#This Row],[Concat]],Table3[],8)","v":0.28519},{"$f":"(Tabulation[[#This Row],[AC System Output (kW)]]*Tabulation[[#This Row],[Rate]])","v":0.73699056471000002}]
[1,9,13,2386.1860000000001,{"$f":"Tabulation[[#This Row],[AC System Output (W)]]/1000","v":2.3861860000000004},{"$f":"VLOOKUP(Tabulation[[#This Row],[Month]],Season,2)","v":"Winter"},{"$f":"(DATE(2021,Tabulation[[#This Row],[Month]],Tabulation[[#This Row],[Day]]))","v":"2021-01-09"},{"$f":"WEEKDAY(Tabulation[[#This Row],[Date]])","v":7},{"$f":"IF(OR(Tabulation[[#This Row],[DayNo]]=1,Tabulation[[#This Row],[DayNo]]=7),1,0)","v":1},{"$f":"COUNTIF(Holidays,Tabulation[[#This Row],[Date]])","v":0},{"$f":"CONCATENATE(Tabulation[[#This Row],[Holiday]],Tabulation[[#This Row],[Season]],Tabulation[[#This Row],[Weekend]],\"-\",IF(Tabulation[[#This Row],[Hour]]<10,0,\"\"),C233)","v":"0Winter1-13"},{"$f":"VLOOKUP(Tabulation[[#This Row],[Concat]],Table3[],8)","v":0.28519},{"$f":"(Tabulation[[#This Row],[AC System Output (kW)]]*Tabulation[[#This Row],[Rate]])","v":0.68051638534000014}]
[1,9,14,1943.2170000000001,{"$f":"Tabulation[[#This Row],[AC System Output (W)]]/1000","v":1.9432170000000002},{"$f":"VLOOKUP(Tabulation[[#This Row],[Month]],Season,2)","v":"Winter"},{"$f":"(DATE(2021,Tabulation[[#This Row],[Month]],Tabulation[[#This Row],[Day]]))","v":"2021-01-09"},{"$f":"WEEKDAY(Tabulation[[#This Row],[Date]])","v":7},{"$f":"IF(OR(Tabulation[[#This Row],[DayNo]]=1,Tabulation[[#This Row],[DayNo]]=7),1,0)","v":1},{"$f":"COUNTIF(Holidays,Tabulation[[#This Row],[Date]])","v":0},{"$f":"CONCATENATE(Tabulation[[#This Row],[Holiday]],Tabulation[[#This Row],[Season]],Tabulation[[#This Row],[Weekend]],\"-\",IF(Tabulation[[#This Row],[Hour]]<10,0,\"\"),C234)","v":"0Winter1-14"},{"$f":"VLOOKUP(Tabulation[[#This Row],[Concat]],Table3[],8)","v":0.28519},{"$f":"(Tabulation[[#This Row],[AC System Output (kW)]]*Tabulation[[#This Row],[Rate]])","v":0.55418605623000006}]
[1,9,15,1340.94,{"$f":"Tabulation[[#This Row],[AC System Output (W)]]/1000","v":1.34094},{"$f":"VLOOKUP(Tabulation[[#This Row],[Month]],Season,2)","v":"Winter"},{"$f":"(DATE(2021,Tabulation[[#This Row],[Month]],Tabulation[[#This Row],[Day]]))","v":"2021-01-09"},{"$f":"WEEKDAY(Tabulation[[#This Row],[Date]])","v":7},{"$f":"IF(OR(Tabulation[[#This Row],[DayNo]]=1,Tabulation[[#This Row],[DayNo]]=7),1,0)","v":1},{"$f":"COUNTIF(Holidays,Tabulation[[#This Row],[Date]])","v":0},{"$f":"CONCATENATE(Tabulation[[#This Row],[Holiday]],Tabulation[[#This Row],[Season]],Tabulation[[#This Row],[Weekend]],\"-\",IF(Tabulation[[#This Row],[Hour]]<10,0,\"\"),C235)","v":"0Winter1-15"},{"$f":"VLOOKUP(Tabulation[[#This Row],[Concat]],Table3[],8)","v":0.28519},{"$f":"(Tabulation[[#This Row],[AC System Output (kW)]]*Tabulation[[#This Row],[Rate]])","v":0.38242267860000001}]
[1,9,16,517.64099999999996,{"$f":"Tabulation[[#This Row],[AC System Output (W)]]/1000","v":0.51764100000000002},{"$f":"VLOOKUP(Tabulation[[#This Row],[Month]],Season,2)","v":"Winter"},{"$f":"(DATE(2021,Tabulation[[#This Row],[Month]],Tabulation[[#This Row],[Day]]))","v":"2021-01-09"},{"$f":"WEEKDAY(Tabulation[[#This Row],[Date]])","v":7},{"$f":"IF(OR(Tabulation[[#This Row],[DayNo]]=1,Tabulation[[#This Row],[DayNo]]=7),1,0)","v":1},{"$f":"COUNTIF(Holidays,Tabulation[[#This Row],[Date]])","v":0},{"$f":"CONCATENATE(Tabulation[[#This Row],[Holiday]],Tabulation[[#This Row],[Season]],Tabulation[[#This Row],[Weekend]],\"-\",IF(Tabulation[[#This Row],[Hour]]<10,0,\"\"),C236)","v":"0Winter1-16"},{"$f":"VLOOKUP(Tabulation[[#This Row],[Concat]],Table3[],8)","v":0.28519},{"$f":"(Tabulation[[#This Row],[AC System Output (kW)]]*Tabulation[[#This Row],[Rate]])","v":0.14762603679}]
[1,9,17,0,{"$f":"Tabulation[[#This Row],[AC System Output (W)]]/1000","v":0},{"$f":"VLOOKUP(Tabulation[[#This Row],[Month]],Season,2)","v":"Winter"},{"$f":"(DATE(2021,Tabulation[[#This Row],[Month]],Tabulation[[#This Row],[Day]]))","v":"2021-01-09"},{"$f":"WEEKDAY(Tabulation[[#This Row],[Date]])","v":7},{"$f":"IF(OR(Tabulation[[#This Row],[DayNo]]=1,Tabulation[[#This Row],[DayNo]]=7),1,0)","v":1},{"$f":"COUNTIF(Holidays,Tabulation[[#This Row],[Date]])","v":0},{"$f":"CONCATENATE(Tabulation[[#This Row],[Holiday]],Tabulation[[#This Row],[Season]],Tabulation[[#This Row],[Weekend]],\"-\",IF(Tabulation[[#This Row],[Hour]]<10,0,\"\"),C237)","v":"0Winter1-17"},{"$f":"VLOOKUP(Tabulation[[#This Row],[Concat]],Table3[],8)","v":0.28519},{"$f":"(Tabulation[[#This Row],[AC System Output (kW)]]*Tabulation[[#This Row],[Rate]])","v":0}]
[1,9,18,0,{"$f":"Tabulation[[#This Row],[AC System Output (W)]]/1000","v":0},{"$f":"VLOOKUP(Tabulation[[#This Row],[Month]],Season,2)","v":"Winter"},{"$f":"(DATE(2021,Tabulation[[#This Row],[Month]],Tabulation[[#This Row],[Day]]))","v":"2021-01-09"},{"$f":"WEEKDAY(Tabulation[[#This Row],[Date]])","v":7},{"$f":"IF(OR(Tabulation[[#This Row],[DayNo]]=1,Tabulation[[#This Row],[DayNo]]=7),1,0)","v":1},{"$f":"COUNTIF(Holidays,Tabulation[[#This Row],[Date]])","v":0},{"$f":"CONCATENATE(Tabulation[[#This Row],[Holiday]],Tabulation[[#This Row],[Season]],Tabulation[[#This Row],[Weekend]],\"-\",IF(Tabulation[[#This Row],[Hour]]<10,0,\"\"),C238)","v":"0Winter1-18"},{"$f":"VLOOKUP(Tabulation[[#This Row],[Concat]],Table3[],8)","v":0.28519},{"$f":"(Tabulation[[#This Row],[AC System Output (kW)]]*Tabulation[[#This Row],[Rate]])","v":0}]
[1,9,19,0,{"$f":"Tabulation[[#This Row],[AC System Output (W)]]/1000","v":0},{"$f":"VLOOKUP(Tabulation[[#This Row],[Month]],Season,2)","v":"Winter"},{"$f":"(DATE(2021,Tabulation[[#This Row],[Month]],Tabulation[[#This Row],[Day]]))","v":"2021-01-09"},{"$f":"WEEKDAY(Tabulation[[#This Row],[Date]])","v":7},{"$f":"IF(OR(Tabulation[[#This Row],[DayNo]]=1,Tabulation[[#This Row],[DayNo]]=7),1,0)","v":1},{"$f":"COUNTIF(Holidays,Tabulation[[#This Row],[Date]])","v":0},{"$f":"CONCATENATE(Tabulation[[#This Row],[Holiday]],Tabulation[[#This Row],[Season]],Tabulation[[#This Row],[Weekend]],\"-\",IF(Tabulation[[#This Row],[Hour]]<10,0,\"\"),C239)","v":"0Winter1-19"},{"$f":"VLOOKUP(Tabulation[[#This Row],[Concat]],Table3[],8)","v":0.28519},{"$f":"(Tabulation[[#This Row],[AC System Output (kW)]]*Tabulation[[#This Row],[Rate]])","v":0}]
[1,9,20,0,{"$f":"Tabulation[[#This Row],[AC System Output (W)]]/1000","v":0},{"$f":"VLOOKUP(Tabulation[[#This Row],[Month]],Season,2)","v":"Winter"},{"$f":"(DATE(2021,Tabulation[[#This Row],[Month]],Tabulation[[#This Row],[Day]]))","v":"2021-01-09"},{"$f":"WEEKDAY(Tabulation[[#This Row],[Date]])","v":7},{"$f":"IF(OR(Tabulation[[#This Row],[DayNo]]=1,Tabulation[[#This Row],[DayNo]]=7),1,0)","v":1},{"$f":"COUNTIF(Holidays,Tabulation[[#This Row],[Date]])","v":0},{"$f":"CONCATENATE(Tabulation[[#This Row],[Holiday]],Tabulation[[#This Row],[Season]],Tabulation[[#This Row],[Weekend]],\"-\",IF(Tabulation[[#This Row],[Hour]]<10,0,\"\"),C240)","v":"0Winter1-20"},{"$f":"VLOOKUP(Tabulation[[#This Row],[Concat]],Table3[],8)","v":0.28519},{"$f":"(Tabulation[[#This Row],[AC System Output (kW)]]*Tabulation[[#This Row],[Rate]])","v":0}]
[1,9,21,0,{"$f":"Tabulation[[#This Row],[AC System Output (W)]]/1000","v":0},{"$f":"VLOOKUP(Tabulation[[#This Row],[Month]],Season,2)","v":"Winter"},{"$f":"(DATE(2021,Tabulation[[#This Row],[Month]],Tabulation[[#This Row],[Day]]))","v":"2021-01-09"},{"$f":"WEEKDAY(Tabulation[[#This Row],[Date]])","v":7},{"$f":"IF(OR(Tabulation[[#This Row],[DayNo]]=1,Tabulation[[#This Row],[DayNo]]=7),1,0)","v":1},{"$f":"COUNTIF(Holidays,Tabulation[[#This Row],[Date]])","v":0},{"$f":"CONCATENATE(Tabulation[[#This Row],[Holiday]],Tabulation[[#This Row],[Season]],Tabulation[[#This Row],[Weekend]],\"-\",IF(Tabulation[[#This Row],[Hour]]<10,0,\"\"),C241)","v":"0Winter1-21"},{"$f":"VLOOKUP(Tabulation[[#This Row],[Concat]],Table3[],8)","v":0.28519},{"$f":"(Tabulation[[#This Row],[AC System Output (kW)]]*Tabulation[[#This Row],[Rate]])","v":0}]
[1,9,22,0,{"$f":"Tabulation[[#This Row],[AC System Output (W)]]/1000","v":0},{"$f":"VLOOKUP(Tabulation[[#This Row],[Month]],Season,2)","v":"Winter"},{"$f":"(DATE(2021,Tabulation[[#This Row],[Month]],Tabulation[[#This Row],[Day]]))","v":"2021-01-09"},{"$f":"WEEKDAY(Tabulation[[#This Row],[Date]])","v":7},{"$f":"IF(OR(Tabulation[[#This Row],[DayNo]]=1,Tabulation[[#This Row],[DayNo]]=7),1,0)","v":1},{"$f":"COUNTIF(Holidays,Tabulation[[#This Row],[Date]])","v":0},{"$f":"CONCATENATE(Tabulation[[#This Row],[Holiday]],Tabulation[[#This Row],[Season]],Tabulation[[#This Row],[Weekend]],\"-\",IF(Tabulation[[#This Row],[Hour]]<10,0,\"\"),C242)","v":"0Winter1-22"},{"$f":"VLOOKUP(Tabulation[[#This Row],[Concat]],Table3[],8)","v":0.28519},{"$f":"(Tabulation[[#This Row],[AC System Output (kW)]]*Tabulation[[#This Row],[Rate]])","v":0}]
[1,9,23,0,{"$f":"Tabulation[[#This Row],[AC System Output (W)]]/1000","v":0},{"$f":"VLOOKUP(Tabulation[[#This Row],[Month]],Season,2)","v":"Winter"},{"$f":"(DATE(2021,Tabulation[[#This Row],[Month]],Tabulation[[#This Row],[Day]]))","v":"2021-01-09"},{"$f":"WEEKDAY(Tabulation[[#This Row],[Date]])","v":7},{"$f":"IF(OR(Tabulation[[#This Row],[DayNo]]=1,Tabulation[[#This Row],[DayNo]]=7),1,0)","v":1},{"$f":"COUNTIF(Holidays,Tabulation[[#This Row],[Date]])","v":0},{"$f":"CONCATENATE(Tabulation[[#This Row],[Holiday]],Tabulation[[#This Row],[Season]],Tabulation[[#This Row],[Weekend]],\"-\",IF(Tabulation[[#This Row],[Hour]]<10,0,\"\"),C243)","v":"0Winter1-23"},{"$f":"VLOOKUP(Tabulation[[#This Row],[Concat]],Table3[],8)","v":0.28519},{"$f":"(Tabulation[[#This Row],[AC System Output (kW)]]*Tabulation[[#This Row],[Rate]])","v":0}]
[1,10,0,0,{"$f":"Tabulation[[#This Row],[AC System Output (W)]]/1000","v":0},{"$f":"VLOOKUP(Tabulation[[#This Row],[Month]],Season,2)","v":"Winter"},{"$f":"(DATE(2021,Tabulation[[#This Row],[Month]],Tabulation[[#This Row],[Day]]))","v":"2021-01-10"},{"$f":"WEEKDAY(Tabulation[[#This Row],[Date]])","v":1},{"$f":"IF(OR(Tabulation[[#This Row],[DayNo]]=1,Tabulation[[#This Row],[DayNo]]=7),1,0)","v":1},{"$f":"COUNTIF(Holidays,Tabulation[[#This Row],[Date]])","v":0},{"$f":"CONCATENATE(Tabulation[[#This Row],[Holiday]],Tabulation[[#This Row],[Season]],Tabulation[[#This Row],[Weekend]],\"-\",IF(Tabulation[[#This Row],[Hour]]<10,0,\"\"),C244)","v":"0Winter1-00"},{"$f":"VLOOKUP(Tabulation[[#This Row],[Concat]],Table3[],8)","v":0.28519},{"$f":"(Tabulation[[#This Row],[AC System Output (kW)]]*Tabulation[[#This Row],[Rate]])","v":0}]
[1,10,1,0,{"$f":"Tabulation[[#This Row],[AC System Output (W)]]/1000","v":0},{"$f":"VLOOKUP(Tabulation[[#This Row],[Month]],Season,2)","v":"Winter"},{"$f":"(DATE(2021,Tabulation[[#This Row],[Month]],Tabulation[[#This Row],[Day]]))","v":"2021-01-10"},{"$f":"WEEKDAY(Tabulation[[#This Row],[Date]])","v":1},{"$f":"IF(OR(Tabulation[[#This Row],[DayNo]]=1,Tabulation[[#This Row],[DayNo]]=7),1,0)","v":1},{"$f":"COUNTIF(Holidays,Tabulation[[#This Row],[Date]])","v":0},{"$f":"CONCATENATE(Tabulation[[#This Row],[Holiday]],Tabulation[[#This Row],[Season]],Tabulation[[#This Row],[Weekend]],\"-\",IF(Tabulation[[#This Row],[Hour]]<10,0,\"\"),C245)","v":"0Winter1-01"},{"$f":"VLOOKUP(Tabulation[[#This Row],[Concat]],Table3[],8)","v":0.28519},{"$f":"(Tabulation[[#This Row],[AC System Output (kW)]]*Tabulation[[#This Row],[Rate]])","v":0}]
[1,10,2,0,{"$f":"Tabulation[[#This Row],[AC System Output (W)]]/1000","v":0},{"$f":"VLOOKUP(Tabulation[[#This Row],[Month]],Season,2)","v":"Winter"},{"$f":"(DATE(2021,Tabulation[[#This Row],[Month]],Tabulation[[#This Row],[Day]]))","v":"2021-01-10"},{"$f":"WEEKDAY(Tabulation[[#This Row],[Date]])","v":1},{"$f":"IF(OR(Tabulation[[#This Row],[DayNo]]=1,Tabulation[[#This Row],[DayNo]]=7),1,0)","v":1},{"$f":"COUNTIF(Holidays,Tabulation[[#This Row],[Date]])","v":0},{"$f":"CONCATENATE(Tabulation[[#This Row],[Holiday]],Tabulation[[#This Row],[Season]],Tabulation[[#This Row],[Weekend]],\"-\",IF(Tabulation[[#This Row],[Hour]]<10,0,\"\"),C246)","v":"0Winter1-02"},{"$f":"VLOOKUP(Tabulation[[#This Row],[Concat]],Table3[],8)","v":0.28519},{"$f":"(Tabulation[[#This Row],[AC System Output (kW)]]*Tabulation[[#This Row],[Rate]])","v":0}]
[1,10,3,0,{"$f":"Tabulation[[#This Row],[AC System Output (W)]]/1000","v":0},{"$f":"VLOOKUP(Tabulation[[#This Row],[Month]],Season,2)","v":"Winter"},{"$f":"(DATE(2021,Tabulation[[#This Row],[Month]],Tabulation[[#This Row],[Day]]))","v":"2021-01-10"},{"$f":"WEEKDAY(Tabulation[[#This Row],[Date]])","v":1},{"$f":"IF(OR(Tabulation[[#This Row],[DayNo]]=1,Tabulation[[#This Row],[DayNo]]=7),1,0)","v":1},{"$f":"COUNTIF(Holidays,Tabulation[[#This Row],[Date]])","v":0},{"$f":"CONCATENATE(Tabulation[[#This Row],[Holiday]],Tabulation[[#This Row],[Season]],Tabulation[[#This Row],[Weekend]],\"-\",IF(Tabulation[[#This Row],[Hour]]<10,0,\"\"),C247)","v":"0Winter1-03"},{"$f":"VLOOKUP(Tabulation[[#This Row],[Concat]],Table3[],8)","v":0.28519},{"$f":"(Tabulation[[#This Row],[AC System Output (kW)]]*Tabulation[[#This Row],[Rate]])","v":0}]
[1,10,4,0,{"$f":"Tabulation[[#This Row],[AC System Output (W)]]/1000","v":0},{"$f":"VLOOKUP(Tabulation[[#This Row],[Month]],Season,2)","v":"Winter"},{"$f":"(DATE(2021,Tabulation[[#This Row],[Month]],Tabulation[[#This Row],[Day]]))","v":"2021-01-10"},{"$f":"WEEKDAY(Tabulation[[#This Row],[Date]])","v":1},{"$f":"IF(OR(Tabulation[[#This Row],[DayNo]]=1,Tabulation[[#This Row],[DayNo]]=7),1,0)","v":1},{"$f":"COUNTIF(Holidays,Tabulation[[#This Row],[Date]])","v":0},{"$f":"CONCATENATE(Tabulation[[#This Row],[Holiday]],Tabulation[[#This Row],[Season]],Tabulation[[#This Row],[Weekend]],\"-\",IF(Tabulation[[#This Row],[Hour]]<10,0,\"\"),C248)","v":"0Winter1-04"},{"$f":"VLOOKUP(Tabulation[[#This Row],[Concat]],Table3[],8)","v":0.28519},{"$f":"(Tabulation[[#This Row],[AC System Output (kW)]]*Tabulation[[#This Row],[Rate]])","v":0}]
[1,10,5,0,{"$f":"Tabulation[[#This Row],[AC System Output (W)]]/1000","v":0},{"$f":"VLOOKUP(Tabulation[[#This Row],[Month]],Season,2)","v":"Winter"},{"$f":"(DATE(2021,Tabulation[[#This Row],[Month]],Tabulation[[#This Row],[Day]]))","v":"2021-01-10"},{"$f":"WEEKDAY(Tabulation[[#This Row],[Date]])","v":1},{"$f":"IF(OR(Tabulation[[#This Row],[DayNo]]=1,Tabulation[[#This Row],[DayNo]]=7),1,0)","v":1},{"$f":"COUNTIF(Holidays,Tabulation[[#This Row],[Date]])","v":0},{"$f":"CONCATENATE(Tabulation[[#This Row],[Holiday]],Tabulation[[#This Row],[Season]],Tabulation[[#This Row],[Weekend]],\"-\",IF(Tabulation[[#This Row],[Hour]]<10,0,\"\"),C249)","v":"0Winter1-05"},{"$f":"VLOOKUP(Tabulation[[#This Row],[Concat]],Table3[],8)","v":0.28519},{"$f":"(Tabulation[[#This Row],[AC System Output (kW)]]*Tabulation[[#This Row],[Rate]])","v":0}]
[1,10,6,0,{"$f":"Tabulation[[#This Row],[AC System Output (W)]]/1000","v":0},{"$f":"VLOOKUP(Tabulation[[#This Row],[Month]],Season,2)","v":"Winter"},{"$f":"(DATE(2021,Tabulation[[#This Row],[Month]],Tabulation[[#This Row],[Day]]))","v":"2021-01-10"},{"$f":"WEEKDAY(Tabulation[[#This Row],[Date]])","v":1},{"$f":"IF(OR(Tabulation[[#This Row],[DayNo]]=1,Tabulation[[#This Row],[DayNo]]=7),1,0)","v":1},{"$f":"COUNTIF(Holidays,Tabulation[[#This Row],[Date]])","v":0},{"$f":"CONCATENATE(Tabulation[[#This Row],[Holiday]],Tabulation[[#This Row],[Season]],Tabulation[[#This Row],[Weekend]],\"-\",IF(Tabulation[[#This Row],[Hour]]<10,0,\"\"),C250)","v":"0Winter1-06"},{"$f":"VLOOKUP(Tabulation[[#This Row],[Concat]],Table3[],8)","v":0.28519},{"$f":"(Tabulation[[#This Row],[AC System Output (kW)]]*Tabulation[[#This Row],[Rate]])","v":0}]
[1,10,7,31.879000000000001,{"$f":"Tabulation[[#This Row],[AC System Output (W)]]/1000","v":3.1879000000000005E-2},{"$f":"VLOOKUP(Tabulation[[#This Row],[Month]],Season,2)","v":"Winter"},{"$f":"(DATE(2021,Tabulation[[#This Row],[Month]],Tabulation[[#This Row],[Day]]))","v":"2021-01-10"},{"$f":"WEEKDAY(Tabulation[[#This Row],[Date]])","v":1},{"$f":"IF(OR(Tabulation[[#This Row],[DayNo]]=1,Tabulation[[#This Row],[DayNo]]=7),1,0)","v":1},{"$f":"COUNTIF(Holidays,Tabulation[[#This Row],[Date]])","v":0},{"$f":"CONCATENATE(Tabulation[[#This Row],[Holiday]],Tabulation[[#This Row],[Season]],Tabulation[[#This Row],[Weekend]],\"-\",IF(Tabulation[[#This Row],[Hour]]<10,0,\"\"),C251)","v":"0Winter1-07"},{"$f":"VLOOKUP(Tabulation[[#This Row],[Concat]],Table3[],8)","v":0.28519},{"$f":"(Tabulation[[#This Row],[AC System Output (kW)]]*Tabulation[[#This Row],[Rate]])","v":9.0915720100000017E-3}]
[1,10,8,435.94900000000001,{"$f":"Tabulation[[#This Row],[AC System Output (W)]]/1000","v":0.43594900000000003},{"$f":"VLOOKUP(Tabulation[[#This Row],[Month]],Season,2)","v":"Winter"},{"$f":"(DATE(2021,Tabulation[[#This Row],[Month]],Tabulation[[#This Row],[Day]]))","v":"2021-01-10"},{"$f":"WEEKDAY(Tabulation[[#This Row],[Date]])","v":1},{"$f":"IF(OR(Tabulation[[#This Row],[DayNo]]=1,Tabulation[[#This Row],[DayNo]]=7),1,0)","v":1},{"$f":"COUNTIF(Holidays,Tabulation[[#This Row],[Date]])","v":0},{"$f":"CONCATENATE(Tabulation[[#This Row],[Holiday]],Tabulation[[#This Row],[Season]],Tabulation[[#This Row],[Weekend]],\"-\",IF(Tabulation[[#This Row],[Hour]]<10,0,\"\"),C252)","v":"0Winter1-08"},{"$f":"VLOOKUP(Tabulation[[#This Row],[Concat]],Table3[],8)","v":0.28519},{"$f":"(Tabulation[[#This Row],[AC System Output (kW)]]*Tabulation[[#This Row],[Rate]])","v":0.12432829531}]
[1,10,9,1056.5530000000001,{"$f":"Tabulation[[#This Row],[AC System Output (W)]]/1000","v":1.0565530000000001},{"$f":"VLOOKUP(Tabulation[[#This Row],[Month]],Season,2)","v":"Winter"},{"$f":"(DATE(2021,Tabulation[[#This Row],[Month]],Tabulation[[#This Row],[Day]]))","v":"2021-01-10"},{"$f":"WEEKDAY(Tabulation[[#This Row],[Date]])","v":1},{"$f":"IF(OR(Tabulation[[#This Row],[DayNo]]=1,Tabulation[[#This Row],[DayNo]]=7),1,0)","v":1},{"$f":"COUNTIF(Holidays,Tabulation[[#This Row],[Date]])","v":0},{"$f":"CONCATENATE(Tabulation[[#This Row],[Holiday]],Tabulation[[#This Row],[Season]],Tabulation[[#This Row],[Weekend]],\"-\",IF(Tabulation[[#This Row],[Hour]]<10,0,\"\"),C253)","v":"0Winter1-09"},{"$f":"VLOOKUP(Tabulation[[#This Row],[Concat]],Table3[],8)","v":0.28519},{"$f":"(Tabulation[[#This Row],[AC System Output (kW)]]*Tabulation[[#This Row],[Rate]])","v":0.30131835007000002}]
[1,10,10,1713.6890000000001,{"$f":"Tabulation[[#This Row],[AC System Output (W)]]/1000","v":1.713689},{"$f":"VLOOKUP(Tabulation[[#This Row],[Month]],Season,2)","v":"Winter"},{"$f":"(DATE(2021,Tabulation[[#This Row],[Month]],Tabulation[[#This Row],[Day]]))","v":"2021-01-10"},{"$f":"WEEKDAY(Tabulation[[#This Row],[Date]])","v":1},{"$f":"IF(OR(Tabulation[[#This Row],[DayNo]]=1,Tabulation[[#This Row],[DayNo]]=7),1,0)","v":1},{"$f":"COUNTIF(Holidays,Tabulation[[#This Row],[Date]])","v":0},{"$f":"CONCATENATE(Tabulation[[#This Row],[Holiday]],Tabulation[[#This Row],[Season]],Tabulation[[#This Row],[Weekend]],\"-\",IF(Tabulation[[#This Row],[Hour]]<10,0,\"\"),C254)","v":"0Winter1-10"},{"$f":"VLOOKUP(Tabulation[[#This Row],[Concat]],Table3[],8)","v":0.28519},{"$f":"(Tabulation[[#This Row],[AC System Output (kW)]]*Tabulation[[#This Row],[Rate]])","v":0.48872696590999998}]
[1,10,11,2487.386,{"$f":"Tabulation[[#This Row],[AC System Output (W)]]/1000","v":2.4873859999999999},{"$f":"VLOOKUP(Tabulation[[#This Row],[Month]],Season,2)","v":"Winter"},{"$f":"(DATE(2021,Tabulation[[#This Row],[Month]],Tabulation[[#This Row],[Day]]))","v":"2021-01-10"},{"$f":"WEEKDAY(Tabulation[[#This Row],[Date]])","v":1},{"$f":"IF(OR(Tabulation[[#This Row],[DayNo]]=1,Tabulation[[#This Row],[DayNo]]=7),1,0)","v":1},{"$f":"COUNTIF(Holidays,Tabulation[[#This Row],[Date]])","v":0},{"$f":"CONCATENATE(Tabulation[[#This Row],[Holiday]],Tabulation[[#This Row],[Season]],Tabulation[[#This Row],[Weekend]],\"-\",IF(Tabulation[[#This Row],[Hour]]<10,0,\"\"),C255)","v":"0Winter1-11"},{"$f":"VLOOKUP(Tabulation[[#This Row],[Concat]],Table3[],8)","v":0.28519},{"$f":"(Tabulation[[#This Row],[AC System Output (kW)]]*Tabulation[[#This Row],[Rate]])","v":0.70937761333999994}]
[1,10,12,2493.9119999999998,{"$f":"Tabulation[[#This Row],[AC System Output (W)]]/1000","v":2.4939119999999999},{"$f":"VLOOKUP(Tabulation[[#This Row],[Month]],Season,2)","v":"Winter"},{"$f":"(DATE(2021,Tabulation[[#This Row],[Month]],Tabulation[[#This Row],[Day]]))","v":"2021-01-10"},{"$f":"WEEKDAY(Tabulation[[#This Row],[Date]])","v":1},{"$f":"IF(OR(Tabulation[[#This Row],[DayNo]]=1,Tabulation[[#This Row],[DayNo]]=7),1,0)","v":1},{"$f":"COUNTIF(Holidays,Tabulation[[#This Row],[Date]])","v":0},{"$f":"CONCATENATE(Tabulation[[#This Row],[Holiday]],Tabulation[[#This Row],[Season]],Tabulation[[#This Row],[Weekend]],\"-\",IF(Tabulation[[#This Row],[Hour]]<10,0,\"\"),C256)","v":"0Winter1-12"},{"$f":"VLOOKUP(Tabulation[[#This Row],[Concat]],Table3[],8)","v":0.28519},{"$f":"(Tabulation[[#This Row],[AC System Output (kW)]]*Tabulation[[#This Row],[Rate]])","v":0.71123876328000002}]
[1,10,13,1833.672,{"$f":"Tabulation[[#This Row],[AC System Output (W)]]/1000","v":1.833672},{"$f":"VLOOKUP(Tabulation[[#This Row],[Month]],Season,2)","v":"Winter"},{"$f":"(DATE(2021,Tabulation[[#This Row],[Month]],Tabulation[[#This Row],[Day]]))","v":"2021-01-10"},{"$f":"WEEKDAY(Tabulation[[#This Row],[Date]])","v":1},{"$f":"IF(OR(Tabulation[[#This Row],[DayNo]]=1,Tabulation[[#This Row],[DayNo]]=7),1,0)","v":1},{"$f":"COUNTIF(Holidays,Tabulation[[#This Row],[Date]])","v":0},{"$f":"CONCATENATE(Tabulation[[#This Row],[Holiday]],Tabulation[[#This Row],[Season]],Tabulation[[#This Row],[Weekend]],\"-\",IF(Tabulation[[#This Row],[Hour]]<10,0,\"\"),C257)","v":"0Winter1-13"},{"$f":"VLOOKUP(Tabulation[[#This Row],[Concat]],Table3[],8)","v":0.28519},{"$f":"(Tabulation[[#This Row],[AC System Output (kW)]]*Tabulation[[#This Row],[Rate]])","v":0.52294491767999995}]
[1,10,14,1484.3889999999999,{"$f":"Tabulation[[#This Row],[AC System Output (W)]]/1000","v":1.484389},{"$f":"VLOOKUP(Tabulation[[#This Row],[Month]],Season,2)","v":"Winter"},{"$f":"(DATE(2021,Tabulation[[#This Row],[Month]],Tabulation[[#This Row],[Day]]))","v":"2021-01-10"},{"$f":"WEEKDAY(Tabulation[[#This Row],[Date]])","v":1},{"$f":"IF(OR(Tabulation[[#This Row],[DayNo]]=1,Tabulation[[#This Row],[DayNo]]=7),1,0)","v":1},{"$f":"COUNTIF(Holidays,Tabulation[[#This Row],[Date]])","v":0},{"$f":"CONCATENATE(Tabulation[[#This Row],[Holiday]],Tabulation[[#This Row],[Season]],Tabulation[[#This Row],[Weekend]],\"-\",IF(Tabulation[[#This Row],[Hour]]<10,0,\"\"),C258)","v":"0Winter1-14"},{"$f":"VLOOKUP(Tabulation[[#This Row],[Concat]],Table3[],8)","v":0.28519},{"$f":"(Tabulation[[#This Row],[AC System Output (kW)]]*Tabulation[[#This Row],[Rate]])","v":0.42333289890999998}]
[1,10,15,412.78699999999998,{"$f":"Tabulation[[#This Row],[AC System Output (W)]]/1000","v":0.41278699999999996},{"$f":"VLOOKUP(Tabulation[[#This Row],[Month]],Season,2)","v":"Winter"},{"$f":"(DATE(2021,Tabulation[[#This Row],[Month]],Tabulation[[#This Row],[Day]]))","v":"2021-01-10"},{"$f":"WEEKDAY(Tabulation[[#This Row],[Date]])","v":1},{"$f":"IF(OR(Tabulation[[#This Row],[DayNo]]=1,Tabulation[[#This Row],[DayNo]]=7),1,0)","v":1},{"$f":"COUNTIF(Holidays,Tabulation[[#This Row],[Date]])","v":0},{"$f":"CONCATENATE(Tabulation[[#This Row],[Holiday]],Tabulation[[#This Row],[Season]],Tabulation[[#This Row],[Weekend]],\"-\",IF(Tabulation[[#This Row],[Hour]]<10,0,\"\"),C259)","v":"0Winter1-15"},{"$f":"VLOOKUP(Tabulation[[#This Row],[Concat]],Table3[],8)","v":0.28519},{"$f":"(Tabulation[[#This Row],[AC System Output (kW)]]*Tabulation[[#This Row],[Rate]])","v":0.11772272452999999}]
[1,10,16,13.102,{"$f":"Tabulation[[#This Row],[AC System Output (W)]]/1000","v":1.3102000000000001E-2},{"$f":"VLOOKUP(Tabulation[[#This Row],[Month]],Season,2)","v":"Winter"},{"$f":"(DATE(2021,Tabulation[[#This Row],[Month]],Tabulation[[#This Row],[Day]]))","v":"2021-01-10"},{"$f":"WEEKDAY(Tabulation[[#This Row],[Date]])","v":1},{"$f":"IF(OR(Tabulation[[#This Row],[DayNo]]=1,Tabulation[[#This Row],[DayNo]]=7),1,0)","v":1},{"$f":"COUNTIF(Holidays,Tabulation[[#This Row],[Date]])","v":0},{"$f":"CONCATENATE(Tabulation[[#This Row],[Holiday]],Tabulation[[#This Row],[Season]],Tabulation[[#This Row],[Weekend]],\"-\",IF(Tabulation[[#This Row],[Hour]]<10,0,\"\"),C260)","v":"0Winter1-16"},{"$f":"VLOOKUP(Tabulation[[#This Row],[Concat]],Table3[],8)","v":0.28519},{"$f":"(Tabulation[[#This Row],[AC System Output (kW)]]*Tabulation[[#This Row],[Rate]])","v":3.7365593800000002E-3}]
[1,10,17,0,{"$f":"Tabulation[[#This Row],[AC System Output (W)]]/1000","v":0},{"$f":"VLOOKUP(Tabulation[[#This Row],[Month]],Season,2)","v":"Winter"},{"$f":"(DATE(2021,Tabulation[[#This Row],[Month]],Tabulation[[#This Row],[Day]]))","v":"2021-01-10"},{"$f":"WEEKDAY(Tabulation[[#This Row],[Date]])","v":1},{"$f":"IF(OR(Tabulation[[#This Row],[DayNo]]=1,Tabulation[[#This Row],[DayNo]]=7),1,0)","v":1},{"$f":"COUNTIF(Holidays,Tabulation[[#This Row],[Date]])","v":0},{"$f":"CONCATENATE(Tabulation[[#This Row],[Holiday]],Tabulation[[#This Row],[Season]],Tabulation[[#This Row],[Weekend]],\"-\",IF(Tabulation[[#This Row],[Hour]]<10,0,\"\"),C261)","v":"0Winter1-17"},{"$f":"VLOOKUP(Tabulation[[#This Row],[Concat]],Table3[],8)","v":0.28519},{"$f":"(Tabulation[[#This Row],[AC System Output (kW)]]*Tabulation[[#This Row],[Rate]])","v":0}]
[1,10,18,0,{"$f":"Tabulation[[#This Row],[AC System Output (W)]]/1000","v":0},{"$f":"VLOOKUP(Tabulation[[#This Row],[Month]],Season,2)","v":"Winter"},{"$f":"(DATE(2021,Tabulation[[#This Row],[Month]],Tabulation[[#This Row],[Day]]))","v":"2021-01-10"},{"$f":"WEEKDAY(Tabulation[[#This Row],[Date]])","v":1},{"$f":"IF(OR(Tabulation[[#This Row],[DayNo]]=1,Tabulation[[#This Row],[DayNo]]=7),1,0)","v":1},{"$f":"COUNTIF(Holidays,Tabulation[[#This Row],[Date]])","v":0},{"$f":"CONCATENATE(Tabulation[[#This Row],[Holiday]],Tabulation[[#This Row],[Season]],Tabulation[[#This Row],[Weekend]],\"-\",IF(Tabulation[[#This Row],[Hour]]<10,0,\"\"),C262)","v":"0Winter1-18"},{"$f":"VLOOKUP(Tabulation[[#This Row],[Concat]],Table3[],8)","v":0.28519},{"$f":"(Tabulation[[#This Row],[AC System Output (kW)]]*Tabulation[[#This Row],[Rate]])","v":0}]
[1,10,19,0,{"$f":"Tabulation[[#This Row],[AC System Output (W)]]/1000","v":0},{"$f":"VLOOKUP(Tabulation[[#This Row],[Month]],Season,2)","v":"Winter"},{"$f":"(DATE(2021,Tabulation[[#This Row],[Month]],Tabulation[[#This Row],[Day]]))","v":"2021-01-10"},{"$f":"WEEKDAY(Tabulation[[#This Row],[Date]])","v":1},{"$f":"IF(OR(Tabulation[[#This Row],[DayNo]]=1,Tabulation[[#This Row],[DayNo]]=7),1,0)","v":1},{"$f":"COUNTIF(Holidays,Tabulation[[#This Row],[Date]])","v":0},{"$f":"CONCATENATE(Tabulation[[#This Row],[Holiday]],Tabulation[[#This Row],[Season]],Tabulation[[#This Row],[Weekend]],\"-\",IF(Tabulation[[#This Row],[Hour]]<10,0,\"\"),C263)","v":"0Winter1-19"},{"$f":"VLOOKUP(Tabulation[[#This Row],[Concat]],Table3[],8)","v":0.28519},{"$f":"(Tabulation[[#This Row],[AC System Output (kW)]]*Tabulation[[#This Row],[Rate]])","v":0}]
[1,10,20,0,{"$f":"Tabulation[[#This Row],[AC System Output (W)]]/1000","v":0},{"$f":"VLOOKUP(Tabulation[[#This Row],[Month]],Season,2)","v":"Winter"},{"$f":"(DATE(2021,Tabulation[[#This Row],[Month]],Tabulation[[#This Row],[Day]]))","v":"2021-01-10"},{"$f":"WEEKDAY(Tabulation[[#This Row],[Date]])","v":1},{"$f":"IF(OR(Tabulation[[#This Row],[DayNo]]=1,Tabulation[[#This Row],[DayNo]]=7),1,0)","v":1},{"$f":"COUNTIF(Holidays,Tabulation[[#This Row],[Date]])","v":0},{"$f":"CONCATENATE(Tabulation[[#This Row],[Holiday]],Tabulation[[#This Row],[Season]],Tabulation[[#This Row],[Weekend]],\"-\",IF(Tabulation[[#This Row],[Hour]]<10,0,\"\"),C264)","v":"0Winter1-20"},{"$f":"VLOOKUP(Tabulation[[#This Row],[Concat]],Table3[],8)","v":0.28519},{"$f":"(Tabulation[[#This Row],[AC System Output (kW)]]*Tabulation[[#This Row],[Rate]])","v":0}]
[1,10,21,0,{"$f":"Tabulation[[#This Row],[AC System Output (W)]]/1000","v":0},{"$f":"VLOOKUP(Tabulation[[#This Row],[Month]],Season,2)","v":"Winter"},{"$f":"(DATE(2021,Tabulation[[#This Row],[Month]],Tabulation[[#This Row],[Day]]))","v":"2021-01-10"},{"$f":"WEEKDAY(Tabulation[[#This Row],[Date]])","v":1},{"$f":"IF(OR(Tabulation[[#This Row],[DayNo]]=1,Tabulation[[#This Row],[DayNo]]=7),1,0)","v":1},{"$f":"COUNTIF(Holidays,Tabulation[[#This Row],[Date]])","v":0},{"$f":"CONCATENATE(Tabulation[[#This Row],[Holiday]],Tabulation[[#This Row],[Season]],Tabulation[[#This Row],[Weekend]],\"-\",IF(Tabulation[[#This Row],[Hour]]<10,0,\"\"),C265)","v":"0Winter1-21"},{"$f":"VLOOKUP(Tabulation[[#This Row],[Concat]],Table3[],8)","v":0.28519},{"$f":"(Tabulation[[#This Row],[AC System Output (kW)]]*Tabulation[[#This Row],[Rate]])","v":0}]
[1,10,22,0,{"$f":"Tabulation[[#This Row],[AC System Output (W)]]/1000","v":0},{"$f":"VLOOKUP(Tabulation[[#This Row],[Month]],Season,2)","v":"Winter"},{"$f":"(DATE(2021,Tabulation[[#This Row],[Month]],Tabulation[[#This Row],[Day]]))","v":"2021-01-10"},{"$f":"WEEKDAY(Tabulation[[#This Row],[Date]])","v":1},{"$f":"IF(OR(Tabulation[[#This Row],[DayNo]]=1,Tabulation[[#This Row],[DayNo]]=7),1,0)","v":1},{"$f":"COUNTIF(Holidays,Tabulation[[#This Row],[Date]])","v":0},{"$f":"CONCATENATE(Tabulation[[#This Row],[Holiday]],Tabulation[[#This Row],[Season]],Tabulation[[#This Row],[Weekend]],\"-\",IF(Tabulation[[#This Row],[Hour]]<10,0,\"\"),C266)","v":"0Winter1-22"},{"$f":"VLOOKUP(Tabulation[[#This Row],[Concat]],Table3[],8)","v":0.28519},{"$f":"(Tabulation[[#This Row],[AC System Output (kW)]]*Tabulation[[#This Row],[Rate]])","v":0}]
[1,10,23,0,{"$f":"Tabulation[[#This Row],[AC System Output (W)]]/1000","v":0},{"$f":"VLOOKUP(Tabulation[[#This Row],[Month]],Season,2)","v":"Winter"},{"$f":"(DATE(2021,Tabulation[[#This Row],[Month]],Tabulation[[#This Row],[Day]]))","v":"2021-01-10"},{"$f":"WEEKDAY(Tabulation[[#This Row],[Date]])","v":1},{"$f":"IF(OR(Tabulation[[#This Row],[DayNo]]=1,Tabulation[[#This Row],[DayNo]]=7),1,0)","v":1},{"$f":"COUNTIF(Holidays,Tabulation[[#This Row],[Date]])","v":0},{"$f":"CONCATENATE(Tabulation[[#This Row],[Holiday]],Tabulation[[#This Row],[Season]],Tabulation[[#This Row],[Weekend]],\"-\",IF(Tabulation[[#This Row],[Hour]]<10,0,\"\"),C267)","v":"0Winter1-23"},{"$f":"VLOOKUP(Tabulation[[#This Row],[Concat]],Table3[],8)","v":0.28519},{"$f":"(Tabulation[[#This Row],[AC System Output (kW)]]*Tabulation[[#This Row],[Rate]])","v":0}]
[1,11,0,0,{"$f":"Tabulation[[#This Row],[AC System Output (W)]]/1000","v":0},{"$f":"VLOOKUP(Tabulation[[#This Row],[Month]],Season,2)","v":"Winter"},{"$f":"(DATE(2021,Tabulation[[#This Row],[Month]],Tabulation[[#This Row],[Day]]))","v":"2021-01-11"},{"$f":"WEEKDAY(Tabulation[[#This Row],[Date]])","v":2},{"$f":"IF(OR(Tabulation[[#This Row],[DayNo]]=1,Tabulation[[#This Row],[DayNo]]=7),1,0)","v":0},{"$f":"COUNTIF(Holidays,Tabulation[[#This Row],[Date]])","v":0},{"$f":"CONCATENATE(Tabulation[[#This Row],[Holiday]],Tabulation[[#This Row],[Season]],Tabulation[[#This Row],[Weekend]],\"-\",IF(Tabulation[[#This Row],[Hour]]<10,0,\"\"),C268)","v":"0Winter0-00"},{"$f":"VLOOKUP(Tabulation[[#This Row],[Concat]],Table3[],8)","v":0.28519},{"$f":"(Tabulation[[#This Row],[AC System Output (kW)]]*Tabulation[[#This Row],[Rate]])","v":0}]
[1,11,1,0,{"$f":"Tabulation[[#This Row],[AC System Output (W)]]/1000","v":0},{"$f":"VLOOKUP(Tabulation[[#This Row],[Month]],Season,2)","v":"Winter"},{"$f":"(DATE(2021,Tabulation[[#This Row],[Month]],Tabulation[[#This Row],[Day]]))","v":"2021-01-11"},{"$f":"WEEKDAY(Tabulation[[#This Row],[Date]])","v":2},{"$f":"IF(OR(Tabulation[[#This Row],[DayNo]]=1,Tabulation[[#This Row],[DayNo]]=7),1,0)","v":0},{"$f":"COUNTIF(Holidays,Tabulation[[#This Row],[Date]])","v":0},{"$f":"CONCATENATE(Tabulation[[#This Row],[Holiday]],Tabulation[[#This Row],[Season]],Tabulation[[#This Row],[Weekend]],\"-\",IF(Tabulation[[#This Row],[Hour]]<10,0,\"\"),C269)","v":"0Winter0-01"},{"$f":"VLOOKUP(Tabulation[[#This Row],[Concat]],Table3[],8)","v":0.28519},{"$f":"(Tabulation[[#This Row],[AC System Output (kW)]]*Tabulation[[#This Row],[Rate]])","v":0}]
[1,11,2,0,{"$f":"Tabulation[[#This Row],[AC System Output (W)]]/1000","v":0},{"$f":"VLOOKUP(Tabulation[[#This Row],[Month]],Season,2)","v":"Winter"},{"$f":"(DATE(2021,Tabulation[[#This Row],[Month]],Tabulation[[#This Row],[Day]]))","v":"2021-01-11"},{"$f":"WEEKDAY(Tabulation[[#This Row],[Date]])","v":2},{"$f":"IF(OR(Tabulation[[#This Row],[DayNo]]=1,Tabulation[[#This Row],[DayNo]]=7),1,0)","v":0},{"$f":"COUNTIF(Holidays,Tabulation[[#This Row],[Date]])","v":0},{"$f":"CONCATENATE(Tabulation[[#This Row],[Holiday]],Tabulation[[#This Row],[Season]],Tabulation[[#This Row],[Weekend]],\"-\",IF(Tabulation[[#This Row],[Hour]]<10,0,\"\"),C270)","v":"0Winter0-02"},{"$f":"VLOOKUP(Tabulation[[#This Row],[Concat]],Table3[],8)","v":0.28519},{"$f":"(Tabulation[[#This Row],[AC System Output (kW)]]*Tabulation[[#This Row],[Rate]])","v":0}]
[1,11,3,0,{"$f":"Tabulation[[#This Row],[AC System Output (W)]]/1000","v":0},{"$f":"VLOOKUP(Tabulation[[#This Row],[Month]],Season,2)","v":"Winter"},{"$f":"(DATE(2021,Tabulation[[#This Row],[Month]],Tabulation[[#This Row],[Day]]))","v":"2021-01-11"},{"$f":"WEEKDAY(Tabulation[[#This Row],[Date]])","v":2},{"$f":"IF(OR(Tabulation[[#This Row],[DayNo]]=1,Tabulation[[#This Row],[DayNo]]=7),1,0)","v":0},{"$f":"COUNTIF(Holidays,Tabulation[[#This Row],[Date]])","v":0},{"$f":"CONCATENATE(Tabulation[[#This Row],[Holiday]],Tabulation[[#This Row],[Season]],Tabulation[[#This Row],[Weekend]],\"-\",IF(Tabulation[[#This Row],[Hour]]<10,0,\"\"),C271)","v":"0Winter0-03"},{"$f":"VLOOKUP(Tabulation[[#This Row],[Concat]],Table3[],8)","v":0.28519},{"$f":"(Tabulation[[#This Row],[AC System Output (kW)]]*Tabulation[[#This Row],[Rate]])","v":0}]
[1,11,4,0,{"$f":"Tabulation[[#This Row],[AC System Output (W)]]/1000","v":0},{"$f":"VLOOKUP(Tabulation[[#This Row],[Month]],Season,2)","v":"Winter"},{"$f":"(DATE(2021,Tabulation[[#This Row],[Month]],Tabulation[[#This Row],[Day]]))","v":"2021-01-11"},{"$f":"WEEKDAY(Tabulation[[#This Row],[Date]])","v":2},{"$f":"IF(OR(Tabulation[[#This Row],[DayNo]]=1,Tabulation[[#This Row],[DayNo]]=7),1,0)","v":0},{"$f":"COUNTIF(Holidays,Tabulation[[#This Row],[Date]])","v":0},{"$f":"CONCATENATE(Tabulation[[#This Row],[Holiday]],Tabulation[[#This Row],[Season]],Tabulation[[#This Row],[Weekend]],\"-\",IF(Tabulation[[#This Row],[Hour]]<10,0,\"\"),C272)","v":"0Winter0-04"},{"$f":"VLOOKUP(Tabulation[[#This Row],[Concat]],Table3[],8)","v":0.28519},{"$f":"(Tabulation[[#This Row],[AC System Output (kW)]]*Tabulation[[#This Row],[Rate]])","v":0}]
[1,11,5,0,{"$f":"Tabulation[[#This Row],[AC System Output (W)]]/1000","v":0},{"$f":"VLOOKUP(Tabulation[[#This Row],[Month]],Season,2)","v":"Winter"},{"$f":"(DATE(2021,Tabulation[[#This Row],[Month]],Tabulation[[#This Row],[Day]]))","v":"2021-01-11"},{"$f":"WEEKDAY(Tabulation[[#This Row],[Date]])","v":2},{"$f":"IF(OR(Tabulation[[#This Row],[DayNo]]=1,Tabulation[[#This Row],[DayNo]]=7),1,0)","v":0},{"$f":"COUNTIF(Holidays,Tabulation[[#This Row],[Date]])","v":0},{"$f":"CONCATENATE(Tabulation[[#This Row],[Holiday]],Tabulation[[#This Row],[Season]],Tabulation[[#This Row],[Weekend]],\"-\",IF(Tabulation[[#This Row],[Hour]]<10,0,\"\"),C273)","v":"0Winter0-05"},{"$f":"VLOOKUP(Tabulation[[#This Row],[Concat]],Table3[],8)","v":0.28519},{"$f":"(Tabulation[[#This Row],[AC System Output (kW)]]*Tabulation[[#This Row],[Rate]])","v":0}]
[1,11,6,0,{"$f":"Tabulation[[#This Row],[AC System Output (W)]]/1000","v":0},{"$f":"VLOOKUP(Tabulation[[#This Row],[Month]],Season,2)","v":"Winter"},{"$f":"(DATE(2021,Tabulation[[#This Row],[Month]],Tabulation[[#This Row],[Day]]))","v":"2021-01-11"},{"$f":"WEEKDAY(Tabulation[[#This Row],[Date]])","v":2},{"$f":"IF(OR(Tabulation[[#This Row],[DayNo]]=1,Tabulation[[#This Row],[DayNo]]=7),1,0)","v":0},{"$f":"COUNTIF(Holidays,Tabulation[[#This Row],[Date]])","v":0},{"$f":"CONCATENATE(Tabulation[[#This Row],[Holiday]],Tabulation[[#This Row],[Season]],Tabulation[[#This Row],[Weekend]],\"-\",IF(Tabulation[[#This Row],[Hour]]<10,0,\"\"),C274)","v":"0Winter0-06"},{"$f":"VLOOKUP(Tabulation[[#This Row],[Concat]],Table3[],8)","v":0.28519},{"$f":"(Tabulation[[#This Row],[AC System Output (kW)]]*Tabulation[[#This Row],[Rate]])","v":0}]
[1,11,7,45.338999999999999,{"$f":"Tabulation[[#This Row],[AC System Output (W)]]/1000","v":4.5338999999999997E-2},{"$f":"VLOOKUP(Tabulation[[#This Row],[Month]],Season,2)","v":"Winter"},{"$f":"(DATE(2021,Tabulation[[#This Row],[Month]],Tabulation[[#This Row],[Day]]))","v":"2021-01-11"},{"$f":"WEEKDAY(Tabulation[[#This Row],[Date]])","v":2},{"$f":"IF(OR(Tabulation[[#This Row],[DayNo]]=1,Tabulation[[#This Row],[DayNo]]=7),1,0)","v":0},{"$f":"COUNTIF(Holidays,Tabulation[[#This Row],[Date]])","v":0},{"$f":"CONCATENATE(Tabulation[[#This Row],[Holiday]],Tabulation[[#This Row],[Season]],Tabulation[[#This Row],[Weekend]],\"-\",IF(Tabulation[[#This Row],[Hour]]<10,0,\"\"),C275)","v":"0Winter0-07"},{"$f":"VLOOKUP(Tabulation[[#This Row],[Concat]],Table3[],8)","v":0.28519},{"$f":"(Tabulation[[#This Row],[AC System Output (kW)]]*Tabulation[[#This Row],[Rate]])","v":1.2930229409999999E-2}]
[1,11,8,682.59500000000003,{"$f":"Tabulation[[#This Row],[AC System Output (W)]]/1000","v":0.68259500000000006},{"$f":"VLOOKUP(Tabulation[[#This Row],[Month]],Season,2)","v":"Winter"},{"$f":"(DATE(2021,Tabulation[[#This Row],[Month]],Tabulation[[#This Row],[Day]]))","v":"2021-01-11"},{"$f":"WEEKDAY(Tabulation[[#This Row],[Date]])","v":2},{"$f":"IF(OR(Tabulation[[#This Row],[DayNo]]=1,Tabulation[[#This Row],[DayNo]]=7),1,0)","v":0},{"$f":"COUNTIF(Holidays,Tabulation[[#This Row],[Date]])","v":0},{"$f":"CONCATENATE(Tabulation[[#This Row],[Holiday]],Tabulation[[#This Row],[Season]],Tabulation[[#This Row],[Weekend]],\"-\",IF(Tabulation[[#This Row],[Hour]]<10,0,\"\"),C276)","v":"0Winter0-08"},{"$f":"VLOOKUP(Tabulation[[#This Row],[Concat]],Table3[],8)","v":0.28519},{"$f":"(Tabulation[[#This Row],[AC System Output (kW)]]*Tabulation[[#This Row],[Rate]])","v":0.19466926805000001}]
[1,11,9,1518.3630000000001,{"$f":"Tabulation[[#This Row],[AC System Output (W)]]/1000","v":1.5183630000000001},{"$f":"VLOOKUP(Tabulation[[#This Row],[Month]],Season,2)","v":"Winter"},{"$f":"(DATE(2021,Tabulation[[#This Row],[Month]],Tabulation[[#This Row],[Day]]))","v":"2021-01-11"},{"$f":"WEEKDAY(Tabulation[[#This Row],[Date]])","v":2},{"$f":"IF(OR(Tabulation[[#This Row],[DayNo]]=1,Tabulation[[#This Row],[DayNo]]=7),1,0)","v":0},{"$f":"COUNTIF(Holidays,Tabulation[[#This Row],[Date]])","v":0},{"$f":"CONCATENATE(Tabulation[[#This Row],[Holiday]],Tabulation[[#This Row],[Season]],Tabulation[[#This Row],[Weekend]],\"-\",IF(Tabulation[[#This Row],[Hour]]<10,0,\"\"),C277)","v":"0Winter0-09"},{"$f":"VLOOKUP(Tabulation[[#This Row],[Concat]],Table3[],8)","v":0.28519},{"$f":"(Tabulation[[#This Row],[AC System Output (kW)]]*Tabulation[[#This Row],[Rate]])","v":0.43302194397000004}]
[1,11,10,2164.9319999999998,{"$f":"Tabulation[[#This Row],[AC System Output (W)]]/1000","v":2.1649319999999999},{"$f":"VLOOKUP(Tabulation[[#This Row],[Month]],Season,2)","v":"Winter"},{"$f":"(DATE(2021,Tabulation[[#This Row],[Month]],Tabulation[[#This Row],[Day]]))","v":"2021-01-11"},{"$f":"WEEKDAY(Tabulation[[#This Row],[Date]])","v":2},{"$f":"IF(OR(Tabulation[[#This Row],[DayNo]]=1,Tabulation[[#This Row],[DayNo]]=7),1,0)","v":0},{"$f":"COUNTIF(Holidays,Tabulation[[#This Row],[Date]])","v":0},{"$f":"CONCATENATE(Tabulation[[#This Row],[Holiday]],Tabulation[[#This Row],[Season]],Tabulation[[#This Row],[Weekend]],\"-\",IF(Tabulation[[#This Row],[Hour]]<10,0,\"\"),C278)","v":"0Winter0-10"},{"$f":"VLOOKUP(Tabulation[[#This Row],[Concat]],Table3[],8)","v":0.28519},{"$f":"(Tabulation[[#This Row],[AC System Output (kW)]]*Tabulation[[#This Row],[Rate]])","v":0.61741695708}]
[1,11,11,2385.6329999999998,{"$f":"Tabulation[[#This Row],[AC System Output (W)]]/1000","v":2.3856329999999999},{"$f":"VLOOKUP(Tabulation[[#This Row],[Month]],Season,2)","v":"Winter"},{"$f":"(DATE(2021,Tabulation[[#This Row],[Month]],Tabulation[[#This Row],[Day]]))","v":"2021-01-11"},{"$f":"WEEKDAY(Tabulation[[#This Row],[Date]])","v":2},{"$f":"IF(OR(Tabulation[[#This Row],[DayNo]]=1,Tabulation[[#This Row],[DayNo]]=7),1,0)","v":0},{"$f":"COUNTIF(Holidays,Tabulation[[#This Row],[Date]])","v":0},{"$f":"CONCATENATE(Tabulation[[#This Row],[Holiday]],Tabulation[[#This Row],[Season]],Tabulation[[#This Row],[Weekend]],\"-\",IF(Tabulation[[#This Row],[Hour]]<10,0,\"\"),C279)","v":"0Winter0-11"},{"$f":"VLOOKUP(Tabulation[[#This Row],[Concat]],Table3[],8)","v":0.28519},{"$f":"(Tabulation[[#This Row],[AC System Output (kW)]]*Tabulation[[#This Row],[Rate]])","v":0.68035867526999994}]
[1,11,12,1637.7809999999999,{"$f":"Tabulation[[#This Row],[AC System Output (W)]]/1000","v":1.6377809999999999},{"$f":"VLOOKUP(Tabulation[[#This Row],[Month]],Season,2)","v":"Winter"},{"$f":"(DATE(2021,Tabulation[[#This Row],[Month]],Tabulation[[#This Row],[Day]]))","v":"2021-01-11"},{"$f":"WEEKDAY(Tabulation[[#This Row],[Date]])","v":2},{"$f":"IF(OR(Tabulation[[#This Row],[DayNo]]=1,Tabulation[[#This Row],[DayNo]]=7),1,0)","v":0},{"$f":"COUNTIF(Holidays,Tabulation[[#This Row],[Date]])","v":0},{"$f":"CONCATENATE(Tabulation[[#This Row],[Holiday]],Tabulation[[#This Row],[Season]],Tabulation[[#This Row],[Weekend]],\"-\",IF(Tabulation[[#This Row],[Hour]]<10,0,\"\"),C280)","v":"0Winter0-12"},{"$f":"VLOOKUP(Tabulation[[#This Row],[Concat]],Table3[],8)","v":0.28519},{"$f":"(Tabulation[[#This Row],[AC System Output (kW)]]*Tabulation[[#This Row],[Rate]])","v":0.46707876338999998}]
[1,11,13,1838.9,{"$f":"Tabulation[[#This Row],[AC System Output (W)]]/1000","v":1.8389000000000002},{"$f":"VLOOKUP(Tabulation[[#This Row],[Month]],Season,2)","v":"Winter"},{"$f":"(DATE(2021,Tabulation[[#This Row],[Month]],Tabulation[[#This Row],[Day]]))","v":"2021-01-11"},{"$f":"WEEKDAY(Tabulation[[#This Row],[Date]])","v":2},{"$f":"IF(OR(Tabulation[[#This Row],[DayNo]]=1,Tabulation[[#This Row],[DayNo]]=7),1,0)","v":0},{"$f":"COUNTIF(Holidays,Tabulation[[#This Row],[Date]])","v":0},{"$f":"CONCATENATE(Tabulation[[#This Row],[Holiday]],Tabulation[[#This Row],[Season]],Tabulation[[#This Row],[Weekend]],\"-\",IF(Tabulation[[#This Row],[Hour]]<10,0,\"\"),C281)","v":"0Winter0-13"},{"$f":"VLOOKUP(Tabulation[[#This Row],[Concat]],Table3[],8)","v":0.28519},{"$f":"(Tabulation[[#This Row],[AC System Output (kW)]]*Tabulation[[#This Row],[Rate]])","v":0.5244358910000001}]
[1,11,14,1486.1120000000001,{"$f":"Tabulation[[#This Row],[AC System Output (W)]]/1000","v":1.4861120000000001},{"$f":"VLOOKUP(Tabulation[[#This Row],[Month]],Season,2)","v":"Winter"},{"$f":"(DATE(2021,Tabulation[[#This Row],[Month]],Tabulation[[#This Row],[Day]]))","v":"2021-01-11"},{"$f":"WEEKDAY(Tabulation[[#This Row],[Date]])","v":2},{"$f":"IF(OR(Tabulation[[#This Row],[DayNo]]=1,Tabulation[[#This Row],[DayNo]]=7),1,0)","v":0},{"$f":"COUNTIF(Holidays,Tabulation[[#This Row],[Date]])","v":0},{"$f":"CONCATENATE(Tabulation[[#This Row],[Holiday]],Tabulation[[#This Row],[Season]],Tabulation[[#This Row],[Weekend]],\"-\",IF(Tabulation[[#This Row],[Hour]]<10,0,\"\"),C282)","v":"0Winter0-14"},{"$f":"VLOOKUP(Tabulation[[#This Row],[Concat]],Table3[],8)","v":0.28519},{"$f":"(Tabulation[[#This Row],[AC System Output (kW)]]*Tabulation[[#This Row],[Rate]])","v":0.42382428128000005}]
[1,11,15,605.375,{"$f":"Tabulation[[#This Row],[AC System Output (W)]]/1000","v":0.605375},{"$f":"VLOOKUP(Tabulation[[#This Row],[Month]],Season,2)","v":"Winter"},{"$f":"(DATE(2021,Tabulation[[#This Row],[Month]],Tabulation[[#This Row],[Day]]))","v":"2021-01-11"},{"$f":"WEEKDAY(Tabulation[[#This Row],[Date]])","v":2},{"$f":"IF(OR(Tabulation[[#This Row],[DayNo]]=1,Tabulation[[#This Row],[DayNo]]=7),1,0)","v":0},{"$f":"COUNTIF(Holidays,Tabulation[[#This Row],[Date]])","v":0},{"$f":"CONCATENATE(Tabulation[[#This Row],[Holiday]],Tabulation[[#This Row],[Season]],Tabulation[[#This Row],[Weekend]],\"-\",IF(Tabulation[[#This Row],[Hour]]<10,0,\"\"),C283)","v":"0Winter0-15"},{"$f":"VLOOKUP(Tabulation[[#This Row],[Concat]],Table3[],8)","v":0.28519},{"$f":"(Tabulation[[#This Row],[AC System Output (kW)]]*Tabulation[[#This Row],[Rate]])","v":0.17264689624999999}]
[1,11,16,109.831,{"$f":"Tabulation[[#This Row],[AC System Output (W)]]/1000","v":0.109831},{"$f":"VLOOKUP(Tabulation[[#This Row],[Month]],Season,2)","v":"Winter"},{"$f":"(DATE(2021,Tabulation[[#This Row],[Month]],Tabulation[[#This Row],[Day]]))","v":"2021-01-11"},{"$f":"WEEKDAY(Tabulation[[#This Row],[Date]])","v":2},{"$f":"IF(OR(Tabulation[[#This Row],[DayNo]]=1,Tabulation[[#This Row],[DayNo]]=7),1,0)","v":0},{"$f":"COUNTIF(Holidays,Tabulation[[#This Row],[Date]])","v":0},{"$f":"CONCATENATE(Tabulation[[#This Row],[Holiday]],Tabulation[[#This Row],[Season]],Tabulation[[#This Row],[Weekend]],\"-\",IF(Tabulation[[#This Row],[Hour]]<10,0,\"\"),C284)","v":"0Winter0-16"},{"$f":"VLOOKUP(Tabulation[[#This Row],[Concat]],Table3[],8)","v":0.28519},{"$f":"(Tabulation[[#This Row],[AC System Output (kW)]]*Tabulation[[#This Row],[Rate]])","v":3.1322702889999998E-2}]
[1,11,17,0,{"$f":"Tabulation[[#This Row],[AC System Output (W)]]/1000","v":0},{"$f":"VLOOKUP(Tabulation[[#This Row],[Month]],Season,2)","v":"Winter"},{"$f":"(DATE(2021,Tabulation[[#This Row],[Month]],Tabulation[[#This Row],[Day]]))","v":"2021-01-11"},{"$f":"WEEKDAY(Tabulation[[#This Row],[Date]])","v":2},{"$f":"IF(OR(Tabulation[[#This Row],[DayNo]]=1,Tabulation[[#This Row],[DayNo]]=7),1,0)","v":0},{"$f":"COUNTIF(Holidays,Tabulation[[#This Row],[Date]])","v":0},{"$f":"CONCATENATE(Tabulation[[#This Row],[Holiday]],Tabulation[[#This Row],[Season]],Tabulation[[#This Row],[Weekend]],\"-\",IF(Tabulation[[#This Row],[Hour]]<10,0,\"\"),C285)","v":"0Winter0-17"},{"$f":"VLOOKUP(Tabulation[[#This Row],[Concat]],Table3[],8)","v":0.30257000000000001},{"$f":"(Tabulation[[#This Row],[AC System Output (kW)]]*Tabulation[[#This Row],[Rate]])","v":0}]
[1,11,18,0,{"$f":"Tabulation[[#This Row],[AC System Output (W)]]/1000","v":0},{"$f":"VLOOKUP(Tabulation[[#This Row],[Month]],Season,2)","v":"Winter"},{"$f":"(DATE(2021,Tabulation[[#This Row],[Month]],Tabulation[[#This Row],[Day]]))","v":"2021-01-11"},{"$f":"WEEKDAY(Tabulation[[#This Row],[Date]])","v":2},{"$f":"IF(OR(Tabulation[[#This Row],[DayNo]]=1,Tabulation[[#This Row],[DayNo]]=7),1,0)","v":0},{"$f":"COUNTIF(Holidays,Tabulation[[#This Row],[Date]])","v":0},{"$f":"CONCATENATE(Tabulation[[#This Row],[Holiday]],Tabulation[[#This Row],[Season]],Tabulation[[#This Row],[Weekend]],\"-\",IF(Tabulation[[#This Row],[Hour]]<10,0,\"\"),C286)","v":"0Winter0-18"},{"$f":"VLOOKUP(Tabulation[[#This Row],[Concat]],Table3[],8)","v":0.30257000000000001},{"$f":"(Tabulation[[#This Row],[AC System Output (kW)]]*Tabulation[[#This Row],[Rate]])","v":0}]
[1,11,19,0,{"$f":"Tabulation[[#This Row],[AC System Output (W)]]/1000","v":0},{"$f":"VLOOKUP(Tabulation[[#This Row],[Month]],Season,2)","v":"Winter"},{"$f":"(DATE(2021,Tabulation[[#This Row],[Month]],Tabulation[[#This Row],[Day]]))","v":"2021-01-11"},{"$f":"WEEKDAY(Tabulation[[#This Row],[Date]])","v":2},{"$f":"IF(OR(Tabulation[[#This Row],[DayNo]]=1,Tabulation[[#This Row],[DayNo]]=7),1,0)","v":0},{"$f":"COUNTIF(Holidays,Tabulation[[#This Row],[Date]])","v":0},{"$f":"CONCATENATE(Tabulation[[#This Row],[Holiday]],Tabulation[[#This Row],[Season]],Tabulation[[#This Row],[Weekend]],\"-\",IF(Tabulation[[#This Row],[Hour]]<10,0,\"\"),C287)","v":"0Winter0-19"},{"$f":"VLOOKUP(Tabulation[[#This Row],[Concat]],Table3[],8)","v":0.30257000000000001},{"$f":"(Tabulation[[#This Row],[AC System Output (kW)]]*Tabulation[[#This Row],[Rate]])","v":0}]
[1,11,20,0,{"$f":"Tabulation[[#This Row],[AC System Output (W)]]/1000","v":0},{"$f":"VLOOKUP(Tabulation[[#This Row],[Month]],Season,2)","v":"Winter"},{"$f":"(DATE(2021,Tabulation[[#This Row],[Month]],Tabulation[[#This Row],[Day]]))","v":"2021-01-11"},{"$f":"WEEKDAY(Tabulation[[#This Row],[Date]])","v":2},{"$f":"IF(OR(Tabulation[[#This Row],[DayNo]]=1,Tabulation[[#This Row],[DayNo]]=7),1,0)","v":0},{"$f":"COUNTIF(Holidays,Tabulation[[#This Row],[Date]])","v":0},{"$f":"CONCATENATE(Tabulation[[#This Row],[Holiday]],Tabulation[[#This Row],[Season]],Tabulation[[#This Row],[Weekend]],\"-\",IF(Tabulation[[#This Row],[Hour]]<10,0,\"\"),C288)","v":"0Winter0-20"},{"$f":"VLOOKUP(Tabulation[[#This Row],[Concat]],Table3[],8)","v":0.28519},{"$f":"(Tabulation[[#This Row],[AC System Output (kW)]]*Tabulation[[#This Row],[Rate]])","v":0}]
[1,11,21,0,{"$f":"Tabulation[[#This Row],[AC System Output (W)]]/1000","v":0},{"$f":"VLOOKUP(Tabulation[[#This Row],[Month]],Season,2)","v":"Winter"},{"$f":"(DATE(2021,Tabulation[[#This Row],[Month]],Tabulation[[#This Row],[Day]]))","v":"2021-01-11"},{"$f":"WEEKDAY(Tabulation[[#This Row],[Date]])","v":2},{"$f":"IF(OR(Tabulation[[#This Row],[DayNo]]=1,Tabulation[[#This Row],[DayNo]]=7),1,0)","v":0},{"$f":"COUNTIF(Holidays,Tabulation[[#This Row],[Date]])","v":0},{"$f":"CONCATENATE(Tabulation[[#This Row],[Holiday]],Tabulation[[#This Row],[Season]],Tabulation[[#This Row],[Weekend]],\"-\",IF(Tabulation[[#This Row],[Hour]]<10,0,\"\"),C289)","v":"0Winter0-21"},{"$f":"VLOOKUP(Tabulation[[#This Row],[Concat]],Table3[],8)","v":0.28519},{"$f":"(Tabulation[[#This Row],[AC System Output (kW)]]*Tabulation[[#This Row],[Rate]])","v":0}]
[1,11,22,0,{"$f":"Tabulation[[#This Row],[AC System Output (W)]]/1000","v":0},{"$f":"VLOOKUP(Tabulation[[#This Row],[Month]],Season,2)","v":"Winter"},{"$f":"(DATE(2021,Tabulation[[#This Row],[Month]],Tabulation[[#This Row],[Day]]))","v":"2021-01-11"},{"$f":"WEEKDAY(Tabulation[[#This Row],[Date]])","v":2},{"$f":"IF(OR(Tabulation[[#This Row],[DayNo]]=1,Tabulation[[#This Row],[DayNo]]=7),1,0)","v":0},{"$f":"COUNTIF(Holidays,Tabulation[[#This Row],[Date]])","v":0},{"$f":"CONCATENATE(Tabulation[[#This Row],[Holiday]],Tabulation[[#This Row],[Season]],Tabulation[[#This Row],[Weekend]],\"-\",IF(Tabulation[[#This Row],[Hour]]<10,0,\"\"),C290)","v":"0Winter0-22"},{"$f":"VLOOKUP(Tabulation[[#This Row],[Concat]],Table3[],8)","v":0.28519},{"$f":"(Tabulation[[#This Row],[AC System Output (kW)]]*Tabulation[[#This Row],[Rate]])","v":0}]
[1,11,23,0,{"$f":"Tabulation[[#This Row],[AC System Output (W)]]/1000","v":0},{"$f":"VLOOKUP(Tabulation[[#This Row],[Month]],Season,2)","v":"Winter"},{"$f":"(DATE(2021,Tabulation[[#This Row],[Month]],Tabulation[[#This Row],[Day]]))","v":"2021-01-11"},{"$f":"WEEKDAY(Tabulation[[#This Row],[Date]])","v":2},{"$f":"IF(OR(Tabulation[[#This Row],[DayNo]]=1,Tabulation[[#This Row],[DayNo]]=7),1,0)","v":0},{"$f":"COUNTIF(Holidays,Tabulation[[#This Row],[Date]])","v":0},{"$f":"CONCATENATE(Tabulation[[#This Row],[Holiday]],Tabulation[[#This Row],[Season]],Tabulation[[#This Row],[Weekend]],\"-\",IF(Tabulation[[#This Row],[Hour]]<10,0,\"\"),C291)","v":"0Winter0-23"},{"$f":"VLOOKUP(Tabulation[[#This Row],[Concat]],Table3[],8)","v":0.28519},{"$f":"(Tabulation[[#This Row],[AC System Output (kW)]]*Tabulation[[#This Row],[Rate]])","v":0}]
[1,12,0,0,{"$f":"Tabulation[[#This Row],[AC System Output (W)]]/1000","v":0},{"$f":"VLOOKUP(Tabulation[[#This Row],[Month]],Season,2)","v":"Winter"},{"$f":"(DATE(2021,Tabulation[[#This Row],[Month]],Tabulation[[#This Row],[Day]]))","v":"2021-01-12"},{"$f":"WEEKDAY(Tabulation[[#This Row],[Date]])","v":3},{"$f":"IF(OR(Tabulation[[#This Row],[DayNo]]=1,Tabulation[[#This Row],[DayNo]]=7),1,0)","v":0},{"$f":"COUNTIF(Holidays,Tabulation[[#This Row],[Date]])","v":0},{"$f":"CONCATENATE(Tabulation[[#This Row],[Holiday]],Tabulation[[#This Row],[Season]],Tabulation[[#This Row],[Weekend]],\"-\",IF(Tabulation[[#This Row],[Hour]]<10,0,\"\"),C292)","v":"0Winter0-00"},{"$f":"VLOOKUP(Tabulation[[#This Row],[Concat]],Table3[],8)","v":0.28519},{"$f":"(Tabulation[[#This Row],[AC System Output (kW)]]*Tabulation[[#This Row],[Rate]])","v":0}]
[1,12,1,0,{"$f":"Tabulation[[#This Row],[AC System Output (W)]]/1000","v":0},{"$f":"VLOOKUP(Tabulation[[#This Row],[Month]],Season,2)","v":"Winter"},{"$f":"(DATE(2021,Tabulation[[#This Row],[Month]],Tabulation[[#This Row],[Day]]))","v":"2021-01-12"},{"$f":"WEEKDAY(Tabulation[[#This Row],[Date]])","v":3},{"$f":"IF(OR(Tabulation[[#This Row],[DayNo]]=1,Tabulation[[#This Row],[DayNo]]=7),1,0)","v":0},{"$f":"COUNTIF(Holidays,Tabulation[[#This Row],[Date]])","v":0},{"$f":"CONCATENATE(Tabulation[[#This Row],[Holiday]],Tabulation[[#This Row],[Season]],Tabulation[[#This Row],[Weekend]],\"-\",IF(Tabulation[[#This Row],[Hour]]<10,0,\"\"),C293)","v":"0Winter0-01"},{"$f":"VLOOKUP(Tabulation[[#This Row],[Concat]],Table3[],8)","v":0.28519},{"$f":"(Tabulation[[#This Row],[AC System Output (kW)]]*Tabulation[[#This Row],[Rate]])","v":0}]
[1,12,2,0,{"$f":"Tabulation[[#This Row],[AC System Output (W)]]/1000","v":0},{"$f":"VLOOKUP(Tabulation[[#This Row],[Month]],Season,2)","v":"Winter"},{"$f":"(DATE(2021,Tabulation[[#This Row],[Month]],Tabulation[[#This Row],[Day]]))","v":"2021-01-12"},{"$f":"WEEKDAY(Tabulation[[#This Row],[Date]])","v":3},{"$f":"IF(OR(Tabulation[[#This Row],[DayNo]]=1,Tabulation[[#This Row],[DayNo]]=7),1,0)","v":0},{"$f":"COUNTIF(Holidays,Tabulation[[#This Row],[Date]])","v":0},{"$f":"CONCATENATE(Tabulation[[#This Row],[Holiday]],Tabulation[[#This Row],[Season]],Tabulation[[#This Row],[Weekend]],\"-\",IF(Tabulation[[#This Row],[Hour]]<10,0,\"\"),C294)","v":"0Winter0-02"},{"$f":"VLOOKUP(Tabulation[[#This Row],[Concat]],Table3[],8)","v":0.28519},{"$f":"(Tabulation[[#This Row],[AC System Output (kW)]]*Tabulation[[#This Row],[Rate]])","v":0}]
[1,12,3,0,{"$f":"Tabulation[[#This Row],[AC System Output (W)]]/1000","v":0},{"$f":"VLOOKUP(Tabulation[[#This Row],[Month]],Season,2)","v":"Winter"},{"$f":"(DATE(2021,Tabulation[[#This Row],[Month]],Tabulation[[#This Row],[Day]]))","v":"2021-01-12"},{"$f":"WEEKDAY(Tabulation[[#This Row],[Date]])","v":3},{"$f":"IF(OR(Tabulation[[#This Row],[DayNo]]=1,Tabulation[[#This Row],[DayNo]]=7),1,0)","v":0},{"$f":"COUNTIF(Holidays,Tabulation[[#This Row],[Date]])","v":0},{"$f":"CONCATENATE(Tabulation[[#This Row],[Holiday]],Tabulation[[#This Row],[Season]],Tabulation[[#This Row],[Weekend]],\"-\",IF(Tabulation[[#This Row],[Hour]]<10,0,\"\"),C295)","v":"0Winter0-03"},{"$f":"VLOOKUP(Tabulation[[#This Row],[Concat]],Table3[],8)","v":0.28519},{"$f":"(Tabulation[[#This Row],[AC System Output (kW)]]*Tabulation[[#This Row],[Rate]])","v":0}]
[1,12,4,0,{"$f":"Tabulation[[#This Row],[AC System Output (W)]]/1000","v":0},{"$f":"VLOOKUP(Tabulation[[#This Row],[Month]],Season,2)","v":"Winter"},{"$f":"(DATE(2021,Tabulation[[#This Row],[Month]],Tabulation[[#This Row],[Day]]))","v":"2021-01-12"},{"$f":"WEEKDAY(Tabulation[[#This Row],[Date]])","v":3},{"$f":"IF(OR(Tabulation[[#This Row],[DayNo]]=1,Tabulation[[#This Row],[DayNo]]=7),1,0)","v":0},{"$f":"COUNTIF(Holidays,Tabulation[[#This Row],[Date]])","v":0},{"$f":"CONCATENATE(Tabulation[[#This Row],[Holiday]],Tabulation[[#This Row],[Season]],Tabulation[[#This Row],[Weekend]],\"-\",IF(Tabulation[[#This Row],[Hour]]<10,0,\"\"),C296)","v":"0Winter0-04"},{"$f":"VLOOKUP(Tabulation[[#This Row],[Concat]],Table3[],8)","v":0.28519},{"$f":"(Tabulation[[#This Row],[AC System Output (kW)]]*Tabulation[[#This Row],[Rate]])","v":0}]
[1,12,5,0,{"$f":"Tabulation[[#This Row],[AC System Output (W)]]/1000","v":0},{"$f":"VLOOKUP(Tabulation[[#This Row],[Month]],Season,2)","v":"Winter"},{"$f":"(DATE(2021,Tabulation[[#This Row],[Month]],Tabulation[[#This Row],[Day]]))","v":"2021-01-12"},{"$f":"WEEKDAY(Tabulation[[#This Row],[Date]])","v":3},{"$f":"IF(OR(Tabulation[[#This Row],[DayNo]]=1,Tabulation[[#This Row],[DayNo]]=7),1,0)","v":0},{"$f":"COUNTIF(Holidays,Tabulation[[#This Row],[Date]])","v":0},{"$f":"CONCATENATE(Tabulation[[#This Row],[Holiday]],Tabulation[[#This Row],[Season]],Tabulation[[#This Row],[Weekend]],\"-\",IF(Tabulation[[#This Row],[Hour]]<10,0,\"\"),C297)","v":"0Winter0-05"},{"$f":"VLOOKUP(Tabulation[[#This Row],[Concat]],Table3[],8)","v":0.28519},{"$f":"(Tabulation[[#This Row],[AC System Output (kW)]]*Tabulation[[#This Row],[Rate]])","v":0}]
[1,12,6,0,{"$f":"Tabulation[[#This Row],[AC System Output (W)]]/1000","v":0},{"$f":"VLOOKUP(Tabulation[[#This Row],[Month]],Season,2)","v":"Winter"},{"$f":"(DATE(2021,Tabulation[[#This Row],[Month]],Tabulation[[#This Row],[Day]]))","v":"2021-01-12"},{"$f":"WEEKDAY(Tabulation[[#This Row],[Date]])","v":3},{"$f":"IF(OR(Tabulation[[#This Row],[DayNo]]=1,Tabulation[[#This Row],[DayNo]]=7),1,0)","v":0},{"$f":"COUNTIF(Holidays,Tabulation[[#This Row],[Date]])","v":0},{"$f":"CONCATENATE(Tabulation[[#This Row],[Holiday]],Tabulation[[#This Row],[Season]],Tabulation[[#This Row],[Weekend]],\"-\",IF(Tabulation[[#This Row],[Hour]]<10,0,\"\"),C298)","v":"0Winter0-06"},{"$f":"VLOOKUP(Tabulation[[#This Row],[Concat]],Table3[],8)","v":0.28519},{"$f":"(Tabulation[[#This Row],[AC System Output (kW)]]*Tabulation[[#This Row],[Rate]])","v":0}]
[1,12,7,7.8319999999999999,{"$f":"Tabulation[[#This Row],[AC System Output (W)]]/1000","v":7.8320000000000004E-3},{"$f":"VLOOKUP(Tabulation[[#This Row],[Month]],Season,2)","v":"Winter"},{"$f":"(DATE(2021,Tabulation[[#This Row],[Month]],Tabulation[[#This Row],[Day]]))","v":"2021-01-12"},{"$f":"WEEKDAY(Tabulation[[#This Row],[Date]])","v":3},{"$f":"IF(OR(Tabulation[[#This Row],[DayNo]]=1,Tabulation[[#This Row],[DayNo]]=7),1,0)","v":0},{"$f":"COUNTIF(Holidays,Tabulation[[#This Row],[Date]])","v":0},{"$f":"CONCATENATE(Tabulation[[#This Row],[Holiday]],Tabulation[[#This Row],[Season]],Tabulation[[#This Row],[Weekend]],\"-\",IF(Tabulation[[#This Row],[Hour]]<10,0,\"\"),C299)","v":"0Winter0-07"},{"$f":"VLOOKUP(Tabulation[[#This Row],[Concat]],Table3[],8)","v":0.28519},{"$f":"(Tabulation[[#This Row],[AC System Output (kW)]]*Tabulation[[#This Row],[Rate]])","v":2.2336080800000003E-3}]
[1,12,8,173.79300000000001,{"$f":"Tabulation[[#This Row],[AC System Output (W)]]/1000","v":0.173793},{"$f":"VLOOKUP(Tabulation[[#This Row],[Month]],Season,2)","v":"Winter"},{"$f":"(DATE(2021,Tabulation[[#This Row],[Month]],Tabulation[[#This Row],[Day]]))","v":"2021-01-12"},{"$f":"WEEKDAY(Tabulation[[#This Row],[Date]])","v":3},{"$f":"IF(OR(Tabulation[[#This Row],[DayNo]]=1,Tabulation[[#This Row],[DayNo]]=7),1,0)","v":0},{"$f":"COUNTIF(Holidays,Tabulation[[#This Row],[Date]])","v":0},{"$f":"CONCATENATE(Tabulation[[#This Row],[Holiday]],Tabulation[[#This Row],[Season]],Tabulation[[#This Row],[Weekend]],\"-\",IF(Tabulation[[#This Row],[Hour]]<10,0,\"\"),C300)","v":"0Winter0-08"},{"$f":"VLOOKUP(Tabulation[[#This Row],[Concat]],Table3[],8)","v":0.28519},{"$f":"(Tabulation[[#This Row],[AC System Output (kW)]]*Tabulation[[#This Row],[Rate]])","v":4.9564025669999998E-2}]
[1,12,9,559.78399999999999,{"$f":"Tabulation[[#This Row],[AC System Output (W)]]/1000","v":0.55978399999999995},{"$f":"VLOOKUP(Tabulation[[#This Row],[Month]],Season,2)","v":"Winter"},{"$f":"(DATE(2021,Tabulation[[#This Row],[Month]],Tabulation[[#This Row],[Day]]))","v":"2021-01-12"},{"$f":"WEEKDAY(Tabulation[[#This Row],[Date]])","v":3},{"$f":"IF(OR(Tabulation[[#This Row],[DayNo]]=1,Tabulation[[#This Row],[DayNo]]=7),1,0)","v":0},{"$f":"COUNTIF(Holidays,Tabulation[[#This Row],[Date]])","v":0},{"$f":"CONCATENATE(Tabulation[[#This Row],[Holiday]],Tabulation[[#This Row],[Season]],Tabulation[[#This Row],[Weekend]],\"-\",IF(Tabulation[[#This Row],[Hour]]<10,0,\"\"),C301)","v":"0Winter0-09"},{"$f":"VLOOKUP(Tabulation[[#This Row],[Concat]],Table3[],8)","v":0.28519},{"$f":"(Tabulation[[#This Row],[AC System Output (kW)]]*Tabulation[[#This Row],[Rate]])","v":0.15964479895999997}]
[1,12,10,2303.114,{"$f":"Tabulation[[#This Row],[AC System Output (W)]]/1000","v":2.3031139999999999},{"$f":"VLOOKUP(Tabulation[[#This Row],[Month]],Season,2)","v":"Winter"},{"$f":"(DATE(2021,Tabulation[[#This Row],[Month]],Tabulation[[#This Row],[Day]]))","v":"2021-01-12"},{"$f":"WEEKDAY(Tabulation[[#This Row],[Date]])","v":3},{"$f":"IF(OR(Tabulation[[#This Row],[DayNo]]=1,Tabulation[[#This Row],[DayNo]]=7),1,0)","v":0},{"$f":"COUNTIF(Holidays,Tabulation[[#This Row],[Date]])","v":0},{"$f":"CONCATENATE(Tabulation[[#This Row],[Holiday]],Tabulation[[#This Row],[Season]],Tabulation[[#This Row],[Weekend]],\"-\",IF(Tabulation[[#This Row],[Hour]]<10,0,\"\"),C302)","v":"0Winter0-10"},{"$f":"VLOOKUP(Tabulation[[#This Row],[Concat]],Table3[],8)","v":0.28519},{"$f":"(Tabulation[[#This Row],[AC System Output (kW)]]*Tabulation[[#This Row],[Rate]])","v":0.65682508165999998}]
[1,12,11,2482.2359999999999,{"$f":"Tabulation[[#This Row],[AC System Output (W)]]/1000","v":2.4822359999999999},{"$f":"VLOOKUP(Tabulation[[#This Row],[Month]],Season,2)","v":"Winter"},{"$f":"(DATE(2021,Tabulation[[#This Row],[Month]],Tabulation[[#This Row],[Day]]))","v":"2021-01-12"},{"$f":"WEEKDAY(Tabulation[[#This Row],[Date]])","v":3},{"$f":"IF(OR(Tabulation[[#This Row],[DayNo]]=1,Tabulation[[#This Row],[DayNo]]=7),1,0)","v":0},{"$f":"COUNTIF(Holidays,Tabulation[[#This Row],[Date]])","v":0},{"$f":"CONCATENATE(Tabulation[[#This Row],[Holiday]],Tabulation[[#This Row],[Season]],Tabulation[[#This Row],[Weekend]],\"-\",IF(Tabulation[[#This Row],[Hour]]<10,0,\"\"),C303)","v":"0Winter0-11"},{"$f":"VLOOKUP(Tabulation[[#This Row],[Concat]],Table3[],8)","v":0.28519},{"$f":"(Tabulation[[#This Row],[AC System Output (kW)]]*Tabulation[[#This Row],[Rate]])","v":0.70790888483999992}]
[1,12,12,2506.2179999999998,{"$f":"Tabulation[[#This Row],[AC System Output (W)]]/1000","v":2.5062180000000001},{"$f":"VLOOKUP(Tabulation[[#This Row],[Month]],Season,2)","v":"Winter"},{"$f":"(DATE(2021,Tabulation[[#This Row],[Month]],Tabulation[[#This Row],[Day]]))","v":"2021-01-12"},{"$f":"WEEKDAY(Tabulation[[#This Row],[Date]])","v":3},{"$f":"IF(OR(Tabulation[[#This Row],[DayNo]]=1,Tabulation[[#This Row],[DayNo]]=7),1,0)","v":0},{"$f":"COUNTIF(Holidays,Tabulation[[#This Row],[Date]])","v":0},{"$f":"CONCATENATE(Tabulation[[#This Row],[Holiday]],Tabulation[[#This Row],[Season]],Tabulation[[#This Row],[Weekend]],\"-\",IF(Tabulation[[#This Row],[Hour]]<10,0,\"\"),C304)","v":"0Winter0-12"},{"$f":"VLOOKUP(Tabulation[[#This Row],[Concat]],Table3[],8)","v":0.28519},{"$f":"(Tabulation[[#This Row],[AC System Output (kW)]]*Tabulation[[#This Row],[Rate]])","v":0.71474831142000006}]
[1,12,13,2319.924,{"$f":"Tabulation[[#This Row],[AC System Output (W)]]/1000","v":2.3199239999999999},{"$f":"VLOOKUP(Tabulation[[#This Row],[Month]],Season,2)","v":"Winter"},{"$f":"(DATE(2021,Tabulation[[#This Row],[Month]],Tabulation[[#This Row],[Day]]))","v":"2021-01-12"},{"$f":"WEEKDAY(Tabulation[[#This Row],[Date]])","v":3},{"$f":"IF(OR(Tabulation[[#This Row],[DayNo]]=1,Tabulation[[#This Row],[DayNo]]=7),1,0)","v":0},{"$f":"COUNTIF(Holidays,Tabulation[[#This Row],[Date]])","v":0},{"$f":"CONCATENATE(Tabulation[[#This Row],[Holiday]],Tabulation[[#This Row],[Season]],Tabulation[[#This Row],[Weekend]],\"-\",IF(Tabulation[[#This Row],[Hour]]<10,0,\"\"),C305)","v":"0Winter0-13"},{"$f":"VLOOKUP(Tabulation[[#This Row],[Concat]],Table3[],8)","v":0.28519},{"$f":"(Tabulation[[#This Row],[AC System Output (kW)]]*Tabulation[[#This Row],[Rate]])","v":0.66161912555999991}]
[1,12,14,1931.808,{"$f":"Tabulation[[#This Row],[AC System Output (W)]]/1000","v":1.931808},{"$f":"VLOOKUP(Tabulation[[#This Row],[Month]],Season,2)","v":"Winter"},{"$f":"(DATE(2021,Tabulation[[#This Row],[Month]],Tabulation[[#This Row],[Day]]))","v":"2021-01-12"},{"$f":"WEEKDAY(Tabulation[[#This Row],[Date]])","v":3},{"$f":"IF(OR(Tabulation[[#This Row],[DayNo]]=1,Tabulation[[#This Row],[DayNo]]=7),1,0)","v":0},{"$f":"COUNTIF(Holidays,Tabulation[[#This Row],[Date]])","v":0},{"$f":"CONCATENATE(Tabulation[[#This Row],[Holiday]],Tabulation[[#This Row],[Season]],Tabulation[[#This Row],[Weekend]],\"-\",IF(Tabulation[[#This Row],[Hour]]<10,0,\"\"),C306)","v":"0Winter0-14"},{"$f":"VLOOKUP(Tabulation[[#This Row],[Concat]],Table3[],8)","v":0.28519},{"$f":"(Tabulation[[#This Row],[AC System Output (kW)]]*Tabulation[[#This Row],[Rate]])","v":0.55093232351999999}]
[1,12,15,1301.77,{"$f":"Tabulation[[#This Row],[AC System Output (W)]]/1000","v":1.3017699999999999},{"$f":"VLOOKUP(Tabulation[[#This Row],[Month]],Season,2)","v":"Winter"},{"$f":"(DATE(2021,Tabulation[[#This Row],[Month]],Tabulation[[#This Row],[Day]]))","v":"2021-01-12"},{"$f":"WEEKDAY(Tabulation[[#This Row],[Date]])","v":3},{"$f":"IF(OR(Tabulation[[#This Row],[DayNo]]=1,Tabulation[[#This Row],[DayNo]]=7),1,0)","v":0},{"$f":"COUNTIF(Holidays,Tabulation[[#This Row],[Date]])","v":0},{"$f":"CONCATENATE(Tabulation[[#This Row],[Holiday]],Tabulation[[#This Row],[Season]],Tabulation[[#This Row],[Weekend]],\"-\",IF(Tabulation[[#This Row],[Hour]]<10,0,\"\"),C307)","v":"0Winter0-15"},{"$f":"VLOOKUP(Tabulation[[#This Row],[Concat]],Table3[],8)","v":0.28519},{"$f":"(Tabulation[[#This Row],[AC System Output (kW)]]*Tabulation[[#This Row],[Rate]])","v":0.37125178629999994}]
[1,12,16,467.68799999999999,{"$f":"Tabulation[[#This Row],[AC System Output (W)]]/1000","v":0.46768799999999999},{"$f":"VLOOKUP(Tabulation[[#This Row],[Month]],Season,2)","v":"Winter"},{"$f":"(DATE(2021,Tabulation[[#This Row],[Month]],Tabulation[[#This Row],[Day]]))","v":"2021-01-12"},{"$f":"WEEKDAY(Tabulation[[#This Row],[Date]])","v":3},{"$f":"IF(OR(Tabulation[[#This Row],[DayNo]]=1,Tabulation[[#This Row],[DayNo]]=7),1,0)","v":0},{"$f":"COUNTIF(Holidays,Tabulation[[#This Row],[Date]])","v":0},{"$f":"CONCATENATE(Tabulation[[#This Row],[Holiday]],Tabulation[[#This Row],[Season]],Tabulation[[#This Row],[Weekend]],\"-\",IF(Tabulation[[#This Row],[Hour]]<10,0,\"\"),C308)","v":"0Winter0-16"},{"$f":"VLOOKUP(Tabulation[[#This Row],[Concat]],Table3[],8)","v":0.28519},{"$f":"(Tabulation[[#This Row],[AC System Output (kW)]]*Tabulation[[#This Row],[Rate]])","v":0.13337994072000001}]
[1,12,17,0,{"$f":"Tabulation[[#This Row],[AC System Output (W)]]/1000","v":0},{"$f":"VLOOKUP(Tabulation[[#This Row],[Month]],Season,2)","v":"Winter"},{"$f":"(DATE(2021,Tabulation[[#This Row],[Month]],Tabulation[[#This Row],[Day]]))","v":"2021-01-12"},{"$f":"WEEKDAY(Tabulation[[#This Row],[Date]])","v":3},{"$f":"IF(OR(Tabulation[[#This Row],[DayNo]]=1,Tabulation[[#This Row],[DayNo]]=7),1,0)","v":0},{"$f":"COUNTIF(Holidays,Tabulation[[#This Row],[Date]])","v":0},{"$f":"CONCATENATE(Tabulation[[#This Row],[Holiday]],Tabulation[[#This Row],[Season]],Tabulation[[#This Row],[Weekend]],\"-\",IF(Tabulation[[#This Row],[Hour]]<10,0,\"\"),C309)","v":"0Winter0-17"},{"$f":"VLOOKUP(Tabulation[[#This Row],[Concat]],Table3[],8)","v":0.30257000000000001},{"$f":"(Tabulation[[#This Row],[AC System Output (kW)]]*Tabulation[[#This Row],[Rate]])","v":0}]
[1,12,18,0,{"$f":"Tabulation[[#This Row],[AC System Output (W)]]/1000","v":0},{"$f":"VLOOKUP(Tabulation[[#This Row],[Month]],Season,2)","v":"Winter"},{"$f":"(DATE(2021,Tabulation[[#This Row],[Month]],Tabulation[[#This Row],[Day]]))","v":"2021-01-12"},{"$f":"WEEKDAY(Tabulation[[#This Row],[Date]])","v":3},{"$f":"IF(OR(Tabulation[[#This Row],[DayNo]]=1,Tabulation[[#This Row],[DayNo]]=7),1,0)","v":0},{"$f":"COUNTIF(Holidays,Tabulation[[#This Row],[Date]])","v":0},{"$f":"CONCATENATE(Tabulation[[#This Row],[Holiday]],Tabulation[[#This Row],[Season]],Tabulation[[#This Row],[Weekend]],\"-\",IF(Tabulation[[#This Row],[Hour]]<10,0,\"\"),C310)","v":"0Winter0-18"},{"$f":"VLOOKUP(Tabulation[[#This Row],[Concat]],Table3[],8)","v":0.30257000000000001},{"$f":"(Tabulation[[#This Row],[AC System Output (kW)]]*Tabulation[[#This Row],[Rate]])","v":0}]
[1,12,19,0,{"$f":"Tabulation[[#This Row],[AC System Output (W)]]/1000","v":0},{"$f":"VLOOKUP(Tabulation[[#This Row],[Month]],Season,2)","v":"Winter"},{"$f":"(DATE(2021,Tabulation[[#This Row],[Month]],Tabulation[[#This Row],[Day]]))","v":"2021-01-12"},{"$f":"WEEKDAY(Tabulation[[#This Row],[Date]])","v":3},{"$f":"IF(OR(Tabulation[[#This Row],[DayNo]]=1,Tabulation[[#This Row],[DayNo]]=7),1,0)","v":0},{"$f":"COUNTIF(Holidays,Tabulation[[#This Row],[Date]])","v":0},{"$f":"CONCATENATE(Tabulation[[#This Row],[Holiday]],Tabulation[[#This Row],[Season]],Tabulation[[#This Row],[Weekend]],\"-\",IF(Tabulation[[#This Row],[Hour]]<10,0,\"\"),C311)","v":"0Winter0-19"},{"$f":"VLOOKUP(Tabulation[[#This Row],[Concat]],Table3[],8)","v":0.30257000000000001},{"$f":"(Tabulation[[#This Row],[AC System Output (kW)]]*Tabulation[[#This Row],[Rate]])","v":0}]
[1,12,20,0,{"$f":"Tabulation[[#This Row],[AC System Output (W)]]/1000","v":0},{"$f":"VLOOKUP(Tabulation[[#This Row],[Month]],Season,2)","v":"Winter"},{"$f":"(DATE(2021,Tabulation[[#This Row],[Month]],Tabulation[[#This Row],[Day]]))","v":"2021-01-12"},{"$f":"WEEKDAY(Tabulation[[#This Row],[Date]])","v":3},{"$f":"IF(OR(Tabulation[[#This Row],[DayNo]]=1,Tabulation[[#This Row],[DayNo]]=7),1,0)","v":0},{"$f":"COUNTIF(Holidays,Tabulation[[#This Row],[Date]])","v":0},{"$f":"CONCATENATE(Tabulation[[#This Row],[Holiday]],Tabulation[[#This Row],[Season]],Tabulation[[#This Row],[Weekend]],\"-\",IF(Tabulation[[#This Row],[Hour]]<10,0,\"\"),C312)","v":"0Winter0-20"},{"$f":"VLOOKUP(Tabulation[[#This Row],[Concat]],Table3[],8)","v":0.28519},{"$f":"(Tabulation[[#This Row],[AC System Output (kW)]]*Tabulation[[#This Row],[Rate]])","v":0}]
[1,12,21,0,{"$f":"Tabulation[[#This Row],[AC System Output (W)]]/1000","v":0},{"$f":"VLOOKUP(Tabulation[[#This Row],[Month]],Season,2)","v":"Winter"},{"$f":"(DATE(2021,Tabulation[[#This Row],[Month]],Tabulation[[#This Row],[Day]]))","v":"2021-01-12"},{"$f":"WEEKDAY(Tabulation[[#This Row],[Date]])","v":3},{"$f":"IF(OR(Tabulation[[#This Row],[DayNo]]=1,Tabulation[[#This Row],[DayNo]]=7),1,0)","v":0},{"$f":"COUNTIF(Holidays,Tabulation[[#This Row],[Date]])","v":0},{"$f":"CONCATENATE(Tabulation[[#This Row],[Holiday]],Tabulation[[#This Row],[Season]],Tabulation[[#This Row],[Weekend]],\"-\",IF(Tabulation[[#This Row],[Hour]]<10,0,\"\"),C313)","v":"0Winter0-21"},{"$f":"VLOOKUP(Tabulation[[#This Row],[Concat]],Table3[],8)","v":0.28519},{"$f":"(Tabulation[[#This Row],[AC System Output (kW)]]*Tabulation[[#This Row],[Rate]])","v":0}]
[1,12,22,0,{"$f":"Tabulation[[#This Row],[AC System Output (W)]]/1000","v":0},{"$f":"VLOOKUP(Tabulation[[#This Row],[Month]],Season,2)","v":"Winter"},{"$f":"(DATE(2021,Tabulation[[#This Row],[Month]],Tabulation[[#This Row],[Day]]))","v":"2021-01-12"},{"$f":"WEEKDAY(Tabulation[[#This Row],[Date]])","v":3},{"$f":"IF(OR(Tabulation[[#This Row],[DayNo]]=1,Tabulation[[#This Row],[DayNo]]=7),1,0)","v":0},{"$f":"COUNTIF(Holidays,Tabulation[[#This Row],[Date]])","v":0},{"$f":"CONCATENATE(Tabulation[[#This Row],[Holiday]],Tabulation[[#This Row],[Season]],Tabulation[[#This Row],[Weekend]],\"-\",IF(Tabulation[[#This Row],[Hour]]<10,0,\"\"),C314)","v":"0Winter0-22"},{"$f":"VLOOKUP(Tabulation[[#This Row],[Concat]],Table3[],8)","v":0.28519},{"$f":"(Tabulation[[#This Row],[AC System Output (kW)]]*Tabulation[[#This Row],[Rate]])","v":0}]
[1,12,23,0,{"$f":"Tabulation[[#This Row],[AC System Output (W)]]/1000","v":0},{"$f":"VLOOKUP(Tabulation[[#This Row],[Month]],Season,2)","v":"Winter"},{"$f":"(DATE(2021,Tabulation[[#This Row],[Month]],Tabulation[[#This Row],[Day]]))","v":"2021-01-12"},{"$f":"WEEKDAY(Tabulation[[#This Row],[Date]])","v":3},{"$f":"IF(OR(Tabulation[[#This Row],[DayNo]]=1,Tabulation[[#This Row],[DayNo]]=7),1,0)","v":0},{"$f":"COUNTIF(Holidays,Tabulation[[#This Row],[Date]])","v":0},{"$f":"CONCATENATE(Tabulation[[#This Row],[Holiday]],Tabulation[[#This Row],[Season]],Tabulation[[#This Row],[Weekend]],\"-\",IF(Tabulation[[#This Row],[Hour]]<10,0,\"\"),C315)","v":"0Winter0-23"},{"$f":"VLOOKUP(Tabulation[[#This Row],[Concat]],Table3[],8)","v":0.28519},{"$f":"(Tabulation[[#This Row],[AC System Output (kW)]]*Tabulation[[#This Row],[Rate]])","v":0}]
[1,13,0,0,{"$f":"Tabulation[[#This Row],[AC System Output (W)]]/1000","v":0},{"$f":"VLOOKUP(Tabulation[[#This Row],[Month]],Season,2)","v":"Winter"},{"$f":"(DATE(2021,Tabulation[[#This Row],[Month]],Tabulation[[#This Row],[Day]]))","v":"2021-01-13"},{"$f":"WEEKDAY(Tabulation[[#This Row],[Date]])","v":4},{"$f":"IF(OR(Tabulation[[#This Row],[DayNo]]=1,Tabulation[[#This Row],[DayNo]]=7),1,0)","v":0},{"$f":"COUNTIF(Holidays,Tabulation[[#This Row],[Date]])","v":0},{"$f":"CONCATENATE(Tabulation[[#This Row],[Holiday]],Tabulation[[#This Row],[Season]],Tabulation[[#This Row],[Weekend]],\"-\",IF(Tabulation[[#This Row],[Hour]]<10,0,\"\"),C316)","v":"0Winter0-00"},{"$f":"VLOOKUP(Tabulation[[#This Row],[Concat]],Table3[],8)","v":0.28519},{"$f":"(Tabulation[[#This Row],[AC System Output (kW)]]*Tabulation[[#This Row],[Rate]])","v":0}]
[1,13,1,0,{"$f":"Tabulation[[#This Row],[AC System Output (W)]]/1000","v":0},{"$f":"VLOOKUP(Tabulation[[#This Row],[Month]],Season,2)","v":"Winter"},{"$f":"(DATE(2021,Tabulation[[#This Row],[Month]],Tabulation[[#This Row],[Day]]))","v":"2021-01-13"},{"$f":"WEEKDAY(Tabulation[[#This Row],[Date]])","v":4},{"$f":"IF(OR(Tabulation[[#This Row],[DayNo]]=1,Tabulation[[#This Row],[DayNo]]=7),1,0)","v":0},{"$f":"COUNTIF(Holidays,Tabulation[[#This Row],[Date]])","v":0},{"$f":"CONCATENATE(Tabulation[[#This Row],[Holiday]],Tabulation[[#This Row],[Season]],Tabulation[[#This Row],[Weekend]],\"-\",IF(Tabulation[[#This Row],[Hour]]<10,0,\"\"),C317)","v":"0Winter0-01"},{"$f":"VLOOKUP(Tabulation[[#This Row],[Concat]],Table3[],8)","v":0.28519},{"$f":"(Tabulation[[#This Row],[AC System Output (kW)]]*Tabulation[[#This Row],[Rate]])","v":0}]
[1,13,2,0,{"$f":"Tabulation[[#This Row],[AC System Output (W)]]/1000","v":0},{"$f":"VLOOKUP(Tabulation[[#This Row],[Month]],Season,2)","v":"Winter"},{"$f":"(DATE(2021,Tabulation[[#This Row],[Month]],Tabulation[[#This Row],[Day]]))","v":"2021-01-13"},{"$f":"WEEKDAY(Tabulation[[#This Row],[Date]])","v":4},{"$f":"IF(OR(Tabulation[[#This Row],[DayNo]]=1,Tabulation[[#This Row],[DayNo]]=7),1,0)","v":0},{"$f":"COUNTIF(Holidays,Tabulation[[#This Row],[Date]])","v":0},{"$f":"CONCATENATE(Tabulation[[#This Row],[Holiday]],Tabulation[[#This Row],[Season]],Tabulation[[#This Row],[Weekend]],\"-\",IF(Tabulation[[#This Row],[Hour]]<10,0,\"\"),C318)","v":"0Winter0-02"},{"$f":"VLOOKUP(Tabulation[[#This Row],[Concat]],Table3[],8)","v":0.28519},{"$f":"(Tabulation[[#This Row],[AC System Output (kW)]]*Tabulation[[#This Row],[Rate]])","v":0}]
[1,13,3,0,{"$f":"Tabulation[[#This Row],[AC System Output (W)]]/1000","v":0},{"$f":"VLOOKUP(Tabulation[[#This Row],[Month]],Season,2)","v":"Winter"},{"$f":"(DATE(2021,Tabulation[[#This Row],[Month]],Tabulation[[#This Row],[Day]]))","v":"2021-01-13"},{"$f":"WEEKDAY(Tabulation[[#This Row],[Date]])","v":4},{"$f":"IF(OR(Tabulation[[#This Row],[DayNo]]=1,Tabulation[[#This Row],[DayNo]]=7),1,0)","v":0},{"$f":"COUNTIF(Holidays,Tabulation[[#This Row],[Date]])","v":0},{"$f":"CONCATENATE(Tabulation[[#This Row],[Holiday]],Tabulation[[#This Row],[Season]],Tabulation[[#This Row],[Weekend]],\"-\",IF(Tabulation[[#This Row],[Hour]]<10,0,\"\"),C319)","v":"0Winter0-03"},{"$f":"VLOOKUP(Tabulation[[#This Row],[Concat]],Table3[],8)","v":0.28519},{"$f":"(Tabulation[[#This Row],[AC System Output (kW)]]*Tabulation[[#This Row],[Rate]])","v":0}]
[1,13,4,0,{"$f":"Tabulation[[#This Row],[AC System Output (W)]]/1000","v":0},{"$f":"VLOOKUP(Tabulation[[#This Row],[Month]],Season,2)","v":"Winter"},{"$f":"(DATE(2021,Tabulation[[#This Row],[Month]],Tabulation[[#This Row],[Day]]))","v":"2021-01-13"},{"$f":"WEEKDAY(Tabulation[[#This Row],[Date]])","v":4},{"$f":"IF(OR(Tabulation[[#This Row],[DayNo]]=1,Tabulation[[#This Row],[DayNo]]=7),1,0)","v":0},{"$f":"COUNTIF(Holidays,Tabulation[[#This Row],[Date]])","v":0},{"$f":"CONCATENATE(Tabulation[[#This Row],[Holiday]],Tabulation[[#This Row],[Season]],Tabulation[[#This Row],[Weekend]],\"-\",IF(Tabulation[[#This Row],[Hour]]<10,0,\"\"),C320)","v":"0Winter0-04"},{"$f":"VLOOKUP(Tabulation[[#This Row],[Concat]],Table3[],8)","v":0.28519},{"$f":"(Tabulation[[#This Row],[AC System Output (kW)]]*Tabulation[[#This Row],[Rate]])","v":0}]
[1,13,5,0,{"$f":"Tabulation[[#This Row],[AC System Output (W)]]/1000","v":0},{"$f":"VLOOKUP(Tabulation[[#This Row],[Month]],Season,2)","v":"Winter"},{"$f":"(DATE(2021,Tabulation[[#This Row],[Month]],Tabulation[[#This Row],[Day]]))","v":"2021-01-13"},{"$f":"WEEKDAY(Tabulation[[#This Row],[Date]])","v":4},{"$f":"IF(OR(Tabulation[[#This Row],[DayNo]]=1,Tabulation[[#This Row],[DayNo]]=7),1,0)","v":0},{"$f":"COUNTIF(Holidays,Tabulation[[#This Row],[Date]])","v":0},{"$f":"CONCATENATE(Tabulation[[#This Row],[Holiday]],Tabulation[[#This Row],[Season]],Tabulation[[#This Row],[Weekend]],\"-\",IF(Tabulation[[#This Row],[Hour]]<10,0,\"\"),C321)","v":"0Winter0-05"},{"$f":"VLOOKUP(Tabulation[[#This Row],[Concat]],Table3[],8)","v":0.28519},{"$f":"(Tabulation[[#This Row],[AC System Output (kW)]]*Tabulation[[#This Row],[Rate]])","v":0}]
[1,13,6,0,{"$f":"Tabulation[[#This Row],[AC System Output (W)]]/1000","v":0},{"$f":"VLOOKUP(Tabulation[[#This Row],[Month]],Season,2)","v":"Winter"},{"$f":"(DATE(2021,Tabulation[[#This Row],[Month]],Tabulation[[#This Row],[Day]]))","v":"2021-01-13"},{"$f":"WEEKDAY(Tabulation[[#This Row],[Date]])","v":4},{"$f":"IF(OR(Tabulation[[#This Row],[DayNo]]=1,Tabulation[[#This Row],[DayNo]]=7),1,0)","v":0},{"$f":"COUNTIF(Holidays,Tabulation[[#This Row],[Date]])","v":0},{"$f":"CONCATENATE(Tabulation[[#This Row],[Holiday]],Tabulation[[#This Row],[Season]],Tabulation[[#This Row],[Weekend]],\"-\",IF(Tabulation[[#This Row],[Hour]]<10,0,\"\"),C322)","v":"0Winter0-06"},{"$f":"VLOOKUP(Tabulation[[#This Row],[Concat]],Table3[],8)","v":0.28519},{"$f":"(Tabulation[[#This Row],[AC System Output (kW)]]*Tabulation[[#This Row],[Rate]])","v":0}]
[1,13,7,0.86,{"$f":"Tabulation[[#This Row],[AC System Output (W)]]/1000","v":8.5999999999999998E-4},{"$f":"VLOOKUP(Tabulation[[#This Row],[Month]],Season,2)","v":"Winter"},{"$f":"(DATE(2021,Tabulation[[#This Row],[Month]],Tabulation[[#This Row],[Day]]))","v":"2021-01-13"},{"$f":"WEEKDAY(Tabulation[[#This Row],[Date]])","v":4},{"$f":"IF(OR(Tabulation[[#This Row],[DayNo]]=1,Tabulation[[#This Row],[DayNo]]=7),1,0)","v":0},{"$f":"COUNTIF(Holidays,Tabulation[[#This Row],[Date]])","v":0},{"$f":"CONCATENATE(Tabulation[[#This Row],[Holiday]],Tabulation[[#This Row],[Season]],Tabulation[[#This Row],[Weekend]],\"-\",IF(Tabulation[[#This Row],[Hour]]<10,0,\"\"),C323)","v":"0Winter0-07"},{"$f":"VLOOKUP(Tabulation[[#This Row],[Concat]],Table3[],8)","v":0.28519},{"$f":"(Tabulation[[#This Row],[AC System Output (kW)]]*Tabulation[[#This Row],[Rate]])","v":2.4526339999999999E-4}]
[1,13,8,143.38300000000001,{"$f":"Tabulation[[#This Row],[AC System Output (W)]]/1000","v":0.14338300000000001},{"$f":"VLOOKUP(Tabulation[[#This Row],[Month]],Season,2)","v":"Winter"},{"$f":"(DATE(2021,Tabulation[[#This Row],[Month]],Tabulation[[#This Row],[Day]]))","v":"2021-01-13"},{"$f":"WEEKDAY(Tabulation[[#This Row],[Date]])","v":4},{"$f":"IF(OR(Tabulation[[#This Row],[DayNo]]=1,Tabulation[[#This Row],[DayNo]]=7),1,0)","v":0},{"$f":"COUNTIF(Holidays,Tabulation[[#This Row],[Date]])","v":0},{"$f":"CONCATENATE(Tabulation[[#This Row],[Holiday]],Tabulation[[#This Row],[Season]],Tabulation[[#This Row],[Weekend]],\"-\",IF(Tabulation[[#This Row],[Hour]]<10,0,\"\"),C324)","v":"0Winter0-08"},{"$f":"VLOOKUP(Tabulation[[#This Row],[Concat]],Table3[],8)","v":0.28519},{"$f":"(Tabulation[[#This Row],[AC System Output (kW)]]*Tabulation[[#This Row],[Rate]])","v":4.0891397770000004E-2}]
[1,13,9,349.70299999999997,{"$f":"Tabulation[[#This Row],[AC System Output (W)]]/1000","v":0.34970299999999999},{"$f":"VLOOKUP(Tabulation[[#This Row],[Month]],Season,2)","v":"Winter"},{"$f":"(DATE(2021,Tabulation[[#This Row],[Month]],Tabulation[[#This Row],[Day]]))","v":"2021-01-13"},{"$f":"WEEKDAY(Tabulation[[#This Row],[Date]])","v":4},{"$f":"IF(OR(Tabulation[[#This Row],[DayNo]]=1,Tabulation[[#This Row],[DayNo]]=7),1,0)","v":0},{"$f":"COUNTIF(Holidays,Tabulation[[#This Row],[Date]])","v":0},{"$f":"CONCATENATE(Tabulation[[#This Row],[Holiday]],Tabulation[[#This Row],[Season]],Tabulation[[#This Row],[Weekend]],\"-\",IF(Tabulation[[#This Row],[Hour]]<10,0,\"\"),C325)","v":"0Winter0-09"},{"$f":"VLOOKUP(Tabulation[[#This Row],[Concat]],Table3[],8)","v":0.28519},{"$f":"(Tabulation[[#This Row],[AC System Output (kW)]]*Tabulation[[#This Row],[Rate]])","v":9.9731798570000002E-2}]
[1,13,10,867.62400000000002,{"$f":"Tabulation[[#This Row],[AC System Output (W)]]/1000","v":0.86762400000000006},{"$f":"VLOOKUP(Tabulation[[#This Row],[Month]],Season,2)","v":"Winter"},{"$f":"(DATE(2021,Tabulation[[#This Row],[Month]],Tabulation[[#This Row],[Day]]))","v":"2021-01-13"},{"$f":"WEEKDAY(Tabulation[[#This Row],[Date]])","v":4},{"$f":"IF(OR(Tabulation[[#This Row],[DayNo]]=1,Tabulation[[#This Row],[DayNo]]=7),1,0)","v":0},{"$f":"COUNTIF(Holidays,Tabulation[[#This Row],[Date]])","v":0},{"$f":"CONCATENATE(Tabulation[[#This Row],[Holiday]],Tabulation[[#This Row],[Season]],Tabulation[[#This Row],[Weekend]],\"-\",IF(Tabulation[[#This Row],[Hour]]<10,0,\"\"),C326)","v":"0Winter0-10"},{"$f":"VLOOKUP(Tabulation[[#This Row],[Concat]],Table3[],8)","v":0.28519},{"$f":"(Tabulation[[#This Row],[AC System Output (kW)]]*Tabulation[[#This Row],[Rate]])","v":0.24743768856000001}]
[1,13,11,2538.7510000000002,{"$f":"Tabulation[[#This Row],[AC System Output (W)]]/1000","v":2.5387510000000004},{"$f":"VLOOKUP(Tabulation[[#This Row],[Month]],Season,2)","v":"Winter"},{"$f":"(DATE(2021,Tabulation[[#This Row],[Month]],Tabulation[[#This Row],[Day]]))","v":"2021-01-13"},{"$f":"WEEKDAY(Tabulation[[#This Row],[Date]])","v":4},{"$f":"IF(OR(Tabulation[[#This Row],[DayNo]]=1,Tabulation[[#This Row],[DayNo]]=7),1,0)","v":0},{"$f":"COUNTIF(Holidays,Tabulation[[#This Row],[Date]])","v":0},{"$f":"CONCATENATE(Tabulation[[#This Row],[Holiday]],Tabulation[[#This Row],[Season]],Tabulation[[#This Row],[Weekend]],\"-\",IF(Tabulation[[#This Row],[Hour]]<10,0,\"\"),C327)","v":"0Winter0-11"},{"$f":"VLOOKUP(Tabulation[[#This Row],[Concat]],Table3[],8)","v":0.28519},{"$f":"(Tabulation[[#This Row],[AC System Output (kW)]]*Tabulation[[#This Row],[Rate]])","v":0.7240263976900001}]
[1,13,12,2537.6309999999999,{"$f":"Tabulation[[#This Row],[AC System Output (W)]]/1000","v":2.5376309999999997},{"$f":"VLOOKUP(Tabulation[[#This Row],[Month]],Season,2)","v":"Winter"},{"$f":"(DATE(2021,Tabulation[[#This Row],[Month]],Tabulation[[#This Row],[Day]]))","v":"2021-01-13"},{"$f":"WEEKDAY(Tabulation[[#This Row],[Date]])","v":4},{"$f":"IF(OR(Tabulation[[#This Row],[DayNo]]=1,Tabulation[[#This Row],[DayNo]]=7),1,0)","v":0},{"$f":"COUNTIF(Holidays,Tabulation[[#This Row],[Date]])","v":0},{"$f":"CONCATENATE(Tabulation[[#This Row],[Holiday]],Tabulation[[#This Row],[Season]],Tabulation[[#This Row],[Weekend]],\"-\",IF(Tabulation[[#This Row],[Hour]]<10,0,\"\"),C328)","v":"0Winter0-12"},{"$f":"VLOOKUP(Tabulation[[#This Row],[Concat]],Table3[],8)","v":0.28519},{"$f":"(Tabulation[[#This Row],[AC System Output (kW)]]*Tabulation[[#This Row],[Rate]])","v":0.72370698488999996}]
[1,13,13,2344.9940000000001,{"$f":"Tabulation[[#This Row],[AC System Output (W)]]/1000","v":2.3449940000000002},{"$f":"VLOOKUP(Tabulation[[#This Row],[Month]],Season,2)","v":"Winter"},{"$f":"(DATE(2021,Tabulation[[#This Row],[Month]],Tabulation[[#This Row],[Day]]))","v":"2021-01-13"},{"$f":"WEEKDAY(Tabulation[[#This Row],[Date]])","v":4},{"$f":"IF(OR(Tabulation[[#This Row],[DayNo]]=1,Tabulation[[#This Row],[DayNo]]=7),1,0)","v":0},{"$f":"COUNTIF(Holidays,Tabulation[[#This Row],[Date]])","v":0},{"$f":"CONCATENATE(Tabulation[[#This Row],[Holiday]],Tabulation[[#This Row],[Season]],Tabulation[[#This Row],[Weekend]],\"-\",IF(Tabulation[[#This Row],[Hour]]<10,0,\"\"),C329)","v":"0Winter0-13"},{"$f":"VLOOKUP(Tabulation[[#This Row],[Concat]],Table3[],8)","v":0.28519},{"$f":"(Tabulation[[#This Row],[AC System Output (kW)]]*Tabulation[[#This Row],[Rate]])","v":0.66876883886000005}]
[1,13,14,1963.675,{"$f":"Tabulation[[#This Row],[AC System Output (W)]]/1000","v":1.9636750000000001},{"$f":"VLOOKUP(Tabulation[[#This Row],[Month]],Season,2)","v":"Winter"},{"$f":"(DATE(2021,Tabulation[[#This Row],[Month]],Tabulation[[#This Row],[Day]]))","v":"2021-01-13"},{"$f":"WEEKDAY(Tabulation[[#This Row],[Date]])","v":4},{"$f":"IF(OR(Tabulation[[#This Row],[DayNo]]=1,Tabulation[[#This Row],[DayNo]]=7),1,0)","v":0},{"$f":"COUNTIF(Holidays,Tabulation[[#This Row],[Date]])","v":0},{"$f":"CONCATENATE(Tabulation[[#This Row],[Holiday]],Tabulation[[#This Row],[Season]],Tabulation[[#This Row],[Weekend]],\"-\",IF(Tabulation[[#This Row],[Hour]]<10,0,\"\"),C330)","v":"0Winter0-14"},{"$f":"VLOOKUP(Tabulation[[#This Row],[Concat]],Table3[],8)","v":0.28519},{"$f":"(Tabulation[[#This Row],[AC System Output (kW)]]*Tabulation[[#This Row],[Rate]])","v":0.56002047325000004}]
[1,13,15,1344.2180000000001,{"$f":"Tabulation[[#This Row],[AC System Output (W)]]/1000","v":1.3442180000000001},{"$f":"VLOOKUP(Tabulation[[#This Row],[Month]],Season,2)","v":"Winter"},{"$f":"(DATE(2021,Tabulation[[#This Row],[Month]],Tabulation[[#This Row],[Day]]))","v":"2021-01-13"},{"$f":"WEEKDAY(Tabulation[[#This Row],[Date]])","v":4},{"$f":"IF(OR(Tabulation[[#This Row],[DayNo]]=1,Tabulation[[#This Row],[DayNo]]=7),1,0)","v":0},{"$f":"COUNTIF(Holidays,Tabulation[[#This Row],[Date]])","v":0},{"$f":"CONCATENATE(Tabulation[[#This Row],[Holiday]],Tabulation[[#This Row],[Season]],Tabulation[[#This Row],[Weekend]],\"-\",IF(Tabulation[[#This Row],[Hour]]<10,0,\"\"),C331)","v":"0Winter0-15"},{"$f":"VLOOKUP(Tabulation[[#This Row],[Concat]],Table3[],8)","v":0.28519},{"$f":"(Tabulation[[#This Row],[AC System Output (kW)]]*Tabulation[[#This Row],[Rate]])","v":0.38335753142000006}]
[1,13,16,515.30799999999999,{"$f":"Tabulation[[#This Row],[AC System Output (W)]]/1000","v":0.51530799999999999},{"$f":"VLOOKUP(Tabulation[[#This Row],[Month]],Season,2)","v":"Winter"},{"$f":"(DATE(2021,Tabulation[[#This Row],[Month]],Tabulation[[#This Row],[Day]]))","v":"2021-01-13"},{"$f":"WEEKDAY(Tabulation[[#This Row],[Date]])","v":4},{"$f":"IF(OR(Tabulation[[#This Row],[DayNo]]=1,Tabulation[[#This Row],[DayNo]]=7),1,0)","v":0},{"$f":"COUNTIF(Holidays,Tabulation[[#This Row],[Date]])","v":0},{"$f":"CONCATENATE(Tabulation[[#This Row],[Holiday]],Tabulation[[#This Row],[Season]],Tabulation[[#This Row],[Weekend]],\"-\",IF(Tabulation[[#This Row],[Hour]]<10,0,\"\"),C332)","v":"0Winter0-16"},{"$f":"VLOOKUP(Tabulation[[#This Row],[Concat]],Table3[],8)","v":0.28519},{"$f":"(Tabulation[[#This Row],[AC System Output (kW)]]*Tabulation[[#This Row],[Rate]])","v":0.14696068851999999}]
[1,13,17,0,{"$f":"Tabulation[[#This Row],[AC System Output (W)]]/1000","v":0},{"$f":"VLOOKUP(Tabulation[[#This Row],[Month]],Season,2)","v":"Winter"},{"$f":"(DATE(2021,Tabulation[[#This Row],[Month]],Tabulation[[#This Row],[Day]]))","v":"2021-01-13"},{"$f":"WEEKDAY(Tabulation[[#This Row],[Date]])","v":4},{"$f":"IF(OR(Tabulation[[#This Row],[DayNo]]=1,Tabulation[[#This Row],[DayNo]]=7),1,0)","v":0},{"$f":"COUNTIF(Holidays,Tabulation[[#This Row],[Date]])","v":0},{"$f":"CONCATENATE(Tabulation[[#This Row],[Holiday]],Tabulation[[#This Row],[Season]],Tabulation[[#This Row],[Weekend]],\"-\",IF(Tabulation[[#This Row],[Hour]]<10,0,\"\"),C333)","v":"0Winter0-17"},{"$f":"VLOOKUP(Tabulation[[#This Row],[Concat]],Table3[],8)","v":0.30257000000000001},{"$f":"(Tabulation[[#This Row],[AC System Output (kW)]]*Tabulation[[#This Row],[Rate]])","v":0}]
[1,13,18,0,{"$f":"Tabulation[[#This Row],[AC System Output (W)]]/1000","v":0},{"$f":"VLOOKUP(Tabulation[[#This Row],[Month]],Season,2)","v":"Winter"},{"$f":"(DATE(2021,Tabulation[[#This Row],[Month]],Tabulation[[#This Row],[Day]]))","v":"2021-01-13"},{"$f":"WEEKDAY(Tabulation[[#This Row],[Date]])","v":4},{"$f":"IF(OR(Tabulation[[#This Row],[DayNo]]=1,Tabulation[[#This Row],[DayNo]]=7),1,0)","v":0},{"$f":"COUNTIF(Holidays,Tabulation[[#This Row],[Date]])","v":0},{"$f":"CONCATENATE(Tabulation[[#This Row],[Holiday]],Tabulation[[#This Row],[Season]],Tabulation[[#This Row],[Weekend]],\"-\",IF(Tabulation[[#This Row],[Hour]]<10,0,\"\"),C334)","v":"0Winter0-18"},{"$f":"VLOOKUP(Tabulation[[#This Row],[Concat]],Table3[],8)","v":0.30257000000000001},{"$f":"(Tabulation[[#This Row],[AC System Output (kW)]]*Tabulation[[#This Row],[Rate]])","v":0}]
[1,13,19,0,{"$f":"Tabulation[[#This Row],[AC System Output (W)]]/1000","v":0},{"$f":"VLOOKUP(Tabulation[[#This Row],[Month]],Season,2)","v":"Winter"},{"$f":"(DATE(2021,Tabulation[[#This Row],[Month]],Tabulation[[#This Row],[Day]]))","v":"2021-01-13"},{"$f":"WEEKDAY(Tabulation[[#This Row],[Date]])","v":4},{"$f":"IF(OR(Tabulation[[#This Row],[DayNo]]=1,Tabulation[[#This Row],[DayNo]]=7),1,0)","v":0},{"$f":"COUNTIF(Holidays,Tabulation[[#This Row],[Date]])","v":0},{"$f":"CONCATENATE(Tabulation[[#This Row],[Holiday]],Tabulation[[#This Row],[Season]],Tabulation[[#This Row],[Weekend]],\"-\",IF(Tabulation[[#This Row],[Hour]]<10,0,\"\"),C335)","v":"0Winter0-19"},{"$f":"VLOOKUP(Tabulation[[#This Row],[Concat]],Table3[],8)","v":0.30257000000000001},{"$f":"(Tabulation[[#This Row],[AC System Output (kW)]]*Tabulation[[#This Row],[Rate]])","v":0}]
[1,13,20,0,{"$f":"Tabulation[[#This Row],[AC System Output (W)]]/1000","v":0},{"$f":"VLOOKUP(Tabulation[[#This Row],[Month]],Season,2)","v":"Winter"},{"$f":"(DATE(2021,Tabulation[[#This Row],[Month]],Tabulation[[#This Row],[Day]]))","v":"2021-01-13"},{"$f":"WEEKDAY(Tabulation[[#This Row],[Date]])","v":4},{"$f":"IF(OR(Tabulation[[#This Row],[DayNo]]=1,Tabulation[[#This Row],[DayNo]]=7),1,0)","v":0},{"$f":"COUNTIF(Holidays,Tabulation[[#This Row],[Date]])","v":0},{"$f":"CONCATENATE(Tabulation[[#This Row],[Holiday]],Tabulation[[#This Row],[Season]],Tabulation[[#This Row],[Weekend]],\"-\",IF(Tabulation[[#This Row],[Hour]]<10,0,\"\"),C336)","v":"0Winter0-20"},{"$f":"VLOOKUP(Tabulation[[#This Row],[Concat]],Table3[],8)","v":0.28519},{"$f":"(Tabulation[[#This Row],[AC System Output (kW)]]*Tabulation[[#This Row],[Rate]])","v":0}]
[1,13,21,0,{"$f":"Tabulation[[#This Row],[AC System Output (W)]]/1000","v":0},{"$f":"VLOOKUP(Tabulation[[#This Row],[Month]],Season,2)","v":"Winter"},{"$f":"(DATE(2021,Tabulation[[#This Row],[Month]],Tabulation[[#This Row],[Day]]))","v":"2021-01-13"},{"$f":"WEEKDAY(Tabulation[[#This Row],[Date]])","v":4},{"$f":"IF(OR(Tabulation[[#This Row],[DayNo]]=1,Tabulation[[#This Row],[DayNo]]=7),1,0)","v":0},{"$f":"COUNTIF(Holidays,Tabulation[[#This Row],[Date]])","v":0},{"$f":"CONCATENATE(Tabulation[[#This Row],[Holiday]],Tabulation[[#This Row],[Season]],Tabulation[[#This Row],[Weekend]],\"-\",IF(Tabulation[[#This Row],[Hour]]<10,0,\"\"),C337)","v":"0Winter0-21"},{"$f":"VLOOKUP(Tabulation[[#This Row],[Concat]],Table3[],8)","v":0.28519},{"$f":"(Tabulation[[#This Row],[AC System Output (kW)]]*Tabulation[[#This Row],[Rate]])","v":0}]
[1,13,22,0,{"$f":"Tabulation[[#This Row],[AC System Output (W)]]/1000","v":0},{"$f":"VLOOKUP(Tabulation[[#This Row],[Month]],Season,2)","v":"Winter"},{"$f":"(DATE(2021,Tabulation[[#This Row],[Month]],Tabulation[[#This Row],[Day]]))","v":"2021-01-13"},{"$f":"WEEKDAY(Tabulation[[#This Row],[Date]])","v":4},{"$f":"IF(OR(Tabulation[[#This Row],[DayNo]]=1,Tabulation[[#This Row],[DayNo]]=7),1,0)","v":0},{"$f":"COUNTIF(Holidays,Tabulation[[#This Row],[Date]])","v":0},{"$f":"CONCATENATE(Tabulation[[#This Row],[Holiday]],Tabulation[[#This Row],[Season]],Tabulation[[#This Row],[Weekend]],\"-\",IF(Tabulation[[#This Row],[Hour]]<10,0,\"\"),C338)","v":"0Winter0-22"},{"$f":"VLOOKUP(Tabulation[[#This Row],[Concat]],Table3[],8)","v":0.28519},{"$f":"(Tabulation[[#This Row],[AC System Output (kW)]]*Tabulation[[#This Row],[Rate]])","v":0}]
[1,13,23,0,{"$f":"Tabulation[[#This Row],[AC System Output (W)]]/1000","v":0},{"$f":"VLOOKUP(Tabulation[[#This Row],[Month]],Season,2)","v":"Winter"},{"$f":"(DATE(2021,Tabulation[[#This Row],[Month]],Tabulation[[#This Row],[Day]]))","v":"2021-01-13"},{"$f":"WEEKDAY(Tabulation[[#This Row],[Date]])","v":4},{"$f":"IF(OR(Tabulation[[#This Row],[DayNo]]=1,Tabulation[[#This Row],[DayNo]]=7),1,0)","v":0},{"$f":"COUNTIF(Holidays,Tabulation[[#This Row],[Date]])","v":0},{"$f":"CONCATENATE(Tabulation[[#This Row],[Holiday]],Tabulation[[#This Row],[Season]],Tabulation[[#This Row],[Weekend]],\"-\",IF(Tabulation[[#This Row],[Hour]]<10,0,\"\"),C339)","v":"0Winter0-23"},{"$f":"VLOOKUP(Tabulation[[#This Row],[Concat]],Table3[],8)","v":0.28519},{"$f":"(Tabulation[[#This Row],[AC System Output (kW)]]*Tabulation[[#This Row],[Rate]])","v":0}]
[1,14,0,0,{"$f":"Tabulation[[#This Row],[AC System Output (W)]]/1000","v":0},{"$f":"VLOOKUP(Tabulation[[#This Row],[Month]],Season,2)","v":"Winter"},{"$f":"(DATE(2021,Tabulation[[#This Row],[Month]],Tabulation[[#This Row],[Day]]))","v":"2021-01-14"},{"$f":"WEEKDAY(Tabulation[[#This Row],[Date]])","v":5},{"$f":"IF(OR(Tabulation[[#This Row],[DayNo]]=1,Tabulation[[#This Row],[DayNo]]=7),1,0)","v":0},{"$f":"COUNTIF(Holidays,Tabulation[[#This Row],[Date]])","v":0},{"$f":"CONCATENATE(Tabulation[[#This Row],[Holiday]],Tabulation[[#This Row],[Season]],Tabulation[[#This Row],[Weekend]],\"-\",IF(Tabulation[[#This Row],[Hour]]<10,0,\"\"),C340)","v":"0Winter0-00"},{"$f":"VLOOKUP(Tabulation[[#This Row],[Concat]],Table3[],8)","v":0.28519},{"$f":"(Tabulation[[#This Row],[AC System Output (kW)]]*Tabulation[[#This Row],[Rate]])","v":0}]
[1,14,1,0,{"$f":"Tabulation[[#This Row],[AC System Output (W)]]/1000","v":0},{"$f":"VLOOKUP(Tabulation[[#This Row],[Month]],Season,2)","v":"Winter"},{"$f":"(DATE(2021,Tabulation[[#This Row],[Month]],Tabulation[[#This Row],[Day]]))","v":"2021-01-14"},{"$f":"WEEKDAY(Tabulation[[#This Row],[Date]])","v":5},{"$f":"IF(OR(Tabulation[[#This Row],[DayNo]]=1,Tabulation[[#This Row],[DayNo]]=7),1,0)","v":0},{"$f":"COUNTIF(Holidays,Tabulation[[#This Row],[Date]])","v":0},{"$f":"CONCATENATE(Tabulation[[#This Row],[Holiday]],Tabulation[[#This Row],[Season]],Tabulation[[#This Row],[Weekend]],\"-\",IF(Tabulation[[#This Row],[Hour]]<10,0,\"\"),C341)","v":"0Winter0-01"},{"$f":"VLOOKUP(Tabulation[[#This Row],[Concat]],Table3[],8)","v":0.28519},{"$f":"(Tabulation[[#This Row],[AC System Output (kW)]]*Tabulation[[#This Row],[Rate]])","v":0}]
[1,14,2,0,{"$f":"Tabulation[[#This Row],[AC System Output (W)]]/1000","v":0},{"$f":"VLOOKUP(Tabulation[[#This Row],[Month]],Season,2)","v":"Winter"},{"$f":"(DATE(2021,Tabulation[[#This Row],[Month]],Tabulation[[#This Row],[Day]]))","v":"2021-01-14"},{"$f":"WEEKDAY(Tabulation[[#This Row],[Date]])","v":5},{"$f":"IF(OR(Tabulation[[#This Row],[DayNo]]=1,Tabulation[[#This Row],[DayNo]]=7),1,0)","v":0},{"$f":"COUNTIF(Holidays,Tabulation[[#This Row],[Date]])","v":0},{"$f":"CONCATENATE(Tabulation[[#This Row],[Holiday]],Tabulation[[#This Row],[Season]],Tabulation[[#This Row],[Weekend]],\"-\",IF(Tabulation[[#This Row],[Hour]]<10,0,\"\"),C342)","v":"0Winter0-02"},{"$f":"VLOOKUP(Tabulation[[#This Row],[Concat]],Table3[],8)","v":0.28519},{"$f":"(Tabulation[[#This Row],[AC System Output (kW)]]*Tabulation[[#This Row],[Rate]])","v":0}]
[1,14,3,0,{"$f":"Tabulation[[#This Row],[AC System Output (W)]]/1000","v":0},{"$f":"VLOOKUP(Tabulation[[#This Row],[Month]],Season,2)","v":"Winter"},{"$f":"(DATE(2021,Tabulation[[#This Row],[Month]],Tabulation[[#This Row],[Day]]))","v":"2021-01-14"},{"$f":"WEEKDAY(Tabulation[[#This Row],[Date]])","v":5},{"$f":"IF(OR(Tabulation[[#This Row],[DayNo]]=1,Tabulation[[#This Row],[DayNo]]=7),1,0)","v":0},{"$f":"COUNTIF(Holidays,Tabulation[[#This Row],[Date]])","v":0},{"$f":"CONCATENATE(Tabulation[[#This Row],[Holiday]],Tabulation[[#This Row],[Season]],Tabulation[[#This Row],[Weekend]],\"-\",IF(Tabulation[[#This Row],[Hour]]<10,0,\"\"),C343)","v":"0Winter0-03"},{"$f":"VLOOKUP(Tabulation[[#This Row],[Concat]],Table3[],8)","v":0.28519},{"$f":"(Tabulation[[#This Row],[AC System Output (kW)]]*Tabulation[[#This Row],[Rate]])","v":0}]
[1,14,4,0,{"$f":"Tabulation[[#This Row],[AC System Output (W)]]/1000","v":0},{"$f":"VLOOKUP(Tabulation[[#This Row],[Month]],Season,2)","v":"Winter"},{"$f":"(DATE(2021,Tabulation[[#This Row],[Month]],Tabulation[[#This Row],[Day]]))","v":"2021-01-14"},{"$f":"WEEKDAY(Tabulation[[#This Row],[Date]])","v":5},{"$f":"IF(OR(Tabulation[[#This Row],[DayNo]]=1,Tabulation[[#This Row],[DayNo]]=7),1,0)","v":0},{"$f":"COUNTIF(Holidays,Tabulation[[#This Row],[Date]])","v":0},{"$f":"CONCATENATE(Tabulation[[#This Row],[Holiday]],Tabulation[[#This Row],[Season]],Tabulation[[#This Row],[Weekend]],\"-\",IF(Tabulation[[#This Row],[Hour]]<10,0,\"\"),C344)","v":"0Winter0-04"},{"$f":"VLOOKUP(Tabulation[[#This Row],[Concat]],Table3[],8)","v":0.28519},{"$f":"(Tabulation[[#This Row],[AC System Output (kW)]]*Tabulation[[#This Row],[Rate]])","v":0}]
[1,14,5,0,{"$f":"Tabulation[[#This Row],[AC System Output (W)]]/1000","v":0},{"$f":"VLOOKUP(Tabulation[[#This Row],[Month]],Season,2)","v":"Winter"},{"$f":"(DATE(2021,Tabulation[[#This Row],[Month]],Tabulation[[#This Row],[Day]]))","v":"2021-01-14"},{"$f":"WEEKDAY(Tabulation[[#This Row],[Date]])","v":5},{"$f":"IF(OR(Tabulation[[#This Row],[DayNo]]=1,Tabulation[[#This Row],[DayNo]]=7),1,0)","v":0},{"$f":"COUNTIF(Holidays,Tabulation[[#This Row],[Date]])","v":0},{"$f":"CONCATENATE(Tabulation[[#This Row],[Holiday]],Tabulation[[#This Row],[Season]],Tabulation[[#This Row],[Weekend]],\"-\",IF(Tabulation[[#This Row],[Hour]]<10,0,\"\"),C345)","v":"0Winter0-05"},{"$f":"VLOOKUP(Tabulation[[#This Row],[Concat]],Table3[],8)","v":0.28519},{"$f":"(Tabulation[[#This Row],[AC System Output (kW)]]*Tabulation[[#This Row],[Rate]])","v":0}]
[1,14,6,0,{"$f":"Tabulation[[#This Row],[AC System Output (W)]]/1000","v":0},{"$f":"VLOOKUP(Tabulation[[#This Row],[Month]],Season,2)","v":"Winter"},{"$f":"(DATE(2021,Tabulation[[#This Row],[Month]],Tabulation[[#This Row],[Day]]))","v":"2021-01-14"},{"$f":"WEEKDAY(Tabulation[[#This Row],[Date]])","v":5},{"$f":"IF(OR(Tabulation[[#This Row],[DayNo]]=1,Tabulation[[#This Row],[DayNo]]=7),1,0)","v":0},{"$f":"COUNTIF(Holidays,Tabulation[[#This Row],[Date]])","v":0},{"$f":"CONCATENATE(Tabulation[[#This Row],[Holiday]],Tabulation[[#This Row],[Season]],Tabulation[[#This Row],[Weekend]],\"-\",IF(Tabulation[[#This Row],[Hour]]<10,0,\"\"),C346)","v":"0Winter0-06"},{"$f":"VLOOKUP(Tabulation[[#This Row],[Concat]],Table3[],8)","v":0.28519},{"$f":"(Tabulation[[#This Row],[AC System Output (kW)]]*Tabulation[[#This Row],[Rate]])","v":0}]
[1,14,7,49.868000000000002,{"$f":"Tabulation[[#This Row],[AC System Output (W)]]/1000","v":4.9868000000000003E-2},{"$f":"VLOOKUP(Tabulation[[#This Row],[Month]],Season,2)","v":"Winter"},{"$f":"(DATE(2021,Tabulation[[#This Row],[Month]],Tabulation[[#This Row],[Day]]))","v":"2021-01-14"},{"$f":"WEEKDAY(Tabulation[[#This Row],[Date]])","v":5},{"$f":"IF(OR(Tabulation[[#This Row],[DayNo]]=1,Tabulation[[#This Row],[DayNo]]=7),1,0)","v":0},{"$f":"COUNTIF(Holidays,Tabulation[[#This Row],[Date]])","v":0},{"$f":"CONCATENATE(Tabulation[[#This Row],[Holiday]],Tabulation[[#This Row],[Season]],Tabulation[[#This Row],[Weekend]],\"-\",IF(Tabulation[[#This Row],[Hour]]<10,0,\"\"),C347)","v":"0Winter0-07"},{"$f":"VLOOKUP(Tabulation[[#This Row],[Concat]],Table3[],8)","v":0.28519},{"$f":"(Tabulation[[#This Row],[AC System Output (kW)]]*Tabulation[[#This Row],[Rate]])","v":1.4221854920000001E-2}]
[1,14,8,685.01199999999994,{"$f":"Tabulation[[#This Row],[AC System Output (W)]]/1000","v":0.68501199999999995},{"$f":"VLOOKUP(Tabulation[[#This Row],[Month]],Season,2)","v":"Winter"},{"$f":"(DATE(2021,Tabulation[[#This Row],[Month]],Tabulation[[#This Row],[Day]]))","v":"2021-01-14"},{"$f":"WEEKDAY(Tabulation[[#This Row],[Date]])","v":5},{"$f":"IF(OR(Tabulation[[#This Row],[DayNo]]=1,Tabulation[[#This Row],[DayNo]]=7),1,0)","v":0},{"$f":"COUNTIF(Holidays,Tabulation[[#This Row],[Date]])","v":0},{"$f":"CONCATENATE(Tabulation[[#This Row],[Holiday]],Tabulation[[#This Row],[Season]],Tabulation[[#This Row],[Weekend]],\"-\",IF(Tabulation[[#This Row],[Hour]]<10,0,\"\"),C348)","v":"0Winter0-08"},{"$f":"VLOOKUP(Tabulation[[#This Row],[Concat]],Table3[],8)","v":0.28519},{"$f":"(Tabulation[[#This Row],[AC System Output (kW)]]*Tabulation[[#This Row],[Rate]])","v":0.19535857227999998}]
[1,14,9,850.98500000000001,{"$f":"Tabulation[[#This Row],[AC System Output (W)]]/1000","v":0.85098499999999999},{"$f":"VLOOKUP(Tabulation[[#This Row],[Month]],Season,2)","v":"Winter"},{"$f":"(DATE(2021,Tabulation[[#This Row],[Month]],Tabulation[[#This Row],[Day]]))","v":"2021-01-14"},{"$f":"WEEKDAY(Tabulation[[#This Row],[Date]])","v":5},{"$f":"IF(OR(Tabulation[[#This Row],[DayNo]]=1,Tabulation[[#This Row],[DayNo]]=7),1,0)","v":0},{"$f":"COUNTIF(Holidays,Tabulation[[#This Row],[Date]])","v":0},{"$f":"CONCATENATE(Tabulation[[#This Row],[Holiday]],Tabulation[[#This Row],[Season]],Tabulation[[#This Row],[Weekend]],\"-\",IF(Tabulation[[#This Row],[Hour]]<10,0,\"\"),C349)","v":"0Winter0-09"},{"$f":"VLOOKUP(Tabulation[[#This Row],[Concat]],Table3[],8)","v":0.28519},{"$f":"(Tabulation[[#This Row],[AC System Output (kW)]]*Tabulation[[#This Row],[Rate]])","v":0.24269241215000001}]
[1,14,10,1834.0519999999999,{"$f":"Tabulation[[#This Row],[AC System Output (W)]]/1000","v":1.834052},{"$f":"VLOOKUP(Tabulation[[#This Row],[Month]],Season,2)","v":"Winter"},{"$f":"(DATE(2021,Tabulation[[#This Row],[Month]],Tabulation[[#This Row],[Day]]))","v":"2021-01-14"},{"$f":"WEEKDAY(Tabulation[[#This Row],[Date]])","v":5},{"$f":"IF(OR(Tabulation[[#This Row],[DayNo]]=1,Tabulation[[#This Row],[DayNo]]=7),1,0)","v":0},{"$f":"COUNTIF(Holidays,Tabulation[[#This Row],[Date]])","v":0},{"$f":"CONCATENATE(Tabulation[[#This Row],[Holiday]],Tabulation[[#This Row],[Season]],Tabulation[[#This Row],[Weekend]],\"-\",IF(Tabulation[[#This Row],[Hour]]<10,0,\"\"),C350)","v":"0Winter0-10"},{"$f":"VLOOKUP(Tabulation[[#This Row],[Concat]],Table3[],8)","v":0.28519},{"$f":"(Tabulation[[#This Row],[AC System Output (kW)]]*Tabulation[[#This Row],[Rate]])","v":0.52305328987999999}]
[1,14,11,2063.4839999999999,{"$f":"Tabulation[[#This Row],[AC System Output (W)]]/1000","v":2.0634839999999999},{"$f":"VLOOKUP(Tabulation[[#This Row],[Month]],Season,2)","v":"Winter"},{"$f":"(DATE(2021,Tabulation[[#This Row],[Month]],Tabulation[[#This Row],[Day]]))","v":"2021-01-14"},{"$f":"WEEKDAY(Tabulation[[#This Row],[Date]])","v":5},{"$f":"IF(OR(Tabulation[[#This Row],[DayNo]]=1,Tabulation[[#This Row],[DayNo]]=7),1,0)","v":0},{"$f":"COUNTIF(Holidays,Tabulation[[#This Row],[Date]])","v":0},{"$f":"CONCATENATE(Tabulation[[#This Row],[Holiday]],Tabulation[[#This Row],[Season]],Tabulation[[#This Row],[Weekend]],\"-\",IF(Tabulation[[#This Row],[Hour]]<10,0,\"\"),C351)","v":"0Winter0-11"},{"$f":"VLOOKUP(Tabulation[[#This Row],[Concat]],Table3[],8)","v":0.28519},{"$f":"(Tabulation[[#This Row],[AC System Output (kW)]]*Tabulation[[#This Row],[Rate]])","v":0.58848500195999998}]
[1,14,12,1855.9839999999999,{"$f":"Tabulation[[#This Row],[AC System Output (W)]]/1000","v":1.8559839999999999},{"$f":"VLOOKUP(Tabulation[[#This Row],[Month]],Season,2)","v":"Winter"},{"$f":"(DATE(2021,Tabulation[[#This Row],[Month]],Tabulation[[#This Row],[Day]]))","v":"2021-01-14"},{"$f":"WEEKDAY(Tabulation[[#This Row],[Date]])","v":5},{"$f":"IF(OR(Tabulation[[#This Row],[DayNo]]=1,Tabulation[[#This Row],[DayNo]]=7),1,0)","v":0},{"$f":"COUNTIF(Holidays,Tabulation[[#This Row],[Date]])","v":0},{"$f":"CONCATENATE(Tabulation[[#This Row],[Holiday]],Tabulation[[#This Row],[Season]],Tabulation[[#This Row],[Weekend]],\"-\",IF(Tabulation[[#This Row],[Hour]]<10,0,\"\"),C352)","v":"0Winter0-12"},{"$f":"VLOOKUP(Tabulation[[#This Row],[Concat]],Table3[],8)","v":0.28519},{"$f":"(Tabulation[[#This Row],[AC System Output (kW)]]*Tabulation[[#This Row],[Rate]])","v":0.52930807695999993}]
[1,14,13,1839.5029999999999,{"$f":"Tabulation[[#This Row],[AC System Output (W)]]/1000","v":1.8395029999999999},{"$f":"VLOOKUP(Tabulation[[#This Row],[Month]],Season,2)","v":"Winter"},{"$f":"(DATE(2021,Tabulation[[#This Row],[Month]],Tabulation[[#This Row],[Day]]))","v":"2021-01-14"},{"$f":"WEEKDAY(Tabulation[[#This Row],[Date]])","v":5},{"$f":"IF(OR(Tabulation[[#This Row],[DayNo]]=1,Tabulation[[#This Row],[DayNo]]=7),1,0)","v":0},{"$f":"COUNTIF(Holidays,Tabulation[[#This Row],[Date]])","v":0},{"$f":"CONCATENATE(Tabulation[[#This Row],[Holiday]],Tabulation[[#This Row],[Season]],Tabulation[[#This Row],[Weekend]],\"-\",IF(Tabulation[[#This Row],[Hour]]<10,0,\"\"),C353)","v":"0Winter0-13"},{"$f":"VLOOKUP(Tabulation[[#This Row],[Concat]],Table3[],8)","v":0.28519},{"$f":"(Tabulation[[#This Row],[AC System Output (kW)]]*Tabulation[[#This Row],[Rate]])","v":0.52460786056999997}]
[1,14,14,1237.8399999999999,{"$f":"Tabulation[[#This Row],[AC System Output (W)]]/1000","v":1.2378399999999998},{"$f":"VLOOKUP(Tabulation[[#This Row],[Month]],Season,2)","v":"Winter"},{"$f":"(DATE(2021,Tabulation[[#This Row],[Month]],Tabulation[[#This Row],[Day]]))","v":"2021-01-14"},{"$f":"WEEKDAY(Tabulation[[#This Row],[Date]])","v":5},{"$f":"IF(OR(Tabulation[[#This Row],[DayNo]]=1,Tabulation[[#This Row],[DayNo]]=7),1,0)","v":0},{"$f":"COUNTIF(Holidays,Tabulation[[#This Row],[Date]])","v":0},{"$f":"CONCATENATE(Tabulation[[#This Row],[Holiday]],Tabulation[[#This Row],[Season]],Tabulation[[#This Row],[Weekend]],\"-\",IF(Tabulation[[#This Row],[Hour]]<10,0,\"\"),C354)","v":"0Winter0-14"},{"$f":"VLOOKUP(Tabulation[[#This Row],[Concat]],Table3[],8)","v":0.28519},{"$f":"(Tabulation[[#This Row],[AC System Output (kW)]]*Tabulation[[#This Row],[Rate]])","v":0.35301958959999996}]
[1,14,15,841.21500000000003,{"$f":"Tabulation[[#This Row],[AC System Output (W)]]/1000","v":0.84121500000000005},{"$f":"VLOOKUP(Tabulation[[#This Row],[Month]],Season,2)","v":"Winter"},{"$f":"(DATE(2021,Tabulation[[#This Row],[Month]],Tabulation[[#This Row],[Day]]))","v":"2021-01-14"},{"$f":"WEEKDAY(Tabulation[[#This Row],[Date]])","v":5},{"$f":"IF(OR(Tabulation[[#This Row],[DayNo]]=1,Tabulation[[#This Row],[DayNo]]=7),1,0)","v":0},{"$f":"COUNTIF(Holidays,Tabulation[[#This Row],[Date]])","v":0},{"$f":"CONCATENATE(Tabulation[[#This Row],[Holiday]],Tabulation[[#This Row],[Season]],Tabulation[[#This Row],[Weekend]],\"-\",IF(Tabulation[[#This Row],[Hour]]<10,0,\"\"),C355)","v":"0Winter0-15"},{"$f":"VLOOKUP(Tabulation[[#This Row],[Concat]],Table3[],8)","v":0.28519},{"$f":"(Tabulation[[#This Row],[AC System Output (kW)]]*Tabulation[[#This Row],[Rate]])","v":0.23990610585000002}]
[1,14,16,73.194000000000003,{"$f":"Tabulation[[#This Row],[AC System Output (W)]]/1000","v":7.3194000000000009E-2},{"$f":"VLOOKUP(Tabulation[[#This Row],[Month]],Season,2)","v":"Winter"},{"$f":"(DATE(2021,Tabulation[[#This Row],[Month]],Tabulation[[#This Row],[Day]]))","v":"2021-01-14"},{"$f":"WEEKDAY(Tabulation[[#This Row],[Date]])","v":5},{"$f":"IF(OR(Tabulation[[#This Row],[DayNo]]=1,Tabulation[[#This Row],[DayNo]]=7),1,0)","v":0},{"$f":"COUNTIF(Holidays,Tabulation[[#This Row],[Date]])","v":0},{"$f":"CONCATENATE(Tabulation[[#This Row],[Holiday]],Tabulation[[#This Row],[Season]],Tabulation[[#This Row],[Weekend]],\"-\",IF(Tabulation[[#This Row],[Hour]]<10,0,\"\"),C356)","v":"0Winter0-16"},{"$f":"VLOOKUP(Tabulation[[#This Row],[Concat]],Table3[],8)","v":0.28519},{"$f":"(Tabulation[[#This Row],[AC System Output (kW)]]*Tabulation[[#This Row],[Rate]])","v":2.0874196860000003E-2}]
[1,14,17,0,{"$f":"Tabulation[[#This Row],[AC System Output (W)]]/1000","v":0},{"$f":"VLOOKUP(Tabulation[[#This Row],[Month]],Season,2)","v":"Winter"},{"$f":"(DATE(2021,Tabulation[[#This Row],[Month]],Tabulation[[#This Row],[Day]]))","v":"2021-01-14"},{"$f":"WEEKDAY(Tabulation[[#This Row],[Date]])","v":5},{"$f":"IF(OR(Tabulation[[#This Row],[DayNo]]=1,Tabulation[[#This Row],[DayNo]]=7),1,0)","v":0},{"$f":"COUNTIF(Holidays,Tabulation[[#This Row],[Date]])","v":0},{"$f":"CONCATENATE(Tabulation[[#This Row],[Holiday]],Tabulation[[#This Row],[Season]],Tabulation[[#This Row],[Weekend]],\"-\",IF(Tabulation[[#This Row],[Hour]]<10,0,\"\"),C357)","v":"0Winter0-17"},{"$f":"VLOOKUP(Tabulation[[#This Row],[Concat]],Table3[],8)","v":0.30257000000000001},{"$f":"(Tabulation[[#This Row],[AC System Output (kW)]]*Tabulation[[#This Row],[Rate]])","v":0}]
[1,14,18,0,{"$f":"Tabulation[[#This Row],[AC System Output (W)]]/1000","v":0},{"$f":"VLOOKUP(Tabulation[[#This Row],[Month]],Season,2)","v":"Winter"},{"$f":"(DATE(2021,Tabulation[[#This Row],[Month]],Tabulation[[#This Row],[Day]]))","v":"2021-01-14"},{"$f":"WEEKDAY(Tabulation[[#This Row],[Date]])","v":5},{"$f":"IF(OR(Tabulation[[#This Row],[DayNo]]=1,Tabulation[[#This Row],[DayNo]]=7),1,0)","v":0},{"$f":"COUNTIF(Holidays,Tabulation[[#This Row],[Date]])","v":0},{"$f":"CONCATENATE(Tabulation[[#This Row],[Holiday]],Tabulation[[#This Row],[Season]],Tabulation[[#This Row],[Weekend]],\"-\",IF(Tabulation[[#This Row],[Hour]]<10,0,\"\"),C358)","v":"0Winter0-18"},{"$f":"VLOOKUP(Tabulation[[#This Row],[Concat]],Table3[],8)","v":0.30257000000000001},{"$f":"(Tabulation[[#This Row],[AC System Output (kW)]]*Tabulation[[#This Row],[Rate]])","v":0}]
[1,14,19,0,{"$f":"Tabulation[[#This Row],[AC System Output (W)]]/1000","v":0},{"$f":"VLOOKUP(Tabulation[[#This Row],[Month]],Season,2)","v":"Winter"},{"$f":"(DATE(2021,Tabulation[[#This Row],[Month]],Tabulation[[#This Row],[Day]]))","v":"2021-01-14"},{"$f":"WEEKDAY(Tabulation[[#This Row],[Date]])","v":5},{"$f":"IF(OR(Tabulation[[#This Row],[DayNo]]=1,Tabulation[[#This Row],[DayNo]]=7),1,0)","v":0},{"$f":"COUNTIF(Holidays,Tabulation[[#This Row],[Date]])","v":0},{"$f":"CONCATENATE(Tabulation[[#This Row],[Holiday]],Tabulation[[#This Row],[Season]],Tabulation[[#This Row],[Weekend]],\"-\",IF(Tabulation[[#This Row],[Hour]]<10,0,\"\"),C359)","v":"0Winter0-19"},{"$f":"VLOOKUP(Tabulation[[#This Row],[Concat]],Table3[],8)","v":0.30257000000000001},{"$f":"(Tabulation[[#This Row],[AC System Output (kW)]]*Tabulation[[#This Row],[Rate]])","v":0}]
[1,14,20,0,{"$f":"Tabulation[[#This Row],[AC System Output (W)]]/1000","v":0},{"$f":"VLOOKUP(Tabulation[[#This Row],[Month]],Season,2)","v":"Winter"},{"$f":"(DATE(2021,Tabulation[[#This Row],[Month]],Tabulation[[#This Row],[Day]]))","v":"2021-01-14"},{"$f":"WEEKDAY(Tabulation[[#This Row],[Date]])","v":5},{"$f":"IF(OR(Tabulation[[#This Row],[DayNo]]=1,Tabulation[[#This Row],[DayNo]]=7),1,0)","v":0},{"$f":"COUNTIF(Holidays,Tabulation[[#This Row],[Date]])","v":0},{"$f":"CONCATENATE(Tabulation[[#This Row],[Holiday]],Tabulation[[#This Row],[Season]],Tabulation[[#This Row],[Weekend]],\"-\",IF(Tabulation[[#This Row],[Hour]]<10,0,\"\"),C360)","v":"0Winter0-20"},{"$f":"VLOOKUP(Tabulation[[#This Row],[Concat]],Table3[],8)","v":0.28519},{"$f":"(Tabulation[[#This Row],[AC System Output (kW)]]*Tabulation[[#This Row],[Rate]])","v":0}]
[1,14,21,0,{"$f":"Tabulation[[#This Row],[AC System Output (W)]]/1000","v":0},{"$f":"VLOOKUP(Tabulation[[#This Row],[Month]],Season,2)","v":"Winter"},{"$f":"(DATE(2021,Tabulation[[#This Row],[Month]],Tabulation[[#This Row],[Day]]))","v":"2021-01-14"},{"$f":"WEEKDAY(Tabulation[[#This Row],[Date]])","v":5},{"$f":"IF(OR(Tabulation[[#This Row],[DayNo]]=1,Tabulation[[#This Row],[DayNo]]=7),1,0)","v":0},{"$f":"COUNTIF(Holidays,Tabulation[[#This Row],[Date]])","v":0},{"$f":"CONCATENATE(Tabulation[[#This Row],[Holiday]],Tabulation[[#This Row],[Season]],Tabulation[[#This Row],[Weekend]],\"-\",IF(Tabulation[[#This Row],[Hour]]<10,0,\"\"),C361)","v":"0Winter0-21"},{"$f":"VLOOKUP(Tabulation[[#This Row],[Concat]],Table3[],8)","v":0.28519},{"$f":"(Tabulation[[#This Row],[AC System Output (kW)]]*Tabulation[[#This Row],[Rate]])","v":0}]
[1,14,22,0,{"$f":"Tabulation[[#This Row],[AC System Output (W)]]/1000","v":0},{"$f":"VLOOKUP(Tabulation[[#This Row],[Month]],Season,2)","v":"Winter"},{"$f":"(DATE(2021,Tabulation[[#This Row],[Month]],Tabulation[[#This Row],[Day]]))","v":"2021-01-14"},{"$f":"WEEKDAY(Tabulation[[#This Row],[Date]])","v":5},{"$f":"IF(OR(Tabulation[[#This Row],[DayNo]]=1,Tabulation[[#This Row],[DayNo]]=7),1,0)","v":0},{"$f":"COUNTIF(Holidays,Tabulation[[#This Row],[Date]])","v":0},{"$f":"CONCATENATE(Tabulation[[#This Row],[Holiday]],Tabulation[[#This Row],[Season]],Tabulation[[#This Row],[Weekend]],\"-\",IF(Tabulation[[#This Row],[Hour]]<10,0,\"\"),C362)","v":"0Winter0-22"},{"$f":"VLOOKUP(Tabulation[[#This Row],[Concat]],Table3[],8)","v":0.28519},{"$f":"(Tabulation[[#This Row],[AC System Output (kW)]]*Tabulation[[#This Row],[Rate]])","v":0}]
[1,14,23,0,{"$f":"Tabulation[[#This Row],[AC System Output (W)]]/1000","v":0},{"$f":"VLOOKUP(Tabulation[[#This Row],[Month]],Season,2)","v":"Winter"},{"$f":"(DATE(2021,Tabulation[[#This Row],[Month]],Tabulation[[#This Row],[Day]]))","v":"2021-01-14"},{"$f":"WEEKDAY(Tabulation[[#This Row],[Date]])","v":5},{"$f":"IF(OR(Tabulation[[#This Row],[DayNo]]=1,Tabulation[[#This Row],[DayNo]]=7),1,0)","v":0},{"$f":"COUNTIF(Holidays,Tabulation[[#This Row],[Date]])","v":0},{"$f":"CONCATENATE(Tabulation[[#This Row],[Holiday]],Tabulation[[#This Row],[Season]],Tabulation[[#This Row],[Weekend]],\"-\",IF(Tabulation[[#This Row],[Hour]]<10,0,\"\"),C363)","v":"0Winter0-23"},{"$f":"VLOOKUP(Tabulation[[#This Row],[Concat]],Table3[],8)","v":0.28519},{"$f":"(Tabulation[[#This Row],[AC System Output (kW)]]*Tabulation[[#This Row],[Rate]])","v":0}]
[1,15,0,0,{"$f":"Tabulation[[#This Row],[AC System Output (W)]]/1000","v":0},{"$f":"VLOOKUP(Tabulation[[#This Row],[Month]],Season,2)","v":"Winter"},{"$f":"(DATE(2021,Tabulation[[#This Row],[Month]],Tabulation[[#This Row],[Day]]))","v":"2021-01-15"},{"$f":"WEEKDAY(Tabulation[[#This Row],[Date]])","v":6},{"$f":"IF(OR(Tabulation[[#This Row],[DayNo]]=1,Tabulation[[#This Row],[DayNo]]=7),1,0)","v":0},{"$f":"COUNTIF(Holidays,Tabulation[[#This Row],[Date]])","v":0},{"$f":"CONCATENATE(Tabulation[[#This Row],[Holiday]],Tabulation[[#This Row],[Season]],Tabulation[[#This Row],[Weekend]],\"-\",IF(Tabulation[[#This Row],[Hour]]<10,0,\"\"),C364)","v":"0Winter0-00"},{"$f":"VLOOKUP(Tabulation[[#This Row],[Concat]],Table3[],8)","v":0.28519},{"$f":"(Tabulation[[#This Row],[AC System Output (kW)]]*Tabulation[[#This Row],[Rate]])","v":0}]
[1,15,1,0,{"$f":"Tabulation[[#This Row],[AC System Output (W)]]/1000","v":0},{"$f":"VLOOKUP(Tabulation[[#This Row],[Month]],Season,2)","v":"Winter"},{"$f":"(DATE(2021,Tabulation[[#This Row],[Month]],Tabulation[[#This Row],[Day]]))","v":"2021-01-15"},{"$f":"WEEKDAY(Tabulation[[#This Row],[Date]])","v":6},{"$f":"IF(OR(Tabulation[[#This Row],[DayNo]]=1,Tabulation[[#This Row],[DayNo]]=7),1,0)","v":0},{"$f":"COUNTIF(Holidays,Tabulation[[#This Row],[Date]])","v":0},{"$f":"CONCATENATE(Tabulation[[#This Row],[Holiday]],Tabulation[[#This Row],[Season]],Tabulation[[#This Row],[Weekend]],\"-\",IF(Tabulation[[#This Row],[Hour]]<10,0,\"\"),C365)","v":"0Winter0-01"},{"$f":"VLOOKUP(Tabulation[[#This Row],[Concat]],Table3[],8)","v":0.28519},{"$f":"(Tabulation[[#This Row],[AC System Output (kW)]]*Tabulation[[#This Row],[Rate]])","v":0}]
[1,15,2,0,{"$f":"Tabulation[[#This Row],[AC System Output (W)]]/1000","v":0},{"$f":"VLOOKUP(Tabulation[[#This Row],[Month]],Season,2)","v":"Winter"},{"$f":"(DATE(2021,Tabulation[[#This Row],[Month]],Tabulation[[#This Row],[Day]]))","v":"2021-01-15"},{"$f":"WEEKDAY(Tabulation[[#This Row],[Date]])","v":6},{"$f":"IF(OR(Tabulation[[#This Row],[DayNo]]=1,Tabulation[[#This Row],[DayNo]]=7),1,0)","v":0},{"$f":"COUNTIF(Holidays,Tabulation[[#This Row],[Date]])","v":0},{"$f":"CONCATENATE(Tabulation[[#This Row],[Holiday]],Tabulation[[#This Row],[Season]],Tabulation[[#This Row],[Weekend]],\"-\",IF(Tabulation[[#This Row],[Hour]]<10,0,\"\"),C366)","v":"0Winter0-02"},{"$f":"VLOOKUP(Tabulation[[#This Row],[Concat]],Table3[],8)","v":0.28519},{"$f":"(Tabulation[[#This Row],[AC System Output (kW)]]*Tabulation[[#This Row],[Rate]])","v":0}]
[1,15,3,0,{"$f":"Tabulation[[#This Row],[AC System Output (W)]]/1000","v":0},{"$f":"VLOOKUP(Tabulation[[#This Row],[Month]],Season,2)","v":"Winter"},{"$f":"(DATE(2021,Tabulation[[#This Row],[Month]],Tabulation[[#This Row],[Day]]))","v":"2021-01-15"},{"$f":"WEEKDAY(Tabulation[[#This Row],[Date]])","v":6},{"$f":"IF(OR(Tabulation[[#This Row],[DayNo]]=1,Tabulation[[#This Row],[DayNo]]=7),1,0)","v":0},{"$f":"COUNTIF(Holidays,Tabulation[[#This Row],[Date]])","v":0},{"$f":"CONCATENATE(Tabulation[[#This Row],[Holiday]],Tabulation[[#This Row],[Season]],Tabulation[[#This Row],[Weekend]],\"-\",IF(Tabulation[[#This Row],[Hour]]<10,0,\"\"),C367)","v":"0Winter0-03"},{"$f":"VLOOKUP(Tabulation[[#This Row],[Concat]],Table3[],8)","v":0.28519},{"$f":"(Tabulation[[#This Row],[AC System Output (kW)]]*Tabulation[[#This Row],[Rate]])","v":0}]
[1,15,4,0,{"$f":"Tabulation[[#This Row],[AC System Output (W)]]/1000","v":0},{"$f":"VLOOKUP(Tabulation[[#This Row],[Month]],Season,2)","v":"Winter"},{"$f":"(DATE(2021,Tabulation[[#This Row],[Month]],Tabulation[[#This Row],[Day]]))","v":"2021-01-15"},{"$f":"WEEKDAY(Tabulation[[#This Row],[Date]])","v":6},{"$f":"IF(OR(Tabulation[[#This Row],[DayNo]]=1,Tabulation[[#This Row],[DayNo]]=7),1,0)","v":0},{"$f":"COUNTIF(Holidays,Tabulation[[#This Row],[Date]])","v":0},{"$f":"CONCATENATE(Tabulation[[#This Row],[Holiday]],Tabulation[[#This Row],[Season]],Tabulation[[#This Row],[Weekend]],\"-\",IF(Tabulation[[#This Row],[Hour]]<10,0,\"\"),C368)","v":"0Winter0-04"},{"$f":"VLOOKUP(Tabulation[[#This Row],[Concat]],Table3[],8)","v":0.28519},{"$f":"(Tabulation[[#This Row],[AC System Output (kW)]]*Tabulation[[#This Row],[Rate]])","v":0}]
[1,15,5,0,{"$f":"Tabulation[[#This Row],[AC System Output (W)]]/1000","v":0},{"$f":"VLOOKUP(Tabulation[[#This Row],[Month]],Season,2)","v":"Winter"},{"$f":"(DATE(2021,Tabulation[[#This Row],[Month]],Tabulation[[#This Row],[Day]]))","v":"2021-01-15"},{"$f":"WEEKDAY(Tabulation[[#This Row],[Date]])","v":6},{"$f":"IF(OR(Tabulation[[#This Row],[DayNo]]=1,Tabulation[[#This Row],[DayNo]]=7),1,0)","v":0},{"$f":"COUNTIF(Holidays,Tabulation[[#This Row],[Date]])","v":0},{"$f":"CONCATENATE(Tabulation[[#This Row],[Holiday]],Tabulation[[#This Row],[Season]],Tabulation[[#This Row],[Weekend]],\"-\",IF(Tabulation[[#This Row],[Hour]]<10,0,\"\"),C369)","v":"0Winter0-05"},{"$f":"VLOOKUP(Tabulation[[#This Row],[Concat]],Table3[],8)","v":0.28519},{"$f":"(Tabulation[[#This Row],[AC System Output (kW)]]*Tabulation[[#This Row],[Rate]])","v":0}]
[1,15,6,0,{"$f":"Tabulation[[#This Row],[AC System Output (W)]]/1000","v":0},{"$f":"VLOOKUP(Tabulation[[#This Row],[Month]],Season,2)","v":"Winter"},{"$f":"(DATE(2021,Tabulation[[#This Row],[Month]],Tabulation[[#This Row],[Day]]))","v":"2021-01-15"},{"$f":"WEEKDAY(Tabulation[[#This Row],[Date]])","v":6},{"$f":"IF(OR(Tabulation[[#This Row],[DayNo]]=1,Tabulation[[#This Row],[DayNo]]=7),1,0)","v":0},{"$f":"COUNTIF(Holidays,Tabulation[[#This Row],[Date]])","v":0},{"$f":"CONCATENATE(Tabulation[[#This Row],[Holiday]],Tabulation[[#This Row],[Season]],Tabulation[[#This Row],[Weekend]],\"-\",IF(Tabulation[[#This Row],[Hour]]<10,0,\"\"),C370)","v":"0Winter0-06"},{"$f":"VLOOKUP(Tabulation[[#This Row],[Concat]],Table3[],8)","v":0.28519},{"$f":"(Tabulation[[#This Row],[AC System Output (kW)]]*Tabulation[[#This Row],[Rate]])","v":0}]
[1,15,7,28.074999999999999,{"$f":"Tabulation[[#This Row],[AC System Output (W)]]/1000","v":2.8074999999999999E-2},{"$f":"VLOOKUP(Tabulation[[#This Row],[Month]],Season,2)","v":"Winter"},{"$f":"(DATE(2021,Tabulation[[#This Row],[Month]],Tabulation[[#This Row],[Day]]))","v":"2021-01-15"},{"$f":"WEEKDAY(Tabulation[[#This Row],[Date]])","v":6},{"$f":"IF(OR(Tabulation[[#This Row],[DayNo]]=1,Tabulation[[#This Row],[DayNo]]=7),1,0)","v":0},{"$f":"COUNTIF(Holidays,Tabulation[[#This Row],[Date]])","v":0},{"$f":"CONCATENATE(Tabulation[[#This Row],[Holiday]],Tabulation[[#This Row],[Season]],Tabulation[[#This Row],[Weekend]],\"-\",IF(Tabulation[[#This Row],[Hour]]<10,0,\"\"),C371)","v":"0Winter0-07"},{"$f":"VLOOKUP(Tabulation[[#This Row],[Concat]],Table3[],8)","v":0.28519},{"$f":"(Tabulation[[#This Row],[AC System Output (kW)]]*Tabulation[[#This Row],[Rate]])","v":8.0067092500000006E-3}]
[1,15,8,390.42,{"$f":"Tabulation[[#This Row],[AC System Output (W)]]/1000","v":0.39041999999999999},{"$f":"VLOOKUP(Tabulation[[#This Row],[Month]],Season,2)","v":"Winter"},{"$f":"(DATE(2021,Tabulation[[#This Row],[Month]],Tabulation[[#This Row],[Day]]))","v":"2021-01-15"},{"$f":"WEEKDAY(Tabulation[[#This Row],[Date]])","v":6},{"$f":"IF(OR(Tabulation[[#This Row],[DayNo]]=1,Tabulation[[#This Row],[DayNo]]=7),1,0)","v":0},{"$f":"COUNTIF(Holidays,Tabulation[[#This Row],[Date]])","v":0},{"$f":"CONCATENATE(Tabulation[[#This Row],[Holiday]],Tabulation[[#This Row],[Season]],Tabulation[[#This Row],[Weekend]],\"-\",IF(Tabulation[[#This Row],[Hour]]<10,0,\"\"),C372)","v":"0Winter0-08"},{"$f":"VLOOKUP(Tabulation[[#This Row],[Concat]],Table3[],8)","v":0.28519},{"$f":"(Tabulation[[#This Row],[AC System Output (kW)]]*Tabulation[[#This Row],[Rate]])","v":0.11134387979999999}]
[1,15,9,1268.55,{"$f":"Tabulation[[#This Row],[AC System Output (W)]]/1000","v":1.2685499999999998},{"$f":"VLOOKUP(Tabulation[[#This Row],[Month]],Season,2)","v":"Winter"},{"$f":"(DATE(2021,Tabulation[[#This Row],[Month]],Tabulation[[#This Row],[Day]]))","v":"2021-01-15"},{"$f":"WEEKDAY(Tabulation[[#This Row],[Date]])","v":6},{"$f":"IF(OR(Tabulation[[#This Row],[DayNo]]=1,Tabulation[[#This Row],[DayNo]]=7),1,0)","v":0},{"$f":"COUNTIF(Holidays,Tabulation[[#This Row],[Date]])","v":0},{"$f":"CONCATENATE(Tabulation[[#This Row],[Holiday]],Tabulation[[#This Row],[Season]],Tabulation[[#This Row],[Weekend]],\"-\",IF(Tabulation[[#This Row],[Hour]]<10,0,\"\"),C373)","v":"0Winter0-09"},{"$f":"VLOOKUP(Tabulation[[#This Row],[Concat]],Table3[],8)","v":0.28519},{"$f":"(Tabulation[[#This Row],[AC System Output (kW)]]*Tabulation[[#This Row],[Rate]])","v":0.36177777449999993}]
[1,15,10,1474.9459999999999,{"$f":"Tabulation[[#This Row],[AC System Output (W)]]/1000","v":1.4749459999999999},{"$f":"VLOOKUP(Tabulation[[#This Row],[Month]],Season,2)","v":"Winter"},{"$f":"(DATE(2021,Tabulation[[#This Row],[Month]],Tabulation[[#This Row],[Day]]))","v":"2021-01-15"},{"$f":"WEEKDAY(Tabulation[[#This Row],[Date]])","v":6},{"$f":"IF(OR(Tabulation[[#This Row],[DayNo]]=1,Tabulation[[#This Row],[DayNo]]=7),1,0)","v":0},{"$f":"COUNTIF(Holidays,Tabulation[[#This Row],[Date]])","v":0},{"$f":"CONCATENATE(Tabulation[[#This Row],[Holiday]],Tabulation[[#This Row],[Season]],Tabulation[[#This Row],[Weekend]],\"-\",IF(Tabulation[[#This Row],[Hour]]<10,0,\"\"),C374)","v":"0Winter0-10"},{"$f":"VLOOKUP(Tabulation[[#This Row],[Concat]],Table3[],8)","v":0.28519},{"$f":"(Tabulation[[#This Row],[AC System Output (kW)]]*Tabulation[[#This Row],[Rate]])","v":0.42063984973999996}]
[1,15,11,2493.3040000000001,{"$f":"Tabulation[[#This Row],[AC System Output (W)]]/1000","v":2.4933040000000002},{"$f":"VLOOKUP(Tabulation[[#This Row],[Month]],Season,2)","v":"Winter"},{"$f":"(DATE(2021,Tabulation[[#This Row],[Month]],Tabulation[[#This Row],[Day]]))","v":"2021-01-15"},{"$f":"WEEKDAY(Tabulation[[#This Row],[Date]])","v":6},{"$f":"IF(OR(Tabulation[[#This Row],[DayNo]]=1,Tabulation[[#This Row],[DayNo]]=7),1,0)","v":0},{"$f":"COUNTIF(Holidays,Tabulation[[#This Row],[Date]])","v":0},{"$f":"CONCATENATE(Tabulation[[#This Row],[Holiday]],Tabulation[[#This Row],[Season]],Tabulation[[#This Row],[Weekend]],\"-\",IF(Tabulation[[#This Row],[Hour]]<10,0,\"\"),C375)","v":"0Winter0-11"},{"$f":"VLOOKUP(Tabulation[[#This Row],[Concat]],Table3[],8)","v":0.28519},{"$f":"(Tabulation[[#This Row],[AC System Output (kW)]]*Tabulation[[#This Row],[Rate]])","v":0.71106536776000007}]
[1,15,12,1487.8109999999999,{"$f":"Tabulation[[#This Row],[AC System Output (W)]]/1000","v":1.487811},{"$f":"VLOOKUP(Tabulation[[#This Row],[Month]],Season,2)","v":"Winter"},{"$f":"(DATE(2021,Tabulation[[#This Row],[Month]],Tabulation[[#This Row],[Day]]))","v":"2021-01-15"},{"$f":"WEEKDAY(Tabulation[[#This Row],[Date]])","v":6},{"$f":"IF(OR(Tabulation[[#This Row],[DayNo]]=1,Tabulation[[#This Row],[DayNo]]=7),1,0)","v":0},{"$f":"COUNTIF(Holidays,Tabulation[[#This Row],[Date]])","v":0},{"$f":"CONCATENATE(Tabulation[[#This Row],[Holiday]],Tabulation[[#This Row],[Season]],Tabulation[[#This Row],[Weekend]],\"-\",IF(Tabulation[[#This Row],[Hour]]<10,0,\"\"),C376)","v":"0Winter0-12"},{"$f":"VLOOKUP(Tabulation[[#This Row],[Concat]],Table3[],8)","v":0.28519},{"$f":"(Tabulation[[#This Row],[AC System Output (kW)]]*Tabulation[[#This Row],[Rate]])","v":0.42430881909000001}]
[1,15,13,1774.8040000000001,{"$f":"Tabulation[[#This Row],[AC System Output (W)]]/1000","v":1.774804},{"$f":"VLOOKUP(Tabulation[[#This Row],[Month]],Season,2)","v":"Winter"},{"$f":"(DATE(2021,Tabulation[[#This Row],[Month]],Tabulation[[#This Row],[Day]]))","v":"2021-01-15"},{"$f":"WEEKDAY(Tabulation[[#This Row],[Date]])","v":6},{"$f":"IF(OR(Tabulation[[#This Row],[DayNo]]=1,Tabulation[[#This Row],[DayNo]]=7),1,0)","v":0},{"$f":"COUNTIF(Holidays,Tabulation[[#This Row],[Date]])","v":0},{"$f":"CONCATENATE(Tabulation[[#This Row],[Holiday]],Tabulation[[#This Row],[Season]],Tabulation[[#This Row],[Weekend]],\"-\",IF(Tabulation[[#This Row],[Hour]]<10,0,\"\"),C377)","v":"0Winter0-13"},{"$f":"VLOOKUP(Tabulation[[#This Row],[Concat]],Table3[],8)","v":0.28519},{"$f":"(Tabulation[[#This Row],[AC System Output (kW)]]*Tabulation[[#This Row],[Rate]])","v":0.50615635276000004}]
[1,15,14,1909.4290000000001,{"$f":"Tabulation[[#This Row],[AC System Output (W)]]/1000","v":1.909429},{"$f":"VLOOKUP(Tabulation[[#This Row],[Month]],Season,2)","v":"Winter"},{"$f":"(DATE(2021,Tabulation[[#This Row],[Month]],Tabulation[[#This Row],[Day]]))","v":"2021-01-15"},{"$f":"WEEKDAY(Tabulation[[#This Row],[Date]])","v":6},{"$f":"IF(OR(Tabulation[[#This Row],[DayNo]]=1,Tabulation[[#This Row],[DayNo]]=7),1,0)","v":0},{"$f":"COUNTIF(Holidays,Tabulation[[#This Row],[Date]])","v":0},{"$f":"CONCATENATE(Tabulation[[#This Row],[Holiday]],Tabulation[[#This Row],[Season]],Tabulation[[#This Row],[Weekend]],\"-\",IF(Tabulation[[#This Row],[Hour]]<10,0,\"\"),C378)","v":"0Winter0-14"},{"$f":"VLOOKUP(Tabulation[[#This Row],[Concat]],Table3[],8)","v":0.28519},{"$f":"(Tabulation[[#This Row],[AC System Output (kW)]]*Tabulation[[#This Row],[Rate]])","v":0.54455005650999999}]
[1,15,15,1281.896,{"$f":"Tabulation[[#This Row],[AC System Output (W)]]/1000","v":1.2818959999999999},{"$f":"VLOOKUP(Tabulation[[#This Row],[Month]],Season,2)","v":"Winter"},{"$f":"(DATE(2021,Tabulation[[#This Row],[Month]],Tabulation[[#This Row],[Day]]))","v":"2021-01-15"},{"$f":"WEEKDAY(Tabulation[[#This Row],[Date]])","v":6},{"$f":"IF(OR(Tabulation[[#This Row],[DayNo]]=1,Tabulation[[#This Row],[DayNo]]=7),1,0)","v":0},{"$f":"COUNTIF(Holidays,Tabulation[[#This Row],[Date]])","v":0},{"$f":"CONCATENATE(Tabulation[[#This Row],[Holiday]],Tabulation[[#This Row],[Season]],Tabulation[[#This Row],[Weekend]],\"-\",IF(Tabulation[[#This Row],[Hour]]<10,0,\"\"),C379)","v":"0Winter0-15"},{"$f":"VLOOKUP(Tabulation[[#This Row],[Concat]],Table3[],8)","v":0.28519},{"$f":"(Tabulation[[#This Row],[AC System Output (kW)]]*Tabulation[[#This Row],[Rate]])","v":0.36558392023999997}]
[1,15,16,504.07499999999999,{"$f":"Tabulation[[#This Row],[AC System Output (W)]]/1000","v":0.50407499999999994},{"$f":"VLOOKUP(Tabulation[[#This Row],[Month]],Season,2)","v":"Winter"},{"$f":"(DATE(2021,Tabulation[[#This Row],[Month]],Tabulation[[#This Row],[Day]]))","v":"2021-01-15"},{"$f":"WEEKDAY(Tabulation[[#This Row],[Date]])","v":6},{"$f":"IF(OR(Tabulation[[#This Row],[DayNo]]=1,Tabulation[[#This Row],[DayNo]]=7),1,0)","v":0},{"$f":"COUNTIF(Holidays,Tabulation[[#This Row],[Date]])","v":0},{"$f":"CONCATENATE(Tabulation[[#This Row],[Holiday]],Tabulation[[#This Row],[Season]],Tabulation[[#This Row],[Weekend]],\"-\",IF(Tabulation[[#This Row],[Hour]]<10,0,\"\"),C380)","v":"0Winter0-16"},{"$f":"VLOOKUP(Tabulation[[#This Row],[Concat]],Table3[],8)","v":0.28519},{"$f":"(Tabulation[[#This Row],[AC System Output (kW)]]*Tabulation[[#This Row],[Rate]])","v":0.14375714924999999}]
[1,15,17,0,{"$f":"Tabulation[[#This Row],[AC System Output (W)]]/1000","v":0},{"$f":"VLOOKUP(Tabulation[[#This Row],[Month]],Season,2)","v":"Winter"},{"$f":"(DATE(2021,Tabulation[[#This Row],[Month]],Tabulation[[#This Row],[Day]]))","v":"2021-01-15"},{"$f":"WEEKDAY(Tabulation[[#This Row],[Date]])","v":6},{"$f":"IF(OR(Tabulation[[#This Row],[DayNo]]=1,Tabulation[[#This Row],[DayNo]]=7),1,0)","v":0},{"$f":"COUNTIF(Holidays,Tabulation[[#This Row],[Date]])","v":0},{"$f":"CONCATENATE(Tabulation[[#This Row],[Holiday]],Tabulation[[#This Row],[Season]],Tabulation[[#This Row],[Weekend]],\"-\",IF(Tabulation[[#This Row],[Hour]]<10,0,\"\"),C381)","v":"0Winter0-17"},{"$f":"VLOOKUP(Tabulation[[#This Row],[Concat]],Table3[],8)","v":0.30257000000000001},{"$f":"(Tabulation[[#This Row],[AC System Output (kW)]]*Tabulation[[#This Row],[Rate]])","v":0}]
[1,15,18,0,{"$f":"Tabulation[[#This Row],[AC System Output (W)]]/1000","v":0},{"$f":"VLOOKUP(Tabulation[[#This Row],[Month]],Season,2)","v":"Winter"},{"$f":"(DATE(2021,Tabulation[[#This Row],[Month]],Tabulation[[#This Row],[Day]]))","v":"2021-01-15"},{"$f":"WEEKDAY(Tabulation[[#This Row],[Date]])","v":6},{"$f":"IF(OR(Tabulation[[#This Row],[DayNo]]=1,Tabulation[[#This Row],[DayNo]]=7),1,0)","v":0},{"$f":"COUNTIF(Holidays,Tabulation[[#This Row],[Date]])","v":0},{"$f":"CONCATENATE(Tabulation[[#This Row],[Holiday]],Tabulation[[#This Row],[Season]],Tabulation[[#This Row],[Weekend]],\"-\",IF(Tabulation[[#This Row],[Hour]]<10,0,\"\"),C382)","v":"0Winter0-18"},{"$f":"VLOOKUP(Tabulation[[#This Row],[Concat]],Table3[],8)","v":0.30257000000000001},{"$f":"(Tabulation[[#This Row],[AC System Output (kW)]]*Tabulation[[#This Row],[Rate]])","v":0}]
[1,15,19,0,{"$f":"Tabulation[[#This Row],[AC System Output (W)]]/1000","v":0},{"$f":"VLOOKUP(Tabulation[[#This Row],[Month]],Season,2)","v":"Winter"},{"$f":"(DATE(2021,Tabulation[[#This Row],[Month]],Tabulation[[#This Row],[Day]]))","v":"2021-01-15"},{"$f":"WEEKDAY(Tabulation[[#This Row],[Date]])","v":6},{"$f":"IF(OR(Tabulation[[#This Row],[DayNo]]=1,Tabulation[[#This Row],[DayNo]]=7),1,0)","v":0},{"$f":"COUNTIF(Holidays,Tabulation[[#This Row],[Date]])","v":0},{"$f":"CONCATENATE(Tabulation[[#This Row],[Holiday]],Tabulation[[#This Row],[Season]],Tabulation[[#This Row],[Weekend]],\"-\",IF(Tabulation[[#This Row],[Hour]]<10,0,\"\"),C383)","v":"0Winter0-19"},{"$f":"VLOOKUP(Tabulation[[#This Row],[Concat]],Table3[],8)","v":0.30257000000000001},{"$f":"(Tabulation[[#This Row],[AC System Output (kW)]]*Tabulation[[#This Row],[Rate]])","v":0}]
[1,15,20,0,{"$f":"Tabulation[[#This Row],[AC System Output (W)]]/1000","v":0},{"$f":"VLOOKUP(Tabulation[[#This Row],[Month]],Season,2)","v":"Winter"},{"$f":"(DATE(2021,Tabulation[[#This Row],[Month]],Tabulation[[#This Row],[Day]]))","v":"2021-01-15"},{"$f":"WEEKDAY(Tabulation[[#This Row],[Date]])","v":6},{"$f":"IF(OR(Tabulation[[#This Row],[DayNo]]=1,Tabulation[[#This Row],[DayNo]]=7),1,0)","v":0},{"$f":"COUNTIF(Holidays,Tabulation[[#This Row],[Date]])","v":0},{"$f":"CONCATENATE(Tabulation[[#This Row],[Holiday]],Tabulation[[#This Row],[Season]],Tabulation[[#This Row],[Weekend]],\"-\",IF(Tabulation[[#This Row],[Hour]]<10,0,\"\"),C384)","v":"0Winter0-20"},{"$f":"VLOOKUP(Tabulation[[#This Row],[Concat]],Table3[],8)","v":0.28519},{"$f":"(Tabulation[[#This Row],[AC System Output (kW)]]*Tabulation[[#This Row],[Rate]])","v":0}]
[1,15,21,0,{"$f":"Tabulation[[#This Row],[AC System Output (W)]]/1000","v":0},{"$f":"VLOOKUP(Tabulation[[#This Row],[Month]],Season,2)","v":"Winter"},{"$f":"(DATE(2021,Tabulation[[#This Row],[Month]],Tabulation[[#This Row],[Day]]))","v":"2021-01-15"},{"$f":"WEEKDAY(Tabulation[[#This Row],[Date]])","v":6},{"$f":"IF(OR(Tabulation[[#This Row],[DayNo]]=1,Tabulation[[#This Row],[DayNo]]=7),1,0)","v":0},{"$f":"COUNTIF(Holidays,Tabulation[[#This Row],[Date]])","v":0},{"$f":"CONCATENATE(Tabulation[[#This Row],[Holiday]],Tabulation[[#This Row],[Season]],Tabulation[[#This Row],[Weekend]],\"-\",IF(Tabulation[[#This Row],[Hour]]<10,0,\"\"),C385)","v":"0Winter0-21"},{"$f":"VLOOKUP(Tabulation[[#This Row],[Concat]],Table3[],8)","v":0.28519},{"$f":"(Tabulation[[#This Row],[AC System Output (kW)]]*Tabulation[[#This Row],[Rate]])","v":0}]
[1,15,22,0,{"$f":"Tabulation[[#This Row],[AC System Output (W)]]/1000","v":0},{"$f":"VLOOKUP(Tabulation[[#This Row],[Month]],Season,2)","v":"Winter"},{"$f":"(DATE(2021,Tabulation[[#This Row],[Month]],Tabulation[[#This Row],[Day]]))","v":"2021-01-15"},{"$f":"WEEKDAY(Tabulation[[#This Row],[Date]])","v":6},{"$f":"IF(OR(Tabulation[[#This Row],[DayNo]]=1,Tabulation[[#This Row],[DayNo]]=7),1,0)","v":0},{"$f":"COUNTIF(Holidays,Tabulation[[#This Row],[Date]])","v":0},{"$f":"CONCATENATE(Tabulation[[#This Row],[Holiday]],Tabulation[[#This Row],[Season]],Tabulation[[#This Row],[Weekend]],\"-\",IF(Tabulation[[#This Row],[Hour]]<10,0,\"\"),C386)","v":"0Winter0-22"},{"$f":"VLOOKUP(Tabulation[[#This Row],[Concat]],Table3[],8)","v":0.28519},{"$f":"(Tabulation[[#This Row],[AC System Output (kW)]]*Tabulation[[#This Row],[Rate]])","v":0}]
[1,15,23,0,{"$f":"Tabulation[[#This Row],[AC System Output (W)]]/1000","v":0},{"$f":"VLOOKUP(Tabulation[[#This Row],[Month]],Season,2)","v":"Winter"},{"$f":"(DATE(2021,Tabulation[[#This Row],[Month]],Tabulation[[#This Row],[Day]]))","v":"2021-01-15"},{"$f":"WEEKDAY(Tabulation[[#This Row],[Date]])","v":6},{"$f":"IF(OR(Tabulation[[#This Row],[DayNo]]=1,Tabulation[[#This Row],[DayNo]]=7),1,0)","v":0},{"$f":"COUNTIF(Holidays,Tabulation[[#This Row],[Date]])","v":0},{"$f":"CONCATENATE(Tabulation[[#This Row],[Holiday]],Tabulation[[#This Row],[Season]],Tabulation[[#This Row],[Weekend]],\"-\",IF(Tabulation[[#This Row],[Hour]]<10,0,\"\"),C387)","v":"0Winter0-23"},{"$f":"VLOOKUP(Tabulation[[#This Row],[Concat]],Table3[],8)","v":0.28519},{"$f":"(Tabulation[[#This Row],[AC System Output (kW)]]*Tabulation[[#This Row],[Rate]])","v":0}]
[1,16,0,0,{"$f":"Tabulation[[#This Row],[AC System Output (W)]]/1000","v":0},{"$f":"VLOOKUP(Tabulation[[#This Row],[Month]],Season,2)","v":"Winter"},{"$f":"(DATE(2021,Tabulation[[#This Row],[Month]],Tabulation[[#This Row],[Day]]))","v":"2021-01-16"},{"$f":"WEEKDAY(Tabulation[[#This Row],[Date]])","v":7},{"$f":"IF(OR(Tabulation[[#This Row],[DayNo]]=1,Tabulation[[#This Row],[DayNo]]=7),1,0)","v":1},{"$f":"COUNTIF(Holidays,Tabulation[[#This Row],[Date]])","v":0},{"$f":"CONCATENATE(Tabulation[[#This Row],[Holiday]],Tabulation[[#This Row],[Season]],Tabulation[[#This Row],[Weekend]],\"-\",IF(Tabulation[[#This Row],[Hour]]<10,0,\"\"),C388)","v":"0Winter1-00"},{"$f":"VLOOKUP(Tabulation[[#This Row],[Concat]],Table3[],8)","v":0.28519},{"$f":"(Tabulation[[#This Row],[AC System Output (kW)]]*Tabulation[[#This Row],[Rate]])","v":0}]
[1,16,1,0,{"$f":"Tabulation[[#This Row],[AC System Output (W)]]/1000","v":0},{"$f":"VLOOKUP(Tabulation[[#This Row],[Month]],Season,2)","v":"Winter"},{"$f":"(DATE(2021,Tabulation[[#This Row],[Month]],Tabulation[[#This Row],[Day]]))","v":"2021-01-16"},{"$f":"WEEKDAY(Tabulation[[#This Row],[Date]])","v":7},{"$f":"IF(OR(Tabulation[[#This Row],[DayNo]]=1,Tabulation[[#This Row],[DayNo]]=7),1,0)","v":1},{"$f":"COUNTIF(Holidays,Tabulation[[#This Row],[Date]])","v":0},{"$f":"CONCATENATE(Tabulation[[#This Row],[Holiday]],Tabulation[[#This Row],[Season]],Tabulation[[#This Row],[Weekend]],\"-\",IF(Tabulation[[#This Row],[Hour]]<10,0,\"\"),C389)","v":"0Winter1-01"},{"$f":"VLOOKUP(Tabulation[[#This Row],[Concat]],Table3[],8)","v":0.28519},{"$f":"(Tabulation[[#This Row],[AC System Output (kW)]]*Tabulation[[#This Row],[Rate]])","v":0}]
[1,16,2,0,{"$f":"Tabulation[[#This Row],[AC System Output (W)]]/1000","v":0},{"$f":"VLOOKUP(Tabulation[[#This Row],[Month]],Season,2)","v":"Winter"},{"$f":"(DATE(2021,Tabulation[[#This Row],[Month]],Tabulation[[#This Row],[Day]]))","v":"2021-01-16"},{"$f":"WEEKDAY(Tabulation[[#This Row],[Date]])","v":7},{"$f":"IF(OR(Tabulation[[#This Row],[DayNo]]=1,Tabulation[[#This Row],[DayNo]]=7),1,0)","v":1},{"$f":"COUNTIF(Holidays,Tabulation[[#This Row],[Date]])","v":0},{"$f":"CONCATENATE(Tabulation[[#This Row],[Holiday]],Tabulation[[#This Row],[Season]],Tabulation[[#This Row],[Weekend]],\"-\",IF(Tabulation[[#This Row],[Hour]]<10,0,\"\"),C390)","v":"0Winter1-02"},{"$f":"VLOOKUP(Tabulation[[#This Row],[Concat]],Table3[],8)","v":0.28519},{"$f":"(Tabulation[[#This Row],[AC System Output (kW)]]*Tabulation[[#This Row],[Rate]])","v":0}]
[1,16,3,0,{"$f":"Tabulation[[#This Row],[AC System Output (W)]]/1000","v":0},{"$f":"VLOOKUP(Tabulation[[#This Row],[Month]],Season,2)","v":"Winter"},{"$f":"(DATE(2021,Tabulation[[#This Row],[Month]],Tabulation[[#This Row],[Day]]))","v":"2021-01-16"},{"$f":"WEEKDAY(Tabulation[[#This Row],[Date]])","v":7},{"$f":"IF(OR(Tabulation[[#This Row],[DayNo]]=1,Tabulation[[#This Row],[DayNo]]=7),1,0)","v":1},{"$f":"COUNTIF(Holidays,Tabulation[[#This Row],[Date]])","v":0},{"$f":"CONCATENATE(Tabulation[[#This Row],[Holiday]],Tabulation[[#This Row],[Season]],Tabulation[[#This Row],[Weekend]],\"-\",IF(Tabulation[[#This Row],[Hour]]<10,0,\"\"),C391)","v":"0Winter1-03"},{"$f":"VLOOKUP(Tabulation[[#This Row],[Concat]],Table3[],8)","v":0.28519},{"$f":"(Tabulation[[#This Row],[AC System Output (kW)]]*Tabulation[[#This Row],[Rate]])","v":0}]
[1,16,4,0,{"$f":"Tabulation[[#This Row],[AC System Output (W)]]/1000","v":0},{"$f":"VLOOKUP(Tabulation[[#This Row],[Month]],Season,2)","v":"Winter"},{"$f":"(DATE(2021,Tabulation[[#This Row],[Month]],Tabulation[[#This Row],[Day]]))","v":"2021-01-16"},{"$f":"WEEKDAY(Tabulation[[#This Row],[Date]])","v":7},{"$f":"IF(OR(Tabulation[[#This Row],[DayNo]]=1,Tabulation[[#This Row],[DayNo]]=7),1,0)","v":1},{"$f":"COUNTIF(Holidays,Tabulation[[#This Row],[Date]])","v":0},{"$f":"CONCATENATE(Tabulation[[#This Row],[Holiday]],Tabulation[[#This Row],[Season]],Tabulation[[#This Row],[Weekend]],\"-\",IF(Tabulation[[#This Row],[Hour]]<10,0,\"\"),C392)","v":"0Winter1-04"},{"$f":"VLOOKUP(Tabulation[[#This Row],[Concat]],Table3[],8)","v":0.28519},{"$f":"(Tabulation[[#This Row],[AC System Output (kW)]]*Tabulation[[#This Row],[Rate]])","v":0}]
[1,16,5,0,{"$f":"Tabulation[[#This Row],[AC System Output (W)]]/1000","v":0},{"$f":"VLOOKUP(Tabulation[[#This Row],[Month]],Season,2)","v":"Winter"},{"$f":"(DATE(2021,Tabulation[[#This Row],[Month]],Tabulation[[#This Row],[Day]]))","v":"2021-01-16"},{"$f":"WEEKDAY(Tabulation[[#This Row],[Date]])","v":7},{"$f":"IF(OR(Tabulation[[#This Row],[DayNo]]=1,Tabulation[[#This Row],[DayNo]]=7),1,0)","v":1},{"$f":"COUNTIF(Holidays,Tabulation[[#This Row],[Date]])","v":0},{"$f":"CONCATENATE(Tabulation[[#This Row],[Holiday]],Tabulation[[#This Row],[Season]],Tabulation[[#This Row],[Weekend]],\"-\",IF(Tabulation[[#This Row],[Hour]]<10,0,\"\"),C393)","v":"0Winter1-05"},{"$f":"VLOOKUP(Tabulation[[#This Row],[Concat]],Table3[],8)","v":0.28519},{"$f":"(Tabulation[[#This Row],[AC System Output (kW)]]*Tabulation[[#This Row],[Rate]])","v":0}]
[1,16,6,0,{"$f":"Tabulation[[#This Row],[AC System Output (W)]]/1000","v":0},{"$f":"VLOOKUP(Tabulation[[#This Row],[Month]],Season,2)","v":"Winter"},{"$f":"(DATE(2021,Tabulation[[#This Row],[Month]],Tabulation[[#This Row],[Day]]))","v":"2021-01-16"},{"$f":"WEEKDAY(Tabulation[[#This Row],[Date]])","v":7},{"$f":"IF(OR(Tabulation[[#This Row],[DayNo]]=1,Tabulation[[#This Row],[DayNo]]=7),1,0)","v":1},{"$f":"COUNTIF(Holidays,Tabulation[[#This Row],[Date]])","v":0},{"$f":"CONCATENATE(Tabulation[[#This Row],[Holiday]],Tabulation[[#This Row],[Season]],Tabulation[[#This Row],[Weekend]],\"-\",IF(Tabulation[[#This Row],[Hour]]<10,0,\"\"),C394)","v":"0Winter1-06"},{"$f":"VLOOKUP(Tabulation[[#This Row],[Concat]],Table3[],8)","v":0.28519},{"$f":"(Tabulation[[#This Row],[AC System Output (kW)]]*Tabulation[[#This Row],[Rate]])","v":0}]
[1,16,7,232.21299999999999,{"$f":"Tabulation[[#This Row],[AC System Output (W)]]/1000","v":0.232213},{"$f":"VLOOKUP(Tabulation[[#This Row],[Month]],Season,2)","v":"Winter"},{"$f":"(DATE(2021,Tabulation[[#This Row],[Month]],Tabulation[[#This Row],[Day]]))","v":"2021-01-16"},{"$f":"WEEKDAY(Tabulation[[#This Row],[Date]])","v":7},{"$f":"IF(OR(Tabulation[[#This Row],[DayNo]]=1,Tabulation[[#This Row],[DayNo]]=7),1,0)","v":1},{"$f":"COUNTIF(Holidays,Tabulation[[#This Row],[Date]])","v":0},{"$f":"CONCATENATE(Tabulation[[#This Row],[Holiday]],Tabulation[[#This Row],[Season]],Tabulation[[#This Row],[Weekend]],\"-\",IF(Tabulation[[#This Row],[Hour]]<10,0,\"\"),C395)","v":"0Winter1-07"},{"$f":"VLOOKUP(Tabulation[[#This Row],[Concat]],Table3[],8)","v":0.28519},{"$f":"(Tabulation[[#This Row],[AC System Output (kW)]]*Tabulation[[#This Row],[Rate]])","v":6.6224825469999998E-2}]
[1,16,8,226.50399999999999,{"$f":"Tabulation[[#This Row],[AC System Output (W)]]/1000","v":0.22650399999999998},{"$f":"VLOOKUP(Tabulation[[#This Row],[Month]],Season,2)","v":"Winter"},{"$f":"(DATE(2021,Tabulation[[#This Row],[Month]],Tabulation[[#This Row],[Day]]))","v":"2021-01-16"},{"$f":"WEEKDAY(Tabulation[[#This Row],[Date]])","v":7},{"$f":"IF(OR(Tabulation[[#This Row],[DayNo]]=1,Tabulation[[#This Row],[DayNo]]=7),1,0)","v":1},{"$f":"COUNTIF(Holidays,Tabulation[[#This Row],[Date]])","v":0},{"$f":"CONCATENATE(Tabulation[[#This Row],[Holiday]],Tabulation[[#This Row],[Season]],Tabulation[[#This Row],[Weekend]],\"-\",IF(Tabulation[[#This Row],[Hour]]<10,0,\"\"),C396)","v":"0Winter1-08"},{"$f":"VLOOKUP(Tabulation[[#This Row],[Concat]],Table3[],8)","v":0.28519},{"$f":"(Tabulation[[#This Row],[AC System Output (kW)]]*Tabulation[[#This Row],[Rate]])","v":6.459667576E-2}]
[1,16,9,1201.82,{"$f":"Tabulation[[#This Row],[AC System Output (W)]]/1000","v":1.2018199999999999},{"$f":"VLOOKUP(Tabulation[[#This Row],[Month]],Season,2)","v":"Winter"},{"$f":"(DATE(2021,Tabulation[[#This Row],[Month]],Tabulation[[#This Row],[Day]]))","v":"2021-01-16"},{"$f":"WEEKDAY(Tabulation[[#This Row],[Date]])","v":7},{"$f":"IF(OR(Tabulation[[#This Row],[DayNo]]=1,Tabulation[[#This Row],[DayNo]]=7),1,0)","v":1},{"$f":"COUNTIF(Holidays,Tabulation[[#This Row],[Date]])","v":0},{"$f":"CONCATENATE(Tabulation[[#This Row],[Holiday]],Tabulation[[#This Row],[Season]],Tabulation[[#This Row],[Weekend]],\"-\",IF(Tabulation[[#This Row],[Hour]]<10,0,\"\"),C397)","v":"0Winter1-09"},{"$f":"VLOOKUP(Tabulation[[#This Row],[Concat]],Table3[],8)","v":0.28519},{"$f":"(Tabulation[[#This Row],[AC System Output (kW)]]*Tabulation[[#This Row],[Rate]])","v":0.34274704579999998}]
[1,16,10,2244.6779999999999,{"$f":"Tabulation[[#This Row],[AC System Output (W)]]/1000","v":2.244678},{"$f":"VLOOKUP(Tabulation[[#This Row],[Month]],Season,2)","v":"Winter"},{"$f":"(DATE(2021,Tabulation[[#This Row],[Month]],Tabulation[[#This Row],[Day]]))","v":"2021-01-16"},{"$f":"WEEKDAY(Tabulation[[#This Row],[Date]])","v":7},{"$f":"IF(OR(Tabulation[[#This Row],[DayNo]]=1,Tabulation[[#This Row],[DayNo]]=7),1,0)","v":1},{"$f":"COUNTIF(Holidays,Tabulation[[#This Row],[Date]])","v":0},{"$f":"CONCATENATE(Tabulation[[#This Row],[Holiday]],Tabulation[[#This Row],[Season]],Tabulation[[#This Row],[Weekend]],\"-\",IF(Tabulation[[#This Row],[Hour]]<10,0,\"\"),C398)","v":"0Winter1-10"},{"$f":"VLOOKUP(Tabulation[[#This Row],[Concat]],Table3[],8)","v":0.28519},{"$f":"(Tabulation[[#This Row],[AC System Output (kW)]]*Tabulation[[#This Row],[Rate]])","v":0.64015971882}]
[1,16,11,2488.5590000000002,{"$f":"Tabulation[[#This Row],[AC System Output (W)]]/1000","v":2.4885590000000004},{"$f":"VLOOKUP(Tabulation[[#This Row],[Month]],Season,2)","v":"Winter"},{"$f":"(DATE(2021,Tabulation[[#This Row],[Month]],Tabulation[[#This Row],[Day]]))","v":"2021-01-16"},{"$f":"WEEKDAY(Tabulation[[#This Row],[Date]])","v":7},{"$f":"IF(OR(Tabulation[[#This Row],[DayNo]]=1,Tabulation[[#This Row],[DayNo]]=7),1,0)","v":1},{"$f":"COUNTIF(Holidays,Tabulation[[#This Row],[Date]])","v":0},{"$f":"CONCATENATE(Tabulation[[#This Row],[Holiday]],Tabulation[[#This Row],[Season]],Tabulation[[#This Row],[Weekend]],\"-\",IF(Tabulation[[#This Row],[Hour]]<10,0,\"\"),C399)","v":"0Winter1-11"},{"$f":"VLOOKUP(Tabulation[[#This Row],[Concat]],Table3[],8)","v":0.28519},{"$f":"(Tabulation[[#This Row],[AC System Output (kW)]]*Tabulation[[#This Row],[Rate]])","v":0.70971214121000015}]
[1,16,12,2525.7849999999999,{"$f":"Tabulation[[#This Row],[AC System Output (W)]]/1000","v":2.5257849999999999},{"$f":"VLOOKUP(Tabulation[[#This Row],[Month]],Season,2)","v":"Winter"},{"$f":"(DATE(2021,Tabulation[[#This Row],[Month]],Tabulation[[#This Row],[Day]]))","v":"2021-01-16"},{"$f":"WEEKDAY(Tabulation[[#This Row],[Date]])","v":7},{"$f":"IF(OR(Tabulation[[#This Row],[DayNo]]=1,Tabulation[[#This Row],[DayNo]]=7),1,0)","v":1},{"$f":"COUNTIF(Holidays,Tabulation[[#This Row],[Date]])","v":0},{"$f":"CONCATENATE(Tabulation[[#This Row],[Holiday]],Tabulation[[#This Row],[Season]],Tabulation[[#This Row],[Weekend]],\"-\",IF(Tabulation[[#This Row],[Hour]]<10,0,\"\"),C400)","v":"0Winter1-12"},{"$f":"VLOOKUP(Tabulation[[#This Row],[Concat]],Table3[],8)","v":0.28519},{"$f":"(Tabulation[[#This Row],[AC System Output (kW)]]*Tabulation[[#This Row],[Rate]])","v":0.72032862414999999}]
[1,16,13,2350.83,{"$f":"Tabulation[[#This Row],[AC System Output (W)]]/1000","v":2.3508299999999998},{"$f":"VLOOKUP(Tabulation[[#This Row],[Month]],Season,2)","v":"Winter"},{"$f":"(DATE(2021,Tabulation[[#This Row],[Month]],Tabulation[[#This Row],[Day]]))","v":"2021-01-16"},{"$f":"WEEKDAY(Tabulation[[#This Row],[Date]])","v":7},{"$f":"IF(OR(Tabulation[[#This Row],[DayNo]]=1,Tabulation[[#This Row],[DayNo]]=7),1,0)","v":1},{"$f":"COUNTIF(Holidays,Tabulation[[#This Row],[Date]])","v":0},{"$f":"CONCATENATE(Tabulation[[#This Row],[Holiday]],Tabulation[[#This Row],[Season]],Tabulation[[#This Row],[Weekend]],\"-\",IF(Tabulation[[#This Row],[Hour]]<10,0,\"\"),C401)","v":"0Winter1-13"},{"$f":"VLOOKUP(Tabulation[[#This Row],[Concat]],Table3[],8)","v":0.28519},{"$f":"(Tabulation[[#This Row],[AC System Output (kW)]]*Tabulation[[#This Row],[Rate]])","v":0.67043320769999992}]
[1,16,14,1961.423,{"$f":"Tabulation[[#This Row],[AC System Output (W)]]/1000","v":1.9614229999999999},{"$f":"VLOOKUP(Tabulation[[#This Row],[Month]],Season,2)","v":"Winter"},{"$f":"(DATE(2021,Tabulation[[#This Row],[Month]],Tabulation[[#This Row],[Day]]))","v":"2021-01-16"},{"$f":"WEEKDAY(Tabulation[[#This Row],[Date]])","v":7},{"$f":"IF(OR(Tabulation[[#This Row],[DayNo]]=1,Tabulation[[#This Row],[DayNo]]=7),1,0)","v":1},{"$f":"COUNTIF(Holidays,Tabulation[[#This Row],[Date]])","v":0},{"$f":"CONCATENATE(Tabulation[[#This Row],[Holiday]],Tabulation[[#This Row],[Season]],Tabulation[[#This Row],[Weekend]],\"-\",IF(Tabulation[[#This Row],[Hour]]<10,0,\"\"),C402)","v":"0Winter1-14"},{"$f":"VLOOKUP(Tabulation[[#This Row],[Concat]],Table3[],8)","v":0.28519},{"$f":"(Tabulation[[#This Row],[AC System Output (kW)]]*Tabulation[[#This Row],[Rate]])","v":0.55937822536999993}]
[1,16,15,1332.404,{"$f":"Tabulation[[#This Row],[AC System Output (W)]]/1000","v":1.3324039999999999},{"$f":"VLOOKUP(Tabulation[[#This Row],[Month]],Season,2)","v":"Winter"},{"$f":"(DATE(2021,Tabulation[[#This Row],[Month]],Tabulation[[#This Row],[Day]]))","v":"2021-01-16"},{"$f":"WEEKDAY(Tabulation[[#This Row],[Date]])","v":7},{"$f":"IF(OR(Tabulation[[#This Row],[DayNo]]=1,Tabulation[[#This Row],[DayNo]]=7),1,0)","v":1},{"$f":"COUNTIF(Holidays,Tabulation[[#This Row],[Date]])","v":0},{"$f":"CONCATENATE(Tabulation[[#This Row],[Holiday]],Tabulation[[#This Row],[Season]],Tabulation[[#This Row],[Weekend]],\"-\",IF(Tabulation[[#This Row],[Hour]]<10,0,\"\"),C403)","v":"0Winter1-15"},{"$f":"VLOOKUP(Tabulation[[#This Row],[Concat]],Table3[],8)","v":0.28519},{"$f":"(Tabulation[[#This Row],[AC System Output (kW)]]*Tabulation[[#This Row],[Rate]])","v":0.37998829675999996}]
[1,16,16,307.29399999999998,{"$f":"Tabulation[[#This Row],[AC System Output (W)]]/1000","v":0.30729399999999996},{"$f":"VLOOKUP(Tabulation[[#This Row],[Month]],Season,2)","v":"Winter"},{"$f":"(DATE(2021,Tabulation[[#This Row],[Month]],Tabulation[[#This Row],[Day]]))","v":"2021-01-16"},{"$f":"WEEKDAY(Tabulation[[#This Row],[Date]])","v":7},{"$f":"IF(OR(Tabulation[[#This Row],[DayNo]]=1,Tabulation[[#This Row],[DayNo]]=7),1,0)","v":1},{"$f":"COUNTIF(Holidays,Tabulation[[#This Row],[Date]])","v":0},{"$f":"CONCATENATE(Tabulation[[#This Row],[Holiday]],Tabulation[[#This Row],[Season]],Tabulation[[#This Row],[Weekend]],\"-\",IF(Tabulation[[#This Row],[Hour]]<10,0,\"\"),C404)","v":"0Winter1-16"},{"$f":"VLOOKUP(Tabulation[[#This Row],[Concat]],Table3[],8)","v":0.28519},{"$f":"(Tabulation[[#This Row],[AC System Output (kW)]]*Tabulation[[#This Row],[Rate]])","v":8.7637175859999986E-2}]
[1,16,17,0,{"$f":"Tabulation[[#This Row],[AC System Output (W)]]/1000","v":0},{"$f":"VLOOKUP(Tabulation[[#This Row],[Month]],Season,2)","v":"Winter"},{"$f":"(DATE(2021,Tabulation[[#This Row],[Month]],Tabulation[[#This Row],[Day]]))","v":"2021-01-16"},{"$f":"WEEKDAY(Tabulation[[#This Row],[Date]])","v":7},{"$f":"IF(OR(Tabulation[[#This Row],[DayNo]]=1,Tabulation[[#This Row],[DayNo]]=7),1,0)","v":1},{"$f":"COUNTIF(Holidays,Tabulation[[#This Row],[Date]])","v":0},{"$f":"CONCATENATE(Tabulation[[#This Row],[Holiday]],Tabulation[[#This Row],[Season]],Tabulation[[#This Row],[Weekend]],\"-\",IF(Tabulation[[#This Row],[Hour]]<10,0,\"\"),C405)","v":"0Winter1-17"},{"$f":"VLOOKUP(Tabulation[[#This Row],[Concat]],Table3[],8)","v":0.28519},{"$f":"(Tabulation[[#This Row],[AC System Output (kW)]]*Tabulation[[#This Row],[Rate]])","v":0}]
[1,16,18,0,{"$f":"Tabulation[[#This Row],[AC System Output (W)]]/1000","v":0},{"$f":"VLOOKUP(Tabulation[[#This Row],[Month]],Season,2)","v":"Winter"},{"$f":"(DATE(2021,Tabulation[[#This Row],[Month]],Tabulation[[#This Row],[Day]]))","v":"2021-01-16"},{"$f":"WEEKDAY(Tabulation[[#This Row],[Date]])","v":7},{"$f":"IF(OR(Tabulation[[#This Row],[DayNo]]=1,Tabulation[[#This Row],[DayNo]]=7),1,0)","v":1},{"$f":"COUNTIF(Holidays,Tabulation[[#This Row],[Date]])","v":0},{"$f":"CONCATENATE(Tabulation[[#This Row],[Holiday]],Tabulation[[#This Row],[Season]],Tabulation[[#This Row],[Weekend]],\"-\",IF(Tabulation[[#This Row],[Hour]]<10,0,\"\"),C406)","v":"0Winter1-18"},{"$f":"VLOOKUP(Tabulation[[#This Row],[Concat]],Table3[],8)","v":0.28519},{"$f":"(Tabulation[[#This Row],[AC System Output (kW)]]*Tabulation[[#This Row],[Rate]])","v":0}]
[1,16,19,0,{"$f":"Tabulation[[#This Row],[AC System Output (W)]]/1000","v":0},{"$f":"VLOOKUP(Tabulation[[#This Row],[Month]],Season,2)","v":"Winter"},{"$f":"(DATE(2021,Tabulation[[#This Row],[Month]],Tabulation[[#This Row],[Day]]))","v":"2021-01-16"},{"$f":"WEEKDAY(Tabulation[[#This Row],[Date]])","v":7},{"$f":"IF(OR(Tabulation[[#This Row],[DayNo]]=1,Tabulation[[#This Row],[DayNo]]=7),1,0)","v":1},{"$f":"COUNTIF(Holidays,Tabulation[[#This Row],[Date]])","v":0},{"$f":"CONCATENATE(Tabulation[[#This Row],[Holiday]],Tabulation[[#This Row],[Season]],Tabulation[[#This Row],[Weekend]],\"-\",IF(Tabulation[[#This Row],[Hour]]<10,0,\"\"),C407)","v":"0Winter1-19"},{"$f":"VLOOKUP(Tabulation[[#This Row],[Concat]],Table3[],8)","v":0.28519},{"$f":"(Tabulation[[#This Row],[AC System Output (kW)]]*Tabulation[[#This Row],[Rate]])","v":0}]
[1,16,20,0,{"$f":"Tabulation[[#This Row],[AC System Output (W)]]/1000","v":0},{"$f":"VLOOKUP(Tabulation[[#This Row],[Month]],Season,2)","v":"Winter"},{"$f":"(DATE(2021,Tabulation[[#This Row],[Month]],Tabulation[[#This Row],[Day]]))","v":"2021-01-16"},{"$f":"WEEKDAY(Tabulation[[#This Row],[Date]])","v":7},{"$f":"IF(OR(Tabulation[[#This Row],[DayNo]]=1,Tabulation[[#This Row],[DayNo]]=7),1,0)","v":1},{"$f":"COUNTIF(Holidays,Tabulation[[#This Row],[Date]])","v":0},{"$f":"CONCATENATE(Tabulation[[#This Row],[Holiday]],Tabulation[[#This Row],[Season]],Tabulation[[#This Row],[Weekend]],\"-\",IF(Tabulation[[#This Row],[Hour]]<10,0,\"\"),C408)","v":"0Winter1-20"},{"$f":"VLOOKUP(Tabulation[[#This Row],[Concat]],Table3[],8)","v":0.28519},{"$f":"(Tabulation[[#This Row],[AC System Output (kW)]]*Tabulation[[#This Row],[Rate]])","v":0}]
[1,16,21,0,{"$f":"Tabulation[[#This Row],[AC System Output (W)]]/1000","v":0},{"$f":"VLOOKUP(Tabulation[[#This Row],[Month]],Season,2)","v":"Winter"},{"$f":"(DATE(2021,Tabulation[[#This Row],[Month]],Tabulation[[#This Row],[Day]]))","v":"2021-01-16"},{"$f":"WEEKDAY(Tabulation[[#This Row],[Date]])","v":7},{"$f":"IF(OR(Tabulation[[#This Row],[DayNo]]=1,Tabulation[[#This Row],[DayNo]]=7),1,0)","v":1},{"$f":"COUNTIF(Holidays,Tabulation[[#This Row],[Date]])","v":0},{"$f":"CONCATENATE(Tabulation[[#This Row],[Holiday]],Tabulation[[#This Row],[Season]],Tabulation[[#This Row],[Weekend]],\"-\",IF(Tabulation[[#This Row],[Hour]]<10,0,\"\"),C409)","v":"0Winter1-21"},{"$f":"VLOOKUP(Tabulation[[#This Row],[Concat]],Table3[],8)","v":0.28519},{"$f":"(Tabulation[[#This Row],[AC System Output (kW)]]*Tabulation[[#This Row],[Rate]])","v":0}]
[1,16,22,0,{"$f":"Tabulation[[#This Row],[AC System Output (W)]]/1000","v":0},{"$f":"VLOOKUP(Tabulation[[#This Row],[Month]],Season,2)","v":"Winter"},{"$f":"(DATE(2021,Tabulation[[#This Row],[Month]],Tabulation[[#This Row],[Day]]))","v":"2021-01-16"},{"$f":"WEEKDAY(Tabulation[[#This Row],[Date]])","v":7},{"$f":"IF(OR(Tabulation[[#This Row],[DayNo]]=1,Tabulation[[#This Row],[DayNo]]=7),1,0)","v":1},{"$f":"COUNTIF(Holidays,Tabulation[[#This Row],[Date]])","v":0},{"$f":"CONCATENATE(Tabulation[[#This Row],[Holiday]],Tabulation[[#This Row],[Season]],Tabulation[[#This Row],[Weekend]],\"-\",IF(Tabulation[[#This Row],[Hour]]<10,0,\"\"),C410)","v":"0Winter1-22"},{"$f":"VLOOKUP(Tabulation[[#This Row],[Concat]],Table3[],8)","v":0.28519},{"$f":"(Tabulation[[#This Row],[AC System Output (kW)]]*Tabulation[[#This Row],[Rate]])","v":0}]
[1,16,23,0,{"$f":"Tabulation[[#This Row],[AC System Output (W)]]/1000","v":0},{"$f":"VLOOKUP(Tabulation[[#This Row],[Month]],Season,2)","v":"Winter"},{"$f":"(DATE(2021,Tabulation[[#This Row],[Month]],Tabulation[[#This Row],[Day]]))","v":"2021-01-16"},{"$f":"WEEKDAY(Tabulation[[#This Row],[Date]])","v":7},{"$f":"IF(OR(Tabulation[[#This Row],[DayNo]]=1,Tabulation[[#This Row],[DayNo]]=7),1,0)","v":1},{"$f":"COUNTIF(Holidays,Tabulation[[#This Row],[Date]])","v":0},{"$f":"CONCATENATE(Tabulation[[#This Row],[Holiday]],Tabulation[[#This Row],[Season]],Tabulation[[#This Row],[Weekend]],\"-\",IF(Tabulation[[#This Row],[Hour]]<10,0,\"\"),C411)","v":"0Winter1-23"},{"$f":"VLOOKUP(Tabulation[[#This Row],[Concat]],Table3[],8)","v":0.28519},{"$f":"(Tabulation[[#This Row],[AC System Output (kW)]]*Tabulation[[#This Row],[Rate]])","v":0}]
[1,17,0,0,{"$f":"Tabulation[[#This Row],[AC System Output (W)]]/1000","v":0},{"$f":"VLOOKUP(Tabulation[[#This Row],[Month]],Season,2)","v":"Winter"},{"$f":"(DATE(2021,Tabulation[[#This Row],[Month]],Tabulation[[#This Row],[Day]]))","v":"2021-01-17"},{"$f":"WEEKDAY(Tabulation[[#This Row],[Date]])","v":1},{"$f":"IF(OR(Tabulation[[#This Row],[DayNo]]=1,Tabulation[[#This Row],[DayNo]]=7),1,0)","v":1},{"$f":"COUNTIF(Holidays,Tabulation[[#This Row],[Date]])","v":0},{"$f":"CONCATENATE(Tabulation[[#This Row],[Holiday]],Tabulation[[#This Row],[Season]],Tabulation[[#This Row],[Weekend]],\"-\",IF(Tabulation[[#This Row],[Hour]]<10,0,\"\"),C412)","v":"0Winter1-00"},{"$f":"VLOOKUP(Tabulation[[#This Row],[Concat]],Table3[],8)","v":0.28519},{"$f":"(Tabulation[[#This Row],[AC System Output (kW)]]*Tabulation[[#This Row],[Rate]])","v":0}]
[1,17,1,0,{"$f":"Tabulation[[#This Row],[AC System Output (W)]]/1000","v":0},{"$f":"VLOOKUP(Tabulation[[#This Row],[Month]],Season,2)","v":"Winter"},{"$f":"(DATE(2021,Tabulation[[#This Row],[Month]],Tabulation[[#This Row],[Day]]))","v":"2021-01-17"},{"$f":"WEEKDAY(Tabulation[[#This Row],[Date]])","v":1},{"$f":"IF(OR(Tabulation[[#This Row],[DayNo]]=1,Tabulation[[#This Row],[DayNo]]=7),1,0)","v":1},{"$f":"COUNTIF(Holidays,Tabulation[[#This Row],[Date]])","v":0},{"$f":"CONCATENATE(Tabulation[[#This Row],[Holiday]],Tabulation[[#This Row],[Season]],Tabulation[[#This Row],[Weekend]],\"-\",IF(Tabulation[[#This Row],[Hour]]<10,0,\"\"),C413)","v":"0Winter1-01"},{"$f":"VLOOKUP(Tabulation[[#This Row],[Concat]],Table3[],8)","v":0.28519},{"$f":"(Tabulation[[#This Row],[AC System Output (kW)]]*Tabulation[[#This Row],[Rate]])","v":0}]
[1,17,2,0,{"$f":"Tabulation[[#This Row],[AC System Output (W)]]/1000","v":0},{"$f":"VLOOKUP(Tabulation[[#This Row],[Month]],Season,2)","v":"Winter"},{"$f":"(DATE(2021,Tabulation[[#This Row],[Month]],Tabulation[[#This Row],[Day]]))","v":"2021-01-17"},{"$f":"WEEKDAY(Tabulation[[#This Row],[Date]])","v":1},{"$f":"IF(OR(Tabulation[[#This Row],[DayNo]]=1,Tabulation[[#This Row],[DayNo]]=7),1,0)","v":1},{"$f":"COUNTIF(Holidays,Tabulation[[#This Row],[Date]])","v":0},{"$f":"CONCATENATE(Tabulation[[#This Row],[Holiday]],Tabulation[[#This Row],[Season]],Tabulation[[#This Row],[Weekend]],\"-\",IF(Tabulation[[#This Row],[Hour]]<10,0,\"\"),C414)","v":"0Winter1-02"},{"$f":"VLOOKUP(Tabulation[[#This Row],[Concat]],Table3[],8)","v":0.28519},{"$f":"(Tabulation[[#This Row],[AC System Output (kW)]]*Tabulation[[#This Row],[Rate]])","v":0}]
[1,17,3,0,{"$f":"Tabulation[[#This Row],[AC System Output (W)]]/1000","v":0},{"$f":"VLOOKUP(Tabulation[[#This Row],[Month]],Season,2)","v":"Winter"},{"$f":"(DATE(2021,Tabulation[[#This Row],[Month]],Tabulation[[#This Row],[Day]]))","v":"2021-01-17"},{"$f":"WEEKDAY(Tabulation[[#This Row],[Date]])","v":1},{"$f":"IF(OR(Tabulation[[#This Row],[DayNo]]=1,Tabulation[[#This Row],[DayNo]]=7),1,0)","v":1},{"$f":"COUNTIF(Holidays,Tabulation[[#This Row],[Date]])","v":0},{"$f":"CONCATENATE(Tabulation[[#This Row],[Holiday]],Tabulation[[#This Row],[Season]],Tabulation[[#This Row],[Weekend]],\"-\",IF(Tabulation[[#This Row],[Hour]]<10,0,\"\"),C415)","v":"0Winter1-03"},{"$f":"VLOOKUP(Tabulation[[#This Row],[Concat]],Table3[],8)","v":0.28519},{"$f":"(Tabulation[[#This Row],[AC System Output (kW)]]*Tabulation[[#This Row],[Rate]])","v":0}]
[1,17,4,0,{"$f":"Tabulation[[#This Row],[AC System Output (W)]]/1000","v":0},{"$f":"VLOOKUP(Tabulation[[#This Row],[Month]],Season,2)","v":"Winter"},{"$f":"(DATE(2021,Tabulation[[#This Row],[Month]],Tabulation[[#This Row],[Day]]))","v":"2021-01-17"},{"$f":"WEEKDAY(Tabulation[[#This Row],[Date]])","v":1},{"$f":"IF(OR(Tabulation[[#This Row],[DayNo]]=1,Tabulation[[#This Row],[DayNo]]=7),1,0)","v":1},{"$f":"COUNTIF(Holidays,Tabulation[[#This Row],[Date]])","v":0},{"$f":"CONCATENATE(Tabulation[[#This Row],[Holiday]],Tabulation[[#This Row],[Season]],Tabulation[[#This Row],[Weekend]],\"-\",IF(Tabulation[[#This Row],[Hour]]<10,0,\"\"),C416)","v":"0Winter1-04"},{"$f":"VLOOKUP(Tabulation[[#This Row],[Concat]],Table3[],8)","v":0.28519},{"$f":"(Tabulation[[#This Row],[AC System Output (kW)]]*Tabulation[[#This Row],[Rate]])","v":0}]
[1,17,5,0,{"$f":"Tabulation[[#This Row],[AC System Output (W)]]/1000","v":0},{"$f":"VLOOKUP(Tabulation[[#This Row],[Month]],Season,2)","v":"Winter"},{"$f":"(DATE(2021,Tabulation[[#This Row],[Month]],Tabulation[[#This Row],[Day]]))","v":"2021-01-17"},{"$f":"WEEKDAY(Tabulation[[#This Row],[Date]])","v":1},{"$f":"IF(OR(Tabulation[[#This Row],[DayNo]]=1,Tabulation[[#This Row],[DayNo]]=7),1,0)","v":1},{"$f":"COUNTIF(Holidays,Tabulation[[#This Row],[Date]])","v":0},{"$f":"CONCATENATE(Tabulation[[#This Row],[Holiday]],Tabulation[[#This Row],[Season]],Tabulation[[#This Row],[Weekend]],\"-\",IF(Tabulation[[#This Row],[Hour]]<10,0,\"\"),C417)","v":"0Winter1-05"},{"$f":"VLOOKUP(Tabulation[[#This Row],[Concat]],Table3[],8)","v":0.28519},{"$f":"(Tabulation[[#This Row],[AC System Output (kW)]]*Tabulation[[#This Row],[Rate]])","v":0}]
[1,17,6,0,{"$f":"Tabulation[[#This Row],[AC System Output (W)]]/1000","v":0},{"$f":"VLOOKUP(Tabulation[[#This Row],[Month]],Season,2)","v":"Winter"},{"$f":"(DATE(2021,Tabulation[[#This Row],[Month]],Tabulation[[#This Row],[Day]]))","v":"2021-01-17"},{"$f":"WEEKDAY(Tabulation[[#This Row],[Date]])","v":1},{"$f":"IF(OR(Tabulation[[#This Row],[DayNo]]=1,Tabulation[[#This Row],[DayNo]]=7),1,0)","v":1},{"$f":"COUNTIF(Holidays,Tabulation[[#This Row],[Date]])","v":0},{"$f":"CONCATENATE(Tabulation[[#This Row],[Holiday]],Tabulation[[#This Row],[Season]],Tabulation[[#This Row],[Weekend]],\"-\",IF(Tabulation[[#This Row],[Hour]]<10,0,\"\"),C418)","v":"0Winter1-06"},{"$f":"VLOOKUP(Tabulation[[#This Row],[Concat]],Table3[],8)","v":0.28519},{"$f":"(Tabulation[[#This Row],[AC System Output (kW)]]*Tabulation[[#This Row],[Rate]])","v":0}]
[1,17,7,89.442999999999998,{"$f":"Tabulation[[#This Row],[AC System Output (W)]]/1000","v":8.9442999999999995E-2},{"$f":"VLOOKUP(Tabulation[[#This Row],[Month]],Season,2)","v":"Winter"},{"$f":"(DATE(2021,Tabulation[[#This Row],[Month]],Tabulation[[#This Row],[Day]]))","v":"2021-01-17"},{"$f":"WEEKDAY(Tabulation[[#This Row],[Date]])","v":1},{"$f":"IF(OR(Tabulation[[#This Row],[DayNo]]=1,Tabulation[[#This Row],[DayNo]]=7),1,0)","v":1},{"$f":"COUNTIF(Holidays,Tabulation[[#This Row],[Date]])","v":0},{"$f":"CONCATENATE(Tabulation[[#This Row],[Holiday]],Tabulation[[#This Row],[Season]],Tabulation[[#This Row],[Weekend]],\"-\",IF(Tabulation[[#This Row],[Hour]]<10,0,\"\"),C419)","v":"0Winter1-07"},{"$f":"VLOOKUP(Tabulation[[#This Row],[Concat]],Table3[],8)","v":0.28519},{"$f":"(Tabulation[[#This Row],[AC System Output (kW)]]*Tabulation[[#This Row],[Rate]])","v":2.5508249169999997E-2}]
[1,17,8,1034.683,{"$f":"Tabulation[[#This Row],[AC System Output (W)]]/1000","v":1.034683},{"$f":"VLOOKUP(Tabulation[[#This Row],[Month]],Season,2)","v":"Winter"},{"$f":"(DATE(2021,Tabulation[[#This Row],[Month]],Tabulation[[#This Row],[Day]]))","v":"2021-01-17"},{"$f":"WEEKDAY(Tabulation[[#This Row],[Date]])","v":1},{"$f":"IF(OR(Tabulation[[#This Row],[DayNo]]=1,Tabulation[[#This Row],[DayNo]]=7),1,0)","v":1},{"$f":"COUNTIF(Holidays,Tabulation[[#This Row],[Date]])","v":0},{"$f":"CONCATENATE(Tabulation[[#This Row],[Holiday]],Tabulation[[#This Row],[Season]],Tabulation[[#This Row],[Weekend]],\"-\",IF(Tabulation[[#This Row],[Hour]]<10,0,\"\"),C420)","v":"0Winter1-08"},{"$f":"VLOOKUP(Tabulation[[#This Row],[Concat]],Table3[],8)","v":0.28519},{"$f":"(Tabulation[[#This Row],[AC System Output (kW)]]*Tabulation[[#This Row],[Rate]])","v":0.29508124477000003}]
[1,17,9,1706.63,{"$f":"Tabulation[[#This Row],[AC System Output (W)]]/1000","v":1.7066300000000001},{"$f":"VLOOKUP(Tabulation[[#This Row],[Month]],Season,2)","v":"Winter"},{"$f":"(DATE(2021,Tabulation[[#This Row],[Month]],Tabulation[[#This Row],[Day]]))","v":"2021-01-17"},{"$f":"WEEKDAY(Tabulation[[#This Row],[Date]])","v":1},{"$f":"IF(OR(Tabulation[[#This Row],[DayNo]]=1,Tabulation[[#This Row],[DayNo]]=7),1,0)","v":1},{"$f":"COUNTIF(Holidays,Tabulation[[#This Row],[Date]])","v":0},{"$f":"CONCATENATE(Tabulation[[#This Row],[Holiday]],Tabulation[[#This Row],[Season]],Tabulation[[#This Row],[Weekend]],\"-\",IF(Tabulation[[#This Row],[Hour]]<10,0,\"\"),C421)","v":"0Winter1-09"},{"$f":"VLOOKUP(Tabulation[[#This Row],[Concat]],Table3[],8)","v":0.28519},{"$f":"(Tabulation[[#This Row],[AC System Output (kW)]]*Tabulation[[#This Row],[Rate]])","v":0.4867138097}]
[1,17,10,2208.0479999999998,{"$f":"Tabulation[[#This Row],[AC System Output (W)]]/1000","v":2.2080479999999998},{"$f":"VLOOKUP(Tabulation[[#This Row],[Month]],Season,2)","v":"Winter"},{"$f":"(DATE(2021,Tabulation[[#This Row],[Month]],Tabulation[[#This Row],[Day]]))","v":"2021-01-17"},{"$f":"WEEKDAY(Tabulation[[#This Row],[Date]])","v":1},{"$f":"IF(OR(Tabulation[[#This Row],[DayNo]]=1,Tabulation[[#This Row],[DayNo]]=7),1,0)","v":1},{"$f":"COUNTIF(Holidays,Tabulation[[#This Row],[Date]])","v":0},{"$f":"CONCATENATE(Tabulation[[#This Row],[Holiday]],Tabulation[[#This Row],[Season]],Tabulation[[#This Row],[Weekend]],\"-\",IF(Tabulation[[#This Row],[Hour]]<10,0,\"\"),C422)","v":"0Winter1-10"},{"$f":"VLOOKUP(Tabulation[[#This Row],[Concat]],Table3[],8)","v":0.28519},{"$f":"(Tabulation[[#This Row],[AC System Output (kW)]]*Tabulation[[#This Row],[Rate]])","v":0.62971320911999995}]
[1,17,11,2448.6559999999999,{"$f":"Tabulation[[#This Row],[AC System Output (W)]]/1000","v":2.4486560000000002},{"$f":"VLOOKUP(Tabulation[[#This Row],[Month]],Season,2)","v":"Winter"},{"$f":"(DATE(2021,Tabulation[[#This Row],[Month]],Tabulation[[#This Row],[Day]]))","v":"2021-01-17"},{"$f":"WEEKDAY(Tabulation[[#This Row],[Date]])","v":1},{"$f":"IF(OR(Tabulation[[#This Row],[DayNo]]=1,Tabulation[[#This Row],[DayNo]]=7),1,0)","v":1},{"$f":"COUNTIF(Holidays,Tabulation[[#This Row],[Date]])","v":0},{"$f":"CONCATENATE(Tabulation[[#This Row],[Holiday]],Tabulation[[#This Row],[Season]],Tabulation[[#This Row],[Weekend]],\"-\",IF(Tabulation[[#This Row],[Hour]]<10,0,\"\"),C423)","v":"0Winter1-11"},{"$f":"VLOOKUP(Tabulation[[#This Row],[Concat]],Table3[],8)","v":0.28519},{"$f":"(Tabulation[[#This Row],[AC System Output (kW)]]*Tabulation[[#This Row],[Rate]])","v":0.69833220464000001}]
[1,17,12,2531.21,{"$f":"Tabulation[[#This Row],[AC System Output (W)]]/1000","v":2.5312100000000002},{"$f":"VLOOKUP(Tabulation[[#This Row],[Month]],Season,2)","v":"Winter"},{"$f":"(DATE(2021,Tabulation[[#This Row],[Month]],Tabulation[[#This Row],[Day]]))","v":"2021-01-17"},{"$f":"WEEKDAY(Tabulation[[#This Row],[Date]])","v":1},{"$f":"IF(OR(Tabulation[[#This Row],[DayNo]]=1,Tabulation[[#This Row],[DayNo]]=7),1,0)","v":1},{"$f":"COUNTIF(Holidays,Tabulation[[#This Row],[Date]])","v":0},{"$f":"CONCATENATE(Tabulation[[#This Row],[Holiday]],Tabulation[[#This Row],[Season]],Tabulation[[#This Row],[Weekend]],\"-\",IF(Tabulation[[#This Row],[Hour]]<10,0,\"\"),C424)","v":"0Winter1-12"},{"$f":"VLOOKUP(Tabulation[[#This Row],[Concat]],Table3[],8)","v":0.28519},{"$f":"(Tabulation[[#This Row],[AC System Output (kW)]]*Tabulation[[#This Row],[Rate]])","v":0.72187577990000007}]
[1,17,13,2374.828,{"$f":"Tabulation[[#This Row],[AC System Output (W)]]/1000","v":2.3748279999999999},{"$f":"VLOOKUP(Tabulation[[#This Row],[Month]],Season,2)","v":"Winter"},{"$f":"(DATE(2021,Tabulation[[#This Row],[Month]],Tabulation[[#This Row],[Day]]))","v":"2021-01-17"},{"$f":"WEEKDAY(Tabulation[[#This Row],[Date]])","v":1},{"$f":"IF(OR(Tabulation[[#This Row],[DayNo]]=1,Tabulation[[#This Row],[DayNo]]=7),1,0)","v":1},{"$f":"COUNTIF(Holidays,Tabulation[[#This Row],[Date]])","v":0},{"$f":"CONCATENATE(Tabulation[[#This Row],[Holiday]],Tabulation[[#This Row],[Season]],Tabulation[[#This Row],[Weekend]],\"-\",IF(Tabulation[[#This Row],[Hour]]<10,0,\"\"),C425)","v":"0Winter1-13"},{"$f":"VLOOKUP(Tabulation[[#This Row],[Concat]],Table3[],8)","v":0.28519},{"$f":"(Tabulation[[#This Row],[AC System Output (kW)]]*Tabulation[[#This Row],[Rate]])","v":0.67727719732000002}]
[1,17,14,1987.1849999999999,{"$f":"Tabulation[[#This Row],[AC System Output (W)]]/1000","v":1.987185},{"$f":"VLOOKUP(Tabulation[[#This Row],[Month]],Season,2)","v":"Winter"},{"$f":"(DATE(2021,Tabulation[[#This Row],[Month]],Tabulation[[#This Row],[Day]]))","v":"2021-01-17"},{"$f":"WEEKDAY(Tabulation[[#This Row],[Date]])","v":1},{"$f":"IF(OR(Tabulation[[#This Row],[DayNo]]=1,Tabulation[[#This Row],[DayNo]]=7),1,0)","v":1},{"$f":"COUNTIF(Holidays,Tabulation[[#This Row],[Date]])","v":0},{"$f":"CONCATENATE(Tabulation[[#This Row],[Holiday]],Tabulation[[#This Row],[Season]],Tabulation[[#This Row],[Weekend]],\"-\",IF(Tabulation[[#This Row],[Hour]]<10,0,\"\"),C426)","v":"0Winter1-14"},{"$f":"VLOOKUP(Tabulation[[#This Row],[Concat]],Table3[],8)","v":0.28519},{"$f":"(Tabulation[[#This Row],[AC System Output (kW)]]*Tabulation[[#This Row],[Rate]])","v":0.56672529014999995}]
[1,17,15,1367.2059999999999,{"$f":"Tabulation[[#This Row],[AC System Output (W)]]/1000","v":1.3672059999999999},{"$f":"VLOOKUP(Tabulation[[#This Row],[Month]],Season,2)","v":"Winter"},{"$f":"(DATE(2021,Tabulation[[#This Row],[Month]],Tabulation[[#This Row],[Day]]))","v":"2021-01-17"},{"$f":"WEEKDAY(Tabulation[[#This Row],[Date]])","v":1},{"$f":"IF(OR(Tabulation[[#This Row],[DayNo]]=1,Tabulation[[#This Row],[DayNo]]=7),1,0)","v":1},{"$f":"COUNTIF(Holidays,Tabulation[[#This Row],[Date]])","v":0},{"$f":"CONCATENATE(Tabulation[[#This Row],[Holiday]],Tabulation[[#This Row],[Season]],Tabulation[[#This Row],[Weekend]],\"-\",IF(Tabulation[[#This Row],[Hour]]<10,0,\"\"),C427)","v":"0Winter1-15"},{"$f":"VLOOKUP(Tabulation[[#This Row],[Concat]],Table3[],8)","v":0.28519},{"$f":"(Tabulation[[#This Row],[AC System Output (kW)]]*Tabulation[[#This Row],[Rate]])","v":0.38991347913999996}]
[1,17,16,575.98299999999995,{"$f":"Tabulation[[#This Row],[AC System Output (W)]]/1000","v":0.57598299999999991},{"$f":"VLOOKUP(Tabulation[[#This Row],[Month]],Season,2)","v":"Winter"},{"$f":"(DATE(2021,Tabulation[[#This Row],[Month]],Tabulation[[#This Row],[Day]]))","v":"2021-01-17"},{"$f":"WEEKDAY(Tabulation[[#This Row],[Date]])","v":1},{"$f":"IF(OR(Tabulation[[#This Row],[DayNo]]=1,Tabulation[[#This Row],[DayNo]]=7),1,0)","v":1},{"$f":"COUNTIF(Holidays,Tabulation[[#This Row],[Date]])","v":0},{"$f":"CONCATENATE(Tabulation[[#This Row],[Holiday]],Tabulation[[#This Row],[Season]],Tabulation[[#This Row],[Weekend]],\"-\",IF(Tabulation[[#This Row],[Hour]]<10,0,\"\"),C428)","v":"0Winter1-16"},{"$f":"VLOOKUP(Tabulation[[#This Row],[Concat]],Table3[],8)","v":0.28519},{"$f":"(Tabulation[[#This Row],[AC System Output (kW)]]*Tabulation[[#This Row],[Rate]])","v":0.16426459176999997}]
[1,17,17,0,{"$f":"Tabulation[[#This Row],[AC System Output (W)]]/1000","v":0},{"$f":"VLOOKUP(Tabulation[[#This Row],[Month]],Season,2)","v":"Winter"},{"$f":"(DATE(2021,Tabulation[[#This Row],[Month]],Tabulation[[#This Row],[Day]]))","v":"2021-01-17"},{"$f":"WEEKDAY(Tabulation[[#This Row],[Date]])","v":1},{"$f":"IF(OR(Tabulation[[#This Row],[DayNo]]=1,Tabulation[[#This Row],[DayNo]]=7),1,0)","v":1},{"$f":"COUNTIF(Holidays,Tabulation[[#This Row],[Date]])","v":0},{"$f":"CONCATENATE(Tabulation[[#This Row],[Holiday]],Tabulation[[#This Row],[Season]],Tabulation[[#This Row],[Weekend]],\"-\",IF(Tabulation[[#This Row],[Hour]]<10,0,\"\"),C429)","v":"0Winter1-17"},{"$f":"VLOOKUP(Tabulation[[#This Row],[Concat]],Table3[],8)","v":0.28519},{"$f":"(Tabulation[[#This Row],[AC System Output (kW)]]*Tabulation[[#This Row],[Rate]])","v":0}]
[1,17,18,0,{"$f":"Tabulation[[#This Row],[AC System Output (W)]]/1000","v":0},{"$f":"VLOOKUP(Tabulation[[#This Row],[Month]],Season,2)","v":"Winter"},{"$f":"(DATE(2021,Tabulation[[#This Row],[Month]],Tabulation[[#This Row],[Day]]))","v":"2021-01-17"},{"$f":"WEEKDAY(Tabulation[[#This Row],[Date]])","v":1},{"$f":"IF(OR(Tabulation[[#This Row],[DayNo]]=1,Tabulation[[#This Row],[DayNo]]=7),1,0)","v":1},{"$f":"COUNTIF(Holidays,Tabulation[[#This Row],[Date]])","v":0},{"$f":"CONCATENATE(Tabulation[[#This Row],[Holiday]],Tabulation[[#This Row],[Season]],Tabulation[[#This Row],[Weekend]],\"-\",IF(Tabulation[[#This Row],[Hour]]<10,0,\"\"),C430)","v":"0Winter1-18"},{"$f":"VLOOKUP(Tabulation[[#This Row],[Concat]],Table3[],8)","v":0.28519},{"$f":"(Tabulation[[#This Row],[AC System Output (kW)]]*Tabulation[[#This Row],[Rate]])","v":0}]
[1,17,19,0,{"$f":"Tabulation[[#This Row],[AC System Output (W)]]/1000","v":0},{"$f":"VLOOKUP(Tabulation[[#This Row],[Month]],Season,2)","v":"Winter"},{"$f":"(DATE(2021,Tabulation[[#This Row],[Month]],Tabulation[[#This Row],[Day]]))","v":"2021-01-17"},{"$f":"WEEKDAY(Tabulation[[#This Row],[Date]])","v":1},{"$f":"IF(OR(Tabulation[[#This Row],[DayNo]]=1,Tabulation[[#This Row],[DayNo]]=7),1,0)","v":1},{"$f":"COUNTIF(Holidays,Tabulation[[#This Row],[Date]])","v":0},{"$f":"CONCATENATE(Tabulation[[#This Row],[Holiday]],Tabulation[[#This Row],[Season]],Tabulation[[#This Row],[Weekend]],\"-\",IF(Tabulation[[#This Row],[Hour]]<10,0,\"\"),C431)","v":"0Winter1-19"},{"$f":"VLOOKUP(Tabulation[[#This Row],[Concat]],Table3[],8)","v":0.28519},{"$f":"(Tabulation[[#This Row],[AC System Output (kW)]]*Tabulation[[#This Row],[Rate]])","v":0}]
[1,17,20,0,{"$f":"Tabulation[[#This Row],[AC System Output (W)]]/1000","v":0},{"$f":"VLOOKUP(Tabulation[[#This Row],[Month]],Season,2)","v":"Winter"},{"$f":"(DATE(2021,Tabulation[[#This Row],[Month]],Tabulation[[#This Row],[Day]]))","v":"2021-01-17"},{"$f":"WEEKDAY(Tabulation[[#This Row],[Date]])","v":1},{"$f":"IF(OR(Tabulation[[#This Row],[DayNo]]=1,Tabulation[[#This Row],[DayNo]]=7),1,0)","v":1},{"$f":"COUNTIF(Holidays,Tabulation[[#This Row],[Date]])","v":0},{"$f":"CONCATENATE(Tabulation[[#This Row],[Holiday]],Tabulation[[#This Row],[Season]],Tabulation[[#This Row],[Weekend]],\"-\",IF(Tabulation[[#This Row],[Hour]]<10,0,\"\"),C432)","v":"0Winter1-20"},{"$f":"VLOOKUP(Tabulation[[#This Row],[Concat]],Table3[],8)","v":0.28519},{"$f":"(Tabulation[[#This Row],[AC System Output (kW)]]*Tabulation[[#This Row],[Rate]])","v":0}]
[1,17,21,0,{"$f":"Tabulation[[#This Row],[AC System Output (W)]]/1000","v":0},{"$f":"VLOOKUP(Tabulation[[#This Row],[Month]],Season,2)","v":"Winter"},{"$f":"(DATE(2021,Tabulation[[#This Row],[Month]],Tabulation[[#This Row],[Day]]))","v":"2021-01-17"},{"$f":"WEEKDAY(Tabulation[[#This Row],[Date]])","v":1},{"$f":"IF(OR(Tabulation[[#This Row],[DayNo]]=1,Tabulation[[#This Row],[DayNo]]=7),1,0)","v":1},{"$f":"COUNTIF(Holidays,Tabulation[[#This Row],[Date]])","v":0},{"$f":"CONCATENATE(Tabulation[[#This Row],[Holiday]],Tabulation[[#This Row],[Season]],Tabulation[[#This Row],[Weekend]],\"-\",IF(Tabulation[[#This Row],[Hour]]<10,0,\"\"),C433)","v":"0Winter1-21"},{"$f":"VLOOKUP(Tabulation[[#This Row],[Concat]],Table3[],8)","v":0.28519},{"$f":"(Tabulation[[#This Row],[AC System Output (kW)]]*Tabulation[[#This Row],[Rate]])","v":0}]
[1,17,22,0,{"$f":"Tabulation[[#This Row],[AC System Output (W)]]/1000","v":0},{"$f":"VLOOKUP(Tabulation[[#This Row],[Month]],Season,2)","v":"Winter"},{"$f":"(DATE(2021,Tabulation[[#This Row],[Month]],Tabulation[[#This Row],[Day]]))","v":"2021-01-17"},{"$f":"WEEKDAY(Tabulation[[#This Row],[Date]])","v":1},{"$f":"IF(OR(Tabulation[[#This Row],[DayNo]]=1,Tabulation[[#This Row],[DayNo]]=7),1,0)","v":1},{"$f":"COUNTIF(Holidays,Tabulation[[#This Row],[Date]])","v":0},{"$f":"CONCATENATE(Tabulation[[#This Row],[Holiday]],Tabulation[[#This Row],[Season]],Tabulation[[#This Row],[Weekend]],\"-\",IF(Tabulation[[#This Row],[Hour]]<10,0,\"\"),C434)","v":"0Winter1-22"},{"$f":"VLOOKUP(Tabulation[[#This Row],[Concat]],Table3[],8)","v":0.28519},{"$f":"(Tabulation[[#This Row],[AC System Output (kW)]]*Tabulation[[#This Row],[Rate]])","v":0}]
[1,17,23,0,{"$f":"Tabulation[[#This Row],[AC System Output (W)]]/1000","v":0},{"$f":"VLOOKUP(Tabulation[[#This Row],[Month]],Season,2)","v":"Winter"},{"$f":"(DATE(2021,Tabulation[[#This Row],[Month]],Tabulation[[#This Row],[Day]]))","v":"2021-01-17"},{"$f":"WEEKDAY(Tabulation[[#This Row],[Date]])","v":1},{"$f":"IF(OR(Tabulation[[#This Row],[DayNo]]=1,Tabulation[[#This Row],[DayNo]]=7),1,0)","v":1},{"$f":"COUNTIF(Holidays,Tabulation[[#This Row],[Date]])","v":0},{"$f":"CONCATENATE(Tabulation[[#This Row],[Holiday]],Tabulation[[#This Row],[Season]],Tabulation[[#This Row],[Weekend]],\"-\",IF(Tabulation[[#This Row],[Hour]]<10,0,\"\"),C435)","v":"0Winter1-23"},{"$f":"VLOOKUP(Tabulation[[#This Row],[Concat]],Table3[],8)","v":0.28519},{"$f":"(Tabulation[[#This Row],[AC System Output (kW)]]*Tabulation[[#This Row],[Rate]])","v":0}]
[1,18,0,0,{"$f":"Tabulation[[#This Row],[AC System Output (W)]]/1000","v":0},{"$f":"VLOOKUP(Tabulation[[#This Row],[Month]],Season,2)","v":"Winter"},{"$f":"(DATE(2021,Tabulation[[#This Row],[Month]],Tabulation[[#This Row],[Day]]))","v":"2021-01-18"},{"$f":"WEEKDAY(Tabulation[[#This Row],[Date]])","v":2},{"$f":"IF(OR(Tabulation[[#This Row],[DayNo]]=1,Tabulation[[#This Row],[DayNo]]=7),1,0)","v":0},{"$f":"COUNTIF(Holidays,Tabulation[[#This Row],[Date]])","v":0},{"$f":"CONCATENATE(Tabulation[[#This Row],[Holiday]],Tabulation[[#This Row],[Season]],Tabulation[[#This Row],[Weekend]],\"-\",IF(Tabulation[[#This Row],[Hour]]<10,0,\"\"),C436)","v":"0Winter0-00"},{"$f":"VLOOKUP(Tabulation[[#This Row],[Concat]],Table3[],8)","v":0.28519},{"$f":"(Tabulation[[#This Row],[AC System Output (kW)]]*Tabulation[[#This Row],[Rate]])","v":0}]
[1,18,1,0,{"$f":"Tabulation[[#This Row],[AC System Output (W)]]/1000","v":0},{"$f":"VLOOKUP(Tabulation[[#This Row],[Month]],Season,2)","v":"Winter"},{"$f":"(DATE(2021,Tabulation[[#This Row],[Month]],Tabulation[[#This Row],[Day]]))","v":"2021-01-18"},{"$f":"WEEKDAY(Tabulation[[#This Row],[Date]])","v":2},{"$f":"IF(OR(Tabulation[[#This Row],[DayNo]]=1,Tabulation[[#This Row],[DayNo]]=7),1,0)","v":0},{"$f":"COUNTIF(Holidays,Tabulation[[#This Row],[Date]])","v":0},{"$f":"CONCATENATE(Tabulation[[#This Row],[Holiday]],Tabulation[[#This Row],[Season]],Tabulation[[#This Row],[Weekend]],\"-\",IF(Tabulation[[#This Row],[Hour]]<10,0,\"\"),C437)","v":"0Winter0-01"},{"$f":"VLOOKUP(Tabulation[[#This Row],[Concat]],Table3[],8)","v":0.28519},{"$f":"(Tabulation[[#This Row],[AC System Output (kW)]]*Tabulation[[#This Row],[Rate]])","v":0}]
[1,18,2,0,{"$f":"Tabulation[[#This Row],[AC System Output (W)]]/1000","v":0},{"$f":"VLOOKUP(Tabulation[[#This Row],[Month]],Season,2)","v":"Winter"},{"$f":"(DATE(2021,Tabulation[[#This Row],[Month]],Tabulation[[#This Row],[Day]]))","v":"2021-01-18"},{"$f":"WEEKDAY(Tabulation[[#This Row],[Date]])","v":2},{"$f":"IF(OR(Tabulation[[#This Row],[DayNo]]=1,Tabulation[[#This Row],[DayNo]]=7),1,0)","v":0},{"$f":"COUNTIF(Holidays,Tabulation[[#This Row],[Date]])","v":0},{"$f":"CONCATENATE(Tabulation[[#This Row],[Holiday]],Tabulation[[#This Row],[Season]],Tabulation[[#This Row],[Weekend]],\"-\",IF(Tabulation[[#This Row],[Hour]]<10,0,\"\"),C438)","v":"0Winter0-02"},{"$f":"VLOOKUP(Tabulation[[#This Row],[Concat]],Table3[],8)","v":0.28519},{"$f":"(Tabulation[[#This Row],[AC System Output (kW)]]*Tabulation[[#This Row],[Rate]])","v":0}]
[1,18,3,0,{"$f":"Tabulation[[#This Row],[AC System Output (W)]]/1000","v":0},{"$f":"VLOOKUP(Tabulation[[#This Row],[Month]],Season,2)","v":"Winter"},{"$f":"(DATE(2021,Tabulation[[#This Row],[Month]],Tabulation[[#This Row],[Day]]))","v":"2021-01-18"},{"$f":"WEEKDAY(Tabulation[[#This Row],[Date]])","v":2},{"$f":"IF(OR(Tabulation[[#This Row],[DayNo]]=1,Tabulation[[#This Row],[DayNo]]=7),1,0)","v":0},{"$f":"COUNTIF(Holidays,Tabulation[[#This Row],[Date]])","v":0},{"$f":"CONCATENATE(Tabulation[[#This Row],[Holiday]],Tabulation[[#This Row],[Season]],Tabulation[[#This Row],[Weekend]],\"-\",IF(Tabulation[[#This Row],[Hour]]<10,0,\"\"),C439)","v":"0Winter0-03"},{"$f":"VLOOKUP(Tabulation[[#This Row],[Concat]],Table3[],8)","v":0.28519},{"$f":"(Tabulation[[#This Row],[AC System Output (kW)]]*Tabulation[[#This Row],[Rate]])","v":0}]
[1,18,4,0,{"$f":"Tabulation[[#This Row],[AC System Output (W)]]/1000","v":0},{"$f":"VLOOKUP(Tabulation[[#This Row],[Month]],Season,2)","v":"Winter"},{"$f":"(DATE(2021,Tabulation[[#This Row],[Month]],Tabulation[[#This Row],[Day]]))","v":"2021-01-18"},{"$f":"WEEKDAY(Tabulation[[#This Row],[Date]])","v":2},{"$f":"IF(OR(Tabulation[[#This Row],[DayNo]]=1,Tabulation[[#This Row],[DayNo]]=7),1,0)","v":0},{"$f":"COUNTIF(Holidays,Tabulation[[#This Row],[Date]])","v":0},{"$f":"CONCATENATE(Tabulation[[#This Row],[Holiday]],Tabulation[[#This Row],[Season]],Tabulation[[#This Row],[Weekend]],\"-\",IF(Tabulation[[#This Row],[Hour]]<10,0,\"\"),C440)","v":"0Winter0-04"},{"$f":"VLOOKUP(Tabulation[[#This Row],[Concat]],Table3[],8)","v":0.28519},{"$f":"(Tabulation[[#This Row],[AC System Output (kW)]]*Tabulation[[#This Row],[Rate]])","v":0}]
[1,18,5,0,{"$f":"Tabulation[[#This Row],[AC System Output (W)]]/1000","v":0},{"$f":"VLOOKUP(Tabulation[[#This Row],[Month]],Season,2)","v":"Winter"},{"$f":"(DATE(2021,Tabulation[[#This Row],[Month]],Tabulation[[#This Row],[Day]]))","v":"2021-01-18"},{"$f":"WEEKDAY(Tabulation[[#This Row],[Date]])","v":2},{"$f":"IF(OR(Tabulation[[#This Row],[DayNo]]=1,Tabulation[[#This Row],[DayNo]]=7),1,0)","v":0},{"$f":"COUNTIF(Holidays,Tabulation[[#This Row],[Date]])","v":0},{"$f":"CONCATENATE(Tabulation[[#This Row],[Holiday]],Tabulation[[#This Row],[Season]],Tabulation[[#This Row],[Weekend]],\"-\",IF(Tabulation[[#This Row],[Hour]]<10,0,\"\"),C441)","v":"0Winter0-05"},{"$f":"VLOOKUP(Tabulation[[#This Row],[Concat]],Table3[],8)","v":0.28519},{"$f":"(Tabulation[[#This Row],[AC System Output (kW)]]*Tabulation[[#This Row],[Rate]])","v":0}]
[1,18,6,0,{"$f":"Tabulation[[#This Row],[AC System Output (W)]]/1000","v":0},{"$f":"VLOOKUP(Tabulation[[#This Row],[Month]],Season,2)","v":"Winter"},{"$f":"(DATE(2021,Tabulation[[#This Row],[Month]],Tabulation[[#This Row],[Day]]))","v":"2021-01-18"},{"$f":"WEEKDAY(Tabulation[[#This Row],[Date]])","v":2},{"$f":"IF(OR(Tabulation[[#This Row],[DayNo]]=1,Tabulation[[#This Row],[DayNo]]=7),1,0)","v":0},{"$f":"COUNTIF(Holidays,Tabulation[[#This Row],[Date]])","v":0},{"$f":"CONCATENATE(Tabulation[[#This Row],[Holiday]],Tabulation[[#This Row],[Season]],Tabulation[[#This Row],[Weekend]],\"-\",IF(Tabulation[[#This Row],[Hour]]<10,0,\"\"),C442)","v":"0Winter0-06"},{"$f":"VLOOKUP(Tabulation[[#This Row],[Concat]],Table3[],8)","v":0.28519},{"$f":"(Tabulation[[#This Row],[AC System Output (kW)]]*Tabulation[[#This Row],[Rate]])","v":0}]
[1,18,7,38.328000000000003,{"$f":"Tabulation[[#This Row],[AC System Output (W)]]/1000","v":3.8328000000000001E-2},{"$f":"VLOOKUP(Tabulation[[#This Row],[Month]],Season,2)","v":"Winter"},{"$f":"(DATE(2021,Tabulation[[#This Row],[Month]],Tabulation[[#This Row],[Day]]))","v":"2021-01-18"},{"$f":"WEEKDAY(Tabulation[[#This Row],[Date]])","v":2},{"$f":"IF(OR(Tabulation[[#This Row],[DayNo]]=1,Tabulation[[#This Row],[DayNo]]=7),1,0)","v":0},{"$f":"COUNTIF(Holidays,Tabulation[[#This Row],[Date]])","v":0},{"$f":"CONCATENATE(Tabulation[[#This Row],[Holiday]],Tabulation[[#This Row],[Season]],Tabulation[[#This Row],[Weekend]],\"-\",IF(Tabulation[[#This Row],[Hour]]<10,0,\"\"),C443)","v":"0Winter0-07"},{"$f":"VLOOKUP(Tabulation[[#This Row],[Concat]],Table3[],8)","v":0.28519},{"$f":"(Tabulation[[#This Row],[AC System Output (kW)]]*Tabulation[[#This Row],[Rate]])","v":1.0930762320000001E-2}]
[1,18,8,192.435,{"$f":"Tabulation[[#This Row],[AC System Output (W)]]/1000","v":0.19243499999999999},{"$f":"VLOOKUP(Tabulation[[#This Row],[Month]],Season,2)","v":"Winter"},{"$f":"(DATE(2021,Tabulation[[#This Row],[Month]],Tabulation[[#This Row],[Day]]))","v":"2021-01-18"},{"$f":"WEEKDAY(Tabulation[[#This Row],[Date]])","v":2},{"$f":"IF(OR(Tabulation[[#This Row],[DayNo]]=1,Tabulation[[#This Row],[DayNo]]=7),1,0)","v":0},{"$f":"COUNTIF(Holidays,Tabulation[[#This Row],[Date]])","v":0},{"$f":"CONCATENATE(Tabulation[[#This Row],[Holiday]],Tabulation[[#This Row],[Season]],Tabulation[[#This Row],[Weekend]],\"-\",IF(Tabulation[[#This Row],[Hour]]<10,0,\"\"),C444)","v":"0Winter0-08"},{"$f":"VLOOKUP(Tabulation[[#This Row],[Concat]],Table3[],8)","v":0.28519},{"$f":"(Tabulation[[#This Row],[AC System Output (kW)]]*Tabulation[[#This Row],[Rate]])","v":5.4880537649999998E-2}]
[1,18,9,318.02999999999997,{"$f":"Tabulation[[#This Row],[AC System Output (W)]]/1000","v":0.31802999999999998},{"$f":"VLOOKUP(Tabulation[[#This Row],[Month]],Season,2)","v":"Winter"},{"$f":"(DATE(2021,Tabulation[[#This Row],[Month]],Tabulation[[#This Row],[Day]]))","v":"2021-01-18"},{"$f":"WEEKDAY(Tabulation[[#This Row],[Date]])","v":2},{"$f":"IF(OR(Tabulation[[#This Row],[DayNo]]=1,Tabulation[[#This Row],[DayNo]]=7),1,0)","v":0},{"$f":"COUNTIF(Holidays,Tabulation[[#This Row],[Date]])","v":0},{"$f":"CONCATENATE(Tabulation[[#This Row],[Holiday]],Tabulation[[#This Row],[Season]],Tabulation[[#This Row],[Weekend]],\"-\",IF(Tabulation[[#This Row],[Hour]]<10,0,\"\"),C445)","v":"0Winter0-09"},{"$f":"VLOOKUP(Tabulation[[#This Row],[Concat]],Table3[],8)","v":0.28519},{"$f":"(Tabulation[[#This Row],[AC System Output (kW)]]*Tabulation[[#This Row],[Rate]])","v":9.069897569999999E-2}]
[1,18,10,835.24199999999996,{"$f":"Tabulation[[#This Row],[AC System Output (W)]]/1000","v":0.83524199999999993},{"$f":"VLOOKUP(Tabulation[[#This Row],[Month]],Season,2)","v":"Winter"},{"$f":"(DATE(2021,Tabulation[[#This Row],[Month]],Tabulation[[#This Row],[Day]]))","v":"2021-01-18"},{"$f":"WEEKDAY(Tabulation[[#This Row],[Date]])","v":2},{"$f":"IF(OR(Tabulation[[#This Row],[DayNo]]=1,Tabulation[[#This Row],[DayNo]]=7),1,0)","v":0},{"$f":"COUNTIF(Holidays,Tabulation[[#This Row],[Date]])","v":0},{"$f":"CONCATENATE(Tabulation[[#This Row],[Holiday]],Tabulation[[#This Row],[Season]],Tabulation[[#This Row],[Weekend]],\"-\",IF(Tabulation[[#This Row],[Hour]]<10,0,\"\"),C446)","v":"0Winter0-10"},{"$f":"VLOOKUP(Tabulation[[#This Row],[Concat]],Table3[],8)","v":0.28519},{"$f":"(Tabulation[[#This Row],[AC System Output (kW)]]*Tabulation[[#This Row],[Rate]])","v":0.23820266597999998}]
[1,18,11,749.11400000000003,{"$f":"Tabulation[[#This Row],[AC System Output (W)]]/1000","v":0.74911400000000006},{"$f":"VLOOKUP(Tabulation[[#This Row],[Month]],Season,2)","v":"Winter"},{"$f":"(DATE(2021,Tabulation[[#This Row],[Month]],Tabulation[[#This Row],[Day]]))","v":"2021-01-18"},{"$f":"WEEKDAY(Tabulation[[#This Row],[Date]])","v":2},{"$f":"IF(OR(Tabulation[[#This Row],[DayNo]]=1,Tabulation[[#This Row],[DayNo]]=7),1,0)","v":0},{"$f":"COUNTIF(Holidays,Tabulation[[#This Row],[Date]])","v":0},{"$f":"CONCATENATE(Tabulation[[#This Row],[Holiday]],Tabulation[[#This Row],[Season]],Tabulation[[#This Row],[Weekend]],\"-\",IF(Tabulation[[#This Row],[Hour]]<10,0,\"\"),C447)","v":"0Winter0-11"},{"$f":"VLOOKUP(Tabulation[[#This Row],[Concat]],Table3[],8)","v":0.28519},{"$f":"(Tabulation[[#This Row],[AC System Output (kW)]]*Tabulation[[#This Row],[Rate]])","v":0.21363982166000001}]
[1,18,12,823.78099999999995,{"$f":"Tabulation[[#This Row],[AC System Output (W)]]/1000","v":0.82378099999999999},{"$f":"VLOOKUP(Tabulation[[#This Row],[Month]],Season,2)","v":"Winter"},{"$f":"(DATE(2021,Tabulation[[#This Row],[Month]],Tabulation[[#This Row],[Day]]))","v":"2021-01-18"},{"$f":"WEEKDAY(Tabulation[[#This Row],[Date]])","v":2},{"$f":"IF(OR(Tabulation[[#This Row],[DayNo]]=1,Tabulation[[#This Row],[DayNo]]=7),1,0)","v":0},{"$f":"COUNTIF(Holidays,Tabulation[[#This Row],[Date]])","v":0},{"$f":"CONCATENATE(Tabulation[[#This Row],[Holiday]],Tabulation[[#This Row],[Season]],Tabulation[[#This Row],[Weekend]],\"-\",IF(Tabulation[[#This Row],[Hour]]<10,0,\"\"),C448)","v":"0Winter0-12"},{"$f":"VLOOKUP(Tabulation[[#This Row],[Concat]],Table3[],8)","v":0.28519},{"$f":"(Tabulation[[#This Row],[AC System Output (kW)]]*Tabulation[[#This Row],[Rate]])","v":0.23493410338999998}]
[1,18,13,739.71,{"$f":"Tabulation[[#This Row],[AC System Output (W)]]/1000","v":0.73971000000000009},{"$f":"VLOOKUP(Tabulation[[#This Row],[Month]],Season,2)","v":"Winter"},{"$f":"(DATE(2021,Tabulation[[#This Row],[Month]],Tabulation[[#This Row],[Day]]))","v":"2021-01-18"},{"$f":"WEEKDAY(Tabulation[[#This Row],[Date]])","v":2},{"$f":"IF(OR(Tabulation[[#This Row],[DayNo]]=1,Tabulation[[#This Row],[DayNo]]=7),1,0)","v":0},{"$f":"COUNTIF(Holidays,Tabulation[[#This Row],[Date]])","v":0},{"$f":"CONCATENATE(Tabulation[[#This Row],[Holiday]],Tabulation[[#This Row],[Season]],Tabulation[[#This Row],[Weekend]],\"-\",IF(Tabulation[[#This Row],[Hour]]<10,0,\"\"),C449)","v":"0Winter0-13"},{"$f":"VLOOKUP(Tabulation[[#This Row],[Concat]],Table3[],8)","v":0.28519},{"$f":"(Tabulation[[#This Row],[AC System Output (kW)]]*Tabulation[[#This Row],[Rate]])","v":0.21095789490000003}]
[1,18,14,145.28399999999999,{"$f":"Tabulation[[#This Row],[AC System Output (W)]]/1000","v":0.145284},{"$f":"VLOOKUP(Tabulation[[#This Row],[Month]],Season,2)","v":"Winter"},{"$f":"(DATE(2021,Tabulation[[#This Row],[Month]],Tabulation[[#This Row],[Day]]))","v":"2021-01-18"},{"$f":"WEEKDAY(Tabulation[[#This Row],[Date]])","v":2},{"$f":"IF(OR(Tabulation[[#This Row],[DayNo]]=1,Tabulation[[#This Row],[DayNo]]=7),1,0)","v":0},{"$f":"COUNTIF(Holidays,Tabulation[[#This Row],[Date]])","v":0},{"$f":"CONCATENATE(Tabulation[[#This Row],[Holiday]],Tabulation[[#This Row],[Season]],Tabulation[[#This Row],[Weekend]],\"-\",IF(Tabulation[[#This Row],[Hour]]<10,0,\"\"),C450)","v":"0Winter0-14"},{"$f":"VLOOKUP(Tabulation[[#This Row],[Concat]],Table3[],8)","v":0.28519},{"$f":"(Tabulation[[#This Row],[AC System Output (kW)]]*Tabulation[[#This Row],[Rate]])","v":4.1433543959999999E-2}]
[1,18,15,440.488,{"$f":"Tabulation[[#This Row],[AC System Output (W)]]/1000","v":0.44048799999999999},{"$f":"VLOOKUP(Tabulation[[#This Row],[Month]],Season,2)","v":"Winter"},{"$f":"(DATE(2021,Tabulation[[#This Row],[Month]],Tabulation[[#This Row],[Day]]))","v":"2021-01-18"},{"$f":"WEEKDAY(Tabulation[[#This Row],[Date]])","v":2},{"$f":"IF(OR(Tabulation[[#This Row],[DayNo]]=1,Tabulation[[#This Row],[DayNo]]=7),1,0)","v":0},{"$f":"COUNTIF(Holidays,Tabulation[[#This Row],[Date]])","v":0},{"$f":"CONCATENATE(Tabulation[[#This Row],[Holiday]],Tabulation[[#This Row],[Season]],Tabulation[[#This Row],[Weekend]],\"-\",IF(Tabulation[[#This Row],[Hour]]<10,0,\"\"),C451)","v":"0Winter0-15"},{"$f":"VLOOKUP(Tabulation[[#This Row],[Concat]],Table3[],8)","v":0.28519},{"$f":"(Tabulation[[#This Row],[AC System Output (kW)]]*Tabulation[[#This Row],[Rate]])","v":0.12562277272}]
[1,18,16,97.251000000000005,{"$f":"Tabulation[[#This Row],[AC System Output (W)]]/1000","v":9.7251000000000004E-2},{"$f":"VLOOKUP(Tabulation[[#This Row],[Month]],Season,2)","v":"Winter"},{"$f":"(DATE(2021,Tabulation[[#This Row],[Month]],Tabulation[[#This Row],[Day]]))","v":"2021-01-18"},{"$f":"WEEKDAY(Tabulation[[#This Row],[Date]])","v":2},{"$f":"IF(OR(Tabulation[[#This Row],[DayNo]]=1,Tabulation[[#This Row],[DayNo]]=7),1,0)","v":0},{"$f":"COUNTIF(Holidays,Tabulation[[#This Row],[Date]])","v":0},{"$f":"CONCATENATE(Tabulation[[#This Row],[Holiday]],Tabulation[[#This Row],[Season]],Tabulation[[#This Row],[Weekend]],\"-\",IF(Tabulation[[#This Row],[Hour]]<10,0,\"\"),C452)","v":"0Winter0-16"},{"$f":"VLOOKUP(Tabulation[[#This Row],[Concat]],Table3[],8)","v":0.28519},{"$f":"(Tabulation[[#This Row],[AC System Output (kW)]]*Tabulation[[#This Row],[Rate]])","v":2.7735012690000001E-2}]
[1,18,17,0,{"$f":"Tabulation[[#This Row],[AC System Output (W)]]/1000","v":0},{"$f":"VLOOKUP(Tabulation[[#This Row],[Month]],Season,2)","v":"Winter"},{"$f":"(DATE(2021,Tabulation[[#This Row],[Month]],Tabulation[[#This Row],[Day]]))","v":"2021-01-18"},{"$f":"WEEKDAY(Tabulation[[#This Row],[Date]])","v":2},{"$f":"IF(OR(Tabulation[[#This Row],[DayNo]]=1,Tabulation[[#This Row],[DayNo]]=7),1,0)","v":0},{"$f":"COUNTIF(Holidays,Tabulation[[#This Row],[Date]])","v":0},{"$f":"CONCATENATE(Tabulation[[#This Row],[Holiday]],Tabulation[[#This Row],[Season]],Tabulation[[#This Row],[Weekend]],\"-\",IF(Tabulation[[#This Row],[Hour]]<10,0,\"\"),C453)","v":"0Winter0-17"},{"$f":"VLOOKUP(Tabulation[[#This Row],[Concat]],Table3[],8)","v":0.30257000000000001},{"$f":"(Tabulation[[#This Row],[AC System Output (kW)]]*Tabulation[[#This Row],[Rate]])","v":0}]
[1,18,18,0,{"$f":"Tabulation[[#This Row],[AC System Output (W)]]/1000","v":0},{"$f":"VLOOKUP(Tabulation[[#This Row],[Month]],Season,2)","v":"Winter"},{"$f":"(DATE(2021,Tabulation[[#This Row],[Month]],Tabulation[[#This Row],[Day]]))","v":"2021-01-18"},{"$f":"WEEKDAY(Tabulation[[#This Row],[Date]])","v":2},{"$f":"IF(OR(Tabulation[[#This Row],[DayNo]]=1,Tabulation[[#This Row],[DayNo]]=7),1,0)","v":0},{"$f":"COUNTIF(Holidays,Tabulation[[#This Row],[Date]])","v":0},{"$f":"CONCATENATE(Tabulation[[#This Row],[Holiday]],Tabulation[[#This Row],[Season]],Tabulation[[#This Row],[Weekend]],\"-\",IF(Tabulation[[#This Row],[Hour]]<10,0,\"\"),C454)","v":"0Winter0-18"},{"$f":"VLOOKUP(Tabulation[[#This Row],[Concat]],Table3[],8)","v":0.30257000000000001},{"$f":"(Tabulation[[#This Row],[AC System Output (kW)]]*Tabulation[[#This Row],[Rate]])","v":0}]
[1,18,19,0,{"$f":"Tabulation[[#This Row],[AC System Output (W)]]/1000","v":0},{"$f":"VLOOKUP(Tabulation[[#This Row],[Month]],Season,2)","v":"Winter"},{"$f":"(DATE(2021,Tabulation[[#This Row],[Month]],Tabulation[[#This Row],[Day]]))","v":"2021-01-18"},{"$f":"WEEKDAY(Tabulation[[#This Row],[Date]])","v":2},{"$f":"IF(OR(Tabulation[[#This Row],[DayNo]]=1,Tabulation[[#This Row],[DayNo]]=7),1,0)","v":0},{"$f":"COUNTIF(Holidays,Tabulation[[#This Row],[Date]])","v":0},{"$f":"CONCATENATE(Tabulation[[#This Row],[Holiday]],Tabulation[[#This Row],[Season]],Tabulation[[#This Row],[Weekend]],\"-\",IF(Tabulation[[#This Row],[Hour]]<10,0,\"\"),C455)","v":"0Winter0-19"},{"$f":"VLOOKUP(Tabulation[[#This Row],[Concat]],Table3[],8)","v":0.30257000000000001},{"$f":"(Tabulation[[#This Row],[AC System Output (kW)]]*Tabulation[[#This Row],[Rate]])","v":0}]
[1,18,20,0,{"$f":"Tabulation[[#This Row],[AC System Output (W)]]/1000","v":0},{"$f":"VLOOKUP(Tabulation[[#This Row],[Month]],Season,2)","v":"Winter"},{"$f":"(DATE(2021,Tabulation[[#This Row],[Month]],Tabulation[[#This Row],[Day]]))","v":"2021-01-18"},{"$f":"WEEKDAY(Tabulation[[#This Row],[Date]])","v":2},{"$f":"IF(OR(Tabulation[[#This Row],[DayNo]]=1,Tabulation[[#This Row],[DayNo]]=7),1,0)","v":0},{"$f":"COUNTIF(Holidays,Tabulation[[#This Row],[Date]])","v":0},{"$f":"CONCATENATE(Tabulation[[#This Row],[Holiday]],Tabulation[[#This Row],[Season]],Tabulation[[#This Row],[Weekend]],\"-\",IF(Tabulation[[#This Row],[Hour]]<10,0,\"\"),C456)","v":"0Winter0-20"},{"$f":"VLOOKUP(Tabulation[[#This Row],[Concat]],Table3[],8)","v":0.28519},{"$f":"(Tabulation[[#This Row],[AC System Output (kW)]]*Tabulation[[#This Row],[Rate]])","v":0}]
[1,18,21,0,{"$f":"Tabulation[[#This Row],[AC System Output (W)]]/1000","v":0},{"$f":"VLOOKUP(Tabulation[[#This Row],[Month]],Season,2)","v":"Winter"},{"$f":"(DATE(2021,Tabulation[[#This Row],[Month]],Tabulation[[#This Row],[Day]]))","v":"2021-01-18"},{"$f":"WEEKDAY(Tabulation[[#This Row],[Date]])","v":2},{"$f":"IF(OR(Tabulation[[#This Row],[DayNo]]=1,Tabulation[[#This Row],[DayNo]]=7),1,0)","v":0},{"$f":"COUNTIF(Holidays,Tabulation[[#This Row],[Date]])","v":0},{"$f":"CONCATENATE(Tabulation[[#This Row],[Holiday]],Tabulation[[#This Row],[Season]],Tabulation[[#This Row],[Weekend]],\"-\",IF(Tabulation[[#This Row],[Hour]]<10,0,\"\"),C457)","v":"0Winter0-21"},{"$f":"VLOOKUP(Tabulation[[#This Row],[Concat]],Table3[],8)","v":0.28519},{"$f":"(Tabulation[[#This Row],[AC System Output (kW)]]*Tabulation[[#This Row],[Rate]])","v":0}]
[1,18,22,0,{"$f":"Tabulation[[#This Row],[AC System Output (W)]]/1000","v":0},{"$f":"VLOOKUP(Tabulation[[#This Row],[Month]],Season,2)","v":"Winter"},{"$f":"(DATE(2021,Tabulation[[#This Row],[Month]],Tabulation[[#This Row],[Day]]))","v":"2021-01-18"},{"$f":"WEEKDAY(Tabulation[[#This Row],[Date]])","v":2},{"$f":"IF(OR(Tabulation[[#This Row],[DayNo]]=1,Tabulation[[#This Row],[DayNo]]=7),1,0)","v":0},{"$f":"COUNTIF(Holidays,Tabulation[[#This Row],[Date]])","v":0},{"$f":"CONCATENATE(Tabulation[[#This Row],[Holiday]],Tabulation[[#This Row],[Season]],Tabulation[[#This Row],[Weekend]],\"-\",IF(Tabulation[[#This Row],[Hour]]<10,0,\"\"),C458)","v":"0Winter0-22"},{"$f":"VLOOKUP(Tabulation[[#This Row],[Concat]],Table3[],8)","v":0.28519},{"$f":"(Tabulation[[#This Row],[AC System Output (kW)]]*Tabulation[[#This Row],[Rate]])","v":0}]
[1,18,23,0,{"$f":"Tabulation[[#This Row],[AC System Output (W)]]/1000","v":0},{"$f":"VLOOKUP(Tabulation[[#This Row],[Month]],Season,2)","v":"Winter"},{"$f":"(DATE(2021,Tabulation[[#This Row],[Month]],Tabulation[[#This Row],[Day]]))","v":"2021-01-18"},{"$f":"WEEKDAY(Tabulation[[#This Row],[Date]])","v":2},{"$f":"IF(OR(Tabulation[[#This Row],[DayNo]]=1,Tabulation[[#This Row],[DayNo]]=7),1,0)","v":0},{"$f":"COUNTIF(Holidays,Tabulation[[#This Row],[Date]])","v":0},{"$f":"CONCATENATE(Tabulation[[#This Row],[Holiday]],Tabulation[[#This Row],[Season]],Tabulation[[#This Row],[Weekend]],\"-\",IF(Tabulation[[#This Row],[Hour]]<10,0,\"\"),C459)","v":"0Winter0-23"},{"$f":"VLOOKUP(Tabulation[[#This Row],[Concat]],Table3[],8)","v":0.28519},{"$f":"(Tabulation[[#This Row],[AC System Output (kW)]]*Tabulation[[#This Row],[Rate]])","v":0}]
[1,19,0,0,{"$f":"Tabulation[[#This Row],[AC System Output (W)]]/1000","v":0},{"$f":"VLOOKUP(Tabulation[[#This Row],[Month]],Season,2)","v":"Winter"},{"$f":"(DATE(2021,Tabulation[[#This Row],[Month]],Tabulation[[#This Row],[Day]]))","v":"2021-01-19"},{"$f":"WEEKDAY(Tabulation[[#This Row],[Date]])","v":3},{"$f":"IF(OR(Tabulation[[#This Row],[DayNo]]=1,Tabulation[[#This Row],[DayNo]]=7),1,0)","v":0},{"$f":"COUNTIF(Holidays,Tabulation[[#This Row],[Date]])","v":0},{"$f":"CONCATENATE(Tabulation[[#This Row],[Holiday]],Tabulation[[#This Row],[Season]],Tabulation[[#This Row],[Weekend]],\"-\",IF(Tabulation[[#This Row],[Hour]]<10,0,\"\"),C460)","v":"0Winter0-00"},{"$f":"VLOOKUP(Tabulation[[#This Row],[Concat]],Table3[],8)","v":0.28519},{"$f":"(Tabulation[[#This Row],[AC System Output (kW)]]*Tabulation[[#This Row],[Rate]])","v":0}]
[1,19,1,0,{"$f":"Tabulation[[#This Row],[AC System Output (W)]]/1000","v":0},{"$f":"VLOOKUP(Tabulation[[#This Row],[Month]],Season,2)","v":"Winter"},{"$f":"(DATE(2021,Tabulation[[#This Row],[Month]],Tabulation[[#This Row],[Day]]))","v":"2021-01-19"},{"$f":"WEEKDAY(Tabulation[[#This Row],[Date]])","v":3},{"$f":"IF(OR(Tabulation[[#This Row],[DayNo]]=1,Tabulation[[#This Row],[DayNo]]=7),1,0)","v":0},{"$f":"COUNTIF(Holidays,Tabulation[[#This Row],[Date]])","v":0},{"$f":"CONCATENATE(Tabulation[[#This Row],[Holiday]],Tabulation[[#This Row],[Season]],Tabulation[[#This Row],[Weekend]],\"-\",IF(Tabulation[[#This Row],[Hour]]<10,0,\"\"),C461)","v":"0Winter0-01"},{"$f":"VLOOKUP(Tabulation[[#This Row],[Concat]],Table3[],8)","v":0.28519},{"$f":"(Tabulation[[#This Row],[AC System Output (kW)]]*Tabulation[[#This Row],[Rate]])","v":0}]
[1,19,2,0,{"$f":"Tabulation[[#This Row],[AC System Output (W)]]/1000","v":0},{"$f":"VLOOKUP(Tabulation[[#This Row],[Month]],Season,2)","v":"Winter"},{"$f":"(DATE(2021,Tabulation[[#This Row],[Month]],Tabulation[[#This Row],[Day]]))","v":"2021-01-19"},{"$f":"WEEKDAY(Tabulation[[#This Row],[Date]])","v":3},{"$f":"IF(OR(Tabulation[[#This Row],[DayNo]]=1,Tabulation[[#This Row],[DayNo]]=7),1,0)","v":0},{"$f":"COUNTIF(Holidays,Tabulation[[#This Row],[Date]])","v":0},{"$f":"CONCATENATE(Tabulation[[#This Row],[Holiday]],Tabulation[[#This Row],[Season]],Tabulation[[#This Row],[Weekend]],\"-\",IF(Tabulation[[#This Row],[Hour]]<10,0,\"\"),C462)","v":"0Winter0-02"},{"$f":"VLOOKUP(Tabulation[[#This Row],[Concat]],Table3[],8)","v":0.28519},{"$f":"(Tabulation[[#This Row],[AC System Output (kW)]]*Tabulation[[#This Row],[Rate]])","v":0}]
[1,19,3,0,{"$f":"Tabulation[[#This Row],[AC System Output (W)]]/1000","v":0},{"$f":"VLOOKUP(Tabulation[[#This Row],[Month]],Season,2)","v":"Winter"},{"$f":"(DATE(2021,Tabulation[[#This Row],[Month]],Tabulation[[#This Row],[Day]]))","v":"2021-01-19"},{"$f":"WEEKDAY(Tabulation[[#This Row],[Date]])","v":3},{"$f":"IF(OR(Tabulation[[#This Row],[DayNo]]=1,Tabulation[[#This Row],[DayNo]]=7),1,0)","v":0},{"$f":"COUNTIF(Holidays,Tabulation[[#This Row],[Date]])","v":0},{"$f":"CONCATENATE(Tabulation[[#This Row],[Holiday]],Tabulation[[#This Row],[Season]],Tabulation[[#This Row],[Weekend]],\"-\",IF(Tabulation[[#This Row],[Hour]]<10,0,\"\"),C463)","v":"0Winter0-03"},{"$f":"VLOOKUP(Tabulation[[#This Row],[Concat]],Table3[],8)","v":0.28519},{"$f":"(Tabulation[[#This Row],[AC System Output (kW)]]*Tabulation[[#This Row],[Rate]])","v":0}]
[1,19,4,0,{"$f":"Tabulation[[#This Row],[AC System Output (W)]]/1000","v":0},{"$f":"VLOOKUP(Tabulation[[#This Row],[Month]],Season,2)","v":"Winter"},{"$f":"(DATE(2021,Tabulation[[#This Row],[Month]],Tabulation[[#This Row],[Day]]))","v":"2021-01-19"},{"$f":"WEEKDAY(Tabulation[[#This Row],[Date]])","v":3},{"$f":"IF(OR(Tabulation[[#This Row],[DayNo]]=1,Tabulation[[#This Row],[DayNo]]=7),1,0)","v":0},{"$f":"COUNTIF(Holidays,Tabulation[[#This Row],[Date]])","v":0},{"$f":"CONCATENATE(Tabulation[[#This Row],[Holiday]],Tabulation[[#This Row],[Season]],Tabulation[[#This Row],[Weekend]],\"-\",IF(Tabulation[[#This Row],[Hour]]<10,0,\"\"),C464)","v":"0Winter0-04"},{"$f":"VLOOKUP(Tabulation[[#This Row],[Concat]],Table3[],8)","v":0.28519},{"$f":"(Tabulation[[#This Row],[AC System Output (kW)]]*Tabulation[[#This Row],[Rate]])","v":0}]
[1,19,5,0,{"$f":"Tabulation[[#This Row],[AC System Output (W)]]/1000","v":0},{"$f":"VLOOKUP(Tabulation[[#This Row],[Month]],Season,2)","v":"Winter"},{"$f":"(DATE(2021,Tabulation[[#This Row],[Month]],Tabulation[[#This Row],[Day]]))","v":"2021-01-19"},{"$f":"WEEKDAY(Tabulation[[#This Row],[Date]])","v":3},{"$f":"IF(OR(Tabulation[[#This Row],[DayNo]]=1,Tabulation[[#This Row],[DayNo]]=7),1,0)","v":0},{"$f":"COUNTIF(Holidays,Tabulation[[#This Row],[Date]])","v":0},{"$f":"CONCATENATE(Tabulation[[#This Row],[Holiday]],Tabulation[[#This Row],[Season]],Tabulation[[#This Row],[Weekend]],\"-\",IF(Tabulation[[#This Row],[Hour]]<10,0,\"\"),C465)","v":"0Winter0-05"},{"$f":"VLOOKUP(Tabulation[[#This Row],[Concat]],Table3[],8)","v":0.28519},{"$f":"(Tabulation[[#This Row],[AC System Output (kW)]]*Tabulation[[#This Row],[Rate]])","v":0}]
[1,19,6,0,{"$f":"Tabulation[[#This Row],[AC System Output (W)]]/1000","v":0},{"$f":"VLOOKUP(Tabulation[[#This Row],[Month]],Season,2)","v":"Winter"},{"$f":"(DATE(2021,Tabulation[[#This Row],[Month]],Tabulation[[#This Row],[Day]]))","v":"2021-01-19"},{"$f":"WEEKDAY(Tabulation[[#This Row],[Date]])","v":3},{"$f":"IF(OR(Tabulation[[#This Row],[DayNo]]=1,Tabulation[[#This Row],[DayNo]]=7),1,0)","v":0},{"$f":"COUNTIF(Holidays,Tabulation[[#This Row],[Date]])","v":0},{"$f":"CONCATENATE(Tabulation[[#This Row],[Holiday]],Tabulation[[#This Row],[Season]],Tabulation[[#This Row],[Weekend]],\"-\",IF(Tabulation[[#This Row],[Hour]]<10,0,\"\"),C466)","v":"0Winter0-06"},{"$f":"VLOOKUP(Tabulation[[#This Row],[Concat]],Table3[],8)","v":0.28519},{"$f":"(Tabulation[[#This Row],[AC System Output (kW)]]*Tabulation[[#This Row],[Rate]])","v":0}]
[1,19,7,0,{"$f":"Tabulation[[#This Row],[AC System Output (W)]]/1000","v":0},{"$f":"VLOOKUP(Tabulation[[#This Row],[Month]],Season,2)","v":"Winter"},{"$f":"(DATE(2021,Tabulation[[#This Row],[Month]],Tabulation[[#This Row],[Day]]))","v":"2021-01-19"},{"$f":"WEEKDAY(Tabulation[[#This Row],[Date]])","v":3},{"$f":"IF(OR(Tabulation[[#This Row],[DayNo]]=1,Tabulation[[#This Row],[DayNo]]=7),1,0)","v":0},{"$f":"COUNTIF(Holidays,Tabulation[[#This Row],[Date]])","v":0},{"$f":"CONCATENATE(Tabulation[[#This Row],[Holiday]],Tabulation[[#This Row],[Season]],Tabulation[[#This Row],[Weekend]],\"-\",IF(Tabulation[[#This Row],[Hour]]<10,0,\"\"),C467)","v":"0Winter0-07"},{"$f":"VLOOKUP(Tabulation[[#This Row],[Concat]],Table3[],8)","v":0.28519},{"$f":"(Tabulation[[#This Row],[AC System Output (kW)]]*Tabulation[[#This Row],[Rate]])","v":0}]
[1,19,8,196.11,{"$f":"Tabulation[[#This Row],[AC System Output (W)]]/1000","v":0.19611000000000001},{"$f":"VLOOKUP(Tabulation[[#This Row],[Month]],Season,2)","v":"Winter"},{"$f":"(DATE(2021,Tabulation[[#This Row],[Month]],Tabulation[[#This Row],[Day]]))","v":"2021-01-19"},{"$f":"WEEKDAY(Tabulation[[#This Row],[Date]])","v":3},{"$f":"IF(OR(Tabulation[[#This Row],[DayNo]]=1,Tabulation[[#This Row],[DayNo]]=7),1,0)","v":0},{"$f":"COUNTIF(Holidays,Tabulation[[#This Row],[Date]])","v":0},{"$f":"CONCATENATE(Tabulation[[#This Row],[Holiday]],Tabulation[[#This Row],[Season]],Tabulation[[#This Row],[Weekend]],\"-\",IF(Tabulation[[#This Row],[Hour]]<10,0,\"\"),C468)","v":"0Winter0-08"},{"$f":"VLOOKUP(Tabulation[[#This Row],[Concat]],Table3[],8)","v":0.28519},{"$f":"(Tabulation[[#This Row],[AC System Output (kW)]]*Tabulation[[#This Row],[Rate]])","v":5.5928610900000002E-2}]
[1,19,9,1791.106,{"$f":"Tabulation[[#This Row],[AC System Output (W)]]/1000","v":1.7911060000000001},{"$f":"VLOOKUP(Tabulation[[#This Row],[Month]],Season,2)","v":"Winter"},{"$f":"(DATE(2021,Tabulation[[#This Row],[Month]],Tabulation[[#This Row],[Day]]))","v":"2021-01-19"},{"$f":"WEEKDAY(Tabulation[[#This Row],[Date]])","v":3},{"$f":"IF(OR(Tabulation[[#This Row],[DayNo]]=1,Tabulation[[#This Row],[DayNo]]=7),1,0)","v":0},{"$f":"COUNTIF(Holidays,Tabulation[[#This Row],[Date]])","v":0},{"$f":"CONCATENATE(Tabulation[[#This Row],[Holiday]],Tabulation[[#This Row],[Season]],Tabulation[[#This Row],[Weekend]],\"-\",IF(Tabulation[[#This Row],[Hour]]<10,0,\"\"),C469)","v":"0Winter0-09"},{"$f":"VLOOKUP(Tabulation[[#This Row],[Concat]],Table3[],8)","v":0.28519},{"$f":"(Tabulation[[#This Row],[AC System Output (kW)]]*Tabulation[[#This Row],[Rate]])","v":0.51080552014000002}]
[1,19,10,431.08,{"$f":"Tabulation[[#This Row],[AC System Output (W)]]/1000","v":0.43107999999999996},{"$f":"VLOOKUP(Tabulation[[#This Row],[Month]],Season,2)","v":"Winter"},{"$f":"(DATE(2021,Tabulation[[#This Row],[Month]],Tabulation[[#This Row],[Day]]))","v":"2021-01-19"},{"$f":"WEEKDAY(Tabulation[[#This Row],[Date]])","v":3},{"$f":"IF(OR(Tabulation[[#This Row],[DayNo]]=1,Tabulation[[#This Row],[DayNo]]=7),1,0)","v":0},{"$f":"COUNTIF(Holidays,Tabulation[[#This Row],[Date]])","v":0},{"$f":"CONCATENATE(Tabulation[[#This Row],[Holiday]],Tabulation[[#This Row],[Season]],Tabulation[[#This Row],[Weekend]],\"-\",IF(Tabulation[[#This Row],[Hour]]<10,0,\"\"),C470)","v":"0Winter0-10"},{"$f":"VLOOKUP(Tabulation[[#This Row],[Concat]],Table3[],8)","v":0.28519},{"$f":"(Tabulation[[#This Row],[AC System Output (kW)]]*Tabulation[[#This Row],[Rate]])","v":0.12293970519999999}]
[1,19,11,152.31200000000001,{"$f":"Tabulation[[#This Row],[AC System Output (W)]]/1000","v":0.152312},{"$f":"VLOOKUP(Tabulation[[#This Row],[Month]],Season,2)","v":"Winter"},{"$f":"(DATE(2021,Tabulation[[#This Row],[Month]],Tabulation[[#This Row],[Day]]))","v":"2021-01-19"},{"$f":"WEEKDAY(Tabulation[[#This Row],[Date]])","v":3},{"$f":"IF(OR(Tabulation[[#This Row],[DayNo]]=1,Tabulation[[#This Row],[DayNo]]=7),1,0)","v":0},{"$f":"COUNTIF(Holidays,Tabulation[[#This Row],[Date]])","v":0},{"$f":"CONCATENATE(Tabulation[[#This Row],[Holiday]],Tabulation[[#This Row],[Season]],Tabulation[[#This Row],[Weekend]],\"-\",IF(Tabulation[[#This Row],[Hour]]<10,0,\"\"),C471)","v":"0Winter0-11"},{"$f":"VLOOKUP(Tabulation[[#This Row],[Concat]],Table3[],8)","v":0.28519},{"$f":"(Tabulation[[#This Row],[AC System Output (kW)]]*Tabulation[[#This Row],[Rate]])","v":4.3437859279999998E-2}]
[1,19,12,428.875,{"$f":"Tabulation[[#This Row],[AC System Output (W)]]/1000","v":0.42887500000000001},{"$f":"VLOOKUP(Tabulation[[#This Row],[Month]],Season,2)","v":"Winter"},{"$f":"(DATE(2021,Tabulation[[#This Row],[Month]],Tabulation[[#This Row],[Day]]))","v":"2021-01-19"},{"$f":"WEEKDAY(Tabulation[[#This Row],[Date]])","v":3},{"$f":"IF(OR(Tabulation[[#This Row],[DayNo]]=1,Tabulation[[#This Row],[DayNo]]=7),1,0)","v":0},{"$f":"COUNTIF(Holidays,Tabulation[[#This Row],[Date]])","v":0},{"$f":"CONCATENATE(Tabulation[[#This Row],[Holiday]],Tabulation[[#This Row],[Season]],Tabulation[[#This Row],[Weekend]],\"-\",IF(Tabulation[[#This Row],[Hour]]<10,0,\"\"),C472)","v":"0Winter0-12"},{"$f":"VLOOKUP(Tabulation[[#This Row],[Concat]],Table3[],8)","v":0.28519},{"$f":"(Tabulation[[#This Row],[AC System Output (kW)]]*Tabulation[[#This Row],[Rate]])","v":0.12231086125}]
[1,19,13,27.128,{"$f":"Tabulation[[#This Row],[AC System Output (W)]]/1000","v":2.7127999999999999E-2},{"$f":"VLOOKUP(Tabulation[[#This Row],[Month]],Season,2)","v":"Winter"},{"$f":"(DATE(2021,Tabulation[[#This Row],[Month]],Tabulation[[#This Row],[Day]]))","v":"2021-01-19"},{"$f":"WEEKDAY(Tabulation[[#This Row],[Date]])","v":3},{"$f":"IF(OR(Tabulation[[#This Row],[DayNo]]=1,Tabulation[[#This Row],[DayNo]]=7),1,0)","v":0},{"$f":"COUNTIF(Holidays,Tabulation[[#This Row],[Date]])","v":0},{"$f":"CONCATENATE(Tabulation[[#This Row],[Holiday]],Tabulation[[#This Row],[Season]],Tabulation[[#This Row],[Weekend]],\"-\",IF(Tabulation[[#This Row],[Hour]]<10,0,\"\"),C473)","v":"0Winter0-13"},{"$f":"VLOOKUP(Tabulation[[#This Row],[Concat]],Table3[],8)","v":0.28519},{"$f":"(Tabulation[[#This Row],[AC System Output (kW)]]*Tabulation[[#This Row],[Rate]])","v":7.7366343199999996E-3}]
[1,19,14,350.15899999999999,{"$f":"Tabulation[[#This Row],[AC System Output (W)]]/1000","v":0.350159},{"$f":"VLOOKUP(Tabulation[[#This Row],[Month]],Season,2)","v":"Winter"},{"$f":"(DATE(2021,Tabulation[[#This Row],[Month]],Tabulation[[#This Row],[Day]]))","v":"2021-01-19"},{"$f":"WEEKDAY(Tabulation[[#This Row],[Date]])","v":3},{"$f":"IF(OR(Tabulation[[#This Row],[DayNo]]=1,Tabulation[[#This Row],[DayNo]]=7),1,0)","v":0},{"$f":"COUNTIF(Holidays,Tabulation[[#This Row],[Date]])","v":0},{"$f":"CONCATENATE(Tabulation[[#This Row],[Holiday]],Tabulation[[#This Row],[Season]],Tabulation[[#This Row],[Weekend]],\"-\",IF(Tabulation[[#This Row],[Hour]]<10,0,\"\"),C474)","v":"0Winter0-14"},{"$f":"VLOOKUP(Tabulation[[#This Row],[Concat]],Table3[],8)","v":0.28519},{"$f":"(Tabulation[[#This Row],[AC System Output (kW)]]*Tabulation[[#This Row],[Rate]])","v":9.9861845209999994E-2}]
[1,19,15,215.845,{"$f":"Tabulation[[#This Row],[AC System Output (W)]]/1000","v":0.21584500000000001},{"$f":"VLOOKUP(Tabulation[[#This Row],[Month]],Season,2)","v":"Winter"},{"$f":"(DATE(2021,Tabulation[[#This Row],[Month]],Tabulation[[#This Row],[Day]]))","v":"2021-01-19"},{"$f":"WEEKDAY(Tabulation[[#This Row],[Date]])","v":3},{"$f":"IF(OR(Tabulation[[#This Row],[DayNo]]=1,Tabulation[[#This Row],[DayNo]]=7),1,0)","v":0},{"$f":"COUNTIF(Holidays,Tabulation[[#This Row],[Date]])","v":0},{"$f":"CONCATENATE(Tabulation[[#This Row],[Holiday]],Tabulation[[#This Row],[Season]],Tabulation[[#This Row],[Weekend]],\"-\",IF(Tabulation[[#This Row],[Hour]]<10,0,\"\"),C475)","v":"0Winter0-15"},{"$f":"VLOOKUP(Tabulation[[#This Row],[Concat]],Table3[],8)","v":0.28519},{"$f":"(Tabulation[[#This Row],[AC System Output (kW)]]*Tabulation[[#This Row],[Rate]])","v":6.1556835550000001E-2}]
[1,19,16,565.41999999999996,{"$f":"Tabulation[[#This Row],[AC System Output (W)]]/1000","v":0.56541999999999992},{"$f":"VLOOKUP(Tabulation[[#This Row],[Month]],Season,2)","v":"Winter"},{"$f":"(DATE(2021,Tabulation[[#This Row],[Month]],Tabulation[[#This Row],[Day]]))","v":"2021-01-19"},{"$f":"WEEKDAY(Tabulation[[#This Row],[Date]])","v":3},{"$f":"IF(OR(Tabulation[[#This Row],[DayNo]]=1,Tabulation[[#This Row],[DayNo]]=7),1,0)","v":0},{"$f":"COUNTIF(Holidays,Tabulation[[#This Row],[Date]])","v":0},{"$f":"CONCATENATE(Tabulation[[#This Row],[Holiday]],Tabulation[[#This Row],[Season]],Tabulation[[#This Row],[Weekend]],\"-\",IF(Tabulation[[#This Row],[Hour]]<10,0,\"\"),C476)","v":"0Winter0-16"},{"$f":"VLOOKUP(Tabulation[[#This Row],[Concat]],Table3[],8)","v":0.28519},{"$f":"(Tabulation[[#This Row],[AC System Output (kW)]]*Tabulation[[#This Row],[Rate]])","v":0.16125212979999998}]
[1,19,17,0,{"$f":"Tabulation[[#This Row],[AC System Output (W)]]/1000","v":0},{"$f":"VLOOKUP(Tabulation[[#This Row],[Month]],Season,2)","v":"Winter"},{"$f":"(DATE(2021,Tabulation[[#This Row],[Month]],Tabulation[[#This Row],[Day]]))","v":"2021-01-19"},{"$f":"WEEKDAY(Tabulation[[#This Row],[Date]])","v":3},{"$f":"IF(OR(Tabulation[[#This Row],[DayNo]]=1,Tabulation[[#This Row],[DayNo]]=7),1,0)","v":0},{"$f":"COUNTIF(Holidays,Tabulation[[#This Row],[Date]])","v":0},{"$f":"CONCATENATE(Tabulation[[#This Row],[Holiday]],Tabulation[[#This Row],[Season]],Tabulation[[#This Row],[Weekend]],\"-\",IF(Tabulation[[#This Row],[Hour]]<10,0,\"\"),C477)","v":"0Winter0-17"},{"$f":"VLOOKUP(Tabulation[[#This Row],[Concat]],Table3[],8)","v":0.30257000000000001},{"$f":"(Tabulation[[#This Row],[AC System Output (kW)]]*Tabulation[[#This Row],[Rate]])","v":0}]
[1,19,18,0,{"$f":"Tabulation[[#This Row],[AC System Output (W)]]/1000","v":0},{"$f":"VLOOKUP(Tabulation[[#This Row],[Month]],Season,2)","v":"Winter"},{"$f":"(DATE(2021,Tabulation[[#This Row],[Month]],Tabulation[[#This Row],[Day]]))","v":"2021-01-19"},{"$f":"WEEKDAY(Tabulation[[#This Row],[Date]])","v":3},{"$f":"IF(OR(Tabulation[[#This Row],[DayNo]]=1,Tabulation[[#This Row],[DayNo]]=7),1,0)","v":0},{"$f":"COUNTIF(Holidays,Tabulation[[#This Row],[Date]])","v":0},{"$f":"CONCATENATE(Tabulation[[#This Row],[Holiday]],Tabulation[[#This Row],[Season]],Tabulation[[#This Row],[Weekend]],\"-\",IF(Tabulation[[#This Row],[Hour]]<10,0,\"\"),C478)","v":"0Winter0-18"},{"$f":"VLOOKUP(Tabulation[[#This Row],[Concat]],Table3[],8)","v":0.30257000000000001},{"$f":"(Tabulation[[#This Row],[AC System Output (kW)]]*Tabulation[[#This Row],[Rate]])","v":0}]
[1,19,19,0,{"$f":"Tabulation[[#This Row],[AC System Output (W)]]/1000","v":0},{"$f":"VLOOKUP(Tabulation[[#This Row],[Month]],Season,2)","v":"Winter"},{"$f":"(DATE(2021,Tabulation[[#This Row],[Month]],Tabulation[[#This Row],[Day]]))","v":"2021-01-19"},{"$f":"WEEKDAY(Tabulation[[#This Row],[Date]])","v":3},{"$f":"IF(OR(Tabulation[[#This Row],[DayNo]]=1,Tabulation[[#This Row],[DayNo]]=7),1,0)","v":0},{"$f":"COUNTIF(Holidays,Tabulation[[#This Row],[Date]])","v":0},{"$f":"CONCATENATE(Tabulation[[#This Row],[Holiday]],Tabulation[[#This Row],[Season]],Tabulation[[#This Row],[Weekend]],\"-\",IF(Tabulation[[#This Row],[Hour]]<10,0,\"\"),C479)","v":"0Winter0-19"},{"$f":"VLOOKUP(Tabulation[[#This Row],[Concat]],Table3[],8)","v":0.30257000000000001},{"$f":"(Tabulation[[#This Row],[AC System Output (kW)]]*Tabulation[[#This Row],[Rate]])","v":0}]
[1,19,20,0,{"$f":"Tabulation[[#This Row],[AC System Output (W)]]/1000","v":0},{"$f":"VLOOKUP(Tabulation[[#This Row],[Month]],Season,2)","v":"Winter"},{"$f":"(DATE(2021,Tabulation[[#This Row],[Month]],Tabulation[[#This Row],[Day]]))","v":"2021-01-19"},{"$f":"WEEKDAY(Tabulation[[#This Row],[Date]])","v":3},{"$f":"IF(OR(Tabulation[[#This Row],[DayNo]]=1,Tabulation[[#This Row],[DayNo]]=7),1,0)","v":0},{"$f":"COUNTIF(Holidays,Tabulation[[#This Row],[Date]])","v":0},{"$f":"CONCATENATE(Tabulation[[#This Row],[Holiday]],Tabulation[[#This Row],[Season]],Tabulation[[#This Row],[Weekend]],\"-\",IF(Tabulation[[#This Row],[Hour]]<10,0,\"\"),C480)","v":"0Winter0-20"},{"$f":"VLOOKUP(Tabulation[[#This Row],[Concat]],Table3[],8)","v":0.28519},{"$f":"(Tabulation[[#This Row],[AC System Output (kW)]]*Tabulation[[#This Row],[Rate]])","v":0}]
[1,19,21,0,{"$f":"Tabulation[[#This Row],[AC System Output (W)]]/1000","v":0},{"$f":"VLOOKUP(Tabulation[[#This Row],[Month]],Season,2)","v":"Winter"},{"$f":"(DATE(2021,Tabulation[[#This Row],[Month]],Tabulation[[#This Row],[Day]]))","v":"2021-01-19"},{"$f":"WEEKDAY(Tabulation[[#This Row],[Date]])","v":3},{"$f":"IF(OR(Tabulation[[#This Row],[DayNo]]=1,Tabulation[[#This Row],[DayNo]]=7),1,0)","v":0},{"$f":"COUNTIF(Holidays,Tabulation[[#This Row],[Date]])","v":0},{"$f":"CONCATENATE(Tabulation[[#This Row],[Holiday]],Tabulation[[#This Row],[Season]],Tabulation[[#This Row],[Weekend]],\"-\",IF(Tabulation[[#This Row],[Hour]]<10,0,\"\"),C481)","v":"0Winter0-21"},{"$f":"VLOOKUP(Tabulation[[#This Row],[Concat]],Table3[],8)","v":0.28519},{"$f":"(Tabulation[[#This Row],[AC System Output (kW)]]*Tabulation[[#This Row],[Rate]])","v":0}]
[1,19,22,0,{"$f":"Tabulation[[#This Row],[AC System Output (W)]]/1000","v":0},{"$f":"VLOOKUP(Tabulation[[#This Row],[Month]],Season,2)","v":"Winter"},{"$f":"(DATE(2021,Tabulation[[#This Row],[Month]],Tabulation[[#This Row],[Day]]))","v":"2021-01-19"},{"$f":"WEEKDAY(Tabulation[[#This Row],[Date]])","v":3},{"$f":"IF(OR(Tabulation[[#This Row],[DayNo]]=1,Tabulation[[#This Row],[DayNo]]=7),1,0)","v":0},{"$f":"COUNTIF(Holidays,Tabulation[[#This Row],[Date]])","v":0},{"$f":"CONCATENATE(Tabulation[[#This Row],[Holiday]],Tabulation[[#This Row],[Season]],Tabulation[[#This Row],[Weekend]],\"-\",IF(Tabulation[[#This Row],[Hour]]<10,0,\"\"),C482)","v":"0Winter0-22"},{"$f":"VLOOKUP(Tabulation[[#This Row],[Concat]],Table3[],8)","v":0.28519},{"$f":"(Tabulation[[#This Row],[AC System Output (kW)]]*Tabulation[[#This Row],[Rate]])","v":0}]
[1,19,23,0,{"$f":"Tabulation[[#This Row],[AC System Output (W)]]/1000","v":0},{"$f":"VLOOKUP(Tabulation[[#This Row],[Month]],Season,2)","v":"Winter"},{"$f":"(DATE(2021,Tabulation[[#This Row],[Month]],Tabulation[[#This Row],[Day]]))","v":"2021-01-19"},{"$f":"WEEKDAY(Tabulation[[#This Row],[Date]])","v":3},{"$f":"IF(OR(Tabulation[[#This Row],[DayNo]]=1,Tabulation[[#This Row],[DayNo]]=7),1,0)","v":0},{"$f":"COUNTIF(Holidays,Tabulation[[#This Row],[Date]])","v":0},{"$f":"CONCATENATE(Tabulation[[#This Row],[Holiday]],Tabulation[[#This Row],[Season]],Tabulation[[#This Row],[Weekend]],\"-\",IF(Tabulation[[#This Row],[Hour]]<10,0,\"\"),C483)","v":"0Winter0-23"},{"$f":"VLOOKUP(Tabulation[[#This Row],[Concat]],Table3[],8)","v":0.28519},{"$f":"(Tabulation[[#This Row],[AC System Output (kW)]]*Tabulation[[#This Row],[Rate]])","v":0}]
[1,20,0,0,{"$f":"Tabulation[[#This Row],[AC System Output (W)]]/1000","v":0},{"$f":"VLOOKUP(Tabulation[[#This Row],[Month]],Season,2)","v":"Winter"},{"$f":"(DATE(2021,Tabulation[[#This Row],[Month]],Tabulation[[#This Row],[Day]]))","v":"2021-01-20"},{"$f":"WEEKDAY(Tabulation[[#This Row],[Date]])","v":4},{"$f":"IF(OR(Tabulation[[#This Row],[DayNo]]=1,Tabulation[[#This Row],[DayNo]]=7),1,0)","v":0},{"$f":"COUNTIF(Holidays,Tabulation[[#This Row],[Date]])","v":0},{"$f":"CONCATENATE(Tabulation[[#This Row],[Holiday]],Tabulation[[#This Row],[Season]],Tabulation[[#This Row],[Weekend]],\"-\",IF(Tabulation[[#This Row],[Hour]]<10,0,\"\"),C484)","v":"0Winter0-00"},{"$f":"VLOOKUP(Tabulation[[#This Row],[Concat]],Table3[],8)","v":0.28519},{"$f":"(Tabulation[[#This Row],[AC System Output (kW)]]*Tabulation[[#This Row],[Rate]])","v":0}]
[1,20,1,0,{"$f":"Tabulation[[#This Row],[AC System Output (W)]]/1000","v":0},{"$f":"VLOOKUP(Tabulation[[#This Row],[Month]],Season,2)","v":"Winter"},{"$f":"(DATE(2021,Tabulation[[#This Row],[Month]],Tabulation[[#This Row],[Day]]))","v":"2021-01-20"},{"$f":"WEEKDAY(Tabulation[[#This Row],[Date]])","v":4},{"$f":"IF(OR(Tabulation[[#This Row],[DayNo]]=1,Tabulation[[#This Row],[DayNo]]=7),1,0)","v":0},{"$f":"COUNTIF(Holidays,Tabulation[[#This Row],[Date]])","v":0},{"$f":"CONCATENATE(Tabulation[[#This Row],[Holiday]],Tabulation[[#This Row],[Season]],Tabulation[[#This Row],[Weekend]],\"-\",IF(Tabulation[[#This Row],[Hour]]<10,0,\"\"),C485)","v":"0Winter0-01"},{"$f":"VLOOKUP(Tabulation[[#This Row],[Concat]],Table3[],8)","v":0.28519},{"$f":"(Tabulation[[#This Row],[AC System Output (kW)]]*Tabulation[[#This Row],[Rate]])","v":0}]
[1,20,2,0,{"$f":"Tabulation[[#This Row],[AC System Output (W)]]/1000","v":0},{"$f":"VLOOKUP(Tabulation[[#This Row],[Month]],Season,2)","v":"Winter"},{"$f":"(DATE(2021,Tabulation[[#This Row],[Month]],Tabulation[[#This Row],[Day]]))","v":"2021-01-20"},{"$f":"WEEKDAY(Tabulation[[#This Row],[Date]])","v":4},{"$f":"IF(OR(Tabulation[[#This Row],[DayNo]]=1,Tabulation[[#This Row],[DayNo]]=7),1,0)","v":0},{"$f":"COUNTIF(Holidays,Tabulation[[#This Row],[Date]])","v":0},{"$f":"CONCATENATE(Tabulation[[#This Row],[Holiday]],Tabulation[[#This Row],[Season]],Tabulation[[#This Row],[Weekend]],\"-\",IF(Tabulation[[#This Row],[Hour]]<10,0,\"\"),C486)","v":"0Winter0-02"},{"$f":"VLOOKUP(Tabulation[[#This Row],[Concat]],Table3[],8)","v":0.28519},{"$f":"(Tabulation[[#This Row],[AC System Output (kW)]]*Tabulation[[#This Row],[Rate]])","v":0}]
[1,20,3,0,{"$f":"Tabulation[[#This Row],[AC System Output (W)]]/1000","v":0},{"$f":"VLOOKUP(Tabulation[[#This Row],[Month]],Season,2)","v":"Winter"},{"$f":"(DATE(2021,Tabulation[[#This Row],[Month]],Tabulation[[#This Row],[Day]]))","v":"2021-01-20"},{"$f":"WEEKDAY(Tabulation[[#This Row],[Date]])","v":4},{"$f":"IF(OR(Tabulation[[#This Row],[DayNo]]=1,Tabulation[[#This Row],[DayNo]]=7),1,0)","v":0},{"$f":"COUNTIF(Holidays,Tabulation[[#This Row],[Date]])","v":0},{"$f":"CONCATENATE(Tabulation[[#This Row],[Holiday]],Tabulation[[#This Row],[Season]],Tabulation[[#This Row],[Weekend]],\"-\",IF(Tabulation[[#This Row],[Hour]]<10,0,\"\"),C487)","v":"0Winter0-03"},{"$f":"VLOOKUP(Tabulation[[#This Row],[Concat]],Table3[],8)","v":0.28519},{"$f":"(Tabulation[[#This Row],[AC System Output (kW)]]*Tabulation[[#This Row],[Rate]])","v":0}]
[1,20,4,0,{"$f":"Tabulation[[#This Row],[AC System Output (W)]]/1000","v":0},{"$f":"VLOOKUP(Tabulation[[#This Row],[Month]],Season,2)","v":"Winter"},{"$f":"(DATE(2021,Tabulation[[#This Row],[Month]],Tabulation[[#This Row],[Day]]))","v":"2021-01-20"},{"$f":"WEEKDAY(Tabulation[[#This Row],[Date]])","v":4},{"$f":"IF(OR(Tabulation[[#This Row],[DayNo]]=1,Tabulation[[#This Row],[DayNo]]=7),1,0)","v":0},{"$f":"COUNTIF(Holidays,Tabulation[[#This Row],[Date]])","v":0},{"$f":"CONCATENATE(Tabulation[[#This Row],[Holiday]],Tabulation[[#This Row],[Season]],Tabulation[[#This Row],[Weekend]],\"-\",IF(Tabulation[[#This Row],[Hour]]<10,0,\"\"),C488)","v":"0Winter0-04"},{"$f":"VLOOKUP(Tabulation[[#This Row],[Concat]],Table3[],8)","v":0.28519},{"$f":"(Tabulation[[#This Row],[AC System Output (kW)]]*Tabulation[[#This Row],[Rate]])","v":0}]
[1,20,5,0,{"$f":"Tabulation[[#This Row],[AC System Output (W)]]/1000","v":0},{"$f":"VLOOKUP(Tabulation[[#This Row],[Month]],Season,2)","v":"Winter"},{"$f":"(DATE(2021,Tabulation[[#This Row],[Month]],Tabulation[[#This Row],[Day]]))","v":"2021-01-20"},{"$f":"WEEKDAY(Tabulation[[#This Row],[Date]])","v":4},{"$f":"IF(OR(Tabulation[[#This Row],[DayNo]]=1,Tabulation[[#This Row],[DayNo]]=7),1,0)","v":0},{"$f":"COUNTIF(Holidays,Tabulation[[#This Row],[Date]])","v":0},{"$f":"CONCATENATE(Tabulation[[#This Row],[Holiday]],Tabulation[[#This Row],[Season]],Tabulation[[#This Row],[Weekend]],\"-\",IF(Tabulation[[#This Row],[Hour]]<10,0,\"\"),C489)","v":"0Winter0-05"},{"$f":"VLOOKUP(Tabulation[[#This Row],[Concat]],Table3[],8)","v":0.28519},{"$f":"(Tabulation[[#This Row],[AC System Output (kW)]]*Tabulation[[#This Row],[Rate]])","v":0}]
[1,20,6,0,{"$f":"Tabulation[[#This Row],[AC System Output (W)]]/1000","v":0},{"$f":"VLOOKUP(Tabulation[[#This Row],[Month]],Season,2)","v":"Winter"},{"$f":"(DATE(2021,Tabulation[[#This Row],[Month]],Tabulation[[#This Row],[Day]]))","v":"2021-01-20"},{"$f":"WEEKDAY(Tabulation[[#This Row],[Date]])","v":4},{"$f":"IF(OR(Tabulation[[#This Row],[DayNo]]=1,Tabulation[[#This Row],[DayNo]]=7),1,0)","v":0},{"$f":"COUNTIF(Holidays,Tabulation[[#This Row],[Date]])","v":0},{"$f":"CONCATENATE(Tabulation[[#This Row],[Holiday]],Tabulation[[#This Row],[Season]],Tabulation[[#This Row],[Weekend]],\"-\",IF(Tabulation[[#This Row],[Hour]]<10,0,\"\"),C490)","v":"0Winter0-06"},{"$f":"VLOOKUP(Tabulation[[#This Row],[Concat]],Table3[],8)","v":0.28519},{"$f":"(Tabulation[[#This Row],[AC System Output (kW)]]*Tabulation[[#This Row],[Rate]])","v":0}]
[1,20,7,0,{"$f":"Tabulation[[#This Row],[AC System Output (W)]]/1000","v":0},{"$f":"VLOOKUP(Tabulation[[#This Row],[Month]],Season,2)","v":"Winter"},{"$f":"(DATE(2021,Tabulation[[#This Row],[Month]],Tabulation[[#This Row],[Day]]))","v":"2021-01-20"},{"$f":"WEEKDAY(Tabulation[[#This Row],[Date]])","v":4},{"$f":"IF(OR(Tabulation[[#This Row],[DayNo]]=1,Tabulation[[#This Row],[DayNo]]=7),1,0)","v":0},{"$f":"COUNTIF(Holidays,Tabulation[[#This Row],[Date]])","v":0},{"$f":"CONCATENATE(Tabulation[[#This Row],[Holiday]],Tabulation[[#This Row],[Season]],Tabulation[[#This Row],[Weekend]],\"-\",IF(Tabulation[[#This Row],[Hour]]<10,0,\"\"),C491)","v":"0Winter0-07"},{"$f":"VLOOKUP(Tabulation[[#This Row],[Concat]],Table3[],8)","v":0.28519},{"$f":"(Tabulation[[#This Row],[AC System Output (kW)]]*Tabulation[[#This Row],[Rate]])","v":0}]
[1,20,8,146.49299999999999,{"$f":"Tabulation[[#This Row],[AC System Output (W)]]/1000","v":0.14649299999999998},{"$f":"VLOOKUP(Tabulation[[#This Row],[Month]],Season,2)","v":"Winter"},{"$f":"(DATE(2021,Tabulation[[#This Row],[Month]],Tabulation[[#This Row],[Day]]))","v":"2021-01-20"},{"$f":"WEEKDAY(Tabulation[[#This Row],[Date]])","v":4},{"$f":"IF(OR(Tabulation[[#This Row],[DayNo]]=1,Tabulation[[#This Row],[DayNo]]=7),1,0)","v":0},{"$f":"COUNTIF(Holidays,Tabulation[[#This Row],[Date]])","v":0},{"$f":"CONCATENATE(Tabulation[[#This Row],[Holiday]],Tabulation[[#This Row],[Season]],Tabulation[[#This Row],[Weekend]],\"-\",IF(Tabulation[[#This Row],[Hour]]<10,0,\"\"),C492)","v":"0Winter0-08"},{"$f":"VLOOKUP(Tabulation[[#This Row],[Concat]],Table3[],8)","v":0.28519},{"$f":"(Tabulation[[#This Row],[AC System Output (kW)]]*Tabulation[[#This Row],[Rate]])","v":4.1778338669999998E-2}]
[1,20,9,320.11099999999999,{"$f":"Tabulation[[#This Row],[AC System Output (W)]]/1000","v":0.32011099999999998},{"$f":"VLOOKUP(Tabulation[[#This Row],[Month]],Season,2)","v":"Winter"},{"$f":"(DATE(2021,Tabulation[[#This Row],[Month]],Tabulation[[#This Row],[Day]]))","v":"2021-01-20"},{"$f":"WEEKDAY(Tabulation[[#This Row],[Date]])","v":4},{"$f":"IF(OR(Tabulation[[#This Row],[DayNo]]=1,Tabulation[[#This Row],[DayNo]]=7),1,0)","v":0},{"$f":"COUNTIF(Holidays,Tabulation[[#This Row],[Date]])","v":0},{"$f":"CONCATENATE(Tabulation[[#This Row],[Holiday]],Tabulation[[#This Row],[Season]],Tabulation[[#This Row],[Weekend]],\"-\",IF(Tabulation[[#This Row],[Hour]]<10,0,\"\"),C493)","v":"0Winter0-09"},{"$f":"VLOOKUP(Tabulation[[#This Row],[Concat]],Table3[],8)","v":0.28519},{"$f":"(Tabulation[[#This Row],[AC System Output (kW)]]*Tabulation[[#This Row],[Rate]])","v":9.1292456089999988E-2}]
[1,20,10,44.084000000000003,{"$f":"Tabulation[[#This Row],[AC System Output (W)]]/1000","v":4.4084000000000005E-2},{"$f":"VLOOKUP(Tabulation[[#This Row],[Month]],Season,2)","v":"Winter"},{"$f":"(DATE(2021,Tabulation[[#This Row],[Month]],Tabulation[[#This Row],[Day]]))","v":"2021-01-20"},{"$f":"WEEKDAY(Tabulation[[#This Row],[Date]])","v":4},{"$f":"IF(OR(Tabulation[[#This Row],[DayNo]]=1,Tabulation[[#This Row],[DayNo]]=7),1,0)","v":0},{"$f":"COUNTIF(Holidays,Tabulation[[#This Row],[Date]])","v":0},{"$f":"CONCATENATE(Tabulation[[#This Row],[Holiday]],Tabulation[[#This Row],[Season]],Tabulation[[#This Row],[Weekend]],\"-\",IF(Tabulation[[#This Row],[Hour]]<10,0,\"\"),C494)","v":"0Winter0-10"},{"$f":"VLOOKUP(Tabulation[[#This Row],[Concat]],Table3[],8)","v":0.28519},{"$f":"(Tabulation[[#This Row],[AC System Output (kW)]]*Tabulation[[#This Row],[Rate]])","v":1.2572315960000002E-2}]
[1,20,11,128.17400000000001,{"$f":"Tabulation[[#This Row],[AC System Output (W)]]/1000","v":0.12817400000000001},{"$f":"VLOOKUP(Tabulation[[#This Row],[Month]],Season,2)","v":"Winter"},{"$f":"(DATE(2021,Tabulation[[#This Row],[Month]],Tabulation[[#This Row],[Day]]))","v":"2021-01-20"},{"$f":"WEEKDAY(Tabulation[[#This Row],[Date]])","v":4},{"$f":"IF(OR(Tabulation[[#This Row],[DayNo]]=1,Tabulation[[#This Row],[DayNo]]=7),1,0)","v":0},{"$f":"COUNTIF(Holidays,Tabulation[[#This Row],[Date]])","v":0},{"$f":"CONCATENATE(Tabulation[[#This Row],[Holiday]],Tabulation[[#This Row],[Season]],Tabulation[[#This Row],[Weekend]],\"-\",IF(Tabulation[[#This Row],[Hour]]<10,0,\"\"),C495)","v":"0Winter0-11"},{"$f":"VLOOKUP(Tabulation[[#This Row],[Concat]],Table3[],8)","v":0.28519},{"$f":"(Tabulation[[#This Row],[AC System Output (kW)]]*Tabulation[[#This Row],[Rate]])","v":3.6553943060000003E-2}]
[1,20,12,349.97699999999998,{"$f":"Tabulation[[#This Row],[AC System Output (W)]]/1000","v":0.34997699999999998},{"$f":"VLOOKUP(Tabulation[[#This Row],[Month]],Season,2)","v":"Winter"},{"$f":"(DATE(2021,Tabulation[[#This Row],[Month]],Tabulation[[#This Row],[Day]]))","v":"2021-01-20"},{"$f":"WEEKDAY(Tabulation[[#This Row],[Date]])","v":4},{"$f":"IF(OR(Tabulation[[#This Row],[DayNo]]=1,Tabulation[[#This Row],[DayNo]]=7),1,0)","v":0},{"$f":"COUNTIF(Holidays,Tabulation[[#This Row],[Date]])","v":0},{"$f":"CONCATENATE(Tabulation[[#This Row],[Holiday]],Tabulation[[#This Row],[Season]],Tabulation[[#This Row],[Weekend]],\"-\",IF(Tabulation[[#This Row],[Hour]]<10,0,\"\"),C496)","v":"0Winter0-12"},{"$f":"VLOOKUP(Tabulation[[#This Row],[Concat]],Table3[],8)","v":0.28519},{"$f":"(Tabulation[[#This Row],[AC System Output (kW)]]*Tabulation[[#This Row],[Rate]])","v":9.9809940629999996E-2}]
[1,20,13,101.657,{"$f":"Tabulation[[#This Row],[AC System Output (W)]]/1000","v":0.101657},{"$f":"VLOOKUP(Tabulation[[#This Row],[Month]],Season,2)","v":"Winter"},{"$f":"(DATE(2021,Tabulation[[#This Row],[Month]],Tabulation[[#This Row],[Day]]))","v":"2021-01-20"},{"$f":"WEEKDAY(Tabulation[[#This Row],[Date]])","v":4},{"$f":"IF(OR(Tabulation[[#This Row],[DayNo]]=1,Tabulation[[#This Row],[DayNo]]=7),1,0)","v":0},{"$f":"COUNTIF(Holidays,Tabulation[[#This Row],[Date]])","v":0},{"$f":"CONCATENATE(Tabulation[[#This Row],[Holiday]],Tabulation[[#This Row],[Season]],Tabulation[[#This Row],[Weekend]],\"-\",IF(Tabulation[[#This Row],[Hour]]<10,0,\"\"),C497)","v":"0Winter0-13"},{"$f":"VLOOKUP(Tabulation[[#This Row],[Concat]],Table3[],8)","v":0.28519},{"$f":"(Tabulation[[#This Row],[AC System Output (kW)]]*Tabulation[[#This Row],[Rate]])","v":2.8991559829999999E-2}]
[1,20,14,105.621,{"$f":"Tabulation[[#This Row],[AC System Output (W)]]/1000","v":0.10562099999999999},{"$f":"VLOOKUP(Tabulation[[#This Row],[Month]],Season,2)","v":"Winter"},{"$f":"(DATE(2021,Tabulation[[#This Row],[Month]],Tabulation[[#This Row],[Day]]))","v":"2021-01-20"},{"$f":"WEEKDAY(Tabulation[[#This Row],[Date]])","v":4},{"$f":"IF(OR(Tabulation[[#This Row],[DayNo]]=1,Tabulation[[#This Row],[DayNo]]=7),1,0)","v":0},{"$f":"COUNTIF(Holidays,Tabulation[[#This Row],[Date]])","v":0},{"$f":"CONCATENATE(Tabulation[[#This Row],[Holiday]],Tabulation[[#This Row],[Season]],Tabulation[[#This Row],[Weekend]],\"-\",IF(Tabulation[[#This Row],[Hour]]<10,0,\"\"),C498)","v":"0Winter0-14"},{"$f":"VLOOKUP(Tabulation[[#This Row],[Concat]],Table3[],8)","v":0.28519},{"$f":"(Tabulation[[#This Row],[AC System Output (kW)]]*Tabulation[[#This Row],[Rate]])","v":3.0122052989999999E-2}]
[1,20,15,628.36199999999997,{"$f":"Tabulation[[#This Row],[AC System Output (W)]]/1000","v":0.62836199999999998},{"$f":"VLOOKUP(Tabulation[[#This Row],[Month]],Season,2)","v":"Winter"},{"$f":"(DATE(2021,Tabulation[[#This Row],[Month]],Tabulation[[#This Row],[Day]]))","v":"2021-01-20"},{"$f":"WEEKDAY(Tabulation[[#This Row],[Date]])","v":4},{"$f":"IF(OR(Tabulation[[#This Row],[DayNo]]=1,Tabulation[[#This Row],[DayNo]]=7),1,0)","v":0},{"$f":"COUNTIF(Holidays,Tabulation[[#This Row],[Date]])","v":0},{"$f":"CONCATENATE(Tabulation[[#This Row],[Holiday]],Tabulation[[#This Row],[Season]],Tabulation[[#This Row],[Weekend]],\"-\",IF(Tabulation[[#This Row],[Hour]]<10,0,\"\"),C499)","v":"0Winter0-15"},{"$f":"VLOOKUP(Tabulation[[#This Row],[Concat]],Table3[],8)","v":0.28519},{"$f":"(Tabulation[[#This Row],[AC System Output (kW)]]*Tabulation[[#This Row],[Rate]])","v":0.17920255877999999}]
[1,20,16,269.45,{"$f":"Tabulation[[#This Row],[AC System Output (W)]]/1000","v":0.26944999999999997},{"$f":"VLOOKUP(Tabulation[[#This Row],[Month]],Season,2)","v":"Winter"},{"$f":"(DATE(2021,Tabulation[[#This Row],[Month]],Tabulation[[#This Row],[Day]]))","v":"2021-01-20"},{"$f":"WEEKDAY(Tabulation[[#This Row],[Date]])","v":4},{"$f":"IF(OR(Tabulation[[#This Row],[DayNo]]=1,Tabulation[[#This Row],[DayNo]]=7),1,0)","v":0},{"$f":"COUNTIF(Holidays,Tabulation[[#This Row],[Date]])","v":0},{"$f":"CONCATENATE(Tabulation[[#This Row],[Holiday]],Tabulation[[#This Row],[Season]],Tabulation[[#This Row],[Weekend]],\"-\",IF(Tabulation[[#This Row],[Hour]]<10,0,\"\"),C500)","v":"0Winter0-16"},{"$f":"VLOOKUP(Tabulation[[#This Row],[Concat]],Table3[],8)","v":0.28519},{"$f":"(Tabulation[[#This Row],[AC System Output (kW)]]*Tabulation[[#This Row],[Rate]])","v":7.6844445499999997E-2}]
[1,20,17,0,{"$f":"Tabulation[[#This Row],[AC System Output (W)]]/1000","v":0},{"$f":"VLOOKUP(Tabulation[[#This Row],[Month]],Season,2)","v":"Winter"},{"$f":"(DATE(2021,Tabulation[[#This Row],[Month]],Tabulation[[#This Row],[Day]]))","v":"2021-01-20"},{"$f":"WEEKDAY(Tabulation[[#This Row],[Date]])","v":4},{"$f":"IF(OR(Tabulation[[#This Row],[DayNo]]=1,Tabulation[[#This Row],[DayNo]]=7),1,0)","v":0},{"$f":"COUNTIF(Holidays,Tabulation[[#This Row],[Date]])","v":0},{"$f":"CONCATENATE(Tabulation[[#This Row],[Holiday]],Tabulation[[#This Row],[Season]],Tabulation[[#This Row],[Weekend]],\"-\",IF(Tabulation[[#This Row],[Hour]]<10,0,\"\"),C501)","v":"0Winter0-17"},{"$f":"VLOOKUP(Tabulation[[#This Row],[Concat]],Table3[],8)","v":0.30257000000000001},{"$f":"(Tabulation[[#This Row],[AC System Output (kW)]]*Tabulation[[#This Row],[Rate]])","v":0}]
[1,20,18,0,{"$f":"Tabulation[[#This Row],[AC System Output (W)]]/1000","v":0},{"$f":"VLOOKUP(Tabulation[[#This Row],[Month]],Season,2)","v":"Winter"},{"$f":"(DATE(2021,Tabulation[[#This Row],[Month]],Tabulation[[#This Row],[Day]]))","v":"2021-01-20"},{"$f":"WEEKDAY(Tabulation[[#This Row],[Date]])","v":4},{"$f":"IF(OR(Tabulation[[#This Row],[DayNo]]=1,Tabulation[[#This Row],[DayNo]]=7),1,0)","v":0},{"$f":"COUNTIF(Holidays,Tabulation[[#This Row],[Date]])","v":0},{"$f":"CONCATENATE(Tabulation[[#This Row],[Holiday]],Tabulation[[#This Row],[Season]],Tabulation[[#This Row],[Weekend]],\"-\",IF(Tabulation[[#This Row],[Hour]]<10,0,\"\"),C502)","v":"0Winter0-18"},{"$f":"VLOOKUP(Tabulation[[#This Row],[Concat]],Table3[],8)","v":0.30257000000000001},{"$f":"(Tabulation[[#This Row],[AC System Output (kW)]]*Tabulation[[#This Row],[Rate]])","v":0}]
[1,20,19,0,{"$f":"Tabulation[[#This Row],[AC System Output (W)]]/1000","v":0},{"$f":"VLOOKUP(Tabulation[[#This Row],[Month]],Season,2)","v":"Winter"},{"$f":"(DATE(2021,Tabulation[[#This Row],[Month]],Tabulation[[#This Row],[Day]]))","v":"2021-01-20"},{"$f":"WEEKDAY(Tabulation[[#This Row],[Date]])","v":4},{"$f":"IF(OR(Tabulation[[#This Row],[DayNo]]=1,Tabulation[[#This Row],[DayNo]]=7),1,0)","v":0},{"$f":"COUNTIF(Holidays,Tabulation[[#This Row],[Date]])","v":0},{"$f":"CONCATENATE(Tabulation[[#This Row],[Holiday]],Tabulation[[#This Row],[Season]],Tabulation[[#This Row],[Weekend]],\"-\",IF(Tabulation[[#This Row],[Hour]]<10,0,\"\"),C503)","v":"0Winter0-19"},{"$f":"VLOOKUP(Tabulation[[#This Row],[Concat]],Table3[],8)","v":0.30257000000000001},{"$f":"(Tabulation[[#This Row],[AC System Output (kW)]]*Tabulation[[#This Row],[Rate]])","v":0}]
[1,20,20,0,{"$f":"Tabulation[[#This Row],[AC System Output (W)]]/1000","v":0},{"$f":"VLOOKUP(Tabulation[[#This Row],[Month]],Season,2)","v":"Winter"},{"$f":"(DATE(2021,Tabulation[[#This Row],[Month]],Tabulation[[#This Row],[Day]]))","v":"2021-01-20"},{"$f":"WEEKDAY(Tabulation[[#This Row],[Date]])","v":4},{"$f":"IF(OR(Tabulation[[#This Row],[DayNo]]=1,Tabulation[[#This Row],[DayNo]]=7),1,0)","v":0},{"$f":"COUNTIF(Holidays,Tabulation[[#This Row],[Date]])","v":0},{"$f":"CONCATENATE(Tabulation[[#This Row],[Holiday]],Tabulation[[#This Row],[Season]],Tabulation[[#This Row],[Weekend]],\"-\",IF(Tabulation[[#This Row],[Hour]]<10,0,\"\"),C504)","v":"0Winter0-20"},{"$f":"VLOOKUP(Tabulation[[#This Row],[Concat]],Table3[],8)","v":0.28519},{"$f":"(Tabulation[[#This Row],[AC System Output (kW)]]*Tabulation[[#This Row],[Rate]])","v":0}]
[1,20,21,0,{"$f":"Tabulation[[#This Row],[AC System Output (W)]]/1000","v":0},{"$f":"VLOOKUP(Tabulation[[#This Row],[Month]],Season,2)","v":"Winter"},{"$f":"(DATE(2021,Tabulation[[#This Row],[Month]],Tabulation[[#This Row],[Day]]))","v":"2021-01-20"},{"$f":"WEEKDAY(Tabulation[[#This Row],[Date]])","v":4},{"$f":"IF(OR(Tabulation[[#This Row],[DayNo]]=1,Tabulation[[#This Row],[DayNo]]=7),1,0)","v":0},{"$f":"COUNTIF(Holidays,Tabulation[[#This Row],[Date]])","v":0},{"$f":"CONCATENATE(Tabulation[[#This Row],[Holiday]],Tabulation[[#This Row],[Season]],Tabulation[[#This Row],[Weekend]],\"-\",IF(Tabulation[[#This Row],[Hour]]<10,0,\"\"),C505)","v":"0Winter0-21"},{"$f":"VLOOKUP(Tabulation[[#This Row],[Concat]],Table3[],8)","v":0.28519},{"$f":"(Tabulation[[#This Row],[AC System Output (kW)]]*Tabulation[[#This Row],[Rate]])","v":0}]
[1,20,22,0,{"$f":"Tabulation[[#This Row],[AC System Output (W)]]/1000","v":0},{"$f":"VLOOKUP(Tabulation[[#This Row],[Month]],Season,2)","v":"Winter"},{"$f":"(DATE(2021,Tabulation[[#This Row],[Month]],Tabulation[[#This Row],[Day]]))","v":"2021-01-20"},{"$f":"WEEKDAY(Tabulation[[#This Row],[Date]])","v":4},{"$f":"IF(OR(Tabulation[[#This Row],[DayNo]]=1,Tabulation[[#This Row],[DayNo]]=7),1,0)","v":0},{"$f":"COUNTIF(Holidays,Tabulation[[#This Row],[Date]])","v":0},{"$f":"CONCATENATE(Tabulation[[#This Row],[Holiday]],Tabulation[[#This Row],[Season]],Tabulation[[#This Row],[Weekend]],\"-\",IF(Tabulation[[#This Row],[Hour]]<10,0,\"\"),C506)","v":"0Winter0-22"},{"$f":"VLOOKUP(Tabulation[[#This Row],[Concat]],Table3[],8)","v":0.28519},{"$f":"(Tabulation[[#This Row],[AC System Output (kW)]]*Tabulation[[#This Row],[Rate]])","v":0}]
[1,20,23,0,{"$f":"Tabulation[[#This Row],[AC System Output (W)]]/1000","v":0},{"$f":"VLOOKUP(Tabulation[[#This Row],[Month]],Season,2)","v":"Winter"},{"$f":"(DATE(2021,Tabulation[[#This Row],[Month]],Tabulation[[#This Row],[Day]]))","v":"2021-01-20"},{"$f":"WEEKDAY(Tabulation[[#This Row],[Date]])","v":4},{"$f":"IF(OR(Tabulation[[#This Row],[DayNo]]=1,Tabulation[[#This Row],[DayNo]]=7),1,0)","v":0},{"$f":"COUNTIF(Holidays,Tabulation[[#This Row],[Date]])","v":0},{"$f":"CONCATENATE(Tabulation[[#This Row],[Holiday]],Tabulation[[#This Row],[Season]],Tabulation[[#This Row],[Weekend]],\"-\",IF(Tabulation[[#This Row],[Hour]]<10,0,\"\"),C507)","v":"0Winter0-23"},{"$f":"VLOOKUP(Tabulation[[#This Row],[Concat]],Table3[],8)","v":0.28519},{"$f":"(Tabulation[[#This Row],[AC System Output (kW)]]*Tabulation[[#This Row],[Rate]])","v":0}]
[1,21,0,0,{"$f":"Tabulation[[#This Row],[AC System Output (W)]]/1000","v":0},{"$f":"VLOOKUP(Tabulation[[#This Row],[Month]],Season,2)","v":"Winter"},{"$f":"(DATE(2021,Tabulation[[#This Row],[Month]],Tabulation[[#This Row],[Day]]))","v":"2021-01-21"},{"$f":"WEEKDAY(Tabulation[[#This Row],[Date]])","v":5},{"$f":"IF(OR(Tabulation[[#This Row],[DayNo]]=1,Tabulation[[#This Row],[DayNo]]=7),1,0)","v":0},{"$f":"COUNTIF(Holidays,Tabulation[[#This Row],[Date]])","v":0},{"$f":"CONCATENATE(Tabulation[[#This Row],[Holiday]],Tabulation[[#This Row],[Season]],Tabulation[[#This Row],[Weekend]],\"-\",IF(Tabulation[[#This Row],[Hour]]<10,0,\"\"),C508)","v":"0Winter0-00"},{"$f":"VLOOKUP(Tabulation[[#This Row],[Concat]],Table3[],8)","v":0.28519},{"$f":"(Tabulation[[#This Row],[AC System Output (kW)]]*Tabulation[[#This Row],[Rate]])","v":0}]
[1,21,1,0,{"$f":"Tabulation[[#This Row],[AC System Output (W)]]/1000","v":0},{"$f":"VLOOKUP(Tabulation[[#This Row],[Month]],Season,2)","v":"Winter"},{"$f":"(DATE(2021,Tabulation[[#This Row],[Month]],Tabulation[[#This Row],[Day]]))","v":"2021-01-21"},{"$f":"WEEKDAY(Tabulation[[#This Row],[Date]])","v":5},{"$f":"IF(OR(Tabulation[[#This Row],[DayNo]]=1,Tabulation[[#This Row],[DayNo]]=7),1,0)","v":0},{"$f":"COUNTIF(Holidays,Tabulation[[#This Row],[Date]])","v":0},{"$f":"CONCATENATE(Tabulation[[#This Row],[Holiday]],Tabulation[[#This Row],[Season]],Tabulation[[#This Row],[Weekend]],\"-\",IF(Tabulation[[#This Row],[Hour]]<10,0,\"\"),C509)","v":"0Winter0-01"},{"$f":"VLOOKUP(Tabulation[[#This Row],[Concat]],Table3[],8)","v":0.28519},{"$f":"(Tabulation[[#This Row],[AC System Output (kW)]]*Tabulation[[#This Row],[Rate]])","v":0}]
[1,21,2,0,{"$f":"Tabulation[[#This Row],[AC System Output (W)]]/1000","v":0},{"$f":"VLOOKUP(Tabulation[[#This Row],[Month]],Season,2)","v":"Winter"},{"$f":"(DATE(2021,Tabulation[[#This Row],[Month]],Tabulation[[#This Row],[Day]]))","v":"2021-01-21"},{"$f":"WEEKDAY(Tabulation[[#This Row],[Date]])","v":5},{"$f":"IF(OR(Tabulation[[#This Row],[DayNo]]=1,Tabulation[[#This Row],[DayNo]]=7),1,0)","v":0},{"$f":"COUNTIF(Holidays,Tabulation[[#This Row],[Date]])","v":0},{"$f":"CONCATENATE(Tabulation[[#This Row],[Holiday]],Tabulation[[#This Row],[Season]],Tabulation[[#This Row],[Weekend]],\"-\",IF(Tabulation[[#This Row],[Hour]]<10,0,\"\"),C510)","v":"0Winter0-02"},{"$f":"VLOOKUP(Tabulation[[#This Row],[Concat]],Table3[],8)","v":0.28519},{"$f":"(Tabulation[[#This Row],[AC System Output (kW)]]*Tabulation[[#This Row],[Rate]])","v":0}]
[1,21,3,0,{"$f":"Tabulation[[#This Row],[AC System Output (W)]]/1000","v":0},{"$f":"VLOOKUP(Tabulation[[#This Row],[Month]],Season,2)","v":"Winter"},{"$f":"(DATE(2021,Tabulation[[#This Row],[Month]],Tabulation[[#This Row],[Day]]))","v":"2021-01-21"},{"$f":"WEEKDAY(Tabulation[[#This Row],[Date]])","v":5},{"$f":"IF(OR(Tabulation[[#This Row],[DayNo]]=1,Tabulation[[#This Row],[DayNo]]=7),1,0)","v":0},{"$f":"COUNTIF(Holidays,Tabulation[[#This Row],[Date]])","v":0},{"$f":"CONCATENATE(Tabulation[[#This Row],[Holiday]],Tabulation[[#This Row],[Season]],Tabulation[[#This Row],[Weekend]],\"-\",IF(Tabulation[[#This Row],[Hour]]<10,0,\"\"),C511)","v":"0Winter0-03"},{"$f":"VLOOKUP(Tabulation[[#This Row],[Concat]],Table3[],8)","v":0.28519},{"$f":"(Tabulation[[#This Row],[AC System Output (kW)]]*Tabulation[[#This Row],[Rate]])","v":0}]
[1,21,4,0,{"$f":"Tabulation[[#This Row],[AC System Output (W)]]/1000","v":0},{"$f":"VLOOKUP(Tabulation[[#This Row],[Month]],Season,2)","v":"Winter"},{"$f":"(DATE(2021,Tabulation[[#This Row],[Month]],Tabulation[[#This Row],[Day]]))","v":"2021-01-21"},{"$f":"WEEKDAY(Tabulation[[#This Row],[Date]])","v":5},{"$f":"IF(OR(Tabulation[[#This Row],[DayNo]]=1,Tabulation[[#This Row],[DayNo]]=7),1,0)","v":0},{"$f":"COUNTIF(Holidays,Tabulation[[#This Row],[Date]])","v":0},{"$f":"CONCATENATE(Tabulation[[#This Row],[Holiday]],Tabulation[[#This Row],[Season]],Tabulation[[#This Row],[Weekend]],\"-\",IF(Tabulation[[#This Row],[Hour]]<10,0,\"\"),C512)","v":"0Winter0-04"},{"$f":"VLOOKUP(Tabulation[[#This Row],[Concat]],Table3[],8)","v":0.28519},{"$f":"(Tabulation[[#This Row],[AC System Output (kW)]]*Tabulation[[#This Row],[Rate]])","v":0}]
[1,21,5,0,{"$f":"Tabulation[[#This Row],[AC System Output (W)]]/1000","v":0},{"$f":"VLOOKUP(Tabulation[[#This Row],[Month]],Season,2)","v":"Winter"},{"$f":"(DATE(2021,Tabulation[[#This Row],[Month]],Tabulation[[#This Row],[Day]]))","v":"2021-01-21"},{"$f":"WEEKDAY(Tabulation[[#This Row],[Date]])","v":5},{"$f":"IF(OR(Tabulation[[#This Row],[DayNo]]=1,Tabulation[[#This Row],[DayNo]]=7),1,0)","v":0},{"$f":"COUNTIF(Holidays,Tabulation[[#This Row],[Date]])","v":0},{"$f":"CONCATENATE(Tabulation[[#This Row],[Holiday]],Tabulation[[#This Row],[Season]],Tabulation[[#This Row],[Weekend]],\"-\",IF(Tabulation[[#This Row],[Hour]]<10,0,\"\"),C513)","v":"0Winter0-05"},{"$f":"VLOOKUP(Tabulation[[#This Row],[Concat]],Table3[],8)","v":0.28519},{"$f":"(Tabulation[[#This Row],[AC System Output (kW)]]*Tabulation[[#This Row],[Rate]])","v":0}]
[1,21,6,0,{"$f":"Tabulation[[#This Row],[AC System Output (W)]]/1000","v":0},{"$f":"VLOOKUP(Tabulation[[#This Row],[Month]],Season,2)","v":"Winter"},{"$f":"(DATE(2021,Tabulation[[#This Row],[Month]],Tabulation[[#This Row],[Day]]))","v":"2021-01-21"},{"$f":"WEEKDAY(Tabulation[[#This Row],[Date]])","v":5},{"$f":"IF(OR(Tabulation[[#This Row],[DayNo]]=1,Tabulation[[#This Row],[DayNo]]=7),1,0)","v":0},{"$f":"COUNTIF(Holidays,Tabulation[[#This Row],[Date]])","v":0},{"$f":"CONCATENATE(Tabulation[[#This Row],[Holiday]],Tabulation[[#This Row],[Season]],Tabulation[[#This Row],[Weekend]],\"-\",IF(Tabulation[[#This Row],[Hour]]<10,0,\"\"),C514)","v":"0Winter0-06"},{"$f":"VLOOKUP(Tabulation[[#This Row],[Concat]],Table3[],8)","v":0.28519},{"$f":"(Tabulation[[#This Row],[AC System Output (kW)]]*Tabulation[[#This Row],[Rate]])","v":0}]
[1,21,7,112.372,{"$f":"Tabulation[[#This Row],[AC System Output (W)]]/1000","v":0.112372},{"$f":"VLOOKUP(Tabulation[[#This Row],[Month]],Season,2)","v":"Winter"},{"$f":"(DATE(2021,Tabulation[[#This Row],[Month]],Tabulation[[#This Row],[Day]]))","v":"2021-01-21"},{"$f":"WEEKDAY(Tabulation[[#This Row],[Date]])","v":5},{"$f":"IF(OR(Tabulation[[#This Row],[DayNo]]=1,Tabulation[[#This Row],[DayNo]]=7),1,0)","v":0},{"$f":"COUNTIF(Holidays,Tabulation[[#This Row],[Date]])","v":0},{"$f":"CONCATENATE(Tabulation[[#This Row],[Holiday]],Tabulation[[#This Row],[Season]],Tabulation[[#This Row],[Weekend]],\"-\",IF(Tabulation[[#This Row],[Hour]]<10,0,\"\"),C515)","v":"0Winter0-07"},{"$f":"VLOOKUP(Tabulation[[#This Row],[Concat]],Table3[],8)","v":0.28519},{"$f":"(Tabulation[[#This Row],[AC System Output (kW)]]*Tabulation[[#This Row],[Rate]])","v":3.2047370679999999E-2}]
[1,21,8,503.69200000000001,{"$f":"Tabulation[[#This Row],[AC System Output (W)]]/1000","v":0.50369200000000003},{"$f":"VLOOKUP(Tabulation[[#This Row],[Month]],Season,2)","v":"Winter"},{"$f":"(DATE(2021,Tabulation[[#This Row],[Month]],Tabulation[[#This Row],[Day]]))","v":"2021-01-21"},{"$f":"WEEKDAY(Tabulation[[#This Row],[Date]])","v":5},{"$f":"IF(OR(Tabulation[[#This Row],[DayNo]]=1,Tabulation[[#This Row],[DayNo]]=7),1,0)","v":0},{"$f":"COUNTIF(Holidays,Tabulation[[#This Row],[Date]])","v":0},{"$f":"CONCATENATE(Tabulation[[#This Row],[Holiday]],Tabulation[[#This Row],[Season]],Tabulation[[#This Row],[Weekend]],\"-\",IF(Tabulation[[#This Row],[Hour]]<10,0,\"\"),C516)","v":"0Winter0-08"},{"$f":"VLOOKUP(Tabulation[[#This Row],[Concat]],Table3[],8)","v":0.28519},{"$f":"(Tabulation[[#This Row],[AC System Output (kW)]]*Tabulation[[#This Row],[Rate]])","v":0.14364792148}]
[1,21,9,1880.97,{"$f":"Tabulation[[#This Row],[AC System Output (W)]]/1000","v":1.88097},{"$f":"VLOOKUP(Tabulation[[#This Row],[Month]],Season,2)","v":"Winter"},{"$f":"(DATE(2021,Tabulation[[#This Row],[Month]],Tabulation[[#This Row],[Day]]))","v":"2021-01-21"},{"$f":"WEEKDAY(Tabulation[[#This Row],[Date]])","v":5},{"$f":"IF(OR(Tabulation[[#This Row],[DayNo]]=1,Tabulation[[#This Row],[DayNo]]=7),1,0)","v":0},{"$f":"COUNTIF(Holidays,Tabulation[[#This Row],[Date]])","v":0},{"$f":"CONCATENATE(Tabulation[[#This Row],[Holiday]],Tabulation[[#This Row],[Season]],Tabulation[[#This Row],[Weekend]],\"-\",IF(Tabulation[[#This Row],[Hour]]<10,0,\"\"),C517)","v":"0Winter0-09"},{"$f":"VLOOKUP(Tabulation[[#This Row],[Concat]],Table3[],8)","v":0.28519},{"$f":"(Tabulation[[#This Row],[AC System Output (kW)]]*Tabulation[[#This Row],[Rate]])","v":0.53643383430000002}]
[1,21,10,2377.2260000000001,{"$f":"Tabulation[[#This Row],[AC System Output (W)]]/1000","v":2.3772260000000003},{"$f":"VLOOKUP(Tabulation[[#This Row],[Month]],Season,2)","v":"Winter"},{"$f":"(DATE(2021,Tabulation[[#This Row],[Month]],Tabulation[[#This Row],[Day]]))","v":"2021-01-21"},{"$f":"WEEKDAY(Tabulation[[#This Row],[Date]])","v":5},{"$f":"IF(OR(Tabulation[[#This Row],[DayNo]]=1,Tabulation[[#This Row],[DayNo]]=7),1,0)","v":0},{"$f":"COUNTIF(Holidays,Tabulation[[#This Row],[Date]])","v":0},{"$f":"CONCATENATE(Tabulation[[#This Row],[Holiday]],Tabulation[[#This Row],[Season]],Tabulation[[#This Row],[Weekend]],\"-\",IF(Tabulation[[#This Row],[Hour]]<10,0,\"\"),C518)","v":"0Winter0-10"},{"$f":"VLOOKUP(Tabulation[[#This Row],[Concat]],Table3[],8)","v":0.28519},{"$f":"(Tabulation[[#This Row],[AC System Output (kW)]]*Tabulation[[#This Row],[Rate]])","v":0.67796108294000013}]
[1,21,11,2672.576,{"$f":"Tabulation[[#This Row],[AC System Output (W)]]/1000","v":2.6725759999999998},{"$f":"VLOOKUP(Tabulation[[#This Row],[Month]],Season,2)","v":"Winter"},{"$f":"(DATE(2021,Tabulation[[#This Row],[Month]],Tabulation[[#This Row],[Day]]))","v":"2021-01-21"},{"$f":"WEEKDAY(Tabulation[[#This Row],[Date]])","v":5},{"$f":"IF(OR(Tabulation[[#This Row],[DayNo]]=1,Tabulation[[#This Row],[DayNo]]=7),1,0)","v":0},{"$f":"COUNTIF(Holidays,Tabulation[[#This Row],[Date]])","v":0},{"$f":"CONCATENATE(Tabulation[[#This Row],[Holiday]],Tabulation[[#This Row],[Season]],Tabulation[[#This Row],[Weekend]],\"-\",IF(Tabulation[[#This Row],[Hour]]<10,0,\"\"),C519)","v":"0Winter0-11"},{"$f":"VLOOKUP(Tabulation[[#This Row],[Concat]],Table3[],8)","v":0.28519},{"$f":"(Tabulation[[#This Row],[AC System Output (kW)]]*Tabulation[[#This Row],[Rate]])","v":0.76219194943999991}]
[1,21,12,2711.7730000000001,{"$f":"Tabulation[[#This Row],[AC System Output (W)]]/1000","v":2.711773},{"$f":"VLOOKUP(Tabulation[[#This Row],[Month]],Season,2)","v":"Winter"},{"$f":"(DATE(2021,Tabulation[[#This Row],[Month]],Tabulation[[#This Row],[Day]]))","v":"2021-01-21"},{"$f":"WEEKDAY(Tabulation[[#This Row],[Date]])","v":5},{"$f":"IF(OR(Tabulation[[#This Row],[DayNo]]=1,Tabulation[[#This Row],[DayNo]]=7),1,0)","v":0},{"$f":"COUNTIF(Holidays,Tabulation[[#This Row],[Date]])","v":0},{"$f":"CONCATENATE(Tabulation[[#This Row],[Holiday]],Tabulation[[#This Row],[Season]],Tabulation[[#This Row],[Weekend]],\"-\",IF(Tabulation[[#This Row],[Hour]]<10,0,\"\"),C520)","v":"0Winter0-12"},{"$f":"VLOOKUP(Tabulation[[#This Row],[Concat]],Table3[],8)","v":0.28519},{"$f":"(Tabulation[[#This Row],[AC System Output (kW)]]*Tabulation[[#This Row],[Rate]])","v":0.77337054186999998}]
[1,21,13,2503.7919999999999,{"$f":"Tabulation[[#This Row],[AC System Output (W)]]/1000","v":2.5037919999999998},{"$f":"VLOOKUP(Tabulation[[#This Row],[Month]],Season,2)","v":"Winter"},{"$f":"(DATE(2021,Tabulation[[#This Row],[Month]],Tabulation[[#This Row],[Day]]))","v":"2021-01-21"},{"$f":"WEEKDAY(Tabulation[[#This Row],[Date]])","v":5},{"$f":"IF(OR(Tabulation[[#This Row],[DayNo]]=1,Tabulation[[#This Row],[DayNo]]=7),1,0)","v":0},{"$f":"COUNTIF(Holidays,Tabulation[[#This Row],[Date]])","v":0},{"$f":"CONCATENATE(Tabulation[[#This Row],[Holiday]],Tabulation[[#This Row],[Season]],Tabulation[[#This Row],[Weekend]],\"-\",IF(Tabulation[[#This Row],[Hour]]<10,0,\"\"),C521)","v":"0Winter0-13"},{"$f":"VLOOKUP(Tabulation[[#This Row],[Concat]],Table3[],8)","v":0.28519},{"$f":"(Tabulation[[#This Row],[AC System Output (kW)]]*Tabulation[[#This Row],[Rate]])","v":0.71405644047999994}]
[1,21,14,2090.3020000000001,{"$f":"Tabulation[[#This Row],[AC System Output (W)]]/1000","v":2.0903020000000003},{"$f":"VLOOKUP(Tabulation[[#This Row],[Month]],Season,2)","v":"Winter"},{"$f":"(DATE(2021,Tabulation[[#This Row],[Month]],Tabulation[[#This Row],[Day]]))","v":"2021-01-21"},{"$f":"WEEKDAY(Tabulation[[#This Row],[Date]])","v":5},{"$f":"IF(OR(Tabulation[[#This Row],[DayNo]]=1,Tabulation[[#This Row],[DayNo]]=7),1,0)","v":0},{"$f":"COUNTIF(Holidays,Tabulation[[#This Row],[Date]])","v":0},{"$f":"CONCATENATE(Tabulation[[#This Row],[Holiday]],Tabulation[[#This Row],[Season]],Tabulation[[#This Row],[Weekend]],\"-\",IF(Tabulation[[#This Row],[Hour]]<10,0,\"\"),C522)","v":"0Winter0-14"},{"$f":"VLOOKUP(Tabulation[[#This Row],[Concat]],Table3[],8)","v":0.28519},{"$f":"(Tabulation[[#This Row],[AC System Output (kW)]]*Tabulation[[#This Row],[Rate]])","v":0.59613322738000007}]
[1,21,15,1457.682,{"$f":"Tabulation[[#This Row],[AC System Output (W)]]/1000","v":1.4576819999999999},{"$f":"VLOOKUP(Tabulation[[#This Row],[Month]],Season,2)","v":"Winter"},{"$f":"(DATE(2021,Tabulation[[#This Row],[Month]],Tabulation[[#This Row],[Day]]))","v":"2021-01-21"},{"$f":"WEEKDAY(Tabulation[[#This Row],[Date]])","v":5},{"$f":"IF(OR(Tabulation[[#This Row],[DayNo]]=1,Tabulation[[#This Row],[DayNo]]=7),1,0)","v":0},{"$f":"COUNTIF(Holidays,Tabulation[[#This Row],[Date]])","v":0},{"$f":"CONCATENATE(Tabulation[[#This Row],[Holiday]],Tabulation[[#This Row],[Season]],Tabulation[[#This Row],[Weekend]],\"-\",IF(Tabulation[[#This Row],[Hour]]<10,0,\"\"),C523)","v":"0Winter0-15"},{"$f":"VLOOKUP(Tabulation[[#This Row],[Concat]],Table3[],8)","v":0.28519},{"$f":"(Tabulation[[#This Row],[AC System Output (kW)]]*Tabulation[[#This Row],[Rate]])","v":0.41571632957999999}]
[1,21,16,606.51400000000001,{"$f":"Tabulation[[#This Row],[AC System Output (W)]]/1000","v":0.606514},{"$f":"VLOOKUP(Tabulation[[#This Row],[Month]],Season,2)","v":"Winter"},{"$f":"(DATE(2021,Tabulation[[#This Row],[Month]],Tabulation[[#This Row],[Day]]))","v":"2021-01-21"},{"$f":"WEEKDAY(Tabulation[[#This Row],[Date]])","v":5},{"$f":"IF(OR(Tabulation[[#This Row],[DayNo]]=1,Tabulation[[#This Row],[DayNo]]=7),1,0)","v":0},{"$f":"COUNTIF(Holidays,Tabulation[[#This Row],[Date]])","v":0},{"$f":"CONCATENATE(Tabulation[[#This Row],[Holiday]],Tabulation[[#This Row],[Season]],Tabulation[[#This Row],[Weekend]],\"-\",IF(Tabulation[[#This Row],[Hour]]<10,0,\"\"),C524)","v":"0Winter0-16"},{"$f":"VLOOKUP(Tabulation[[#This Row],[Concat]],Table3[],8)","v":0.28519},{"$f":"(Tabulation[[#This Row],[AC System Output (kW)]]*Tabulation[[#This Row],[Rate]])","v":0.17297172765999999}]
[1,21,17,0,{"$f":"Tabulation[[#This Row],[AC System Output (W)]]/1000","v":0},{"$f":"VLOOKUP(Tabulation[[#This Row],[Month]],Season,2)","v":"Winter"},{"$f":"(DATE(2021,Tabulation[[#This Row],[Month]],Tabulation[[#This Row],[Day]]))","v":"2021-01-21"},{"$f":"WEEKDAY(Tabulation[[#This Row],[Date]])","v":5},{"$f":"IF(OR(Tabulation[[#This Row],[DayNo]]=1,Tabulation[[#This Row],[DayNo]]=7),1,0)","v":0},{"$f":"COUNTIF(Holidays,Tabulation[[#This Row],[Date]])","v":0},{"$f":"CONCATENATE(Tabulation[[#This Row],[Holiday]],Tabulation[[#This Row],[Season]],Tabulation[[#This Row],[Weekend]],\"-\",IF(Tabulation[[#This Row],[Hour]]<10,0,\"\"),C525)","v":"0Winter0-17"},{"$f":"VLOOKUP(Tabulation[[#This Row],[Concat]],Table3[],8)","v":0.30257000000000001},{"$f":"(Tabulation[[#This Row],[AC System Output (kW)]]*Tabulation[[#This Row],[Rate]])","v":0}]
[1,21,18,0,{"$f":"Tabulation[[#This Row],[AC System Output (W)]]/1000","v":0},{"$f":"VLOOKUP(Tabulation[[#This Row],[Month]],Season,2)","v":"Winter"},{"$f":"(DATE(2021,Tabulation[[#This Row],[Month]],Tabulation[[#This Row],[Day]]))","v":"2021-01-21"},{"$f":"WEEKDAY(Tabulation[[#This Row],[Date]])","v":5},{"$f":"IF(OR(Tabulation[[#This Row],[DayNo]]=1,Tabulation[[#This Row],[DayNo]]=7),1,0)","v":0},{"$f":"COUNTIF(Holidays,Tabulation[[#This Row],[Date]])","v":0},{"$f":"CONCATENATE(Tabulation[[#This Row],[Holiday]],Tabulation[[#This Row],[Season]],Tabulation[[#This Row],[Weekend]],\"-\",IF(Tabulation[[#This Row],[Hour]]<10,0,\"\"),C526)","v":"0Winter0-18"},{"$f":"VLOOKUP(Tabulation[[#This Row],[Concat]],Table3[],8)","v":0.30257000000000001},{"$f":"(Tabulation[[#This Row],[AC System Output (kW)]]*Tabulation[[#This Row],[Rate]])","v":0}]
[1,21,19,0,{"$f":"Tabulation[[#This Row],[AC System Output (W)]]/1000","v":0},{"$f":"VLOOKUP(Tabulation[[#This Row],[Month]],Season,2)","v":"Winter"},{"$f":"(DATE(2021,Tabulation[[#This Row],[Month]],Tabulation[[#This Row],[Day]]))","v":"2021-01-21"},{"$f":"WEEKDAY(Tabulation[[#This Row],[Date]])","v":5},{"$f":"IF(OR(Tabulation[[#This Row],[DayNo]]=1,Tabulation[[#This Row],[DayNo]]=7),1,0)","v":0},{"$f":"COUNTIF(Holidays,Tabulation[[#This Row],[Date]])","v":0},{"$f":"CONCATENATE(Tabulation[[#This Row],[Holiday]],Tabulation[[#This Row],[Season]],Tabulation[[#This Row],[Weekend]],\"-\",IF(Tabulation[[#This Row],[Hour]]<10,0,\"\"),C527)","v":"0Winter0-19"},{"$f":"VLOOKUP(Tabulation[[#This Row],[Concat]],Table3[],8)","v":0.30257000000000001},{"$f":"(Tabulation[[#This Row],[AC System Output (kW)]]*Tabulation[[#This Row],[Rate]])","v":0}]
[1,21,20,0,{"$f":"Tabulation[[#This Row],[AC System Output (W)]]/1000","v":0},{"$f":"VLOOKUP(Tabulation[[#This Row],[Month]],Season,2)","v":"Winter"},{"$f":"(DATE(2021,Tabulation[[#This Row],[Month]],Tabulation[[#This Row],[Day]]))","v":"2021-01-21"},{"$f":"WEEKDAY(Tabulation[[#This Row],[Date]])","v":5},{"$f":"IF(OR(Tabulation[[#This Row],[DayNo]]=1,Tabulation[[#This Row],[DayNo]]=7),1,0)","v":0},{"$f":"COUNTIF(Holidays,Tabulation[[#This Row],[Date]])","v":0},{"$f":"CONCATENATE(Tabulation[[#This Row],[Holiday]],Tabulation[[#This Row],[Season]],Tabulation[[#This Row],[Weekend]],\"-\",IF(Tabulation[[#This Row],[Hour]]<10,0,\"\"),C528)","v":"0Winter0-20"},{"$f":"VLOOKUP(Tabulation[[#This Row],[Concat]],Table3[],8)","v":0.28519},{"$f":"(Tabulation[[#This Row],[AC System Output (kW)]]*Tabulation[[#This Row],[Rate]])","v":0}]
[1,21,21,0,{"$f":"Tabulation[[#This Row],[AC System Output (W)]]/1000","v":0},{"$f":"VLOOKUP(Tabulation[[#This Row],[Month]],Season,2)","v":"Winter"},{"$f":"(DATE(2021,Tabulation[[#This Row],[Month]],Tabulation[[#This Row],[Day]]))","v":"2021-01-21"},{"$f":"WEEKDAY(Tabulation[[#This Row],[Date]])","v":5},{"$f":"IF(OR(Tabulation[[#This Row],[DayNo]]=1,Tabulation[[#This Row],[DayNo]]=7),1,0)","v":0},{"$f":"COUNTIF(Holidays,Tabulation[[#This Row],[Date]])","v":0},{"$f":"CONCATENATE(Tabulation[[#This Row],[Holiday]],Tabulation[[#This Row],[Season]],Tabulation[[#This Row],[Weekend]],\"-\",IF(Tabulation[[#This Row],[Hour]]<10,0,\"\"),C529)","v":"0Winter0-21"},{"$f":"VLOOKUP(Tabulation[[#This Row],[Concat]],Table3[],8)","v":0.28519},{"$f":"(Tabulation[[#This Row],[AC System Output (kW)]]*Tabulation[[#This Row],[Rate]])","v":0}]
[1,21,22,0,{"$f":"Tabulation[[#This Row],[AC System Output (W)]]/1000","v":0},{"$f":"VLOOKUP(Tabulation[[#This Row],[Month]],Season,2)","v":"Winter"},{"$f":"(DATE(2021,Tabulation[[#This Row],[Month]],Tabulation[[#This Row],[Day]]))","v":"2021-01-21"},{"$f":"WEEKDAY(Tabulation[[#This Row],[Date]])","v":5},{"$f":"IF(OR(Tabulation[[#This Row],[DayNo]]=1,Tabulation[[#This Row],[DayNo]]=7),1,0)","v":0},{"$f":"COUNTIF(Holidays,Tabulation[[#This Row],[Date]])","v":0},{"$f":"CONCATENATE(Tabulation[[#This Row],[Holiday]],Tabulation[[#This Row],[Season]],Tabulation[[#This Row],[Weekend]],\"-\",IF(Tabulation[[#This Row],[Hour]]<10,0,\"\"),C530)","v":"0Winter0-22"},{"$f":"VLOOKUP(Tabulation[[#This Row],[Concat]],Table3[],8)","v":0.28519},{"$f":"(Tabulation[[#This Row],[AC System Output (kW)]]*Tabulation[[#This Row],[Rate]])","v":0}]
[1,21,23,0,{"$f":"Tabulation[[#This Row],[AC System Output (W)]]/1000","v":0},{"$f":"VLOOKUP(Tabulation[[#This Row],[Month]],Season,2)","v":"Winter"},{"$f":"(DATE(2021,Tabulation[[#This Row],[Month]],Tabulation[[#This Row],[Day]]))","v":"2021-01-21"},{"$f":"WEEKDAY(Tabulation[[#This Row],[Date]])","v":5},{"$f":"IF(OR(Tabulation[[#This Row],[DayNo]]=1,Tabulation[[#This Row],[DayNo]]=7),1,0)","v":0},{"$f":"COUNTIF(Holidays,Tabulation[[#This Row],[Date]])","v":0},{"$f":"CONCATENATE(Tabulation[[#This Row],[Holiday]],Tabulation[[#This Row],[Season]],Tabulation[[#This Row],[Weekend]],\"-\",IF(Tabulation[[#This Row],[Hour]]<10,0,\"\"),C531)","v":"0Winter0-23"},{"$f":"VLOOKUP(Tabulation[[#This Row],[Concat]],Table3[],8)","v":0.28519},{"$f":"(Tabulation[[#This Row],[AC System Output (kW)]]*Tabulation[[#This Row],[Rate]])","v":0}]
[1,22,0,0,{"$f":"Tabulation[[#This Row],[AC System Output (W)]]/1000","v":0},{"$f":"VLOOKUP(Tabulation[[#This Row],[Month]],Season,2)","v":"Winter"},{"$f":"(DATE(2021,Tabulation[[#This Row],[Month]],Tabulation[[#This Row],[Day]]))","v":"2021-01-22"},{"$f":"WEEKDAY(Tabulation[[#This Row],[Date]])","v":6},{"$f":"IF(OR(Tabulation[[#This Row],[DayNo]]=1,Tabulation[[#This Row],[DayNo]]=7),1,0)","v":0},{"$f":"COUNTIF(Holidays,Tabulation[[#This Row],[Date]])","v":0},{"$f":"CONCATENATE(Tabulation[[#This Row],[Holiday]],Tabulation[[#This Row],[Season]],Tabulation[[#This Row],[Weekend]],\"-\",IF(Tabulation[[#This Row],[Hour]]<10,0,\"\"),C532)","v":"0Winter0-00"},{"$f":"VLOOKUP(Tabulation[[#This Row],[Concat]],Table3[],8)","v":0.28519},{"$f":"(Tabulation[[#This Row],[AC System Output (kW)]]*Tabulation[[#This Row],[Rate]])","v":0}]
[1,22,1,0,{"$f":"Tabulation[[#This Row],[AC System Output (W)]]/1000","v":0},{"$f":"VLOOKUP(Tabulation[[#This Row],[Month]],Season,2)","v":"Winter"},{"$f":"(DATE(2021,Tabulation[[#This Row],[Month]],Tabulation[[#This Row],[Day]]))","v":"2021-01-22"},{"$f":"WEEKDAY(Tabulation[[#This Row],[Date]])","v":6},{"$f":"IF(OR(Tabulation[[#This Row],[DayNo]]=1,Tabulation[[#This Row],[DayNo]]=7),1,0)","v":0},{"$f":"COUNTIF(Holidays,Tabulation[[#This Row],[Date]])","v":0},{"$f":"CONCATENATE(Tabulation[[#This Row],[Holiday]],Tabulation[[#This Row],[Season]],Tabulation[[#This Row],[Weekend]],\"-\",IF(Tabulation[[#This Row],[Hour]]<10,0,\"\"),C533)","v":"0Winter0-01"},{"$f":"VLOOKUP(Tabulation[[#This Row],[Concat]],Table3[],8)","v":0.28519},{"$f":"(Tabulation[[#This Row],[AC System Output (kW)]]*Tabulation[[#This Row],[Rate]])","v":0}]
[1,22,2,0,{"$f":"Tabulation[[#This Row],[AC System Output (W)]]/1000","v":0},{"$f":"VLOOKUP(Tabulation[[#This Row],[Month]],Season,2)","v":"Winter"},{"$f":"(DATE(2021,Tabulation[[#This Row],[Month]],Tabulation[[#This Row],[Day]]))","v":"2021-01-22"},{"$f":"WEEKDAY(Tabulation[[#This Row],[Date]])","v":6},{"$f":"IF(OR(Tabulation[[#This Row],[DayNo]]=1,Tabulation[[#This Row],[DayNo]]=7),1,0)","v":0},{"$f":"COUNTIF(Holidays,Tabulation[[#This Row],[Date]])","v":0},{"$f":"CONCATENATE(Tabulation[[#This Row],[Holiday]],Tabulation[[#This Row],[Season]],Tabulation[[#This Row],[Weekend]],\"-\",IF(Tabulation[[#This Row],[Hour]]<10,0,\"\"),C534)","v":"0Winter0-02"},{"$f":"VLOOKUP(Tabulation[[#This Row],[Concat]],Table3[],8)","v":0.28519},{"$f":"(Tabulation[[#This Row],[AC System Output (kW)]]*Tabulation[[#This Row],[Rate]])","v":0}]
[1,22,3,0,{"$f":"Tabulation[[#This Row],[AC System Output (W)]]/1000","v":0},{"$f":"VLOOKUP(Tabulation[[#This Row],[Month]],Season,2)","v":"Winter"},{"$f":"(DATE(2021,Tabulation[[#This Row],[Month]],Tabulation[[#This Row],[Day]]))","v":"2021-01-22"},{"$f":"WEEKDAY(Tabulation[[#This Row],[Date]])","v":6},{"$f":"IF(OR(Tabulation[[#This Row],[DayNo]]=1,Tabulation[[#This Row],[DayNo]]=7),1,0)","v":0},{"$f":"COUNTIF(Holidays,Tabulation[[#This Row],[Date]])","v":0},{"$f":"CONCATENATE(Tabulation[[#This Row],[Holiday]],Tabulation[[#This Row],[Season]],Tabulation[[#This Row],[Weekend]],\"-\",IF(Tabulation[[#This Row],[Hour]]<10,0,\"\"),C535)","v":"0Winter0-03"},{"$f":"VLOOKUP(Tabulation[[#This Row],[Concat]],Table3[],8)","v":0.28519},{"$f":"(Tabulation[[#This Row],[AC System Output (kW)]]*Tabulation[[#This Row],[Rate]])","v":0}]
[1,22,4,0,{"$f":"Tabulation[[#This Row],[AC System Output (W)]]/1000","v":0},{"$f":"VLOOKUP(Tabulation[[#This Row],[Month]],Season,2)","v":"Winter"},{"$f":"(DATE(2021,Tabulation[[#This Row],[Month]],Tabulation[[#This Row],[Day]]))","v":"2021-01-22"},{"$f":"WEEKDAY(Tabulation[[#This Row],[Date]])","v":6},{"$f":"IF(OR(Tabulation[[#This Row],[DayNo]]=1,Tabulation[[#This Row],[DayNo]]=7),1,0)","v":0},{"$f":"COUNTIF(Holidays,Tabulation[[#This Row],[Date]])","v":0},{"$f":"CONCATENATE(Tabulation[[#This Row],[Holiday]],Tabulation[[#This Row],[Season]],Tabulation[[#This Row],[Weekend]],\"-\",IF(Tabulation[[#This Row],[Hour]]<10,0,\"\"),C536)","v":"0Winter0-04"},{"$f":"VLOOKUP(Tabulation[[#This Row],[Concat]],Table3[],8)","v":0.28519},{"$f":"(Tabulation[[#This Row],[AC System Output (kW)]]*Tabulation[[#This Row],[Rate]])","v":0}]
[1,22,5,0,{"$f":"Tabulation[[#This Row],[AC System Output (W)]]/1000","v":0},{"$f":"VLOOKUP(Tabulation[[#This Row],[Month]],Season,2)","v":"Winter"},{"$f":"(DATE(2021,Tabulation[[#This Row],[Month]],Tabulation[[#This Row],[Day]]))","v":"2021-01-22"},{"$f":"WEEKDAY(Tabulation[[#This Row],[Date]])","v":6},{"$f":"IF(OR(Tabulation[[#This Row],[DayNo]]=1,Tabulation[[#This Row],[DayNo]]=7),1,0)","v":0},{"$f":"COUNTIF(Holidays,Tabulation[[#This Row],[Date]])","v":0},{"$f":"CONCATENATE(Tabulation[[#This Row],[Holiday]],Tabulation[[#This Row],[Season]],Tabulation[[#This Row],[Weekend]],\"-\",IF(Tabulation[[#This Row],[Hour]]<10,0,\"\"),C537)","v":"0Winter0-05"},{"$f":"VLOOKUP(Tabulation[[#This Row],[Concat]],Table3[],8)","v":0.28519},{"$f":"(Tabulation[[#This Row],[AC System Output (kW)]]*Tabulation[[#This Row],[Rate]])","v":0}]
[1,22,6,0,{"$f":"Tabulation[[#This Row],[AC System Output (W)]]/1000","v":0},{"$f":"VLOOKUP(Tabulation[[#This Row],[Month]],Season,2)","v":"Winter"},{"$f":"(DATE(2021,Tabulation[[#This Row],[Month]],Tabulation[[#This Row],[Day]]))","v":"2021-01-22"},{"$f":"WEEKDAY(Tabulation[[#This Row],[Date]])","v":6},{"$f":"IF(OR(Tabulation[[#This Row],[DayNo]]=1,Tabulation[[#This Row],[DayNo]]=7),1,0)","v":0},{"$f":"COUNTIF(Holidays,Tabulation[[#This Row],[Date]])","v":0},{"$f":"CONCATENATE(Tabulation[[#This Row],[Holiday]],Tabulation[[#This Row],[Season]],Tabulation[[#This Row],[Weekend]],\"-\",IF(Tabulation[[#This Row],[Hour]]<10,0,\"\"),C538)","v":"0Winter0-06"},{"$f":"VLOOKUP(Tabulation[[#This Row],[Concat]],Table3[],8)","v":0.28519},{"$f":"(Tabulation[[#This Row],[AC System Output (kW)]]*Tabulation[[#This Row],[Rate]])","v":0}]
[1,22,7,271.11900000000003,{"$f":"Tabulation[[#This Row],[AC System Output (W)]]/1000","v":0.27111900000000005},{"$f":"VLOOKUP(Tabulation[[#This Row],[Month]],Season,2)","v":"Winter"},{"$f":"(DATE(2021,Tabulation[[#This Row],[Month]],Tabulation[[#This Row],[Day]]))","v":"2021-01-22"},{"$f":"WEEKDAY(Tabulation[[#This Row],[Date]])","v":6},{"$f":"IF(OR(Tabulation[[#This Row],[DayNo]]=1,Tabulation[[#This Row],[DayNo]]=7),1,0)","v":0},{"$f":"COUNTIF(Holidays,Tabulation[[#This Row],[Date]])","v":0},{"$f":"CONCATENATE(Tabulation[[#This Row],[Holiday]],Tabulation[[#This Row],[Season]],Tabulation[[#This Row],[Weekend]],\"-\",IF(Tabulation[[#This Row],[Hour]]<10,0,\"\"),C539)","v":"0Winter0-07"},{"$f":"VLOOKUP(Tabulation[[#This Row],[Concat]],Table3[],8)","v":0.28519},{"$f":"(Tabulation[[#This Row],[AC System Output (kW)]]*Tabulation[[#This Row],[Rate]])","v":7.732042761000002E-2}]
[1,22,8,1095.8579999999999,{"$f":"Tabulation[[#This Row],[AC System Output (W)]]/1000","v":1.095858},{"$f":"VLOOKUP(Tabulation[[#This Row],[Month]],Season,2)","v":"Winter"},{"$f":"(DATE(2021,Tabulation[[#This Row],[Month]],Tabulation[[#This Row],[Day]]))","v":"2021-01-22"},{"$f":"WEEKDAY(Tabulation[[#This Row],[Date]])","v":6},{"$f":"IF(OR(Tabulation[[#This Row],[DayNo]]=1,Tabulation[[#This Row],[DayNo]]=7),1,0)","v":0},{"$f":"COUNTIF(Holidays,Tabulation[[#This Row],[Date]])","v":0},{"$f":"CONCATENATE(Tabulation[[#This Row],[Holiday]],Tabulation[[#This Row],[Season]],Tabulation[[#This Row],[Weekend]],\"-\",IF(Tabulation[[#This Row],[Hour]]<10,0,\"\"),C540)","v":"0Winter0-08"},{"$f":"VLOOKUP(Tabulation[[#This Row],[Concat]],Table3[],8)","v":0.28519},{"$f":"(Tabulation[[#This Row],[AC System Output (kW)]]*Tabulation[[#This Row],[Rate]])","v":0.31252774302000003}]
[1,22,9,1810.056,{"$f":"Tabulation[[#This Row],[AC System Output (W)]]/1000","v":1.8100560000000001},{"$f":"VLOOKUP(Tabulation[[#This Row],[Month]],Season,2)","v":"Winter"},{"$f":"(DATE(2021,Tabulation[[#This Row],[Month]],Tabulation[[#This Row],[Day]]))","v":"2021-01-22"},{"$f":"WEEKDAY(Tabulation[[#This Row],[Date]])","v":6},{"$f":"IF(OR(Tabulation[[#This Row],[DayNo]]=1,Tabulation[[#This Row],[DayNo]]=7),1,0)","v":0},{"$f":"COUNTIF(Holidays,Tabulation[[#This Row],[Date]])","v":0},{"$f":"CONCATENATE(Tabulation[[#This Row],[Holiday]],Tabulation[[#This Row],[Season]],Tabulation[[#This Row],[Weekend]],\"-\",IF(Tabulation[[#This Row],[Hour]]<10,0,\"\"),C541)","v":"0Winter0-09"},{"$f":"VLOOKUP(Tabulation[[#This Row],[Concat]],Table3[],8)","v":0.28519},{"$f":"(Tabulation[[#This Row],[AC System Output (kW)]]*Tabulation[[#This Row],[Rate]])","v":0.51620987064000001}]
[1,22,10,2266.326,{"$f":"Tabulation[[#This Row],[AC System Output (W)]]/1000","v":2.2663259999999998},{"$f":"VLOOKUP(Tabulation[[#This Row],[Month]],Season,2)","v":"Winter"},{"$f":"(DATE(2021,Tabulation[[#This Row],[Month]],Tabulation[[#This Row],[Day]]))","v":"2021-01-22"},{"$f":"WEEKDAY(Tabulation[[#This Row],[Date]])","v":6},{"$f":"IF(OR(Tabulation[[#This Row],[DayNo]]=1,Tabulation[[#This Row],[DayNo]]=7),1,0)","v":0},{"$f":"COUNTIF(Holidays,Tabulation[[#This Row],[Date]])","v":0},{"$f":"CONCATENATE(Tabulation[[#This Row],[Holiday]],Tabulation[[#This Row],[Season]],Tabulation[[#This Row],[Weekend]],\"-\",IF(Tabulation[[#This Row],[Hour]]<10,0,\"\"),C542)","v":"0Winter0-10"},{"$f":"VLOOKUP(Tabulation[[#This Row],[Concat]],Table3[],8)","v":0.28519},{"$f":"(Tabulation[[#This Row],[AC System Output (kW)]]*Tabulation[[#This Row],[Rate]])","v":0.64633351193999999}]
[1,22,11,2514.7890000000002,{"$f":"Tabulation[[#This Row],[AC System Output (W)]]/1000","v":2.5147890000000004},{"$f":"VLOOKUP(Tabulation[[#This Row],[Month]],Season,2)","v":"Winter"},{"$f":"(DATE(2021,Tabulation[[#This Row],[Month]],Tabulation[[#This Row],[Day]]))","v":"2021-01-22"},{"$f":"WEEKDAY(Tabulation[[#This Row],[Date]])","v":6},{"$f":"IF(OR(Tabulation[[#This Row],[DayNo]]=1,Tabulation[[#This Row],[DayNo]]=7),1,0)","v":0},{"$f":"COUNTIF(Holidays,Tabulation[[#This Row],[Date]])","v":0},{"$f":"CONCATENATE(Tabulation[[#This Row],[Holiday]],Tabulation[[#This Row],[Season]],Tabulation[[#This Row],[Weekend]],\"-\",IF(Tabulation[[#This Row],[Hour]]<10,0,\"\"),C543)","v":"0Winter0-11"},{"$f":"VLOOKUP(Tabulation[[#This Row],[Concat]],Table3[],8)","v":0.28519},{"$f":"(Tabulation[[#This Row],[AC System Output (kW)]]*Tabulation[[#This Row],[Rate]])","v":0.71719267491000016}]
[1,22,12,2546.73,{"$f":"Tabulation[[#This Row],[AC System Output (W)]]/1000","v":2.5467300000000002},{"$f":"VLOOKUP(Tabulation[[#This Row],[Month]],Season,2)","v":"Winter"},{"$f":"(DATE(2021,Tabulation[[#This Row],[Month]],Tabulation[[#This Row],[Day]]))","v":"2021-01-22"},{"$f":"WEEKDAY(Tabulation[[#This Row],[Date]])","v":6},{"$f":"IF(OR(Tabulation[[#This Row],[DayNo]]=1,Tabulation[[#This Row],[DayNo]]=7),1,0)","v":0},{"$f":"COUNTIF(Holidays,Tabulation[[#This Row],[Date]])","v":0},{"$f":"CONCATENATE(Tabulation[[#This Row],[Holiday]],Tabulation[[#This Row],[Season]],Tabulation[[#This Row],[Weekend]],\"-\",IF(Tabulation[[#This Row],[Hour]]<10,0,\"\"),C544)","v":"0Winter0-12"},{"$f":"VLOOKUP(Tabulation[[#This Row],[Concat]],Table3[],8)","v":0.28519},{"$f":"(Tabulation[[#This Row],[AC System Output (kW)]]*Tabulation[[#This Row],[Rate]])","v":0.72630192869999999}]
[1,22,13,2378.6370000000002,{"$f":"Tabulation[[#This Row],[AC System Output (W)]]/1000","v":2.3786370000000003},{"$f":"VLOOKUP(Tabulation[[#This Row],[Month]],Season,2)","v":"Winter"},{"$f":"(DATE(2021,Tabulation[[#This Row],[Month]],Tabulation[[#This Row],[Day]]))","v":"2021-01-22"},{"$f":"WEEKDAY(Tabulation[[#This Row],[Date]])","v":6},{"$f":"IF(OR(Tabulation[[#This Row],[DayNo]]=1,Tabulation[[#This Row],[DayNo]]=7),1,0)","v":0},{"$f":"COUNTIF(Holidays,Tabulation[[#This Row],[Date]])","v":0},{"$f":"CONCATENATE(Tabulation[[#This Row],[Holiday]],Tabulation[[#This Row],[Season]],Tabulation[[#This Row],[Weekend]],\"-\",IF(Tabulation[[#This Row],[Hour]]<10,0,\"\"),C545)","v":"0Winter0-13"},{"$f":"VLOOKUP(Tabulation[[#This Row],[Concat]],Table3[],8)","v":0.28519},{"$f":"(Tabulation[[#This Row],[AC System Output (kW)]]*Tabulation[[#This Row],[Rate]])","v":0.67836348603000007}]
[1,22,14,2006.1030000000001,{"$f":"Tabulation[[#This Row],[AC System Output (W)]]/1000","v":2.006103},{"$f":"VLOOKUP(Tabulation[[#This Row],[Month]],Season,2)","v":"Winter"},{"$f":"(DATE(2021,Tabulation[[#This Row],[Month]],Tabulation[[#This Row],[Day]]))","v":"2021-01-22"},{"$f":"WEEKDAY(Tabulation[[#This Row],[Date]])","v":6},{"$f":"IF(OR(Tabulation[[#This Row],[DayNo]]=1,Tabulation[[#This Row],[DayNo]]=7),1,0)","v":0},{"$f":"COUNTIF(Holidays,Tabulation[[#This Row],[Date]])","v":0},{"$f":"CONCATENATE(Tabulation[[#This Row],[Holiday]],Tabulation[[#This Row],[Season]],Tabulation[[#This Row],[Weekend]],\"-\",IF(Tabulation[[#This Row],[Hour]]<10,0,\"\"),C546)","v":"0Winter0-14"},{"$f":"VLOOKUP(Tabulation[[#This Row],[Concat]],Table3[],8)","v":0.28519},{"$f":"(Tabulation[[#This Row],[AC System Output (kW)]]*Tabulation[[#This Row],[Rate]])","v":0.57212051457000002}]
[1,22,15,1421.2809999999999,{"$f":"Tabulation[[#This Row],[AC System Output (W)]]/1000","v":1.421281},{"$f":"VLOOKUP(Tabulation[[#This Row],[Month]],Season,2)","v":"Winter"},{"$f":"(DATE(2021,Tabulation[[#This Row],[Month]],Tabulation[[#This Row],[Day]]))","v":"2021-01-22"},{"$f":"WEEKDAY(Tabulation[[#This Row],[Date]])","v":6},{"$f":"IF(OR(Tabulation[[#This Row],[DayNo]]=1,Tabulation[[#This Row],[DayNo]]=7),1,0)","v":0},{"$f":"COUNTIF(Holidays,Tabulation[[#This Row],[Date]])","v":0},{"$f":"CONCATENATE(Tabulation[[#This Row],[Holiday]],Tabulation[[#This Row],[Season]],Tabulation[[#This Row],[Weekend]],\"-\",IF(Tabulation[[#This Row],[Hour]]<10,0,\"\"),C547)","v":"0Winter0-15"},{"$f":"VLOOKUP(Tabulation[[#This Row],[Concat]],Table3[],8)","v":0.28519},{"$f":"(Tabulation[[#This Row],[AC System Output (kW)]]*Tabulation[[#This Row],[Rate]])","v":0.40533512839000002}]
[1,22,16,619.976,{"$f":"Tabulation[[#This Row],[AC System Output (W)]]/1000","v":0.61997599999999997},{"$f":"VLOOKUP(Tabulation[[#This Row],[Month]],Season,2)","v":"Winter"},{"$f":"(DATE(2021,Tabulation[[#This Row],[Month]],Tabulation[[#This Row],[Day]]))","v":"2021-01-22"},{"$f":"WEEKDAY(Tabulation[[#This Row],[Date]])","v":6},{"$f":"IF(OR(Tabulation[[#This Row],[DayNo]]=1,Tabulation[[#This Row],[DayNo]]=7),1,0)","v":0},{"$f":"COUNTIF(Holidays,Tabulation[[#This Row],[Date]])","v":0},{"$f":"CONCATENATE(Tabulation[[#This Row],[Holiday]],Tabulation[[#This Row],[Season]],Tabulation[[#This Row],[Weekend]],\"-\",IF(Tabulation[[#This Row],[Hour]]<10,0,\"\"),C548)","v":"0Winter0-16"},{"$f":"VLOOKUP(Tabulation[[#This Row],[Concat]],Table3[],8)","v":0.28519},{"$f":"(Tabulation[[#This Row],[AC System Output (kW)]]*Tabulation[[#This Row],[Rate]])","v":0.17681095544}]
[1,22,17,0,{"$f":"Tabulation[[#This Row],[AC System Output (W)]]/1000","v":0},{"$f":"VLOOKUP(Tabulation[[#This Row],[Month]],Season,2)","v":"Winter"},{"$f":"(DATE(2021,Tabulation[[#This Row],[Month]],Tabulation[[#This Row],[Day]]))","v":"2021-01-22"},{"$f":"WEEKDAY(Tabulation[[#This Row],[Date]])","v":6},{"$f":"IF(OR(Tabulation[[#This Row],[DayNo]]=1,Tabulation[[#This Row],[DayNo]]=7),1,0)","v":0},{"$f":"COUNTIF(Holidays,Tabulation[[#This Row],[Date]])","v":0},{"$f":"CONCATENATE(Tabulation[[#This Row],[Holiday]],Tabulation[[#This Row],[Season]],Tabulation[[#This Row],[Weekend]],\"-\",IF(Tabulation[[#This Row],[Hour]]<10,0,\"\"),C549)","v":"0Winter0-17"},{"$f":"VLOOKUP(Tabulation[[#This Row],[Concat]],Table3[],8)","v":0.30257000000000001},{"$f":"(Tabulation[[#This Row],[AC System Output (kW)]]*Tabulation[[#This Row],[Rate]])","v":0}]
[1,22,18,0,{"$f":"Tabulation[[#This Row],[AC System Output (W)]]/1000","v":0},{"$f":"VLOOKUP(Tabulation[[#This Row],[Month]],Season,2)","v":"Winter"},{"$f":"(DATE(2021,Tabulation[[#This Row],[Month]],Tabulation[[#This Row],[Day]]))","v":"2021-01-22"},{"$f":"WEEKDAY(Tabulation[[#This Row],[Date]])","v":6},{"$f":"IF(OR(Tabulation[[#This Row],[DayNo]]=1,Tabulation[[#This Row],[DayNo]]=7),1,0)","v":0},{"$f":"COUNTIF(Holidays,Tabulation[[#This Row],[Date]])","v":0},{"$f":"CONCATENATE(Tabulation[[#This Row],[Holiday]],Tabulation[[#This Row],[Season]],Tabulation[[#This Row],[Weekend]],\"-\",IF(Tabulation[[#This Row],[Hour]]<10,0,\"\"),C550)","v":"0Winter0-18"},{"$f":"VLOOKUP(Tabulation[[#This Row],[Concat]],Table3[],8)","v":0.30257000000000001},{"$f":"(Tabulation[[#This Row],[AC System Output (kW)]]*Tabulation[[#This Row],[Rate]])","v":0}]
[1,22,19,0,{"$f":"Tabulation[[#This Row],[AC System Output (W)]]/1000","v":0},{"$f":"VLOOKUP(Tabulation[[#This Row],[Month]],Season,2)","v":"Winter"},{"$f":"(DATE(2021,Tabulation[[#This Row],[Month]],Tabulation[[#This Row],[Day]]))","v":"2021-01-22"},{"$f":"WEEKDAY(Tabulation[[#This Row],[Date]])","v":6},{"$f":"IF(OR(Tabulation[[#This Row],[DayNo]]=1,Tabulation[[#This Row],[DayNo]]=7),1,0)","v":0},{"$f":"COUNTIF(Holidays,Tabulation[[#This Row],[Date]])","v":0},{"$f":"CONCATENATE(Tabulation[[#This Row],[Holiday]],Tabulation[[#This Row],[Season]],Tabulation[[#This Row],[Weekend]],\"-\",IF(Tabulation[[#This Row],[Hour]]<10,0,\"\"),C551)","v":"0Winter0-19"},{"$f":"VLOOKUP(Tabulation[[#This Row],[Concat]],Table3[],8)","v":0.30257000000000001},{"$f":"(Tabulation[[#This Row],[AC System Output (kW)]]*Tabulation[[#This Row],[Rate]])","v":0}]
[1,22,20,0,{"$f":"Tabulation[[#This Row],[AC System Output (W)]]/1000","v":0},{"$f":"VLOOKUP(Tabulation[[#This Row],[Month]],Season,2)","v":"Winter"},{"$f":"(DATE(2021,Tabulation[[#This Row],[Month]],Tabulation[[#This Row],[Day]]))","v":"2021-01-22"},{"$f":"WEEKDAY(Tabulation[[#This Row],[Date]])","v":6},{"$f":"IF(OR(Tabulation[[#This Row],[DayNo]]=1,Tabulation[[#This Row],[DayNo]]=7),1,0)","v":0},{"$f":"COUNTIF(Holidays,Tabulation[[#This Row],[Date]])","v":0},{"$f":"CONCATENATE(Tabulation[[#This Row],[Holiday]],Tabulation[[#This Row],[Season]],Tabulation[[#This Row],[Weekend]],\"-\",IF(Tabulation[[#This Row],[Hour]]<10,0,\"\"),C552)","v":"0Winter0-20"},{"$f":"VLOOKUP(Tabulation[[#This Row],[Concat]],Table3[],8)","v":0.28519},{"$f":"(Tabulation[[#This Row],[AC System Output (kW)]]*Tabulation[[#This Row],[Rate]])","v":0}]
[1,22,21,0,{"$f":"Tabulation[[#This Row],[AC System Output (W)]]/1000","v":0},{"$f":"VLOOKUP(Tabulation[[#This Row],[Month]],Season,2)","v":"Winter"},{"$f":"(DATE(2021,Tabulation[[#This Row],[Month]],Tabulation[[#This Row],[Day]]))","v":"2021-01-22"},{"$f":"WEEKDAY(Tabulation[[#This Row],[Date]])","v":6},{"$f":"IF(OR(Tabulation[[#This Row],[DayNo]]=1,Tabulation[[#This Row],[DayNo]]=7),1,0)","v":0},{"$f":"COUNTIF(Holidays,Tabulation[[#This Row],[Date]])","v":0},{"$f":"CONCATENATE(Tabulation[[#This Row],[Holiday]],Tabulation[[#This Row],[Season]],Tabulation[[#This Row],[Weekend]],\"-\",IF(Tabulation[[#This Row],[Hour]]<10,0,\"\"),C553)","v":"0Winter0-21"},{"$f":"VLOOKUP(Tabulation[[#This Row],[Concat]],Table3[],8)","v":0.28519},{"$f":"(Tabulation[[#This Row],[AC System Output (kW)]]*Tabulation[[#This Row],[Rate]])","v":0}]
[1,22,22,0,{"$f":"Tabulation[[#This Row],[AC System Output (W)]]/1000","v":0},{"$f":"VLOOKUP(Tabulation[[#This Row],[Month]],Season,2)","v":"Winter"},{"$f":"(DATE(2021,Tabulation[[#This Row],[Month]],Tabulation[[#This Row],[Day]]))","v":"2021-01-22"},{"$f":"WEEKDAY(Tabulation[[#This Row],[Date]])","v":6},{"$f":"IF(OR(Tabulation[[#This Row],[DayNo]]=1,Tabulation[[#This Row],[DayNo]]=7),1,0)","v":0},{"$f":"COUNTIF(Holidays,Tabulation[[#This Row],[Date]])","v":0},{"$f":"CONCATENATE(Tabulation[[#This Row],[Holiday]],Tabulation[[#This Row],[Season]],Tabulation[[#This Row],[Weekend]],\"-\",IF(Tabulation[[#This Row],[Hour]]<10,0,\"\"),C554)","v":"0Winter0-22"},{"$f":"VLOOKUP(Tabulation[[#This Row],[Concat]],Table3[],8)","v":0.28519},{"$f":"(Tabulation[[#This Row],[AC System Output (kW)]]*Tabulation[[#This Row],[Rate]])","v":0}]
[1,22,23,0,{"$f":"Tabulation[[#This Row],[AC System Output (W)]]/1000","v":0},{"$f":"VLOOKUP(Tabulation[[#This Row],[Month]],Season,2)","v":"Winter"},{"$f":"(DATE(2021,Tabulation[[#This Row],[Month]],Tabulation[[#This Row],[Day]]))","v":"2021-01-22"},{"$f":"WEEKDAY(Tabulation[[#This Row],[Date]])","v":6},{"$f":"IF(OR(Tabulation[[#This Row],[DayNo]]=1,Tabulation[[#This Row],[DayNo]]=7),1,0)","v":0},{"$f":"COUNTIF(Holidays,Tabulation[[#This Row],[Date]])","v":0},{"$f":"CONCATENATE(Tabulation[[#This Row],[Holiday]],Tabulation[[#This Row],[Season]],Tabulation[[#This Row],[Weekend]],\"-\",IF(Tabulation[[#This Row],[Hour]]<10,0,\"\"),C555)","v":"0Winter0-23"},{"$f":"VLOOKUP(Tabulation[[#This Row],[Concat]],Table3[],8)","v":0.28519},{"$f":"(Tabulation[[#This Row],[AC System Output (kW)]]*Tabulation[[#This Row],[Rate]])","v":0}]
[1,23,0,0,{"$f":"Tabulation[[#This Row],[AC System Output (W)]]/1000","v":0},{"$f":"VLOOKUP(Tabulation[[#This Row],[Month]],Season,2)","v":"Winter"},{"$f":"(DATE(2021,Tabulation[[#This Row],[Month]],Tabulation[[#This Row],[Day]]))","v":"2021-01-23"},{"$f":"WEEKDAY(Tabulation[[#This Row],[Date]])","v":7},{"$f":"IF(OR(Tabulation[[#This Row],[DayNo]]=1,Tabulation[[#This Row],[DayNo]]=7),1,0)","v":1},{"$f":"COUNTIF(Holidays,Tabulation[[#This Row],[Date]])","v":0},{"$f":"CONCATENATE(Tabulation[[#This Row],[Holiday]],Tabulation[[#This Row],[Season]],Tabulation[[#This Row],[Weekend]],\"-\",IF(Tabulation[[#This Row],[Hour]]<10,0,\"\"),C556)","v":"0Winter1-00"},{"$f":"VLOOKUP(Tabulation[[#This Row],[Concat]],Table3[],8)","v":0.28519},{"$f":"(Tabulation[[#This Row],[AC System Output (kW)]]*Tabulation[[#This Row],[Rate]])","v":0}]
[1,23,1,0,{"$f":"Tabulation[[#This Row],[AC System Output (W)]]/1000","v":0},{"$f":"VLOOKUP(Tabulation[[#This Row],[Month]],Season,2)","v":"Winter"},{"$f":"(DATE(2021,Tabulation[[#This Row],[Month]],Tabulation[[#This Row],[Day]]))","v":"2021-01-23"},{"$f":"WEEKDAY(Tabulation[[#This Row],[Date]])","v":7},{"$f":"IF(OR(Tabulation[[#This Row],[DayNo]]=1,Tabulation[[#This Row],[DayNo]]=7),1,0)","v":1},{"$f":"COUNTIF(Holidays,Tabulation[[#This Row],[Date]])","v":0},{"$f":"CONCATENATE(Tabulation[[#This Row],[Holiday]],Tabulation[[#This Row],[Season]],Tabulation[[#This Row],[Weekend]],\"-\",IF(Tabulation[[#This Row],[Hour]]<10,0,\"\"),C557)","v":"0Winter1-01"},{"$f":"VLOOKUP(Tabulation[[#This Row],[Concat]],Table3[],8)","v":0.28519},{"$f":"(Tabulation[[#This Row],[AC System Output (kW)]]*Tabulation[[#This Row],[Rate]])","v":0}]
[1,23,2,0,{"$f":"Tabulation[[#This Row],[AC System Output (W)]]/1000","v":0},{"$f":"VLOOKUP(Tabulation[[#This Row],[Month]],Season,2)","v":"Winter"},{"$f":"(DATE(2021,Tabulation[[#This Row],[Month]],Tabulation[[#This Row],[Day]]))","v":"2021-01-23"},{"$f":"WEEKDAY(Tabulation[[#This Row],[Date]])","v":7},{"$f":"IF(OR(Tabulation[[#This Row],[DayNo]]=1,Tabulation[[#This Row],[DayNo]]=7),1,0)","v":1},{"$f":"COUNTIF(Holidays,Tabulation[[#This Row],[Date]])","v":0},{"$f":"CONCATENATE(Tabulation[[#This Row],[Holiday]],Tabulation[[#This Row],[Season]],Tabulation[[#This Row],[Weekend]],\"-\",IF(Tabulation[[#This Row],[Hour]]<10,0,\"\"),C558)","v":"0Winter1-02"},{"$f":"VLOOKUP(Tabulation[[#This Row],[Concat]],Table3[],8)","v":0.28519},{"$f":"(Tabulation[[#This Row],[AC System Output (kW)]]*Tabulation[[#This Row],[Rate]])","v":0}]
[1,23,3,0,{"$f":"Tabulation[[#This Row],[AC System Output (W)]]/1000","v":0},{"$f":"VLOOKUP(Tabulation[[#This Row],[Month]],Season,2)","v":"Winter"},{"$f":"(DATE(2021,Tabulation[[#This Row],[Month]],Tabulation[[#This Row],[Day]]))","v":"2021-01-23"},{"$f":"WEEKDAY(Tabulation[[#This Row],[Date]])","v":7},{"$f":"IF(OR(Tabulation[[#This Row],[DayNo]]=1,Tabulation[[#This Row],[DayNo]]=7),1,0)","v":1},{"$f":"COUNTIF(Holidays,Tabulation[[#This Row],[Date]])","v":0},{"$f":"CONCATENATE(Tabulation[[#This Row],[Holiday]],Tabulation[[#This Row],[Season]],Tabulation[[#This Row],[Weekend]],\"-\",IF(Tabulation[[#This Row],[Hour]]<10,0,\"\"),C559)","v":"0Winter1-03"},{"$f":"VLOOKUP(Tabulation[[#This Row],[Concat]],Table3[],8)","v":0.28519},{"$f":"(Tabulation[[#This Row],[AC System Output (kW)]]*Tabulation[[#This Row],[Rate]])","v":0}]
[1,23,4,0,{"$f":"Tabulation[[#This Row],[AC System Output (W)]]/1000","v":0},{"$f":"VLOOKUP(Tabulation[[#This Row],[Month]],Season,2)","v":"Winter"},{"$f":"(DATE(2021,Tabulation[[#This Row],[Month]],Tabulation[[#This Row],[Day]]))","v":"2021-01-23"},{"$f":"WEEKDAY(Tabulation[[#This Row],[Date]])","v":7},{"$f":"IF(OR(Tabulation[[#This Row],[DayNo]]=1,Tabulation[[#This Row],[DayNo]]=7),1,0)","v":1},{"$f":"COUNTIF(Holidays,Tabulation[[#This Row],[Date]])","v":0},{"$f":"CONCATENATE(Tabulation[[#This Row],[Holiday]],Tabulation[[#This Row],[Season]],Tabulation[[#This Row],[Weekend]],\"-\",IF(Tabulation[[#This Row],[Hour]]<10,0,\"\"),C560)","v":"0Winter1-04"},{"$f":"VLOOKUP(Tabulation[[#This Row],[Concat]],Table3[],8)","v":0.28519},{"$f":"(Tabulation[[#This Row],[AC System Output (kW)]]*Tabulation[[#This Row],[Rate]])","v":0}]
[1,23,5,0,{"$f":"Tabulation[[#This Row],[AC System Output (W)]]/1000","v":0},{"$f":"VLOOKUP(Tabulation[[#This Row],[Month]],Season,2)","v":"Winter"},{"$f":"(DATE(2021,Tabulation[[#This Row],[Month]],Tabulation[[#This Row],[Day]]))","v":"2021-01-23"},{"$f":"WEEKDAY(Tabulation[[#This Row],[Date]])","v":7},{"$f":"IF(OR(Tabulation[[#This Row],[DayNo]]=1,Tabulation[[#This Row],[DayNo]]=7),1,0)","v":1},{"$f":"COUNTIF(Holidays,Tabulation[[#This Row],[Date]])","v":0},{"$f":"CONCATENATE(Tabulation[[#This Row],[Holiday]],Tabulation[[#This Row],[Season]],Tabulation[[#This Row],[Weekend]],\"-\",IF(Tabulation[[#This Row],[Hour]]<10,0,\"\"),C561)","v":"0Winter1-05"},{"$f":"VLOOKUP(Tabulation[[#This Row],[Concat]],Table3[],8)","v":0.28519},{"$f":"(Tabulation[[#This Row],[AC System Output (kW)]]*Tabulation[[#This Row],[Rate]])","v":0}]
[1,23,6,0,{"$f":"Tabulation[[#This Row],[AC System Output (W)]]/1000","v":0},{"$f":"VLOOKUP(Tabulation[[#This Row],[Month]],Season,2)","v":"Winter"},{"$f":"(DATE(2021,Tabulation[[#This Row],[Month]],Tabulation[[#This Row],[Day]]))","v":"2021-01-23"},{"$f":"WEEKDAY(Tabulation[[#This Row],[Date]])","v":7},{"$f":"IF(OR(Tabulation[[#This Row],[DayNo]]=1,Tabulation[[#This Row],[DayNo]]=7),1,0)","v":1},{"$f":"COUNTIF(Holidays,Tabulation[[#This Row],[Date]])","v":0},{"$f":"CONCATENATE(Tabulation[[#This Row],[Holiday]],Tabulation[[#This Row],[Season]],Tabulation[[#This Row],[Weekend]],\"-\",IF(Tabulation[[#This Row],[Hour]]<10,0,\"\"),C562)","v":"0Winter1-06"},{"$f":"VLOOKUP(Tabulation[[#This Row],[Concat]],Table3[],8)","v":0.28519},{"$f":"(Tabulation[[#This Row],[AC System Output (kW)]]*Tabulation[[#This Row],[Rate]])","v":0}]
[1,23,7,268.77199999999999,{"$f":"Tabulation[[#This Row],[AC System Output (W)]]/1000","v":0.26877200000000001},{"$f":"VLOOKUP(Tabulation[[#This Row],[Month]],Season,2)","v":"Winter"},{"$f":"(DATE(2021,Tabulation[[#This Row],[Month]],Tabulation[[#This Row],[Day]]))","v":"2021-01-23"},{"$f":"WEEKDAY(Tabulation[[#This Row],[Date]])","v":7},{"$f":"IF(OR(Tabulation[[#This Row],[DayNo]]=1,Tabulation[[#This Row],[DayNo]]=7),1,0)","v":1},{"$f":"COUNTIF(Holidays,Tabulation[[#This Row],[Date]])","v":0},{"$f":"CONCATENATE(Tabulation[[#This Row],[Holiday]],Tabulation[[#This Row],[Season]],Tabulation[[#This Row],[Weekend]],\"-\",IF(Tabulation[[#This Row],[Hour]]<10,0,\"\"),C563)","v":"0Winter1-07"},{"$f":"VLOOKUP(Tabulation[[#This Row],[Concat]],Table3[],8)","v":0.28519},{"$f":"(Tabulation[[#This Row],[AC System Output (kW)]]*Tabulation[[#This Row],[Rate]])","v":7.6651086680000008E-2}]
[1,23,8,34.585999999999999,{"$f":"Tabulation[[#This Row],[AC System Output (W)]]/1000","v":3.4585999999999999E-2},{"$f":"VLOOKUP(Tabulation[[#This Row],[Month]],Season,2)","v":"Winter"},{"$f":"(DATE(2021,Tabulation[[#This Row],[Month]],Tabulation[[#This Row],[Day]]))","v":"2021-01-23"},{"$f":"WEEKDAY(Tabulation[[#This Row],[Date]])","v":7},{"$f":"IF(OR(Tabulation[[#This Row],[DayNo]]=1,Tabulation[[#This Row],[DayNo]]=7),1,0)","v":1},{"$f":"COUNTIF(Holidays,Tabulation[[#This Row],[Date]])","v":0},{"$f":"CONCATENATE(Tabulation[[#This Row],[Holiday]],Tabulation[[#This Row],[Season]],Tabulation[[#This Row],[Weekend]],\"-\",IF(Tabulation[[#This Row],[Hour]]<10,0,\"\"),C564)","v":"0Winter1-08"},{"$f":"VLOOKUP(Tabulation[[#This Row],[Concat]],Table3[],8)","v":0.28519},{"$f":"(Tabulation[[#This Row],[AC System Output (kW)]]*Tabulation[[#This Row],[Rate]])","v":9.8635813400000001E-3}]
[1,23,9,465.20600000000002,{"$f":"Tabulation[[#This Row],[AC System Output (W)]]/1000","v":0.46520600000000001},{"$f":"VLOOKUP(Tabulation[[#This Row],[Month]],Season,2)","v":"Winter"},{"$f":"(DATE(2021,Tabulation[[#This Row],[Month]],Tabulation[[#This Row],[Day]]))","v":"2021-01-23"},{"$f":"WEEKDAY(Tabulation[[#This Row],[Date]])","v":7},{"$f":"IF(OR(Tabulation[[#This Row],[DayNo]]=1,Tabulation[[#This Row],[DayNo]]=7),1,0)","v":1},{"$f":"COUNTIF(Holidays,Tabulation[[#This Row],[Date]])","v":0},{"$f":"CONCATENATE(Tabulation[[#This Row],[Holiday]],Tabulation[[#This Row],[Season]],Tabulation[[#This Row],[Weekend]],\"-\",IF(Tabulation[[#This Row],[Hour]]<10,0,\"\"),C565)","v":"0Winter1-09"},{"$f":"VLOOKUP(Tabulation[[#This Row],[Concat]],Table3[],8)","v":0.28519},{"$f":"(Tabulation[[#This Row],[AC System Output (kW)]]*Tabulation[[#This Row],[Rate]])","v":0.13267209914}]
[1,23,10,234.191,{"$f":"Tabulation[[#This Row],[AC System Output (W)]]/1000","v":0.23419100000000001},{"$f":"VLOOKUP(Tabulation[[#This Row],[Month]],Season,2)","v":"Winter"},{"$f":"(DATE(2021,Tabulation[[#This Row],[Month]],Tabulation[[#This Row],[Day]]))","v":"2021-01-23"},{"$f":"WEEKDAY(Tabulation[[#This Row],[Date]])","v":7},{"$f":"IF(OR(Tabulation[[#This Row],[DayNo]]=1,Tabulation[[#This Row],[DayNo]]=7),1,0)","v":1},{"$f":"COUNTIF(Holidays,Tabulation[[#This Row],[Date]])","v":0},{"$f":"CONCATENATE(Tabulation[[#This Row],[Holiday]],Tabulation[[#This Row],[Season]],Tabulation[[#This Row],[Weekend]],\"-\",IF(Tabulation[[#This Row],[Hour]]<10,0,\"\"),C566)","v":"0Winter1-10"},{"$f":"VLOOKUP(Tabulation[[#This Row],[Concat]],Table3[],8)","v":0.28519},{"$f":"(Tabulation[[#This Row],[AC System Output (kW)]]*Tabulation[[#This Row],[Rate]])","v":6.6788931290000006E-2}]
[1,23,11,549.87099999999998,{"$f":"Tabulation[[#This Row],[AC System Output (W)]]/1000","v":0.549871},{"$f":"VLOOKUP(Tabulation[[#This Row],[Month]],Season,2)","v":"Winter"},{"$f":"(DATE(2021,Tabulation[[#This Row],[Month]],Tabulation[[#This Row],[Day]]))","v":"2021-01-23"},{"$f":"WEEKDAY(Tabulation[[#This Row],[Date]])","v":7},{"$f":"IF(OR(Tabulation[[#This Row],[DayNo]]=1,Tabulation[[#This Row],[DayNo]]=7),1,0)","v":1},{"$f":"COUNTIF(Holidays,Tabulation[[#This Row],[Date]])","v":0},{"$f":"CONCATENATE(Tabulation[[#This Row],[Holiday]],Tabulation[[#This Row],[Season]],Tabulation[[#This Row],[Weekend]],\"-\",IF(Tabulation[[#This Row],[Hour]]<10,0,\"\"),C567)","v":"0Winter1-11"},{"$f":"VLOOKUP(Tabulation[[#This Row],[Concat]],Table3[],8)","v":0.28519},{"$f":"(Tabulation[[#This Row],[AC System Output (kW)]]*Tabulation[[#This Row],[Rate]])","v":0.15681771049000001}]
[1,23,12,597.71500000000003,{"$f":"Tabulation[[#This Row],[AC System Output (W)]]/1000","v":0.597715},{"$f":"VLOOKUP(Tabulation[[#This Row],[Month]],Season,2)","v":"Winter"},{"$f":"(DATE(2021,Tabulation[[#This Row],[Month]],Tabulation[[#This Row],[Day]]))","v":"2021-01-23"},{"$f":"WEEKDAY(Tabulation[[#This Row],[Date]])","v":7},{"$f":"IF(OR(Tabulation[[#This Row],[DayNo]]=1,Tabulation[[#This Row],[DayNo]]=7),1,0)","v":1},{"$f":"COUNTIF(Holidays,Tabulation[[#This Row],[Date]])","v":0},{"$f":"CONCATENATE(Tabulation[[#This Row],[Holiday]],Tabulation[[#This Row],[Season]],Tabulation[[#This Row],[Weekend]],\"-\",IF(Tabulation[[#This Row],[Hour]]<10,0,\"\"),C568)","v":"0Winter1-12"},{"$f":"VLOOKUP(Tabulation[[#This Row],[Concat]],Table3[],8)","v":0.28519},{"$f":"(Tabulation[[#This Row],[AC System Output (kW)]]*Tabulation[[#This Row],[Rate]])","v":0.17046234085}]
[1,23,13,151.11699999999999,{"$f":"Tabulation[[#This Row],[AC System Output (W)]]/1000","v":0.151117},{"$f":"VLOOKUP(Tabulation[[#This Row],[Month]],Season,2)","v":"Winter"},{"$f":"(DATE(2021,Tabulation[[#This Row],[Month]],Tabulation[[#This Row],[Day]]))","v":"2021-01-23"},{"$f":"WEEKDAY(Tabulation[[#This Row],[Date]])","v":7},{"$f":"IF(OR(Tabulation[[#This Row],[DayNo]]=1,Tabulation[[#This Row],[DayNo]]=7),1,0)","v":1},{"$f":"COUNTIF(Holidays,Tabulation[[#This Row],[Date]])","v":0},{"$f":"CONCATENATE(Tabulation[[#This Row],[Holiday]],Tabulation[[#This Row],[Season]],Tabulation[[#This Row],[Weekend]],\"-\",IF(Tabulation[[#This Row],[Hour]]<10,0,\"\"),C569)","v":"0Winter1-13"},{"$f":"VLOOKUP(Tabulation[[#This Row],[Concat]],Table3[],8)","v":0.28519},{"$f":"(Tabulation[[#This Row],[AC System Output (kW)]]*Tabulation[[#This Row],[Rate]])","v":4.3097057229999999E-2}]
[1,23,14,357.78800000000001,{"$f":"Tabulation[[#This Row],[AC System Output (W)]]/1000","v":0.35778799999999999},{"$f":"VLOOKUP(Tabulation[[#This Row],[Month]],Season,2)","v":"Winter"},{"$f":"(DATE(2021,Tabulation[[#This Row],[Month]],Tabulation[[#This Row],[Day]]))","v":"2021-01-23"},{"$f":"WEEKDAY(Tabulation[[#This Row],[Date]])","v":7},{"$f":"IF(OR(Tabulation[[#This Row],[DayNo]]=1,Tabulation[[#This Row],[DayNo]]=7),1,0)","v":1},{"$f":"COUNTIF(Holidays,Tabulation[[#This Row],[Date]])","v":0},{"$f":"CONCATENATE(Tabulation[[#This Row],[Holiday]],Tabulation[[#This Row],[Season]],Tabulation[[#This Row],[Weekend]],\"-\",IF(Tabulation[[#This Row],[Hour]]<10,0,\"\"),C570)","v":"0Winter1-14"},{"$f":"VLOOKUP(Tabulation[[#This Row],[Concat]],Table3[],8)","v":0.28519},{"$f":"(Tabulation[[#This Row],[AC System Output (kW)]]*Tabulation[[#This Row],[Rate]])","v":0.10203755972}]
[1,23,15,415.108,{"$f":"Tabulation[[#This Row],[AC System Output (W)]]/1000","v":0.41510799999999998},{"$f":"VLOOKUP(Tabulation[[#This Row],[Month]],Season,2)","v":"Winter"},{"$f":"(DATE(2021,Tabulation[[#This Row],[Month]],Tabulation[[#This Row],[Day]]))","v":"2021-01-23"},{"$f":"WEEKDAY(Tabulation[[#This Row],[Date]])","v":7},{"$f":"IF(OR(Tabulation[[#This Row],[DayNo]]=1,Tabulation[[#This Row],[DayNo]]=7),1,0)","v":1},{"$f":"COUNTIF(Holidays,Tabulation[[#This Row],[Date]])","v":0},{"$f":"CONCATENATE(Tabulation[[#This Row],[Holiday]],Tabulation[[#This Row],[Season]],Tabulation[[#This Row],[Weekend]],\"-\",IF(Tabulation[[#This Row],[Hour]]<10,0,\"\"),C571)","v":"0Winter1-15"},{"$f":"VLOOKUP(Tabulation[[#This Row],[Concat]],Table3[],8)","v":0.28519},{"$f":"(Tabulation[[#This Row],[AC System Output (kW)]]*Tabulation[[#This Row],[Rate]])","v":0.11838465052}]
[1,23,16,97.495999999999995,{"$f":"Tabulation[[#This Row],[AC System Output (W)]]/1000","v":9.7495999999999999E-2},{"$f":"VLOOKUP(Tabulation[[#This Row],[Month]],Season,2)","v":"Winter"},{"$f":"(DATE(2021,Tabulation[[#This Row],[Month]],Tabulation[[#This Row],[Day]]))","v":"2021-01-23"},{"$f":"WEEKDAY(Tabulation[[#This Row],[Date]])","v":7},{"$f":"IF(OR(Tabulation[[#This Row],[DayNo]]=1,Tabulation[[#This Row],[DayNo]]=7),1,0)","v":1},{"$f":"COUNTIF(Holidays,Tabulation[[#This Row],[Date]])","v":0},{"$f":"CONCATENATE(Tabulation[[#This Row],[Holiday]],Tabulation[[#This Row],[Season]],Tabulation[[#This Row],[Weekend]],\"-\",IF(Tabulation[[#This Row],[Hour]]<10,0,\"\"),C572)","v":"0Winter1-16"},{"$f":"VLOOKUP(Tabulation[[#This Row],[Concat]],Table3[],8)","v":0.28519},{"$f":"(Tabulation[[#This Row],[AC System Output (kW)]]*Tabulation[[#This Row],[Rate]])","v":2.7804884240000001E-2}]
[1,23,17,0,{"$f":"Tabulation[[#This Row],[AC System Output (W)]]/1000","v":0},{"$f":"VLOOKUP(Tabulation[[#This Row],[Month]],Season,2)","v":"Winter"},{"$f":"(DATE(2021,Tabulation[[#This Row],[Month]],Tabulation[[#This Row],[Day]]))","v":"2021-01-23"},{"$f":"WEEKDAY(Tabulation[[#This Row],[Date]])","v":7},{"$f":"IF(OR(Tabulation[[#This Row],[DayNo]]=1,Tabulation[[#This Row],[DayNo]]=7),1,0)","v":1},{"$f":"COUNTIF(Holidays,Tabulation[[#This Row],[Date]])","v":0},{"$f":"CONCATENATE(Tabulation[[#This Row],[Holiday]],Tabulation[[#This Row],[Season]],Tabulation[[#This Row],[Weekend]],\"-\",IF(Tabulation[[#This Row],[Hour]]<10,0,\"\"),C573)","v":"0Winter1-17"},{"$f":"VLOOKUP(Tabulation[[#This Row],[Concat]],Table3[],8)","v":0.28519},{"$f":"(Tabulation[[#This Row],[AC System Output (kW)]]*Tabulation[[#This Row],[Rate]])","v":0}]
[1,23,18,0,{"$f":"Tabulation[[#This Row],[AC System Output (W)]]/1000","v":0},{"$f":"VLOOKUP(Tabulation[[#This Row],[Month]],Season,2)","v":"Winter"},{"$f":"(DATE(2021,Tabulation[[#This Row],[Month]],Tabulation[[#This Row],[Day]]))","v":"2021-01-23"},{"$f":"WEEKDAY(Tabulation[[#This Row],[Date]])","v":7},{"$f":"IF(OR(Tabulation[[#This Row],[DayNo]]=1,Tabulation[[#This Row],[DayNo]]=7),1,0)","v":1},{"$f":"COUNTIF(Holidays,Tabulation[[#This Row],[Date]])","v":0},{"$f":"CONCATENATE(Tabulation[[#This Row],[Holiday]],Tabulation[[#This Row],[Season]],Tabulation[[#This Row],[Weekend]],\"-\",IF(Tabulation[[#This Row],[Hour]]<10,0,\"\"),C574)","v":"0Winter1-18"},{"$f":"VLOOKUP(Tabulation[[#This Row],[Concat]],Table3[],8)","v":0.28519},{"$f":"(Tabulation[[#This Row],[AC System Output (kW)]]*Tabulation[[#This Row],[Rate]])","v":0}]
[1,23,19,0,{"$f":"Tabulation[[#This Row],[AC System Output (W)]]/1000","v":0},{"$f":"VLOOKUP(Tabulation[[#This Row],[Month]],Season,2)","v":"Winter"},{"$f":"(DATE(2021,Tabulation[[#This Row],[Month]],Tabulation[[#This Row],[Day]]))","v":"2021-01-23"},{"$f":"WEEKDAY(Tabulation[[#This Row],[Date]])","v":7},{"$f":"IF(OR(Tabulation[[#This Row],[DayNo]]=1,Tabulation[[#This Row],[DayNo]]=7),1,0)","v":1},{"$f":"COUNTIF(Holidays,Tabulation[[#This Row],[Date]])","v":0},{"$f":"CONCATENATE(Tabulation[[#This Row],[Holiday]],Tabulation[[#This Row],[Season]],Tabulation[[#This Row],[Weekend]],\"-\",IF(Tabulation[[#This Row],[Hour]]<10,0,\"\"),C575)","v":"0Winter1-19"},{"$f":"VLOOKUP(Tabulation[[#This Row],[Concat]],Table3[],8)","v":0.28519},{"$f":"(Tabulation[[#This Row],[AC System Output (kW)]]*Tabulation[[#This Row],[Rate]])","v":0}]
[1,23,20,0,{"$f":"Tabulation[[#This Row],[AC System Output (W)]]/1000","v":0},{"$f":"VLOOKUP(Tabulation[[#This Row],[Month]],Season,2)","v":"Winter"},{"$f":"(DATE(2021,Tabulation[[#This Row],[Month]],Tabulation[[#This Row],[Day]]))","v":"2021-01-23"},{"$f":"WEEKDAY(Tabulation[[#This Row],[Date]])","v":7},{"$f":"IF(OR(Tabulation[[#This Row],[DayNo]]=1,Tabulation[[#This Row],[DayNo]]=7),1,0)","v":1},{"$f":"COUNTIF(Holidays,Tabulation[[#This Row],[Date]])","v":0},{"$f":"CONCATENATE(Tabulation[[#This Row],[Holiday]],Tabulation[[#This Row],[Season]],Tabulation[[#This Row],[Weekend]],\"-\",IF(Tabulation[[#This Row],[Hour]]<10,0,\"\"),C576)","v":"0Winter1-20"},{"$f":"VLOOKUP(Tabulation[[#This Row],[Concat]],Table3[],8)","v":0.28519},{"$f":"(Tabulation[[#This Row],[AC System Output (kW)]]*Tabulation[[#This Row],[Rate]])","v":0}]
[1,23,21,0,{"$f":"Tabulation[[#This Row],[AC System Output (W)]]/1000","v":0},{"$f":"VLOOKUP(Tabulation[[#This Row],[Month]],Season,2)","v":"Winter"},{"$f":"(DATE(2021,Tabulation[[#This Row],[Month]],Tabulation[[#This Row],[Day]]))","v":"2021-01-23"},{"$f":"WEEKDAY(Tabulation[[#This Row],[Date]])","v":7},{"$f":"IF(OR(Tabulation[[#This Row],[DayNo]]=1,Tabulation[[#This Row],[DayNo]]=7),1,0)","v":1},{"$f":"COUNTIF(Holidays,Tabulation[[#This Row],[Date]])","v":0},{"$f":"CONCATENATE(Tabulation[[#This Row],[Holiday]],Tabulation[[#This Row],[Season]],Tabulation[[#This Row],[Weekend]],\"-\",IF(Tabulation[[#This Row],[Hour]]<10,0,\"\"),C577)","v":"0Winter1-21"},{"$f":"VLOOKUP(Tabulation[[#This Row],[Concat]],Table3[],8)","v":0.28519},{"$f":"(Tabulation[[#This Row],[AC System Output (kW)]]*Tabulation[[#This Row],[Rate]])","v":0}]
[1,23,22,0,{"$f":"Tabulation[[#This Row],[AC System Output (W)]]/1000","v":0},{"$f":"VLOOKUP(Tabulation[[#This Row],[Month]],Season,2)","v":"Winter"},{"$f":"(DATE(2021,Tabulation[[#This Row],[Month]],Tabulation[[#This Row],[Day]]))","v":"2021-01-23"},{"$f":"WEEKDAY(Tabulation[[#This Row],[Date]])","v":7},{"$f":"IF(OR(Tabulation[[#This Row],[DayNo]]=1,Tabulation[[#This Row],[DayNo]]=7),1,0)","v":1},{"$f":"COUNTIF(Holidays,Tabulation[[#This Row],[Date]])","v":0},{"$f":"CONCATENATE(Tabulation[[#This Row],[Holiday]],Tabulation[[#This Row],[Season]],Tabulation[[#This Row],[Weekend]],\"-\",IF(Tabulation[[#This Row],[Hour]]<10,0,\"\"),C578)","v":"0Winter1-22"},{"$f":"VLOOKUP(Tabulation[[#This Row],[Concat]],Table3[],8)","v":0.28519},{"$f":"(Tabulation[[#This Row],[AC System Output (kW)]]*Tabulation[[#This Row],[Rate]])","v":0}]
[1,23,23,0,{"$f":"Tabulation[[#This Row],[AC System Output (W)]]/1000","v":0},{"$f":"VLOOKUP(Tabulation[[#This Row],[Month]],Season,2)","v":"Winter"},{"$f":"(DATE(2021,Tabulation[[#This Row],[Month]],Tabulation[[#This Row],[Day]]))","v":"2021-01-23"},{"$f":"WEEKDAY(Tabulation[[#This Row],[Date]])","v":7},{"$f":"IF(OR(Tabulation[[#This Row],[DayNo]]=1,Tabulation[[#This Row],[DayNo]]=7),1,0)","v":1},{"$f":"COUNTIF(Holidays,Tabulation[[#This Row],[Date]])","v":0},{"$f":"CONCATENATE(Tabulation[[#This Row],[Holiday]],Tabulation[[#This Row],[Season]],Tabulation[[#This Row],[Weekend]],\"-\",IF(Tabulation[[#This Row],[Hour]]<10,0,\"\"),C579)","v":"0Winter1-23"},{"$f":"VLOOKUP(Tabulation[[#This Row],[Concat]],Table3[],8)","v":0.28519},{"$f":"(Tabulation[[#This Row],[AC System Output (kW)]]*Tabulation[[#This Row],[Rate]])","v":0}]
[1,24,0,0,{"$f":"Tabulation[[#This Row],[AC System Output (W)]]/1000","v":0},{"$f":"VLOOKUP(Tabulation[[#This Row],[Month]],Season,2)","v":"Winter"},{"$f":"(DATE(2021,Tabulation[[#This Row],[Month]],Tabulation[[#This Row],[Day]]))","v":"2021-01-24"},{"$f":"WEEKDAY(Tabulation[[#This Row],[Date]])","v":1},{"$f":"IF(OR(Tabulation[[#This Row],[DayNo]]=1,Tabulation[[#This Row],[DayNo]]=7),1,0)","v":1},{"$f":"COUNTIF(Holidays,Tabulation[[#This Row],[Date]])","v":0},{"$f":"CONCATENATE(Tabulation[[#This Row],[Holiday]],Tabulation[[#This Row],[Season]],Tabulation[[#This Row],[Weekend]],\"-\",IF(Tabulation[[#This Row],[Hour]]<10,0,\"\"),C580)","v":"0Winter1-00"},{"$f":"VLOOKUP(Tabulation[[#This Row],[Concat]],Table3[],8)","v":0.28519},{"$f":"(Tabulation[[#This Row],[AC System Output (kW)]]*Tabulation[[#This Row],[Rate]])","v":0}]
[1,24,1,0,{"$f":"Tabulation[[#This Row],[AC System Output (W)]]/1000","v":0},{"$f":"VLOOKUP(Tabulation[[#This Row],[Month]],Season,2)","v":"Winter"},{"$f":"(DATE(2021,Tabulation[[#This Row],[Month]],Tabulation[[#This Row],[Day]]))","v":"2021-01-24"},{"$f":"WEEKDAY(Tabulation[[#This Row],[Date]])","v":1},{"$f":"IF(OR(Tabulation[[#This Row],[DayNo]]=1,Tabulation[[#This Row],[DayNo]]=7),1,0)","v":1},{"$f":"COUNTIF(Holidays,Tabulation[[#This Row],[Date]])","v":0},{"$f":"CONCATENATE(Tabulation[[#This Row],[Holiday]],Tabulation[[#This Row],[Season]],Tabulation[[#This Row],[Weekend]],\"-\",IF(Tabulation[[#This Row],[Hour]]<10,0,\"\"),C581)","v":"0Winter1-01"},{"$f":"VLOOKUP(Tabulation[[#This Row],[Concat]],Table3[],8)","v":0.28519},{"$f":"(Tabulation[[#This Row],[AC System Output (kW)]]*Tabulation[[#This Row],[Rate]])","v":0}]
[1,24,2,0,{"$f":"Tabulation[[#This Row],[AC System Output (W)]]/1000","v":0},{"$f":"VLOOKUP(Tabulation[[#This Row],[Month]],Season,2)","v":"Winter"},{"$f":"(DATE(2021,Tabulation[[#This Row],[Month]],Tabulation[[#This Row],[Day]]))","v":"2021-01-24"},{"$f":"WEEKDAY(Tabulation[[#This Row],[Date]])","v":1},{"$f":"IF(OR(Tabulation[[#This Row],[DayNo]]=1,Tabulation[[#This Row],[DayNo]]=7),1,0)","v":1},{"$f":"COUNTIF(Holidays,Tabulation[[#This Row],[Date]])","v":0},{"$f":"CONCATENATE(Tabulation[[#This Row],[Holiday]],Tabulation[[#This Row],[Season]],Tabulation[[#This Row],[Weekend]],\"-\",IF(Tabulation[[#This Row],[Hour]]<10,0,\"\"),C582)","v":"0Winter1-02"},{"$f":"VLOOKUP(Tabulation[[#This Row],[Concat]],Table3[],8)","v":0.28519},{"$f":"(Tabulation[[#This Row],[AC System Output (kW)]]*Tabulation[[#This Row],[Rate]])","v":0}]
[1,24,3,0,{"$f":"Tabulation[[#This Row],[AC System Output (W)]]/1000","v":0},{"$f":"VLOOKUP(Tabulation[[#This Row],[Month]],Season,2)","v":"Winter"},{"$f":"(DATE(2021,Tabulation[[#This Row],[Month]],Tabulation[[#This Row],[Day]]))","v":"2021-01-24"},{"$f":"WEEKDAY(Tabulation[[#This Row],[Date]])","v":1},{"$f":"IF(OR(Tabulation[[#This Row],[DayNo]]=1,Tabulation[[#This Row],[DayNo]]=7),1,0)","v":1},{"$f":"COUNTIF(Holidays,Tabulation[[#This Row],[Date]])","v":0},{"$f":"CONCATENATE(Tabulation[[#This Row],[Holiday]],Tabulation[[#This Row],[Season]],Tabulation[[#This Row],[Weekend]],\"-\",IF(Tabulation[[#This Row],[Hour]]<10,0,\"\"),C583)","v":"0Winter1-03"},{"$f":"VLOOKUP(Tabulation[[#This Row],[Concat]],Table3[],8)","v":0.28519},{"$f":"(Tabulation[[#This Row],[AC System Output (kW)]]*Tabulation[[#This Row],[Rate]])","v":0}]
[1,24,4,0,{"$f":"Tabulation[[#This Row],[AC System Output (W)]]/1000","v":0},{"$f":"VLOOKUP(Tabulation[[#This Row],[Month]],Season,2)","v":"Winter"},{"$f":"(DATE(2021,Tabulation[[#This Row],[Month]],Tabulation[[#This Row],[Day]]))","v":"2021-01-24"},{"$f":"WEEKDAY(Tabulation[[#This Row],[Date]])","v":1},{"$f":"IF(OR(Tabulation[[#This Row],[DayNo]]=1,Tabulation[[#This Row],[DayNo]]=7),1,0)","v":1},{"$f":"COUNTIF(Holidays,Tabulation[[#This Row],[Date]])","v":0},{"$f":"CONCATENATE(Tabulation[[#This Row],[Holiday]],Tabulation[[#This Row],[Season]],Tabulation[[#This Row],[Weekend]],\"-\",IF(Tabulation[[#This Row],[Hour]]<10,0,\"\"),C584)","v":"0Winter1-04"},{"$f":"VLOOKUP(Tabulation[[#This Row],[Concat]],Table3[],8)","v":0.28519},{"$f":"(Tabulation[[#This Row],[AC System Output (kW)]]*Tabulation[[#This Row],[Rate]])","v":0}]
[1,24,5,0,{"$f":"Tabulation[[#This Row],[AC System Output (W)]]/1000","v":0},{"$f":"VLOOKUP(Tabulation[[#This Row],[Month]],Season,2)","v":"Winter"},{"$f":"(DATE(2021,Tabulation[[#This Row],[Month]],Tabulation[[#This Row],[Day]]))","v":"2021-01-24"},{"$f":"WEEKDAY(Tabulation[[#This Row],[Date]])","v":1},{"$f":"IF(OR(Tabulation[[#This Row],[DayNo]]=1,Tabulation[[#This Row],[DayNo]]=7),1,0)","v":1},{"$f":"COUNTIF(Holidays,Tabulation[[#This Row],[Date]])","v":0},{"$f":"CONCATENATE(Tabulation[[#This Row],[Holiday]],Tabulation[[#This Row],[Season]],Tabulation[[#This Row],[Weekend]],\"-\",IF(Tabulation[[#This Row],[Hour]]<10,0,\"\"),C585)","v":"0Winter1-05"},{"$f":"VLOOKUP(Tabulation[[#This Row],[Concat]],Table3[],8)","v":0.28519},{"$f":"(Tabulation[[#This Row],[AC System Output (kW)]]*Tabulation[[#This Row],[Rate]])","v":0}]
[1,24,6,0,{"$f":"Tabulation[[#This Row],[AC System Output (W)]]/1000","v":0},{"$f":"VLOOKUP(Tabulation[[#This Row],[Month]],Season,2)","v":"Winter"},{"$f":"(DATE(2021,Tabulation[[#This Row],[Month]],Tabulation[[#This Row],[Day]]))","v":"2021-01-24"},{"$f":"WEEKDAY(Tabulation[[#This Row],[Date]])","v":1},{"$f":"IF(OR(Tabulation[[#This Row],[DayNo]]=1,Tabulation[[#This Row],[DayNo]]=7),1,0)","v":1},{"$f":"COUNTIF(Holidays,Tabulation[[#This Row],[Date]])","v":0},{"$f":"CONCATENATE(Tabulation[[#This Row],[Holiday]],Tabulation[[#This Row],[Season]],Tabulation[[#This Row],[Weekend]],\"-\",IF(Tabulation[[#This Row],[Hour]]<10,0,\"\"),C586)","v":"0Winter1-06"},{"$f":"VLOOKUP(Tabulation[[#This Row],[Concat]],Table3[],8)","v":0.28519},{"$f":"(Tabulation[[#This Row],[AC System Output (kW)]]*Tabulation[[#This Row],[Rate]])","v":0}]
[1,24,7,0,{"$f":"Tabulation[[#This Row],[AC System Output (W)]]/1000","v":0},{"$f":"VLOOKUP(Tabulation[[#This Row],[Month]],Season,2)","v":"Winter"},{"$f":"(DATE(2021,Tabulation[[#This Row],[Month]],Tabulation[[#This Row],[Day]]))","v":"2021-01-24"},{"$f":"WEEKDAY(Tabulation[[#This Row],[Date]])","v":1},{"$f":"IF(OR(Tabulation[[#This Row],[DayNo]]=1,Tabulation[[#This Row],[DayNo]]=7),1,0)","v":1},{"$f":"COUNTIF(Holidays,Tabulation[[#This Row],[Date]])","v":0},{"$f":"CONCATENATE(Tabulation[[#This Row],[Holiday]],Tabulation[[#This Row],[Season]],Tabulation[[#This Row],[Weekend]],\"-\",IF(Tabulation[[#This Row],[Hour]]<10,0,\"\"),C587)","v":"0Winter1-07"},{"$f":"VLOOKUP(Tabulation[[#This Row],[Concat]],Table3[],8)","v":0.28519},{"$f":"(Tabulation[[#This Row],[AC System Output (kW)]]*Tabulation[[#This Row],[Rate]])","v":0}]
[1,24,8,67.953999999999994,{"$f":"Tabulation[[#This Row],[AC System Output (W)]]/1000","v":6.7953999999999987E-2},{"$f":"VLOOKUP(Tabulation[[#This Row],[Month]],Season,2)","v":"Winter"},{"$f":"(DATE(2021,Tabulation[[#This Row],[Month]],Tabulation[[#This Row],[Day]]))","v":"2021-01-24"},{"$f":"WEEKDAY(Tabulation[[#This Row],[Date]])","v":1},{"$f":"IF(OR(Tabulation[[#This Row],[DayNo]]=1,Tabulation[[#This Row],[DayNo]]=7),1,0)","v":1},{"$f":"COUNTIF(Holidays,Tabulation[[#This Row],[Date]])","v":0},{"$f":"CONCATENATE(Tabulation[[#This Row],[Holiday]],Tabulation[[#This Row],[Season]],Tabulation[[#This Row],[Weekend]],\"-\",IF(Tabulation[[#This Row],[Hour]]<10,0,\"\"),C588)","v":"0Winter1-08"},{"$f":"VLOOKUP(Tabulation[[#This Row],[Concat]],Table3[],8)","v":0.28519},{"$f":"(Tabulation[[#This Row],[AC System Output (kW)]]*Tabulation[[#This Row],[Rate]])","v":1.9379801259999996E-2}]
[1,24,9,21.693000000000001,{"$f":"Tabulation[[#This Row],[AC System Output (W)]]/1000","v":2.1693E-2},{"$f":"VLOOKUP(Tabulation[[#This Row],[Month]],Season,2)","v":"Winter"},{"$f":"(DATE(2021,Tabulation[[#This Row],[Month]],Tabulation[[#This Row],[Day]]))","v":"2021-01-24"},{"$f":"WEEKDAY(Tabulation[[#This Row],[Date]])","v":1},{"$f":"IF(OR(Tabulation[[#This Row],[DayNo]]=1,Tabulation[[#This Row],[DayNo]]=7),1,0)","v":1},{"$f":"COUNTIF(Holidays,Tabulation[[#This Row],[Date]])","v":0},{"$f":"CONCATENATE(Tabulation[[#This Row],[Holiday]],Tabulation[[#This Row],[Season]],Tabulation[[#This Row],[Weekend]],\"-\",IF(Tabulation[[#This Row],[Hour]]<10,0,\"\"),C589)","v":"0Winter1-09"},{"$f":"VLOOKUP(Tabulation[[#This Row],[Concat]],Table3[],8)","v":0.28519},{"$f":"(Tabulation[[#This Row],[AC System Output (kW)]]*Tabulation[[#This Row],[Rate]])","v":6.1866266699999997E-3}]
[1,24,10,292.58,{"$f":"Tabulation[[#This Row],[AC System Output (W)]]/1000","v":0.29258000000000001},{"$f":"VLOOKUP(Tabulation[[#This Row],[Month]],Season,2)","v":"Winter"},{"$f":"(DATE(2021,Tabulation[[#This Row],[Month]],Tabulation[[#This Row],[Day]]))","v":"2021-01-24"},{"$f":"WEEKDAY(Tabulation[[#This Row],[Date]])","v":1},{"$f":"IF(OR(Tabulation[[#This Row],[DayNo]]=1,Tabulation[[#This Row],[DayNo]]=7),1,0)","v":1},{"$f":"COUNTIF(Holidays,Tabulation[[#This Row],[Date]])","v":0},{"$f":"CONCATENATE(Tabulation[[#This Row],[Holiday]],Tabulation[[#This Row],[Season]],Tabulation[[#This Row],[Weekend]],\"-\",IF(Tabulation[[#This Row],[Hour]]<10,0,\"\"),C590)","v":"0Winter1-10"},{"$f":"VLOOKUP(Tabulation[[#This Row],[Concat]],Table3[],8)","v":0.28519},{"$f":"(Tabulation[[#This Row],[AC System Output (kW)]]*Tabulation[[#This Row],[Rate]])","v":8.3440890200000006E-2}]
[1,24,11,828.98900000000003,{"$f":"Tabulation[[#This Row],[AC System Output (W)]]/1000","v":0.82898900000000009},{"$f":"VLOOKUP(Tabulation[[#This Row],[Month]],Season,2)","v":"Winter"},{"$f":"(DATE(2021,Tabulation[[#This Row],[Month]],Tabulation[[#This Row],[Day]]))","v":"2021-01-24"},{"$f":"WEEKDAY(Tabulation[[#This Row],[Date]])","v":1},{"$f":"IF(OR(Tabulation[[#This Row],[DayNo]]=1,Tabulation[[#This Row],[DayNo]]=7),1,0)","v":1},{"$f":"COUNTIF(Holidays,Tabulation[[#This Row],[Date]])","v":0},{"$f":"CONCATENATE(Tabulation[[#This Row],[Holiday]],Tabulation[[#This Row],[Season]],Tabulation[[#This Row],[Weekend]],\"-\",IF(Tabulation[[#This Row],[Hour]]<10,0,\"\"),C591)","v":"0Winter1-11"},{"$f":"VLOOKUP(Tabulation[[#This Row],[Concat]],Table3[],8)","v":0.28519},{"$f":"(Tabulation[[#This Row],[AC System Output (kW)]]*Tabulation[[#This Row],[Rate]])","v":0.23641937291000004}]
[1,24,12,513.64499999999998,{"$f":"Tabulation[[#This Row],[AC System Output (W)]]/1000","v":0.51364500000000002},{"$f":"VLOOKUP(Tabulation[[#This Row],[Month]],Season,2)","v":"Winter"},{"$f":"(DATE(2021,Tabulation[[#This Row],[Month]],Tabulation[[#This Row],[Day]]))","v":"2021-01-24"},{"$f":"WEEKDAY(Tabulation[[#This Row],[Date]])","v":1},{"$f":"IF(OR(Tabulation[[#This Row],[DayNo]]=1,Tabulation[[#This Row],[DayNo]]=7),1,0)","v":1},{"$f":"COUNTIF(Holidays,Tabulation[[#This Row],[Date]])","v":0},{"$f":"CONCATENATE(Tabulation[[#This Row],[Holiday]],Tabulation[[#This Row],[Season]],Tabulation[[#This Row],[Weekend]],\"-\",IF(Tabulation[[#This Row],[Hour]]<10,0,\"\"),C592)","v":"0Winter1-12"},{"$f":"VLOOKUP(Tabulation[[#This Row],[Concat]],Table3[],8)","v":0.28519},{"$f":"(Tabulation[[#This Row],[AC System Output (kW)]]*Tabulation[[#This Row],[Rate]])","v":0.14648641755}]
[1,24,13,463.92200000000003,{"$f":"Tabulation[[#This Row],[AC System Output (W)]]/1000","v":0.463922},{"$f":"VLOOKUP(Tabulation[[#This Row],[Month]],Season,2)","v":"Winter"},{"$f":"(DATE(2021,Tabulation[[#This Row],[Month]],Tabulation[[#This Row],[Day]]))","v":"2021-01-24"},{"$f":"WEEKDAY(Tabulation[[#This Row],[Date]])","v":1},{"$f":"IF(OR(Tabulation[[#This Row],[DayNo]]=1,Tabulation[[#This Row],[DayNo]]=7),1,0)","v":1},{"$f":"COUNTIF(Holidays,Tabulation[[#This Row],[Date]])","v":0},{"$f":"CONCATENATE(Tabulation[[#This Row],[Holiday]],Tabulation[[#This Row],[Season]],Tabulation[[#This Row],[Weekend]],\"-\",IF(Tabulation[[#This Row],[Hour]]<10,0,\"\"),C593)","v":"0Winter1-13"},{"$f":"VLOOKUP(Tabulation[[#This Row],[Concat]],Table3[],8)","v":0.28519},{"$f":"(Tabulation[[#This Row],[AC System Output (kW)]]*Tabulation[[#This Row],[Rate]])","v":0.13230591518000001}]
[1,24,14,96.82,{"$f":"Tabulation[[#This Row],[AC System Output (W)]]/1000","v":9.6819999999999989E-2},{"$f":"VLOOKUP(Tabulation[[#This Row],[Month]],Season,2)","v":"Winter"},{"$f":"(DATE(2021,Tabulation[[#This Row],[Month]],Tabulation[[#This Row],[Day]]))","v":"2021-01-24"},{"$f":"WEEKDAY(Tabulation[[#This Row],[Date]])","v":1},{"$f":"IF(OR(Tabulation[[#This Row],[DayNo]]=1,Tabulation[[#This Row],[DayNo]]=7),1,0)","v":1},{"$f":"COUNTIF(Holidays,Tabulation[[#This Row],[Date]])","v":0},{"$f":"CONCATENATE(Tabulation[[#This Row],[Holiday]],Tabulation[[#This Row],[Season]],Tabulation[[#This Row],[Weekend]],\"-\",IF(Tabulation[[#This Row],[Hour]]<10,0,\"\"),C594)","v":"0Winter1-14"},{"$f":"VLOOKUP(Tabulation[[#This Row],[Concat]],Table3[],8)","v":0.28519},{"$f":"(Tabulation[[#This Row],[AC System Output (kW)]]*Tabulation[[#This Row],[Rate]])","v":2.7612095799999996E-2}]
[1,24,15,42.548999999999999,{"$f":"Tabulation[[#This Row],[AC System Output (W)]]/1000","v":4.2548999999999997E-2},{"$f":"VLOOKUP(Tabulation[[#This Row],[Month]],Season,2)","v":"Winter"},{"$f":"(DATE(2021,Tabulation[[#This Row],[Month]],Tabulation[[#This Row],[Day]]))","v":"2021-01-24"},{"$f":"WEEKDAY(Tabulation[[#This Row],[Date]])","v":1},{"$f":"IF(OR(Tabulation[[#This Row],[DayNo]]=1,Tabulation[[#This Row],[DayNo]]=7),1,0)","v":1},{"$f":"COUNTIF(Holidays,Tabulation[[#This Row],[Date]])","v":0},{"$f":"CONCATENATE(Tabulation[[#This Row],[Holiday]],Tabulation[[#This Row],[Season]],Tabulation[[#This Row],[Weekend]],\"-\",IF(Tabulation[[#This Row],[Hour]]<10,0,\"\"),C595)","v":"0Winter1-15"},{"$f":"VLOOKUP(Tabulation[[#This Row],[Concat]],Table3[],8)","v":0.28519},{"$f":"(Tabulation[[#This Row],[AC System Output (kW)]]*Tabulation[[#This Row],[Rate]])","v":1.2134549309999999E-2}]
[1,24,16,7.7439999999999998,{"$f":"Tabulation[[#This Row],[AC System Output (W)]]/1000","v":7.744E-3},{"$f":"VLOOKUP(Tabulation[[#This Row],[Month]],Season,2)","v":"Winter"},{"$f":"(DATE(2021,Tabulation[[#This Row],[Month]],Tabulation[[#This Row],[Day]]))","v":"2021-01-24"},{"$f":"WEEKDAY(Tabulation[[#This Row],[Date]])","v":1},{"$f":"IF(OR(Tabulation[[#This Row],[DayNo]]=1,Tabulation[[#This Row],[DayNo]]=7),1,0)","v":1},{"$f":"COUNTIF(Holidays,Tabulation[[#This Row],[Date]])","v":0},{"$f":"CONCATENATE(Tabulation[[#This Row],[Holiday]],Tabulation[[#This Row],[Season]],Tabulation[[#This Row],[Weekend]],\"-\",IF(Tabulation[[#This Row],[Hour]]<10,0,\"\"),C596)","v":"0Winter1-16"},{"$f":"VLOOKUP(Tabulation[[#This Row],[Concat]],Table3[],8)","v":0.28519},{"$f":"(Tabulation[[#This Row],[AC System Output (kW)]]*Tabulation[[#This Row],[Rate]])","v":2.2085113600000001E-3}]
[1,24,17,0,{"$f":"Tabulation[[#This Row],[AC System Output (W)]]/1000","v":0},{"$f":"VLOOKUP(Tabulation[[#This Row],[Month]],Season,2)","v":"Winter"},{"$f":"(DATE(2021,Tabulation[[#This Row],[Month]],Tabulation[[#This Row],[Day]]))","v":"2021-01-24"},{"$f":"WEEKDAY(Tabulation[[#This Row],[Date]])","v":1},{"$f":"IF(OR(Tabulation[[#This Row],[DayNo]]=1,Tabulation[[#This Row],[DayNo]]=7),1,0)","v":1},{"$f":"COUNTIF(Holidays,Tabulation[[#This Row],[Date]])","v":0},{"$f":"CONCATENATE(Tabulation[[#This Row],[Holiday]],Tabulation[[#This Row],[Season]],Tabulation[[#This Row],[Weekend]],\"-\",IF(Tabulation[[#This Row],[Hour]]<10,0,\"\"),C597)","v":"0Winter1-17"},{"$f":"VLOOKUP(Tabulation[[#This Row],[Concat]],Table3[],8)","v":0.28519},{"$f":"(Tabulation[[#This Row],[AC System Output (kW)]]*Tabulation[[#This Row],[Rate]])","v":0}]
[1,24,18,0,{"$f":"Tabulation[[#This Row],[AC System Output (W)]]/1000","v":0},{"$f":"VLOOKUP(Tabulation[[#This Row],[Month]],Season,2)","v":"Winter"},{"$f":"(DATE(2021,Tabulation[[#This Row],[Month]],Tabulation[[#This Row],[Day]]))","v":"2021-01-24"},{"$f":"WEEKDAY(Tabulation[[#This Row],[Date]])","v":1},{"$f":"IF(OR(Tabulation[[#This Row],[DayNo]]=1,Tabulation[[#This Row],[DayNo]]=7),1,0)","v":1},{"$f":"COUNTIF(Holidays,Tabulation[[#This Row],[Date]])","v":0},{"$f":"CONCATENATE(Tabulation[[#This Row],[Holiday]],Tabulation[[#This Row],[Season]],Tabulation[[#This Row],[Weekend]],\"-\",IF(Tabulation[[#This Row],[Hour]]<10,0,\"\"),C598)","v":"0Winter1-18"},{"$f":"VLOOKUP(Tabulation[[#This Row],[Concat]],Table3[],8)","v":0.28519},{"$f":"(Tabulation[[#This Row],[AC System Output (kW)]]*Tabulation[[#This Row],[Rate]])","v":0}]
[1,24,19,0,{"$f":"Tabulation[[#This Row],[AC System Output (W)]]/1000","v":0},{"$f":"VLOOKUP(Tabulation[[#This Row],[Month]],Season,2)","v":"Winter"},{"$f":"(DATE(2021,Tabulation[[#This Row],[Month]],Tabulation[[#This Row],[Day]]))","v":"2021-01-24"},{"$f":"WEEKDAY(Tabulation[[#This Row],[Date]])","v":1},{"$f":"IF(OR(Tabulation[[#This Row],[DayNo]]=1,Tabulation[[#This Row],[DayNo]]=7),1,0)","v":1},{"$f":"COUNTIF(Holidays,Tabulation[[#This Row],[Date]])","v":0},{"$f":"CONCATENATE(Tabulation[[#This Row],[Holiday]],Tabulation[[#This Row],[Season]],Tabulation[[#This Row],[Weekend]],\"-\",IF(Tabulation[[#This Row],[Hour]]<10,0,\"\"),C599)","v":"0Winter1-19"},{"$f":"VLOOKUP(Tabulation[[#This Row],[Concat]],Table3[],8)","v":0.28519},{"$f":"(Tabulation[[#This Row],[AC System Output (kW)]]*Tabulation[[#This Row],[Rate]])","v":0}]
[1,24,20,0,{"$f":"Tabulation[[#This Row],[AC System Output (W)]]/1000","v":0},{"$f":"VLOOKUP(Tabulation[[#This Row],[Month]],Season,2)","v":"Winter"},{"$f":"(DATE(2021,Tabulation[[#This Row],[Month]],Tabulation[[#This Row],[Day]]))","v":"2021-01-24"},{"$f":"WEEKDAY(Tabulation[[#This Row],[Date]])","v":1},{"$f":"IF(OR(Tabulation[[#This Row],[DayNo]]=1,Tabulation[[#This Row],[DayNo]]=7),1,0)","v":1},{"$f":"COUNTIF(Holidays,Tabulation[[#This Row],[Date]])","v":0},{"$f":"CONCATENATE(Tabulation[[#This Row],[Holiday]],Tabulation[[#This Row],[Season]],Tabulation[[#This Row],[Weekend]],\"-\",IF(Tabulation[[#This Row],[Hour]]<10,0,\"\"),C600)","v":"0Winter1-20"},{"$f":"VLOOKUP(Tabulation[[#This Row],[Concat]],Table3[],8)","v":0.28519},{"$f":"(Tabulation[[#This Row],[AC System Output (kW)]]*Tabulation[[#This Row],[Rate]])","v":0}]
[1,24,21,0,{"$f":"Tabulation[[#This Row],[AC System Output (W)]]/1000","v":0},{"$f":"VLOOKUP(Tabulation[[#This Row],[Month]],Season,2)","v":"Winter"},{"$f":"(DATE(2021,Tabulation[[#This Row],[Month]],Tabulation[[#This Row],[Day]]))","v":"2021-01-24"},{"$f":"WEEKDAY(Tabulation[[#This Row],[Date]])","v":1},{"$f":"IF(OR(Tabulation[[#This Row],[DayNo]]=1,Tabulation[[#This Row],[DayNo]]=7),1,0)","v":1},{"$f":"COUNTIF(Holidays,Tabulation[[#This Row],[Date]])","v":0},{"$f":"CONCATENATE(Tabulation[[#This Row],[Holiday]],Tabulation[[#This Row],[Season]],Tabulation[[#This Row],[Weekend]],\"-\",IF(Tabulation[[#This Row],[Hour]]<10,0,\"\"),C601)","v":"0Winter1-21"},{"$f":"VLOOKUP(Tabulation[[#This Row],[Concat]],Table3[],8)","v":0.28519},{"$f":"(Tabulation[[#This Row],[AC System Output (kW)]]*Tabulation[[#This Row],[Rate]])","v":0}]
[1,24,22,0,{"$f":"Tabulation[[#This Row],[AC System Output (W)]]/1000","v":0},{"$f":"VLOOKUP(Tabulation[[#This Row],[Month]],Season,2)","v":"Winter"},{"$f":"(DATE(2021,Tabulation[[#This Row],[Month]],Tabulation[[#This Row],[Day]]))","v":"2021-01-24"},{"$f":"WEEKDAY(Tabulation[[#This Row],[Date]])","v":1},{"$f":"IF(OR(Tabulation[[#This Row],[DayNo]]=1,Tabulation[[#This Row],[DayNo]]=7),1,0)","v":1},{"$f":"COUNTIF(Holidays,Tabulation[[#This Row],[Date]])","v":0},{"$f":"CONCATENATE(Tabulation[[#This Row],[Holiday]],Tabulation[[#This Row],[Season]],Tabulation[[#This Row],[Weekend]],\"-\",IF(Tabulation[[#This Row],[Hour]]<10,0,\"\"),C602)","v":"0Winter1-22"},{"$f":"VLOOKUP(Tabulation[[#This Row],[Concat]],Table3[],8)","v":0.28519},{"$f":"(Tabulation[[#This Row],[AC System Output (kW)]]*Tabulation[[#This Row],[Rate]])","v":0}]
[1,24,23,0,{"$f":"Tabulation[[#This Row],[AC System Output (W)]]/1000","v":0},{"$f":"VLOOKUP(Tabulation[[#This Row],[Month]],Season,2)","v":"Winter"},{"$f":"(DATE(2021,Tabulation[[#This Row],[Month]],Tabulation[[#This Row],[Day]]))","v":"2021-01-24"},{"$f":"WEEKDAY(Tabulation[[#This Row],[Date]])","v":1},{"$f":"IF(OR(Tabulation[[#This Row],[DayNo]]=1,Tabulation[[#This Row],[DayNo]]=7),1,0)","v":1},{"$f":"COUNTIF(Holidays,Tabulation[[#This Row],[Date]])","v":0},{"$f":"CONCATENATE(Tabulation[[#This Row],[Holiday]],Tabulation[[#This Row],[Season]],Tabulation[[#This Row],[Weekend]],\"-\",IF(Tabulation[[#This Row],[Hour]]<10,0,\"\"),C603)","v":"0Winter1-23"},{"$f":"VLOOKUP(Tabulation[[#This Row],[Concat]],Table3[],8)","v":0.28519},{"$f":"(Tabulation[[#This Row],[AC System Output (kW)]]*Tabulation[[#This Row],[Rate]])","v":0}]
[1,25,0,0,{"$f":"Tabulation[[#This Row],[AC System Output (W)]]/1000","v":0},{"$f":"VLOOKUP(Tabulation[[#This Row],[Month]],Season,2)","v":"Winter"},{"$f":"(DATE(2021,Tabulation[[#This Row],[Month]],Tabulation[[#This Row],[Day]]))","v":"2021-01-25"},{"$f":"WEEKDAY(Tabulation[[#This Row],[Date]])","v":2},{"$f":"IF(OR(Tabulation[[#This Row],[DayNo]]=1,Tabulation[[#This Row],[DayNo]]=7),1,0)","v":0},{"$f":"COUNTIF(Holidays,Tabulation[[#This Row],[Date]])","v":0},{"$f":"CONCATENATE(Tabulation[[#This Row],[Holiday]],Tabulation[[#This Row],[Season]],Tabulation[[#This Row],[Weekend]],\"-\",IF(Tabulation[[#This Row],[Hour]]<10,0,\"\"),C604)","v":"0Winter0-00"},{"$f":"VLOOKUP(Tabulation[[#This Row],[Concat]],Table3[],8)","v":0.28519},{"$f":"(Tabulation[[#This Row],[AC System Output (kW)]]*Tabulation[[#This Row],[Rate]])","v":0}]
[1,25,1,0,{"$f":"Tabulation[[#This Row],[AC System Output (W)]]/1000","v":0},{"$f":"VLOOKUP(Tabulation[[#This Row],[Month]],Season,2)","v":"Winter"},{"$f":"(DATE(2021,Tabulation[[#This Row],[Month]],Tabulation[[#This Row],[Day]]))","v":"2021-01-25"},{"$f":"WEEKDAY(Tabulation[[#This Row],[Date]])","v":2},{"$f":"IF(OR(Tabulation[[#This Row],[DayNo]]=1,Tabulation[[#This Row],[DayNo]]=7),1,0)","v":0},{"$f":"COUNTIF(Holidays,Tabulation[[#This Row],[Date]])","v":0},{"$f":"CONCATENATE(Tabulation[[#This Row],[Holiday]],Tabulation[[#This Row],[Season]],Tabulation[[#This Row],[Weekend]],\"-\",IF(Tabulation[[#This Row],[Hour]]<10,0,\"\"),C605)","v":"0Winter0-01"},{"$f":"VLOOKUP(Tabulation[[#This Row],[Concat]],Table3[],8)","v":0.28519},{"$f":"(Tabulation[[#This Row],[AC System Output (kW)]]*Tabulation[[#This Row],[Rate]])","v":0}]
[1,25,2,0,{"$f":"Tabulation[[#This Row],[AC System Output (W)]]/1000","v":0},{"$f":"VLOOKUP(Tabulation[[#This Row],[Month]],Season,2)","v":"Winter"},{"$f":"(DATE(2021,Tabulation[[#This Row],[Month]],Tabulation[[#This Row],[Day]]))","v":"2021-01-25"},{"$f":"WEEKDAY(Tabulation[[#This Row],[Date]])","v":2},{"$f":"IF(OR(Tabulation[[#This Row],[DayNo]]=1,Tabulation[[#This Row],[DayNo]]=7),1,0)","v":0},{"$f":"COUNTIF(Holidays,Tabulation[[#This Row],[Date]])","v":0},{"$f":"CONCATENATE(Tabulation[[#This Row],[Holiday]],Tabulation[[#This Row],[Season]],Tabulation[[#This Row],[Weekend]],\"-\",IF(Tabulation[[#This Row],[Hour]]<10,0,\"\"),C606)","v":"0Winter0-02"},{"$f":"VLOOKUP(Tabulation[[#This Row],[Concat]],Table3[],8)","v":0.28519},{"$f":"(Tabulation[[#This Row],[AC System Output (kW)]]*Tabulation[[#This Row],[Rate]])","v":0}]
[1,25,3,0,{"$f":"Tabulation[[#This Row],[AC System Output (W)]]/1000","v":0},{"$f":"VLOOKUP(Tabulation[[#This Row],[Month]],Season,2)","v":"Winter"},{"$f":"(DATE(2021,Tabulation[[#This Row],[Month]],Tabulation[[#This Row],[Day]]))","v":"2021-01-25"},{"$f":"WEEKDAY(Tabulation[[#This Row],[Date]])","v":2},{"$f":"IF(OR(Tabulation[[#This Row],[DayNo]]=1,Tabulation[[#This Row],[DayNo]]=7),1,0)","v":0},{"$f":"COUNTIF(Holidays,Tabulation[[#This Row],[Date]])","v":0},{"$f":"CONCATENATE(Tabulation[[#This Row],[Holiday]],Tabulation[[#This Row],[Season]],Tabulation[[#This Row],[Weekend]],\"-\",IF(Tabulation[[#This Row],[Hour]]<10,0,\"\"),C607)","v":"0Winter0-03"},{"$f":"VLOOKUP(Tabulation[[#This Row],[Concat]],Table3[],8)","v":0.28519},{"$f":"(Tabulation[[#This Row],[AC System Output (kW)]]*Tabulation[[#This Row],[Rate]])","v":0}]
[1,25,4,0,{"$f":"Tabulation[[#This Row],[AC System Output (W)]]/1000","v":0},{"$f":"VLOOKUP(Tabulation[[#This Row],[Month]],Season,2)","v":"Winter"},{"$f":"(DATE(2021,Tabulation[[#This Row],[Month]],Tabulation[[#This Row],[Day]]))","v":"2021-01-25"},{"$f":"WEEKDAY(Tabulation[[#This Row],[Date]])","v":2},{"$f":"IF(OR(Tabulation[[#This Row],[DayNo]]=1,Tabulation[[#This Row],[DayNo]]=7),1,0)","v":0},{"$f":"COUNTIF(Holidays,Tabulation[[#This Row],[Date]])","v":0},{"$f":"CONCATENATE(Tabulation[[#This Row],[Holiday]],Tabulation[[#This Row],[Season]],Tabulation[[#This Row],[Weekend]],\"-\",IF(Tabulation[[#This Row],[Hour]]<10,0,\"\"),C608)","v":"0Winter0-04"},{"$f":"VLOOKUP(Tabulation[[#This Row],[Concat]],Table3[],8)","v":0.28519},{"$f":"(Tabulation[[#This Row],[AC System Output (kW)]]*Tabulation[[#This Row],[Rate]])","v":0}]
[1,25,5,0,{"$f":"Tabulation[[#This Row],[AC System Output (W)]]/1000","v":0},{"$f":"VLOOKUP(Tabulation[[#This Row],[Month]],Season,2)","v":"Winter"},{"$f":"(DATE(2021,Tabulation[[#This Row],[Month]],Tabulation[[#This Row],[Day]]))","v":"2021-01-25"},{"$f":"WEEKDAY(Tabulation[[#This Row],[Date]])","v":2},{"$f":"IF(OR(Tabulation[[#This Row],[DayNo]]=1,Tabulation[[#This Row],[DayNo]]=7),1,0)","v":0},{"$f":"COUNTIF(Holidays,Tabulation[[#This Row],[Date]])","v":0},{"$f":"CONCATENATE(Tabulation[[#This Row],[Holiday]],Tabulation[[#This Row],[Season]],Tabulation[[#This Row],[Weekend]],\"-\",IF(Tabulation[[#This Row],[Hour]]<10,0,\"\"),C609)","v":"0Winter0-05"},{"$f":"VLOOKUP(Tabulation[[#This Row],[Concat]],Table3[],8)","v":0.28519},{"$f":"(Tabulation[[#This Row],[AC System Output (kW)]]*Tabulation[[#This Row],[Rate]])","v":0}]
[1,25,6,0,{"$f":"Tabulation[[#This Row],[AC System Output (W)]]/1000","v":0},{"$f":"VLOOKUP(Tabulation[[#This Row],[Month]],Season,2)","v":"Winter"},{"$f":"(DATE(2021,Tabulation[[#This Row],[Month]],Tabulation[[#This Row],[Day]]))","v":"2021-01-25"},{"$f":"WEEKDAY(Tabulation[[#This Row],[Date]])","v":2},{"$f":"IF(OR(Tabulation[[#This Row],[DayNo]]=1,Tabulation[[#This Row],[DayNo]]=7),1,0)","v":0},{"$f":"COUNTIF(Holidays,Tabulation[[#This Row],[Date]])","v":0},{"$f":"CONCATENATE(Tabulation[[#This Row],[Holiday]],Tabulation[[#This Row],[Season]],Tabulation[[#This Row],[Weekend]],\"-\",IF(Tabulation[[#This Row],[Hour]]<10,0,\"\"),C610)","v":"0Winter0-06"},{"$f":"VLOOKUP(Tabulation[[#This Row],[Concat]],Table3[],8)","v":0.28519},{"$f":"(Tabulation[[#This Row],[AC System Output (kW)]]*Tabulation[[#This Row],[Rate]])","v":0}]
[1,25,7,68.167000000000002,{"$f":"Tabulation[[#This Row],[AC System Output (W)]]/1000","v":6.8167000000000005E-2},{"$f":"VLOOKUP(Tabulation[[#This Row],[Month]],Season,2)","v":"Winter"},{"$f":"(DATE(2021,Tabulation[[#This Row],[Month]],Tabulation[[#This Row],[Day]]))","v":"2021-01-25"},{"$f":"WEEKDAY(Tabulation[[#This Row],[Date]])","v":2},{"$f":"IF(OR(Tabulation[[#This Row],[DayNo]]=1,Tabulation[[#This Row],[DayNo]]=7),1,0)","v":0},{"$f":"COUNTIF(Holidays,Tabulation[[#This Row],[Date]])","v":0},{"$f":"CONCATENATE(Tabulation[[#This Row],[Holiday]],Tabulation[[#This Row],[Season]],Tabulation[[#This Row],[Weekend]],\"-\",IF(Tabulation[[#This Row],[Hour]]<10,0,\"\"),C611)","v":"0Winter0-07"},{"$f":"VLOOKUP(Tabulation[[#This Row],[Concat]],Table3[],8)","v":0.28519},{"$f":"(Tabulation[[#This Row],[AC System Output (kW)]]*Tabulation[[#This Row],[Rate]])","v":1.9440546730000001E-2}]
[1,25,8,750.51499999999999,{"$f":"Tabulation[[#This Row],[AC System Output (W)]]/1000","v":0.75051499999999993},{"$f":"VLOOKUP(Tabulation[[#This Row],[Month]],Season,2)","v":"Winter"},{"$f":"(DATE(2021,Tabulation[[#This Row],[Month]],Tabulation[[#This Row],[Day]]))","v":"2021-01-25"},{"$f":"WEEKDAY(Tabulation[[#This Row],[Date]])","v":2},{"$f":"IF(OR(Tabulation[[#This Row],[DayNo]]=1,Tabulation[[#This Row],[DayNo]]=7),1,0)","v":0},{"$f":"COUNTIF(Holidays,Tabulation[[#This Row],[Date]])","v":0},{"$f":"CONCATENATE(Tabulation[[#This Row],[Holiday]],Tabulation[[#This Row],[Season]],Tabulation[[#This Row],[Weekend]],\"-\",IF(Tabulation[[#This Row],[Hour]]<10,0,\"\"),C612)","v":"0Winter0-08"},{"$f":"VLOOKUP(Tabulation[[#This Row],[Concat]],Table3[],8)","v":0.28519},{"$f":"(Tabulation[[#This Row],[AC System Output (kW)]]*Tabulation[[#This Row],[Rate]])","v":0.21403937284999999}]
[1,25,9,928.71699999999998,{"$f":"Tabulation[[#This Row],[AC System Output (W)]]/1000","v":0.92871700000000001},{"$f":"VLOOKUP(Tabulation[[#This Row],[Month]],Season,2)","v":"Winter"},{"$f":"(DATE(2021,Tabulation[[#This Row],[Month]],Tabulation[[#This Row],[Day]]))","v":"2021-01-25"},{"$f":"WEEKDAY(Tabulation[[#This Row],[Date]])","v":2},{"$f":"IF(OR(Tabulation[[#This Row],[DayNo]]=1,Tabulation[[#This Row],[DayNo]]=7),1,0)","v":0},{"$f":"COUNTIF(Holidays,Tabulation[[#This Row],[Date]])","v":0},{"$f":"CONCATENATE(Tabulation[[#This Row],[Holiday]],Tabulation[[#This Row],[Season]],Tabulation[[#This Row],[Weekend]],\"-\",IF(Tabulation[[#This Row],[Hour]]<10,0,\"\"),C613)","v":"0Winter0-09"},{"$f":"VLOOKUP(Tabulation[[#This Row],[Concat]],Table3[],8)","v":0.28519},{"$f":"(Tabulation[[#This Row],[AC System Output (kW)]]*Tabulation[[#This Row],[Rate]])","v":0.26486080123}]
[1,25,10,1288.4110000000001,{"$f":"Tabulation[[#This Row],[AC System Output (W)]]/1000","v":1.288411},{"$f":"VLOOKUP(Tabulation[[#This Row],[Month]],Season,2)","v":"Winter"},{"$f":"(DATE(2021,Tabulation[[#This Row],[Month]],Tabulation[[#This Row],[Day]]))","v":"2021-01-25"},{"$f":"WEEKDAY(Tabulation[[#This Row],[Date]])","v":2},{"$f":"IF(OR(Tabulation[[#This Row],[DayNo]]=1,Tabulation[[#This Row],[DayNo]]=7),1,0)","v":0},{"$f":"COUNTIF(Holidays,Tabulation[[#This Row],[Date]])","v":0},{"$f":"CONCATENATE(Tabulation[[#This Row],[Holiday]],Tabulation[[#This Row],[Season]],Tabulation[[#This Row],[Weekend]],\"-\",IF(Tabulation[[#This Row],[Hour]]<10,0,\"\"),C614)","v":"0Winter0-10"},{"$f":"VLOOKUP(Tabulation[[#This Row],[Concat]],Table3[],8)","v":0.28519},{"$f":"(Tabulation[[#This Row],[AC System Output (kW)]]*Tabulation[[#This Row],[Rate]])","v":0.36744193309000001}]
[1,25,11,2271.1219999999998,{"$f":"Tabulation[[#This Row],[AC System Output (W)]]/1000","v":2.2711219999999996},{"$f":"VLOOKUP(Tabulation[[#This Row],[Month]],Season,2)","v":"Winter"},{"$f":"(DATE(2021,Tabulation[[#This Row],[Month]],Tabulation[[#This Row],[Day]]))","v":"2021-01-25"},{"$f":"WEEKDAY(Tabulation[[#This Row],[Date]])","v":2},{"$f":"IF(OR(Tabulation[[#This Row],[DayNo]]=1,Tabulation[[#This Row],[DayNo]]=7),1,0)","v":0},{"$f":"COUNTIF(Holidays,Tabulation[[#This Row],[Date]])","v":0},{"$f":"CONCATENATE(Tabulation[[#This Row],[Holiday]],Tabulation[[#This Row],[Season]],Tabulation[[#This Row],[Weekend]],\"-\",IF(Tabulation[[#This Row],[Hour]]<10,0,\"\"),C615)","v":"0Winter0-11"},{"$f":"VLOOKUP(Tabulation[[#This Row],[Concat]],Table3[],8)","v":0.28519},{"$f":"(Tabulation[[#This Row],[AC System Output (kW)]]*Tabulation[[#This Row],[Rate]])","v":0.64770128317999986}]
[1,25,12,2116.8490000000002,{"$f":"Tabulation[[#This Row],[AC System Output (W)]]/1000","v":2.1168490000000002},{"$f":"VLOOKUP(Tabulation[[#This Row],[Month]],Season,2)","v":"Winter"},{"$f":"(DATE(2021,Tabulation[[#This Row],[Month]],Tabulation[[#This Row],[Day]]))","v":"2021-01-25"},{"$f":"WEEKDAY(Tabulation[[#This Row],[Date]])","v":2},{"$f":"IF(OR(Tabulation[[#This Row],[DayNo]]=1,Tabulation[[#This Row],[DayNo]]=7),1,0)","v":0},{"$f":"COUNTIF(Holidays,Tabulation[[#This Row],[Date]])","v":0},{"$f":"CONCATENATE(Tabulation[[#This Row],[Holiday]],Tabulation[[#This Row],[Season]],Tabulation[[#This Row],[Weekend]],\"-\",IF(Tabulation[[#This Row],[Hour]]<10,0,\"\"),C616)","v":"0Winter0-12"},{"$f":"VLOOKUP(Tabulation[[#This Row],[Concat]],Table3[],8)","v":0.28519},{"$f":"(Tabulation[[#This Row],[AC System Output (kW)]]*Tabulation[[#This Row],[Rate]])","v":0.60370416631000001}]
[1,25,13,1908.377,{"$f":"Tabulation[[#This Row],[AC System Output (W)]]/1000","v":1.908377},{"$f":"VLOOKUP(Tabulation[[#This Row],[Month]],Season,2)","v":"Winter"},{"$f":"(DATE(2021,Tabulation[[#This Row],[Month]],Tabulation[[#This Row],[Day]]))","v":"2021-01-25"},{"$f":"WEEKDAY(Tabulation[[#This Row],[Date]])","v":2},{"$f":"IF(OR(Tabulation[[#This Row],[DayNo]]=1,Tabulation[[#This Row],[DayNo]]=7),1,0)","v":0},{"$f":"COUNTIF(Holidays,Tabulation[[#This Row],[Date]])","v":0},{"$f":"CONCATENATE(Tabulation[[#This Row],[Holiday]],Tabulation[[#This Row],[Season]],Tabulation[[#This Row],[Weekend]],\"-\",IF(Tabulation[[#This Row],[Hour]]<10,0,\"\"),C617)","v":"0Winter0-13"},{"$f":"VLOOKUP(Tabulation[[#This Row],[Concat]],Table3[],8)","v":0.28519},{"$f":"(Tabulation[[#This Row],[AC System Output (kW)]]*Tabulation[[#This Row],[Rate]])","v":0.54425003663000004}]
[1,25,14,2196.4650000000001,{"$f":"Tabulation[[#This Row],[AC System Output (W)]]/1000","v":2.1964650000000003},{"$f":"VLOOKUP(Tabulation[[#This Row],[Month]],Season,2)","v":"Winter"},{"$f":"(DATE(2021,Tabulation[[#This Row],[Month]],Tabulation[[#This Row],[Day]]))","v":"2021-01-25"},{"$f":"WEEKDAY(Tabulation[[#This Row],[Date]])","v":2},{"$f":"IF(OR(Tabulation[[#This Row],[DayNo]]=1,Tabulation[[#This Row],[DayNo]]=7),1,0)","v":0},{"$f":"COUNTIF(Holidays,Tabulation[[#This Row],[Date]])","v":0},{"$f":"CONCATENATE(Tabulation[[#This Row],[Holiday]],Tabulation[[#This Row],[Season]],Tabulation[[#This Row],[Weekend]],\"-\",IF(Tabulation[[#This Row],[Hour]]<10,0,\"\"),C618)","v":"0Winter0-14"},{"$f":"VLOOKUP(Tabulation[[#This Row],[Concat]],Table3[],8)","v":0.28519},{"$f":"(Tabulation[[#This Row],[AC System Output (kW)]]*Tabulation[[#This Row],[Rate]])","v":0.6264098533500001}]
[1,25,15,1537.5709999999999,{"$f":"Tabulation[[#This Row],[AC System Output (W)]]/1000","v":1.537571},{"$f":"VLOOKUP(Tabulation[[#This Row],[Month]],Season,2)","v":"Winter"},{"$f":"(DATE(2021,Tabulation[[#This Row],[Month]],Tabulation[[#This Row],[Day]]))","v":"2021-01-25"},{"$f":"WEEKDAY(Tabulation[[#This Row],[Date]])","v":2},{"$f":"IF(OR(Tabulation[[#This Row],[DayNo]]=1,Tabulation[[#This Row],[DayNo]]=7),1,0)","v":0},{"$f":"COUNTIF(Holidays,Tabulation[[#This Row],[Date]])","v":0},{"$f":"CONCATENATE(Tabulation[[#This Row],[Holiday]],Tabulation[[#This Row],[Season]],Tabulation[[#This Row],[Weekend]],\"-\",IF(Tabulation[[#This Row],[Hour]]<10,0,\"\"),C619)","v":"0Winter0-15"},{"$f":"VLOOKUP(Tabulation[[#This Row],[Concat]],Table3[],8)","v":0.28519},{"$f":"(Tabulation[[#This Row],[AC System Output (kW)]]*Tabulation[[#This Row],[Rate]])","v":0.43849987349000003}]
[1,25,16,452.68200000000002,{"$f":"Tabulation[[#This Row],[AC System Output (W)]]/1000","v":0.45268200000000003},{"$f":"VLOOKUP(Tabulation[[#This Row],[Month]],Season,2)","v":"Winter"},{"$f":"(DATE(2021,Tabulation[[#This Row],[Month]],Tabulation[[#This Row],[Day]]))","v":"2021-01-25"},{"$f":"WEEKDAY(Tabulation[[#This Row],[Date]])","v":2},{"$f":"IF(OR(Tabulation[[#This Row],[DayNo]]=1,Tabulation[[#This Row],[DayNo]]=7),1,0)","v":0},{"$f":"COUNTIF(Holidays,Tabulation[[#This Row],[Date]])","v":0},{"$f":"CONCATENATE(Tabulation[[#This Row],[Holiday]],Tabulation[[#This Row],[Season]],Tabulation[[#This Row],[Weekend]],\"-\",IF(Tabulation[[#This Row],[Hour]]<10,0,\"\"),C620)","v":"0Winter0-16"},{"$f":"VLOOKUP(Tabulation[[#This Row],[Concat]],Table3[],8)","v":0.28519},{"$f":"(Tabulation[[#This Row],[AC System Output (kW)]]*Tabulation[[#This Row],[Rate]])","v":0.12910037958000001}]
[1,25,17,0,{"$f":"Tabulation[[#This Row],[AC System Output (W)]]/1000","v":0},{"$f":"VLOOKUP(Tabulation[[#This Row],[Month]],Season,2)","v":"Winter"},{"$f":"(DATE(2021,Tabulation[[#This Row],[Month]],Tabulation[[#This Row],[Day]]))","v":"2021-01-25"},{"$f":"WEEKDAY(Tabulation[[#This Row],[Date]])","v":2},{"$f":"IF(OR(Tabulation[[#This Row],[DayNo]]=1,Tabulation[[#This Row],[DayNo]]=7),1,0)","v":0},{"$f":"COUNTIF(Holidays,Tabulation[[#This Row],[Date]])","v":0},{"$f":"CONCATENATE(Tabulation[[#This Row],[Holiday]],Tabulation[[#This Row],[Season]],Tabulation[[#This Row],[Weekend]],\"-\",IF(Tabulation[[#This Row],[Hour]]<10,0,\"\"),C621)","v":"0Winter0-17"},{"$f":"VLOOKUP(Tabulation[[#This Row],[Concat]],Table3[],8)","v":0.30257000000000001},{"$f":"(Tabulation[[#This Row],[AC System Output (kW)]]*Tabulation[[#This Row],[Rate]])","v":0}]
[1,25,18,0,{"$f":"Tabulation[[#This Row],[AC System Output (W)]]/1000","v":0},{"$f":"VLOOKUP(Tabulation[[#This Row],[Month]],Season,2)","v":"Winter"},{"$f":"(DATE(2021,Tabulation[[#This Row],[Month]],Tabulation[[#This Row],[Day]]))","v":"2021-01-25"},{"$f":"WEEKDAY(Tabulation[[#This Row],[Date]])","v":2},{"$f":"IF(OR(Tabulation[[#This Row],[DayNo]]=1,Tabulation[[#This Row],[DayNo]]=7),1,0)","v":0},{"$f":"COUNTIF(Holidays,Tabulation[[#This Row],[Date]])","v":0},{"$f":"CONCATENATE(Tabulation[[#This Row],[Holiday]],Tabulation[[#This Row],[Season]],Tabulation[[#This Row],[Weekend]],\"-\",IF(Tabulation[[#This Row],[Hour]]<10,0,\"\"),C622)","v":"0Winter0-18"},{"$f":"VLOOKUP(Tabulation[[#This Row],[Concat]],Table3[],8)","v":0.30257000000000001},{"$f":"(Tabulation[[#This Row],[AC System Output (kW)]]*Tabulation[[#This Row],[Rate]])","v":0}]
[1,25,19,0,{"$f":"Tabulation[[#This Row],[AC System Output (W)]]/1000","v":0},{"$f":"VLOOKUP(Tabulation[[#This Row],[Month]],Season,2)","v":"Winter"},{"$f":"(DATE(2021,Tabulation[[#This Row],[Month]],Tabulation[[#This Row],[Day]]))","v":"2021-01-25"},{"$f":"WEEKDAY(Tabulation[[#This Row],[Date]])","v":2},{"$f":"IF(OR(Tabulation[[#This Row],[DayNo]]=1,Tabulation[[#This Row],[DayNo]]=7),1,0)","v":0},{"$f":"COUNTIF(Holidays,Tabulation[[#This Row],[Date]])","v":0},{"$f":"CONCATENATE(Tabulation[[#This Row],[Holiday]],Tabulation[[#This Row],[Season]],Tabulation[[#This Row],[Weekend]],\"-\",IF(Tabulation[[#This Row],[Hour]]<10,0,\"\"),C623)","v":"0Winter0-19"},{"$f":"VLOOKUP(Tabulation[[#This Row],[Concat]],Table3[],8)","v":0.30257000000000001},{"$f":"(Tabulation[[#This Row],[AC System Output (kW)]]*Tabulation[[#This Row],[Rate]])","v":0}]
[1,25,20,0,{"$f":"Tabulation[[#This Row],[AC System Output (W)]]/1000","v":0},{"$f":"VLOOKUP(Tabulation[[#This Row],[Month]],Season,2)","v":"Winter"},{"$f":"(DATE(2021,Tabulation[[#This Row],[Month]],Tabulation[[#This Row],[Day]]))","v":"2021-01-25"},{"$f":"WEEKDAY(Tabulation[[#This Row],[Date]])","v":2},{"$f":"IF(OR(Tabulation[[#This Row],[DayNo]]=1,Tabulation[[#This Row],[DayNo]]=7),1,0)","v":0},{"$f":"COUNTIF(Holidays,Tabulation[[#This Row],[Date]])","v":0},{"$f":"CONCATENATE(Tabulation[[#This Row],[Holiday]],Tabulation[[#This Row],[Season]],Tabulation[[#This Row],[Weekend]],\"-\",IF(Tabulation[[#This Row],[Hour]]<10,0,\"\"),C624)","v":"0Winter0-20"},{"$f":"VLOOKUP(Tabulation[[#This Row],[Concat]],Table3[],8)","v":0.28519},{"$f":"(Tabulation[[#This Row],[AC System Output (kW)]]*Tabulation[[#This Row],[Rate]])","v":0}]
[1,25,21,0,{"$f":"Tabulation[[#This Row],[AC System Output (W)]]/1000","v":0},{"$f":"VLOOKUP(Tabulation[[#This Row],[Month]],Season,2)","v":"Winter"},{"$f":"(DATE(2021,Tabulation[[#This Row],[Month]],Tabulation[[#This Row],[Day]]))","v":"2021-01-25"},{"$f":"WEEKDAY(Tabulation[[#This Row],[Date]])","v":2},{"$f":"IF(OR(Tabulation[[#This Row],[DayNo]]=1,Tabulation[[#This Row],[DayNo]]=7),1,0)","v":0},{"$f":"COUNTIF(Holidays,Tabulation[[#This Row],[Date]])","v":0},{"$f":"CONCATENATE(Tabulation[[#This Row],[Holiday]],Tabulation[[#This Row],[Season]],Tabulation[[#This Row],[Weekend]],\"-\",IF(Tabulation[[#This Row],[Hour]]<10,0,\"\"),C625)","v":"0Winter0-21"},{"$f":"VLOOKUP(Tabulation[[#This Row],[Concat]],Table3[],8)","v":0.28519},{"$f":"(Tabulation[[#This Row],[AC System Output (kW)]]*Tabulation[[#This Row],[Rate]])","v":0}]
[1,25,22,0,{"$f":"Tabulation[[#This Row],[AC System Output (W)]]/1000","v":0},{"$f":"VLOOKUP(Tabulation[[#This Row],[Month]],Season,2)","v":"Winter"},{"$f":"(DATE(2021,Tabulation[[#This Row],[Month]],Tabulation[[#This Row],[Day]]))","v":"2021-01-25"},{"$f":"WEEKDAY(Tabulation[[#This Row],[Date]])","v":2},{"$f":"IF(OR(Tabulation[[#This Row],[DayNo]]=1,Tabulation[[#This Row],[DayNo]]=7),1,0)","v":0},{"$f":"COUNTIF(Holidays,Tabulation[[#This Row],[Date]])","v":0},{"$f":"CONCATENATE(Tabulation[[#This Row],[Holiday]],Tabulation[[#This Row],[Season]],Tabulation[[#This Row],[Weekend]],\"-\",IF(Tabulation[[#This Row],[Hour]]<10,0,\"\"),C626)","v":"0Winter0-22"},{"$f":"VLOOKUP(Tabulation[[#This Row],[Concat]],Table3[],8)","v":0.28519},{"$f":"(Tabulation[[#This Row],[AC System Output (kW)]]*Tabulation[[#This Row],[Rate]])","v":0}]
[1,25,23,0,{"$f":"Tabulation[[#This Row],[AC System Output (W)]]/1000","v":0},{"$f":"VLOOKUP(Tabulation[[#This Row],[Month]],Season,2)","v":"Winter"},{"$f":"(DATE(2021,Tabulation[[#This Row],[Month]],Tabulation[[#This Row],[Day]]))","v":"2021-01-25"},{"$f":"WEEKDAY(Tabulation[[#This Row],[Date]])","v":2},{"$f":"IF(OR(Tabulation[[#This Row],[DayNo]]=1,Tabulation[[#This Row],[DayNo]]=7),1,0)","v":0},{"$f":"COUNTIF(Holidays,Tabulation[[#This Row],[Date]])","v":0},{"$f":"CONCATENATE(Tabulation[[#This Row],[Holiday]],Tabulation[[#This Row],[Season]],Tabulation[[#This Row],[Weekend]],\"-\",IF(Tabulation[[#This Row],[Hour]]<10,0,\"\"),C627)","v":"0Winter0-23"},{"$f":"VLOOKUP(Tabulation[[#This Row],[Concat]],Table3[],8)","v":0.28519},{"$f":"(Tabulation[[#This Row],[AC System Output (kW)]]*Tabulation[[#This Row],[Rate]])","v":0}]
[1,26,0,0,{"$f":"Tabulation[[#This Row],[AC System Output (W)]]/1000","v":0},{"$f":"VLOOKUP(Tabulation[[#This Row],[Month]],Season,2)","v":"Winter"},{"$f":"(DATE(2021,Tabulation[[#This Row],[Month]],Tabulation[[#This Row],[Day]]))","v":"2021-01-26"},{"$f":"WEEKDAY(Tabulation[[#This Row],[Date]])","v":3},{"$f":"IF(OR(Tabulation[[#This Row],[DayNo]]=1,Tabulation[[#This Row],[DayNo]]=7),1,0)","v":0},{"$f":"COUNTIF(Holidays,Tabulation[[#This Row],[Date]])","v":0},{"$f":"CONCATENATE(Tabulation[[#This Row],[Holiday]],Tabulation[[#This Row],[Season]],Tabulation[[#This Row],[Weekend]],\"-\",IF(Tabulation[[#This Row],[Hour]]<10,0,\"\"),C628)","v":"0Winter0-00"},{"$f":"VLOOKUP(Tabulation[[#This Row],[Concat]],Table3[],8)","v":0.28519},{"$f":"(Tabulation[[#This Row],[AC System Output (kW)]]*Tabulation[[#This Row],[Rate]])","v":0}]
[1,26,1,0,{"$f":"Tabulation[[#This Row],[AC System Output (W)]]/1000","v":0},{"$f":"VLOOKUP(Tabulation[[#This Row],[Month]],Season,2)","v":"Winter"},{"$f":"(DATE(2021,Tabulation[[#This Row],[Month]],Tabulation[[#This Row],[Day]]))","v":"2021-01-26"},{"$f":"WEEKDAY(Tabulation[[#This Row],[Date]])","v":3},{"$f":"IF(OR(Tabulation[[#This Row],[DayNo]]=1,Tabulation[[#This Row],[DayNo]]=7),1,0)","v":0},{"$f":"COUNTIF(Holidays,Tabulation[[#This Row],[Date]])","v":0},{"$f":"CONCATENATE(Tabulation[[#This Row],[Holiday]],Tabulation[[#This Row],[Season]],Tabulation[[#This Row],[Weekend]],\"-\",IF(Tabulation[[#This Row],[Hour]]<10,0,\"\"),C629)","v":"0Winter0-01"},{"$f":"VLOOKUP(Tabulation[[#This Row],[Concat]],Table3[],8)","v":0.28519},{"$f":"(Tabulation[[#This Row],[AC System Output (kW)]]*Tabulation[[#This Row],[Rate]])","v":0}]
[1,26,2,0,{"$f":"Tabulation[[#This Row],[AC System Output (W)]]/1000","v":0},{"$f":"VLOOKUP(Tabulation[[#This Row],[Month]],Season,2)","v":"Winter"},{"$f":"(DATE(2021,Tabulation[[#This Row],[Month]],Tabulation[[#This Row],[Day]]))","v":"2021-01-26"},{"$f":"WEEKDAY(Tabulation[[#This Row],[Date]])","v":3},{"$f":"IF(OR(Tabulation[[#This Row],[DayNo]]=1,Tabulation[[#This Row],[DayNo]]=7),1,0)","v":0},{"$f":"COUNTIF(Holidays,Tabulation[[#This Row],[Date]])","v":0},{"$f":"CONCATENATE(Tabulation[[#This Row],[Holiday]],Tabulation[[#This Row],[Season]],Tabulation[[#This Row],[Weekend]],\"-\",IF(Tabulation[[#This Row],[Hour]]<10,0,\"\"),C630)","v":"0Winter0-02"},{"$f":"VLOOKUP(Tabulation[[#This Row],[Concat]],Table3[],8)","v":0.28519},{"$f":"(Tabulation[[#This Row],[AC System Output (kW)]]*Tabulation[[#This Row],[Rate]])","v":0}]
[1,26,3,0,{"$f":"Tabulation[[#This Row],[AC System Output (W)]]/1000","v":0},{"$f":"VLOOKUP(Tabulation[[#This Row],[Month]],Season,2)","v":"Winter"},{"$f":"(DATE(2021,Tabulation[[#This Row],[Month]],Tabulation[[#This Row],[Day]]))","v":"2021-01-26"},{"$f":"WEEKDAY(Tabulation[[#This Row],[Date]])","v":3},{"$f":"IF(OR(Tabulation[[#This Row],[DayNo]]=1,Tabulation[[#This Row],[DayNo]]=7),1,0)","v":0},{"$f":"COUNTIF(Holidays,Tabulation[[#This Row],[Date]])","v":0},{"$f":"CONCATENATE(Tabulation[[#This Row],[Holiday]],Tabulation[[#This Row],[Season]],Tabulation[[#This Row],[Weekend]],\"-\",IF(Tabulation[[#This Row],[Hour]]<10,0,\"\"),C631)","v":"0Winter0-03"},{"$f":"VLOOKUP(Tabulation[[#This Row],[Concat]],Table3[],8)","v":0.28519},{"$f":"(Tabulation[[#This Row],[AC System Output (kW)]]*Tabulation[[#This Row],[Rate]])","v":0}]
[1,26,4,0,{"$f":"Tabulation[[#This Row],[AC System Output (W)]]/1000","v":0},{"$f":"VLOOKUP(Tabulation[[#This Row],[Month]],Season,2)","v":"Winter"},{"$f":"(DATE(2021,Tabulation[[#This Row],[Month]],Tabulation[[#This Row],[Day]]))","v":"2021-01-26"},{"$f":"WEEKDAY(Tabulation[[#This Row],[Date]])","v":3},{"$f":"IF(OR(Tabulation[[#This Row],[DayNo]]=1,Tabulation[[#This Row],[DayNo]]=7),1,0)","v":0},{"$f":"COUNTIF(Holidays,Tabulation[[#This Row],[Date]])","v":0},{"$f":"CONCATENATE(Tabulation[[#This Row],[Holiday]],Tabulation[[#This Row],[Season]],Tabulation[[#This Row],[Weekend]],\"-\",IF(Tabulation[[#This Row],[Hour]]<10,0,\"\"),C632)","v":"0Winter0-04"},{"$f":"VLOOKUP(Tabulation[[#This Row],[Concat]],Table3[],8)","v":0.28519},{"$f":"(Tabulation[[#This Row],[AC System Output (kW)]]*Tabulation[[#This Row],[Rate]])","v":0}]
[1,26,5,0,{"$f":"Tabulation[[#This Row],[AC System Output (W)]]/1000","v":0},{"$f":"VLOOKUP(Tabulation[[#This Row],[Month]],Season,2)","v":"Winter"},{"$f":"(DATE(2021,Tabulation[[#This Row],[Month]],Tabulation[[#This Row],[Day]]))","v":"2021-01-26"},{"$f":"WEEKDAY(Tabulation[[#This Row],[Date]])","v":3},{"$f":"IF(OR(Tabulation[[#This Row],[DayNo]]=1,Tabulation[[#This Row],[DayNo]]=7),1,0)","v":0},{"$f":"COUNTIF(Holidays,Tabulation[[#This Row],[Date]])","v":0},{"$f":"CONCATENATE(Tabulation[[#This Row],[Holiday]],Tabulation[[#This Row],[Season]],Tabulation[[#This Row],[Weekend]],\"-\",IF(Tabulation[[#This Row],[Hour]]<10,0,\"\"),C633)","v":"0Winter0-05"},{"$f":"VLOOKUP(Tabulation[[#This Row],[Concat]],Table3[],8)","v":0.28519},{"$f":"(Tabulation[[#This Row],[AC System Output (kW)]]*Tabulation[[#This Row],[Rate]])","v":0}]
[1,26,6,0,{"$f":"Tabulation[[#This Row],[AC System Output (W)]]/1000","v":0},{"$f":"VLOOKUP(Tabulation[[#This Row],[Month]],Season,2)","v":"Winter"},{"$f":"(DATE(2021,Tabulation[[#This Row],[Month]],Tabulation[[#This Row],[Day]]))","v":"2021-01-26"},{"$f":"WEEKDAY(Tabulation[[#This Row],[Date]])","v":3},{"$f":"IF(OR(Tabulation[[#This Row],[DayNo]]=1,Tabulation[[#This Row],[DayNo]]=7),1,0)","v":0},{"$f":"COUNTIF(Holidays,Tabulation[[#This Row],[Date]])","v":0},{"$f":"CONCATENATE(Tabulation[[#This Row],[Holiday]],Tabulation[[#This Row],[Season]],Tabulation[[#This Row],[Weekend]],\"-\",IF(Tabulation[[#This Row],[Hour]]<10,0,\"\"),C634)","v":"0Winter0-06"},{"$f":"VLOOKUP(Tabulation[[#This Row],[Concat]],Table3[],8)","v":0.28519},{"$f":"(Tabulation[[#This Row],[AC System Output (kW)]]*Tabulation[[#This Row],[Rate]])","v":0}]
[1,26,7,69.623999999999995,{"$f":"Tabulation[[#This Row],[AC System Output (W)]]/1000","v":6.9623999999999991E-2},{"$f":"VLOOKUP(Tabulation[[#This Row],[Month]],Season,2)","v":"Winter"},{"$f":"(DATE(2021,Tabulation[[#This Row],[Month]],Tabulation[[#This Row],[Day]]))","v":"2021-01-26"},{"$f":"WEEKDAY(Tabulation[[#This Row],[Date]])","v":3},{"$f":"IF(OR(Tabulation[[#This Row],[DayNo]]=1,Tabulation[[#This Row],[DayNo]]=7),1,0)","v":0},{"$f":"COUNTIF(Holidays,Tabulation[[#This Row],[Date]])","v":0},{"$f":"CONCATENATE(Tabulation[[#This Row],[Holiday]],Tabulation[[#This Row],[Season]],Tabulation[[#This Row],[Weekend]],\"-\",IF(Tabulation[[#This Row],[Hour]]<10,0,\"\"),C635)","v":"0Winter0-07"},{"$f":"VLOOKUP(Tabulation[[#This Row],[Concat]],Table3[],8)","v":0.28519},{"$f":"(Tabulation[[#This Row],[AC System Output (kW)]]*Tabulation[[#This Row],[Rate]])","v":1.9856068559999999E-2}]
[1,26,8,612.02700000000004,{"$f":"Tabulation[[#This Row],[AC System Output (W)]]/1000","v":0.6120270000000001},{"$f":"VLOOKUP(Tabulation[[#This Row],[Month]],Season,2)","v":"Winter"},{"$f":"(DATE(2021,Tabulation[[#This Row],[Month]],Tabulation[[#This Row],[Day]]))","v":"2021-01-26"},{"$f":"WEEKDAY(Tabulation[[#This Row],[Date]])","v":3},{"$f":"IF(OR(Tabulation[[#This Row],[DayNo]]=1,Tabulation[[#This Row],[DayNo]]=7),1,0)","v":0},{"$f":"COUNTIF(Holidays,Tabulation[[#This Row],[Date]])","v":0},{"$f":"CONCATENATE(Tabulation[[#This Row],[Holiday]],Tabulation[[#This Row],[Season]],Tabulation[[#This Row],[Weekend]],\"-\",IF(Tabulation[[#This Row],[Hour]]<10,0,\"\"),C636)","v":"0Winter0-08"},{"$f":"VLOOKUP(Tabulation[[#This Row],[Concat]],Table3[],8)","v":0.28519},{"$f":"(Tabulation[[#This Row],[AC System Output (kW)]]*Tabulation[[#This Row],[Rate]])","v":0.17454398013000003}]
[1,26,9,276.346,{"$f":"Tabulation[[#This Row],[AC System Output (W)]]/1000","v":0.27634599999999998},{"$f":"VLOOKUP(Tabulation[[#This Row],[Month]],Season,2)","v":"Winter"},{"$f":"(DATE(2021,Tabulation[[#This Row],[Month]],Tabulation[[#This Row],[Day]]))","v":"2021-01-26"},{"$f":"WEEKDAY(Tabulation[[#This Row],[Date]])","v":3},{"$f":"IF(OR(Tabulation[[#This Row],[DayNo]]=1,Tabulation[[#This Row],[DayNo]]=7),1,0)","v":0},{"$f":"COUNTIF(Holidays,Tabulation[[#This Row],[Date]])","v":0},{"$f":"CONCATENATE(Tabulation[[#This Row],[Holiday]],Tabulation[[#This Row],[Season]],Tabulation[[#This Row],[Weekend]],\"-\",IF(Tabulation[[#This Row],[Hour]]<10,0,\"\"),C637)","v":"0Winter0-09"},{"$f":"VLOOKUP(Tabulation[[#This Row],[Concat]],Table3[],8)","v":0.28519},{"$f":"(Tabulation[[#This Row],[AC System Output (kW)]]*Tabulation[[#This Row],[Rate]])","v":7.8811115739999993E-2}]
[1,26,10,52.731999999999999,{"$f":"Tabulation[[#This Row],[AC System Output (W)]]/1000","v":5.2732000000000001E-2},{"$f":"VLOOKUP(Tabulation[[#This Row],[Month]],Season,2)","v":"Winter"},{"$f":"(DATE(2021,Tabulation[[#This Row],[Month]],Tabulation[[#This Row],[Day]]))","v":"2021-01-26"},{"$f":"WEEKDAY(Tabulation[[#This Row],[Date]])","v":3},{"$f":"IF(OR(Tabulation[[#This Row],[DayNo]]=1,Tabulation[[#This Row],[DayNo]]=7),1,0)","v":0},{"$f":"COUNTIF(Holidays,Tabulation[[#This Row],[Date]])","v":0},{"$f":"CONCATENATE(Tabulation[[#This Row],[Holiday]],Tabulation[[#This Row],[Season]],Tabulation[[#This Row],[Weekend]],\"-\",IF(Tabulation[[#This Row],[Hour]]<10,0,\"\"),C638)","v":"0Winter0-10"},{"$f":"VLOOKUP(Tabulation[[#This Row],[Concat]],Table3[],8)","v":0.28519},{"$f":"(Tabulation[[#This Row],[AC System Output (kW)]]*Tabulation[[#This Row],[Rate]])","v":1.5038639080000001E-2}]
[1,26,11,111.93,{"$f":"Tabulation[[#This Row],[AC System Output (W)]]/1000","v":0.11193},{"$f":"VLOOKUP(Tabulation[[#This Row],[Month]],Season,2)","v":"Winter"},{"$f":"(DATE(2021,Tabulation[[#This Row],[Month]],Tabulation[[#This Row],[Day]]))","v":"2021-01-26"},{"$f":"WEEKDAY(Tabulation[[#This Row],[Date]])","v":3},{"$f":"IF(OR(Tabulation[[#This Row],[DayNo]]=1,Tabulation[[#This Row],[DayNo]]=7),1,0)","v":0},{"$f":"COUNTIF(Holidays,Tabulation[[#This Row],[Date]])","v":0},{"$f":"CONCATENATE(Tabulation[[#This Row],[Holiday]],Tabulation[[#This Row],[Season]],Tabulation[[#This Row],[Weekend]],\"-\",IF(Tabulation[[#This Row],[Hour]]<10,0,\"\"),C639)","v":"0Winter0-11"},{"$f":"VLOOKUP(Tabulation[[#This Row],[Concat]],Table3[],8)","v":0.28519},{"$f":"(Tabulation[[#This Row],[AC System Output (kW)]]*Tabulation[[#This Row],[Rate]])","v":3.1921316700000001E-2}]
[1,26,12,747.63800000000003,{"$f":"Tabulation[[#This Row],[AC System Output (W)]]/1000","v":0.74763800000000002},{"$f":"VLOOKUP(Tabulation[[#This Row],[Month]],Season,2)","v":"Winter"},{"$f":"(DATE(2021,Tabulation[[#This Row],[Month]],Tabulation[[#This Row],[Day]]))","v":"2021-01-26"},{"$f":"WEEKDAY(Tabulation[[#This Row],[Date]])","v":3},{"$f":"IF(OR(Tabulation[[#This Row],[DayNo]]=1,Tabulation[[#This Row],[DayNo]]=7),1,0)","v":0},{"$f":"COUNTIF(Holidays,Tabulation[[#This Row],[Date]])","v":0},{"$f":"CONCATENATE(Tabulation[[#This Row],[Holiday]],Tabulation[[#This Row],[Season]],Tabulation[[#This Row],[Weekend]],\"-\",IF(Tabulation[[#This Row],[Hour]]<10,0,\"\"),C640)","v":"0Winter0-12"},{"$f":"VLOOKUP(Tabulation[[#This Row],[Concat]],Table3[],8)","v":0.28519},{"$f":"(Tabulation[[#This Row],[AC System Output (kW)]]*Tabulation[[#This Row],[Rate]])","v":0.21321888122000002}]
[1,26,13,1989.171,{"$f":"Tabulation[[#This Row],[AC System Output (W)]]/1000","v":1.989171},{"$f":"VLOOKUP(Tabulation[[#This Row],[Month]],Season,2)","v":"Winter"},{"$f":"(DATE(2021,Tabulation[[#This Row],[Month]],Tabulation[[#This Row],[Day]]))","v":"2021-01-26"},{"$f":"WEEKDAY(Tabulation[[#This Row],[Date]])","v":3},{"$f":"IF(OR(Tabulation[[#This Row],[DayNo]]=1,Tabulation[[#This Row],[DayNo]]=7),1,0)","v":0},{"$f":"COUNTIF(Holidays,Tabulation[[#This Row],[Date]])","v":0},{"$f":"CONCATENATE(Tabulation[[#This Row],[Holiday]],Tabulation[[#This Row],[Season]],Tabulation[[#This Row],[Weekend]],\"-\",IF(Tabulation[[#This Row],[Hour]]<10,0,\"\"),C641)","v":"0Winter0-13"},{"$f":"VLOOKUP(Tabulation[[#This Row],[Concat]],Table3[],8)","v":0.28519},{"$f":"(Tabulation[[#This Row],[AC System Output (kW)]]*Tabulation[[#This Row],[Rate]])","v":0.56729167748999998}]
[1,26,14,114.544,{"$f":"Tabulation[[#This Row],[AC System Output (W)]]/1000","v":0.11454399999999999},{"$f":"VLOOKUP(Tabulation[[#This Row],[Month]],Season,2)","v":"Winter"},{"$f":"(DATE(2021,Tabulation[[#This Row],[Month]],Tabulation[[#This Row],[Day]]))","v":"2021-01-26"},{"$f":"WEEKDAY(Tabulation[[#This Row],[Date]])","v":3},{"$f":"IF(OR(Tabulation[[#This Row],[DayNo]]=1,Tabulation[[#This Row],[DayNo]]=7),1,0)","v":0},{"$f":"COUNTIF(Holidays,Tabulation[[#This Row],[Date]])","v":0},{"$f":"CONCATENATE(Tabulation[[#This Row],[Holiday]],Tabulation[[#This Row],[Season]],Tabulation[[#This Row],[Weekend]],\"-\",IF(Tabulation[[#This Row],[Hour]]<10,0,\"\"),C642)","v":"0Winter0-14"},{"$f":"VLOOKUP(Tabulation[[#This Row],[Concat]],Table3[],8)","v":0.28519},{"$f":"(Tabulation[[#This Row],[AC System Output (kW)]]*Tabulation[[#This Row],[Rate]])","v":3.2666803359999996E-2}]
[1,26,15,1010.51,{"$f":"Tabulation[[#This Row],[AC System Output (W)]]/1000","v":1.01051},{"$f":"VLOOKUP(Tabulation[[#This Row],[Month]],Season,2)","v":"Winter"},{"$f":"(DATE(2021,Tabulation[[#This Row],[Month]],Tabulation[[#This Row],[Day]]))","v":"2021-01-26"},{"$f":"WEEKDAY(Tabulation[[#This Row],[Date]])","v":3},{"$f":"IF(OR(Tabulation[[#This Row],[DayNo]]=1,Tabulation[[#This Row],[DayNo]]=7),1,0)","v":0},{"$f":"COUNTIF(Holidays,Tabulation[[#This Row],[Date]])","v":0},{"$f":"CONCATENATE(Tabulation[[#This Row],[Holiday]],Tabulation[[#This Row],[Season]],Tabulation[[#This Row],[Weekend]],\"-\",IF(Tabulation[[#This Row],[Hour]]<10,0,\"\"),C643)","v":"0Winter0-15"},{"$f":"VLOOKUP(Tabulation[[#This Row],[Concat]],Table3[],8)","v":0.28519},{"$f":"(Tabulation[[#This Row],[AC System Output (kW)]]*Tabulation[[#This Row],[Rate]])","v":0.28818734690000003}]
[1,26,16,474.39400000000001,{"$f":"Tabulation[[#This Row],[AC System Output (W)]]/1000","v":0.47439399999999998},{"$f":"VLOOKUP(Tabulation[[#This Row],[Month]],Season,2)","v":"Winter"},{"$f":"(DATE(2021,Tabulation[[#This Row],[Month]],Tabulation[[#This Row],[Day]]))","v":"2021-01-26"},{"$f":"WEEKDAY(Tabulation[[#This Row],[Date]])","v":3},{"$f":"IF(OR(Tabulation[[#This Row],[DayNo]]=1,Tabulation[[#This Row],[DayNo]]=7),1,0)","v":0},{"$f":"COUNTIF(Holidays,Tabulation[[#This Row],[Date]])","v":0},{"$f":"CONCATENATE(Tabulation[[#This Row],[Holiday]],Tabulation[[#This Row],[Season]],Tabulation[[#This Row],[Weekend]],\"-\",IF(Tabulation[[#This Row],[Hour]]<10,0,\"\"),C644)","v":"0Winter0-16"},{"$f":"VLOOKUP(Tabulation[[#This Row],[Concat]],Table3[],8)","v":0.28519},{"$f":"(Tabulation[[#This Row],[AC System Output (kW)]]*Tabulation[[#This Row],[Rate]])","v":0.13529242485999998}]
[1,26,17,0,{"$f":"Tabulation[[#This Row],[AC System Output (W)]]/1000","v":0},{"$f":"VLOOKUP(Tabulation[[#This Row],[Month]],Season,2)","v":"Winter"},{"$f":"(DATE(2021,Tabulation[[#This Row],[Month]],Tabulation[[#This Row],[Day]]))","v":"2021-01-26"},{"$f":"WEEKDAY(Tabulation[[#This Row],[Date]])","v":3},{"$f":"IF(OR(Tabulation[[#This Row],[DayNo]]=1,Tabulation[[#This Row],[DayNo]]=7),1,0)","v":0},{"$f":"COUNTIF(Holidays,Tabulation[[#This Row],[Date]])","v":0},{"$f":"CONCATENATE(Tabulation[[#This Row],[Holiday]],Tabulation[[#This Row],[Season]],Tabulation[[#This Row],[Weekend]],\"-\",IF(Tabulation[[#This Row],[Hour]]<10,0,\"\"),C645)","v":"0Winter0-17"},{"$f":"VLOOKUP(Tabulation[[#This Row],[Concat]],Table3[],8)","v":0.30257000000000001},{"$f":"(Tabulation[[#This Row],[AC System Output (kW)]]*Tabulation[[#This Row],[Rate]])","v":0}]
[1,26,18,0,{"$f":"Tabulation[[#This Row],[AC System Output (W)]]/1000","v":0},{"$f":"VLOOKUP(Tabulation[[#This Row],[Month]],Season,2)","v":"Winter"},{"$f":"(DATE(2021,Tabulation[[#This Row],[Month]],Tabulation[[#This Row],[Day]]))","v":"2021-01-26"},{"$f":"WEEKDAY(Tabulation[[#This Row],[Date]])","v":3},{"$f":"IF(OR(Tabulation[[#This Row],[DayNo]]=1,Tabulation[[#This Row],[DayNo]]=7),1,0)","v":0},{"$f":"COUNTIF(Holidays,Tabulation[[#This Row],[Date]])","v":0},{"$f":"CONCATENATE(Tabulation[[#This Row],[Holiday]],Tabulation[[#This Row],[Season]],Tabulation[[#This Row],[Weekend]],\"-\",IF(Tabulation[[#This Row],[Hour]]<10,0,\"\"),C646)","v":"0Winter0-18"},{"$f":"VLOOKUP(Tabulation[[#This Row],[Concat]],Table3[],8)","v":0.30257000000000001},{"$f":"(Tabulation[[#This Row],[AC System Output (kW)]]*Tabulation[[#This Row],[Rate]])","v":0}]
[1,26,19,0,{"$f":"Tabulation[[#This Row],[AC System Output (W)]]/1000","v":0},{"$f":"VLOOKUP(Tabulation[[#This Row],[Month]],Season,2)","v":"Winter"},{"$f":"(DATE(2021,Tabulation[[#This Row],[Month]],Tabulation[[#This Row],[Day]]))","v":"2021-01-26"},{"$f":"WEEKDAY(Tabulation[[#This Row],[Date]])","v":3},{"$f":"IF(OR(Tabulation[[#This Row],[DayNo]]=1,Tabulation[[#This Row],[DayNo]]=7),1,0)","v":0},{"$f":"COUNTIF(Holidays,Tabulation[[#This Row],[Date]])","v":0},{"$f":"CONCATENATE(Tabulation[[#This Row],[Holiday]],Tabulation[[#This Row],[Season]],Tabulation[[#This Row],[Weekend]],\"-\",IF(Tabulation[[#This Row],[Hour]]<10,0,\"\"),C647)","v":"0Winter0-19"},{"$f":"VLOOKUP(Tabulation[[#This Row],[Concat]],Table3[],8)","v":0.30257000000000001},{"$f":"(Tabulation[[#This Row],[AC System Output (kW)]]*Tabulation[[#This Row],[Rate]])","v":0}]
[1,26,20,0,{"$f":"Tabulation[[#This Row],[AC System Output (W)]]/1000","v":0},{"$f":"VLOOKUP(Tabulation[[#This Row],[Month]],Season,2)","v":"Winter"},{"$f":"(DATE(2021,Tabulation[[#This Row],[Month]],Tabulation[[#This Row],[Day]]))","v":"2021-01-26"},{"$f":"WEEKDAY(Tabulation[[#This Row],[Date]])","v":3},{"$f":"IF(OR(Tabulation[[#This Row],[DayNo]]=1,Tabulation[[#This Row],[DayNo]]=7),1,0)","v":0},{"$f":"COUNTIF(Holidays,Tabulation[[#This Row],[Date]])","v":0},{"$f":"CONCATENATE(Tabulation[[#This Row],[Holiday]],Tabulation[[#This Row],[Season]],Tabulation[[#This Row],[Weekend]],\"-\",IF(Tabulation[[#This Row],[Hour]]<10,0,\"\"),C648)","v":"0Winter0-20"},{"$f":"VLOOKUP(Tabulation[[#This Row],[Concat]],Table3[],8)","v":0.28519},{"$f":"(Tabulation[[#This Row],[AC System Output (kW)]]*Tabulation[[#This Row],[Rate]])","v":0}]
[1,26,21,0,{"$f":"Tabulation[[#This Row],[AC System Output (W)]]/1000","v":0},{"$f":"VLOOKUP(Tabulation[[#This Row],[Month]],Season,2)","v":"Winter"},{"$f":"(DATE(2021,Tabulation[[#This Row],[Month]],Tabulation[[#This Row],[Day]]))","v":"2021-01-26"},{"$f":"WEEKDAY(Tabulation[[#This Row],[Date]])","v":3},{"$f":"IF(OR(Tabulation[[#This Row],[DayNo]]=1,Tabulation[[#This Row],[DayNo]]=7),1,0)","v":0},{"$f":"COUNTIF(Holidays,Tabulation[[#This Row],[Date]])","v":0},{"$f":"CONCATENATE(Tabulation[[#This Row],[Holiday]],Tabulation[[#This Row],[Season]],Tabulation[[#This Row],[Weekend]],\"-\",IF(Tabulation[[#This Row],[Hour]]<10,0,\"\"),C649)","v":"0Winter0-21"},{"$f":"VLOOKUP(Tabulation[[#This Row],[Concat]],Table3[],8)","v":0.28519},{"$f":"(Tabulation[[#This Row],[AC System Output (kW)]]*Tabulation[[#This Row],[Rate]])","v":0}]
[1,26,22,0,{"$f":"Tabulation[[#This Row],[AC System Output (W)]]/1000","v":0},{"$f":"VLOOKUP(Tabulation[[#This Row],[Month]],Season,2)","v":"Winter"},{"$f":"(DATE(2021,Tabulation[[#This Row],[Month]],Tabulation[[#This Row],[Day]]))","v":"2021-01-26"},{"$f":"WEEKDAY(Tabulation[[#This Row],[Date]])","v":3},{"$f":"IF(OR(Tabulation[[#This Row],[DayNo]]=1,Tabulation[[#This Row],[DayNo]]=7),1,0)","v":0},{"$f":"COUNTIF(Holidays,Tabulation[[#This Row],[Date]])","v":0},{"$f":"CONCATENATE(Tabulation[[#This Row],[Holiday]],Tabulation[[#This Row],[Season]],Tabulation[[#This Row],[Weekend]],\"-\",IF(Tabulation[[#This Row],[Hour]]<10,0,\"\"),C650)","v":"0Winter0-22"},{"$f":"VLOOKUP(Tabulation[[#This Row],[Concat]],Table3[],8)","v":0.28519},{"$f":"(Tabulation[[#This Row],[AC System Output (kW)]]*Tabulation[[#This Row],[Rate]])","v":0}]
[1,26,23,0,{"$f":"Tabulation[[#This Row],[AC System Output (W)]]/1000","v":0},{"$f":"VLOOKUP(Tabulation[[#This Row],[Month]],Season,2)","v":"Winter"},{"$f":"(DATE(2021,Tabulation[[#This Row],[Month]],Tabulation[[#This Row],[Day]]))","v":"2021-01-26"},{"$f":"WEEKDAY(Tabulation[[#This Row],[Date]])","v":3},{"$f":"IF(OR(Tabulation[[#This Row],[DayNo]]=1,Tabulation[[#This Row],[DayNo]]=7),1,0)","v":0},{"$f":"COUNTIF(Holidays,Tabulation[[#This Row],[Date]])","v":0},{"$f":"CONCATENATE(Tabulation[[#This Row],[Holiday]],Tabulation[[#This Row],[Season]],Tabulation[[#This Row],[Weekend]],\"-\",IF(Tabulation[[#This Row],[Hour]]<10,0,\"\"),C651)","v":"0Winter0-23"},{"$f":"VLOOKUP(Tabulation[[#This Row],[Concat]],Table3[],8)","v":0.28519},{"$f":"(Tabulation[[#This Row],[AC System Output (kW)]]*Tabulation[[#This Row],[Rate]])","v":0}]
[1,27,0,0,{"$f":"Tabulation[[#This Row],[AC System Output (W)]]/1000","v":0},{"$f":"VLOOKUP(Tabulation[[#This Row],[Month]],Season,2)","v":"Winter"},{"$f":"(DATE(2021,Tabulation[[#This Row],[Month]],Tabulation[[#This Row],[Day]]))","v":"2021-01-27"},{"$f":"WEEKDAY(Tabulation[[#This Row],[Date]])","v":4},{"$f":"IF(OR(Tabulation[[#This Row],[DayNo]]=1,Tabulation[[#This Row],[DayNo]]=7),1,0)","v":0},{"$f":"COUNTIF(Holidays,Tabulation[[#This Row],[Date]])","v":0},{"$f":"CONCATENATE(Tabulation[[#This Row],[Holiday]],Tabulation[[#This Row],[Season]],Tabulation[[#This Row],[Weekend]],\"-\",IF(Tabulation[[#This Row],[Hour]]<10,0,\"\"),C652)","v":"0Winter0-00"},{"$f":"VLOOKUP(Tabulation[[#This Row],[Concat]],Table3[],8)","v":0.28519},{"$f":"(Tabulation[[#This Row],[AC System Output (kW)]]*Tabulation[[#This Row],[Rate]])","v":0}]
[1,27,1,0,{"$f":"Tabulation[[#This Row],[AC System Output (W)]]/1000","v":0},{"$f":"VLOOKUP(Tabulation[[#This Row],[Month]],Season,2)","v":"Winter"},{"$f":"(DATE(2021,Tabulation[[#This Row],[Month]],Tabulation[[#This Row],[Day]]))","v":"2021-01-27"},{"$f":"WEEKDAY(Tabulation[[#This Row],[Date]])","v":4},{"$f":"IF(OR(Tabulation[[#This Row],[DayNo]]=1,Tabulation[[#This Row],[DayNo]]=7),1,0)","v":0},{"$f":"COUNTIF(Holidays,Tabulation[[#This Row],[Date]])","v":0},{"$f":"CONCATENATE(Tabulation[[#This Row],[Holiday]],Tabulation[[#This Row],[Season]],Tabulation[[#This Row],[Weekend]],\"-\",IF(Tabulation[[#This Row],[Hour]]<10,0,\"\"),C653)","v":"0Winter0-01"},{"$f":"VLOOKUP(Tabulation[[#This Row],[Concat]],Table3[],8)","v":0.28519},{"$f":"(Tabulation[[#This Row],[AC System Output (kW)]]*Tabulation[[#This Row],[Rate]])","v":0}]
[1,27,2,0,{"$f":"Tabulation[[#This Row],[AC System Output (W)]]/1000","v":0},{"$f":"VLOOKUP(Tabulation[[#This Row],[Month]],Season,2)","v":"Winter"},{"$f":"(DATE(2021,Tabulation[[#This Row],[Month]],Tabulation[[#This Row],[Day]]))","v":"2021-01-27"},{"$f":"WEEKDAY(Tabulation[[#This Row],[Date]])","v":4},{"$f":"IF(OR(Tabulation[[#This Row],[DayNo]]=1,Tabulation[[#This Row],[DayNo]]=7),1,0)","v":0},{"$f":"COUNTIF(Holidays,Tabulation[[#This Row],[Date]])","v":0},{"$f":"CONCATENATE(Tabulation[[#This Row],[Holiday]],Tabulation[[#This Row],[Season]],Tabulation[[#This Row],[Weekend]],\"-\",IF(Tabulation[[#This Row],[Hour]]<10,0,\"\"),C654)","v":"0Winter0-02"},{"$f":"VLOOKUP(Tabulation[[#This Row],[Concat]],Table3[],8)","v":0.28519},{"$f":"(Tabulation[[#This Row],[AC System Output (kW)]]*Tabulation[[#This Row],[Rate]])","v":0}]
[1,27,3,0,{"$f":"Tabulation[[#This Row],[AC System Output (W)]]/1000","v":0},{"$f":"VLOOKUP(Tabulation[[#This Row],[Month]],Season,2)","v":"Winter"},{"$f":"(DATE(2021,Tabulation[[#This Row],[Month]],Tabulation[[#This Row],[Day]]))","v":"2021-01-27"},{"$f":"WEEKDAY(Tabulation[[#This Row],[Date]])","v":4},{"$f":"IF(OR(Tabulation[[#This Row],[DayNo]]=1,Tabulation[[#This Row],[DayNo]]=7),1,0)","v":0},{"$f":"COUNTIF(Holidays,Tabulation[[#This Row],[Date]])","v":0},{"$f":"CONCATENATE(Tabulation[[#This Row],[Holiday]],Tabulation[[#This Row],[Season]],Tabulation[[#This Row],[Weekend]],\"-\",IF(Tabulation[[#This Row],[Hour]]<10,0,\"\"),C655)","v":"0Winter0-03"},{"$f":"VLOOKUP(Tabulation[[#This Row],[Concat]],Table3[],8)","v":0.28519},{"$f":"(Tabulation[[#This Row],[AC System Output (kW)]]*Tabulation[[#This Row],[Rate]])","v":0}]
[1,27,4,0,{"$f":"Tabulation[[#This Row],[AC System Output (W)]]/1000","v":0},{"$f":"VLOOKUP(Tabulation[[#This Row],[Month]],Season,2)","v":"Winter"},{"$f":"(DATE(2021,Tabulation[[#This Row],[Month]],Tabulation[[#This Row],[Day]]))","v":"2021-01-27"},{"$f":"WEEKDAY(Tabulation[[#This Row],[Date]])","v":4},{"$f":"IF(OR(Tabulation[[#This Row],[DayNo]]=1,Tabulation[[#This Row],[DayNo]]=7),1,0)","v":0},{"$f":"COUNTIF(Holidays,Tabulation[[#This Row],[Date]])","v":0},{"$f":"CONCATENATE(Tabulation[[#This Row],[Holiday]],Tabulation[[#This Row],[Season]],Tabulation[[#This Row],[Weekend]],\"-\",IF(Tabulation[[#This Row],[Hour]]<10,0,\"\"),C656)","v":"0Winter0-04"},{"$f":"VLOOKUP(Tabulation[[#This Row],[Concat]],Table3[],8)","v":0.28519},{"$f":"(Tabulation[[#This Row],[AC System Output (kW)]]*Tabulation[[#This Row],[Rate]])","v":0}]
[1,27,5,0,{"$f":"Tabulation[[#This Row],[AC System Output (W)]]/1000","v":0},{"$f":"VLOOKUP(Tabulation[[#This Row],[Month]],Season,2)","v":"Winter"},{"$f":"(DATE(2021,Tabulation[[#This Row],[Month]],Tabulation[[#This Row],[Day]]))","v":"2021-01-27"},{"$f":"WEEKDAY(Tabulation[[#This Row],[Date]])","v":4},{"$f":"IF(OR(Tabulation[[#This Row],[DayNo]]=1,Tabulation[[#This Row],[DayNo]]=7),1,0)","v":0},{"$f":"COUNTIF(Holidays,Tabulation[[#This Row],[Date]])","v":0},{"$f":"CONCATENATE(Tabulation[[#This Row],[Holiday]],Tabulation[[#This Row],[Season]],Tabulation[[#This Row],[Weekend]],\"-\",IF(Tabulation[[#This Row],[Hour]]<10,0,\"\"),C657)","v":"0Winter0-05"},{"$f":"VLOOKUP(Tabulation[[#This Row],[Concat]],Table3[],8)","v":0.28519},{"$f":"(Tabulation[[#This Row],[AC System Output (kW)]]*Tabulation[[#This Row],[Rate]])","v":0}]
[1,27,6,0,{"$f":"Tabulation[[#This Row],[AC System Output (W)]]/1000","v":0},{"$f":"VLOOKUP(Tabulation[[#This Row],[Month]],Season,2)","v":"Winter"},{"$f":"(DATE(2021,Tabulation[[#This Row],[Month]],Tabulation[[#This Row],[Day]]))","v":"2021-01-27"},{"$f":"WEEKDAY(Tabulation[[#This Row],[Date]])","v":4},{"$f":"IF(OR(Tabulation[[#This Row],[DayNo]]=1,Tabulation[[#This Row],[DayNo]]=7),1,0)","v":0},{"$f":"COUNTIF(Holidays,Tabulation[[#This Row],[Date]])","v":0},{"$f":"CONCATENATE(Tabulation[[#This Row],[Holiday]],Tabulation[[#This Row],[Season]],Tabulation[[#This Row],[Weekend]],\"-\",IF(Tabulation[[#This Row],[Hour]]<10,0,\"\"),C658)","v":"0Winter0-06"},{"$f":"VLOOKUP(Tabulation[[#This Row],[Concat]],Table3[],8)","v":0.28519},{"$f":"(Tabulation[[#This Row],[AC System Output (kW)]]*Tabulation[[#This Row],[Rate]])","v":0}]
[1,27,7,295.88200000000001,{"$f":"Tabulation[[#This Row],[AC System Output (W)]]/1000","v":0.29588199999999998},{"$f":"VLOOKUP(Tabulation[[#This Row],[Month]],Season,2)","v":"Winter"},{"$f":"(DATE(2021,Tabulation[[#This Row],[Month]],Tabulation[[#This Row],[Day]]))","v":"2021-01-27"},{"$f":"WEEKDAY(Tabulation[[#This Row],[Date]])","v":4},{"$f":"IF(OR(Tabulation[[#This Row],[DayNo]]=1,Tabulation[[#This Row],[DayNo]]=7),1,0)","v":0},{"$f":"COUNTIF(Holidays,Tabulation[[#This Row],[Date]])","v":0},{"$f":"CONCATENATE(Tabulation[[#This Row],[Holiday]],Tabulation[[#This Row],[Season]],Tabulation[[#This Row],[Weekend]],\"-\",IF(Tabulation[[#This Row],[Hour]]<10,0,\"\"),C659)","v":"0Winter0-07"},{"$f":"VLOOKUP(Tabulation[[#This Row],[Concat]],Table3[],8)","v":0.28519},{"$f":"(Tabulation[[#This Row],[AC System Output (kW)]]*Tabulation[[#This Row],[Rate]])","v":8.4382587579999987E-2}]
[1,27,8,1163.3610000000001,{"$f":"Tabulation[[#This Row],[AC System Output (W)]]/1000","v":1.1633610000000001},{"$f":"VLOOKUP(Tabulation[[#This Row],[Month]],Season,2)","v":"Winter"},{"$f":"(DATE(2021,Tabulation[[#This Row],[Month]],Tabulation[[#This Row],[Day]]))","v":"2021-01-27"},{"$f":"WEEKDAY(Tabulation[[#This Row],[Date]])","v":4},{"$f":"IF(OR(Tabulation[[#This Row],[DayNo]]=1,Tabulation[[#This Row],[DayNo]]=7),1,0)","v":0},{"$f":"COUNTIF(Holidays,Tabulation[[#This Row],[Date]])","v":0},{"$f":"CONCATENATE(Tabulation[[#This Row],[Holiday]],Tabulation[[#This Row],[Season]],Tabulation[[#This Row],[Weekend]],\"-\",IF(Tabulation[[#This Row],[Hour]]<10,0,\"\"),C660)","v":"0Winter0-08"},{"$f":"VLOOKUP(Tabulation[[#This Row],[Concat]],Table3[],8)","v":0.28519},{"$f":"(Tabulation[[#This Row],[AC System Output (kW)]]*Tabulation[[#This Row],[Rate]])","v":0.33177892359000005}]
[1,27,9,1931.2650000000001,{"$f":"Tabulation[[#This Row],[AC System Output (W)]]/1000","v":1.931265},{"$f":"VLOOKUP(Tabulation[[#This Row],[Month]],Season,2)","v":"Winter"},{"$f":"(DATE(2021,Tabulation[[#This Row],[Month]],Tabulation[[#This Row],[Day]]))","v":"2021-01-27"},{"$f":"WEEKDAY(Tabulation[[#This Row],[Date]])","v":4},{"$f":"IF(OR(Tabulation[[#This Row],[DayNo]]=1,Tabulation[[#This Row],[DayNo]]=7),1,0)","v":0},{"$f":"COUNTIF(Holidays,Tabulation[[#This Row],[Date]])","v":0},{"$f":"CONCATENATE(Tabulation[[#This Row],[Holiday]],Tabulation[[#This Row],[Season]],Tabulation[[#This Row],[Weekend]],\"-\",IF(Tabulation[[#This Row],[Hour]]<10,0,\"\"),C661)","v":"0Winter0-09"},{"$f":"VLOOKUP(Tabulation[[#This Row],[Concat]],Table3[],8)","v":0.28519},{"$f":"(Tabulation[[#This Row],[AC System Output (kW)]]*Tabulation[[#This Row],[Rate]])","v":0.55077746535000005}]
[1,27,10,2435.6909999999998,{"$f":"Tabulation[[#This Row],[AC System Output (W)]]/1000","v":2.4356909999999998},{"$f":"VLOOKUP(Tabulation[[#This Row],[Month]],Season,2)","v":"Winter"},{"$f":"(DATE(2021,Tabulation[[#This Row],[Month]],Tabulation[[#This Row],[Day]]))","v":"2021-01-27"},{"$f":"WEEKDAY(Tabulation[[#This Row],[Date]])","v":4},{"$f":"IF(OR(Tabulation[[#This Row],[DayNo]]=1,Tabulation[[#This Row],[DayNo]]=7),1,0)","v":0},{"$f":"COUNTIF(Holidays,Tabulation[[#This Row],[Date]])","v":0},{"$f":"CONCATENATE(Tabulation[[#This Row],[Holiday]],Tabulation[[#This Row],[Season]],Tabulation[[#This Row],[Weekend]],\"-\",IF(Tabulation[[#This Row],[Hour]]<10,0,\"\"),C662)","v":"0Winter0-10"},{"$f":"VLOOKUP(Tabulation[[#This Row],[Concat]],Table3[],8)","v":0.28519},{"$f":"(Tabulation[[#This Row],[AC System Output (kW)]]*Tabulation[[#This Row],[Rate]])","v":0.69463471628999995}]
[1,27,11,2717.0709999999999,{"$f":"Tabulation[[#This Row],[AC System Output (W)]]/1000","v":2.7170709999999998},{"$f":"VLOOKUP(Tabulation[[#This Row],[Month]],Season,2)","v":"Winter"},{"$f":"(DATE(2021,Tabulation[[#This Row],[Month]],Tabulation[[#This Row],[Day]]))","v":"2021-01-27"},{"$f":"WEEKDAY(Tabulation[[#This Row],[Date]])","v":4},{"$f":"IF(OR(Tabulation[[#This Row],[DayNo]]=1,Tabulation[[#This Row],[DayNo]]=7),1,0)","v":0},{"$f":"COUNTIF(Holidays,Tabulation[[#This Row],[Date]])","v":0},{"$f":"CONCATENATE(Tabulation[[#This Row],[Holiday]],Tabulation[[#This Row],[Season]],Tabulation[[#This Row],[Weekend]],\"-\",IF(Tabulation[[#This Row],[Hour]]<10,0,\"\"),C663)","v":"0Winter0-11"},{"$f":"VLOOKUP(Tabulation[[#This Row],[Concat]],Table3[],8)","v":0.28519},{"$f":"(Tabulation[[#This Row],[AC System Output (kW)]]*Tabulation[[#This Row],[Rate]])","v":0.77488147848999989}]
[1,27,12,2765.2440000000001,{"$f":"Tabulation[[#This Row],[AC System Output (W)]]/1000","v":2.765244},{"$f":"VLOOKUP(Tabulation[[#This Row],[Month]],Season,2)","v":"Winter"},{"$f":"(DATE(2021,Tabulation[[#This Row],[Month]],Tabulation[[#This Row],[Day]]))","v":"2021-01-27"},{"$f":"WEEKDAY(Tabulation[[#This Row],[Date]])","v":4},{"$f":"IF(OR(Tabulation[[#This Row],[DayNo]]=1,Tabulation[[#This Row],[DayNo]]=7),1,0)","v":0},{"$f":"COUNTIF(Holidays,Tabulation[[#This Row],[Date]])","v":0},{"$f":"CONCATENATE(Tabulation[[#This Row],[Holiday]],Tabulation[[#This Row],[Season]],Tabulation[[#This Row],[Weekend]],\"-\",IF(Tabulation[[#This Row],[Hour]]<10,0,\"\"),C664)","v":"0Winter0-12"},{"$f":"VLOOKUP(Tabulation[[#This Row],[Concat]],Table3[],8)","v":0.28519},{"$f":"(Tabulation[[#This Row],[AC System Output (kW)]]*Tabulation[[#This Row],[Rate]])","v":0.78861993636000005}]
[1,27,13,2594.5079999999998,{"$f":"Tabulation[[#This Row],[AC System Output (W)]]/1000","v":2.5945079999999998},{"$f":"VLOOKUP(Tabulation[[#This Row],[Month]],Season,2)","v":"Winter"},{"$f":"(DATE(2021,Tabulation[[#This Row],[Month]],Tabulation[[#This Row],[Day]]))","v":"2021-01-27"},{"$f":"WEEKDAY(Tabulation[[#This Row],[Date]])","v":4},{"$f":"IF(OR(Tabulation[[#This Row],[DayNo]]=1,Tabulation[[#This Row],[DayNo]]=7),1,0)","v":0},{"$f":"COUNTIF(Holidays,Tabulation[[#This Row],[Date]])","v":0},{"$f":"CONCATENATE(Tabulation[[#This Row],[Holiday]],Tabulation[[#This Row],[Season]],Tabulation[[#This Row],[Weekend]],\"-\",IF(Tabulation[[#This Row],[Hour]]<10,0,\"\"),C665)","v":"0Winter0-13"},{"$f":"VLOOKUP(Tabulation[[#This Row],[Concat]],Table3[],8)","v":0.28519},{"$f":"(Tabulation[[#This Row],[AC System Output (kW)]]*Tabulation[[#This Row],[Rate]])","v":0.73992773651999999}]
[1,27,14,2216.5650000000001,{"$f":"Tabulation[[#This Row],[AC System Output (W)]]/1000","v":2.2165650000000001},{"$f":"VLOOKUP(Tabulation[[#This Row],[Month]],Season,2)","v":"Winter"},{"$f":"(DATE(2021,Tabulation[[#This Row],[Month]],Tabulation[[#This Row],[Day]]))","v":"2021-01-27"},{"$f":"WEEKDAY(Tabulation[[#This Row],[Date]])","v":4},{"$f":"IF(OR(Tabulation[[#This Row],[DayNo]]=1,Tabulation[[#This Row],[DayNo]]=7),1,0)","v":0},{"$f":"COUNTIF(Holidays,Tabulation[[#This Row],[Date]])","v":0},{"$f":"CONCATENATE(Tabulation[[#This Row],[Holiday]],Tabulation[[#This Row],[Season]],Tabulation[[#This Row],[Weekend]],\"-\",IF(Tabulation[[#This Row],[Hour]]<10,0,\"\"),C666)","v":"0Winter0-14"},{"$f":"VLOOKUP(Tabulation[[#This Row],[Concat]],Table3[],8)","v":0.28519},{"$f":"(Tabulation[[#This Row],[AC System Output (kW)]]*Tabulation[[#This Row],[Rate]])","v":0.63214217235000003}]
[1,27,15,1576.604,{"$f":"Tabulation[[#This Row],[AC System Output (W)]]/1000","v":1.5766040000000001},{"$f":"VLOOKUP(Tabulation[[#This Row],[Month]],Season,2)","v":"Winter"},{"$f":"(DATE(2021,Tabulation[[#This Row],[Month]],Tabulation[[#This Row],[Day]]))","v":"2021-01-27"},{"$f":"WEEKDAY(Tabulation[[#This Row],[Date]])","v":4},{"$f":"IF(OR(Tabulation[[#This Row],[DayNo]]=1,Tabulation[[#This Row],[DayNo]]=7),1,0)","v":0},{"$f":"COUNTIF(Holidays,Tabulation[[#This Row],[Date]])","v":0},{"$f":"CONCATENATE(Tabulation[[#This Row],[Holiday]],Tabulation[[#This Row],[Season]],Tabulation[[#This Row],[Weekend]],\"-\",IF(Tabulation[[#This Row],[Hour]]<10,0,\"\"),C667)","v":"0Winter0-15"},{"$f":"VLOOKUP(Tabulation[[#This Row],[Concat]],Table3[],8)","v":0.28519},{"$f":"(Tabulation[[#This Row],[AC System Output (kW)]]*Tabulation[[#This Row],[Rate]])","v":0.44963169476000003}]
[1,27,16,114.718,{"$f":"Tabulation[[#This Row],[AC System Output (W)]]/1000","v":0.114718},{"$f":"VLOOKUP(Tabulation[[#This Row],[Month]],Season,2)","v":"Winter"},{"$f":"(DATE(2021,Tabulation[[#This Row],[Month]],Tabulation[[#This Row],[Day]]))","v":"2021-01-27"},{"$f":"WEEKDAY(Tabulation[[#This Row],[Date]])","v":4},{"$f":"IF(OR(Tabulation[[#This Row],[DayNo]]=1,Tabulation[[#This Row],[DayNo]]=7),1,0)","v":0},{"$f":"COUNTIF(Holidays,Tabulation[[#This Row],[Date]])","v":0},{"$f":"CONCATENATE(Tabulation[[#This Row],[Holiday]],Tabulation[[#This Row],[Season]],Tabulation[[#This Row],[Weekend]],\"-\",IF(Tabulation[[#This Row],[Hour]]<10,0,\"\"),C668)","v":"0Winter0-16"},{"$f":"VLOOKUP(Tabulation[[#This Row],[Concat]],Table3[],8)","v":0.28519},{"$f":"(Tabulation[[#This Row],[AC System Output (kW)]]*Tabulation[[#This Row],[Rate]])","v":3.271642642E-2}]
[1,27,17,0,{"$f":"Tabulation[[#This Row],[AC System Output (W)]]/1000","v":0},{"$f":"VLOOKUP(Tabulation[[#This Row],[Month]],Season,2)","v":"Winter"},{"$f":"(DATE(2021,Tabulation[[#This Row],[Month]],Tabulation[[#This Row],[Day]]))","v":"2021-01-27"},{"$f":"WEEKDAY(Tabulation[[#This Row],[Date]])","v":4},{"$f":"IF(OR(Tabulation[[#This Row],[DayNo]]=1,Tabulation[[#This Row],[DayNo]]=7),1,0)","v":0},{"$f":"COUNTIF(Holidays,Tabulation[[#This Row],[Date]])","v":0},{"$f":"CONCATENATE(Tabulation[[#This Row],[Holiday]],Tabulation[[#This Row],[Season]],Tabulation[[#This Row],[Weekend]],\"-\",IF(Tabulation[[#This Row],[Hour]]<10,0,\"\"),C669)","v":"0Winter0-17"},{"$f":"VLOOKUP(Tabulation[[#This Row],[Concat]],Table3[],8)","v":0.30257000000000001},{"$f":"(Tabulation[[#This Row],[AC System Output (kW)]]*Tabulation[[#This Row],[Rate]])","v":0}]
[1,27,18,0,{"$f":"Tabulation[[#This Row],[AC System Output (W)]]/1000","v":0},{"$f":"VLOOKUP(Tabulation[[#This Row],[Month]],Season,2)","v":"Winter"},{"$f":"(DATE(2021,Tabulation[[#This Row],[Month]],Tabulation[[#This Row],[Day]]))","v":"2021-01-27"},{"$f":"WEEKDAY(Tabulation[[#This Row],[Date]])","v":4},{"$f":"IF(OR(Tabulation[[#This Row],[DayNo]]=1,Tabulation[[#This Row],[DayNo]]=7),1,0)","v":0},{"$f":"COUNTIF(Holidays,Tabulation[[#This Row],[Date]])","v":0},{"$f":"CONCATENATE(Tabulation[[#This Row],[Holiday]],Tabulation[[#This Row],[Season]],Tabulation[[#This Row],[Weekend]],\"-\",IF(Tabulation[[#This Row],[Hour]]<10,0,\"\"),C670)","v":"0Winter0-18"},{"$f":"VLOOKUP(Tabulation[[#This Row],[Concat]],Table3[],8)","v":0.30257000000000001},{"$f":"(Tabulation[[#This Row],[AC System Output (kW)]]*Tabulation[[#This Row],[Rate]])","v":0}]
[1,27,19,0,{"$f":"Tabulation[[#This Row],[AC System Output (W)]]/1000","v":0},{"$f":"VLOOKUP(Tabulation[[#This Row],[Month]],Season,2)","v":"Winter"},{"$f":"(DATE(2021,Tabulation[[#This Row],[Month]],Tabulation[[#This Row],[Day]]))","v":"2021-01-27"},{"$f":"WEEKDAY(Tabulation[[#This Row],[Date]])","v":4},{"$f":"IF(OR(Tabulation[[#This Row],[DayNo]]=1,Tabulation[[#This Row],[DayNo]]=7),1,0)","v":0},{"$f":"COUNTIF(Holidays,Tabulation[[#This Row],[Date]])","v":0},{"$f":"CONCATENATE(Tabulation[[#This Row],[Holiday]],Tabulation[[#This Row],[Season]],Tabulation[[#This Row],[Weekend]],\"-\",IF(Tabulation[[#This Row],[Hour]]<10,0,\"\"),C671)","v":"0Winter0-19"},{"$f":"VLOOKUP(Tabulation[[#This Row],[Concat]],Table3[],8)","v":0.30257000000000001},{"$f":"(Tabulation[[#This Row],[AC System Output (kW)]]*Tabulation[[#This Row],[Rate]])","v":0}]
[1,27,20,0,{"$f":"Tabulation[[#This Row],[AC System Output (W)]]/1000","v":0},{"$f":"VLOOKUP(Tabulation[[#This Row],[Month]],Season,2)","v":"Winter"},{"$f":"(DATE(2021,Tabulation[[#This Row],[Month]],Tabulation[[#This Row],[Day]]))","v":"2021-01-27"},{"$f":"WEEKDAY(Tabulation[[#This Row],[Date]])","v":4},{"$f":"IF(OR(Tabulation[[#This Row],[DayNo]]=1,Tabulation[[#This Row],[DayNo]]=7),1,0)","v":0},{"$f":"COUNTIF(Holidays,Tabulation[[#This Row],[Date]])","v":0},{"$f":"CONCATENATE(Tabulation[[#This Row],[Holiday]],Tabulation[[#This Row],[Season]],Tabulation[[#This Row],[Weekend]],\"-\",IF(Tabulation[[#This Row],[Hour]]<10,0,\"\"),C672)","v":"0Winter0-20"},{"$f":"VLOOKUP(Tabulation[[#This Row],[Concat]],Table3[],8)","v":0.28519},{"$f":"(Tabulation[[#This Row],[AC System Output (kW)]]*Tabulation[[#This Row],[Rate]])","v":0}]
[1,27,21,0,{"$f":"Tabulation[[#This Row],[AC System Output (W)]]/1000","v":0},{"$f":"VLOOKUP(Tabulation[[#This Row],[Month]],Season,2)","v":"Winter"},{"$f":"(DATE(2021,Tabulation[[#This Row],[Month]],Tabulation[[#This Row],[Day]]))","v":"2021-01-27"},{"$f":"WEEKDAY(Tabulation[[#This Row],[Date]])","v":4},{"$f":"IF(OR(Tabulation[[#This Row],[DayNo]]=1,Tabulation[[#This Row],[DayNo]]=7),1,0)","v":0},{"$f":"COUNTIF(Holidays,Tabulation[[#This Row],[Date]])","v":0},{"$f":"CONCATENATE(Tabulation[[#This Row],[Holiday]],Tabulation[[#This Row],[Season]],Tabulation[[#This Row],[Weekend]],\"-\",IF(Tabulation[[#This Row],[Hour]]<10,0,\"\"),C673)","v":"0Winter0-21"},{"$f":"VLOOKUP(Tabulation[[#This Row],[Concat]],Table3[],8)","v":0.28519},{"$f":"(Tabulation[[#This Row],[AC System Output (kW)]]*Tabulation[[#This Row],[Rate]])","v":0}]
[1,27,22,0,{"$f":"Tabulation[[#This Row],[AC System Output (W)]]/1000","v":0},{"$f":"VLOOKUP(Tabulation[[#This Row],[Month]],Season,2)","v":"Winter"},{"$f":"(DATE(2021,Tabulation[[#This Row],[Month]],Tabulation[[#This Row],[Day]]))","v":"2021-01-27"},{"$f":"WEEKDAY(Tabulation[[#This Row],[Date]])","v":4},{"$f":"IF(OR(Tabulation[[#This Row],[DayNo]]=1,Tabulation[[#This Row],[DayNo]]=7),1,0)","v":0},{"$f":"COUNTIF(Holidays,Tabulation[[#This Row],[Date]])","v":0},{"$f":"CONCATENATE(Tabulation[[#This Row],[Holiday]],Tabulation[[#This Row],[Season]],Tabulation[[#This Row],[Weekend]],\"-\",IF(Tabulation[[#This Row],[Hour]]<10,0,\"\"),C674)","v":"0Winter0-22"},{"$f":"VLOOKUP(Tabulation[[#This Row],[Concat]],Table3[],8)","v":0.28519},{"$f":"(Tabulation[[#This Row],[AC System Output (kW)]]*Tabulation[[#This Row],[Rate]])","v":0}]
[1,27,23,0,{"$f":"Tabulation[[#This Row],[AC System Output (W)]]/1000","v":0},{"$f":"VLOOKUP(Tabulation[[#This Row],[Month]],Season,2)","v":"Winter"},{"$f":"(DATE(2021,Tabulation[[#This Row],[Month]],Tabulation[[#This Row],[Day]]))","v":"2021-01-27"},{"$f":"WEEKDAY(Tabulation[[#This Row],[Date]])","v":4},{"$f":"IF(OR(Tabulation[[#This Row],[DayNo]]=1,Tabulation[[#This Row],[DayNo]]=7),1,0)","v":0},{"$f":"COUNTIF(Holidays,Tabulation[[#This Row],[Date]])","v":0},{"$f":"CONCATENATE(Tabulation[[#This Row],[Holiday]],Tabulation[[#This Row],[Season]],Tabulation[[#This Row],[Weekend]],\"-\",IF(Tabulation[[#This Row],[Hour]]<10,0,\"\"),C675)","v":"0Winter0-23"},{"$f":"VLOOKUP(Tabulation[[#This Row],[Concat]],Table3[],8)","v":0.28519},{"$f":"(Tabulation[[#This Row],[AC System Output (kW)]]*Tabulation[[#This Row],[Rate]])","v":0}]
[1,28,0,0,{"$f":"Tabulation[[#This Row],[AC System Output (W)]]/1000","v":0},{"$f":"VLOOKUP(Tabulation[[#This Row],[Month]],Season,2)","v":"Winter"},{"$f":"(DATE(2021,Tabulation[[#This Row],[Month]],Tabulation[[#This Row],[Day]]))","v":"2021-01-28"},{"$f":"WEEKDAY(Tabulation[[#This Row],[Date]])","v":5},{"$f":"IF(OR(Tabulation[[#This Row],[DayNo]]=1,Tabulation[[#This Row],[DayNo]]=7),1,0)","v":0},{"$f":"COUNTIF(Holidays,Tabulation[[#This Row],[Date]])","v":0},{"$f":"CONCATENATE(Tabulation[[#This Row],[Holiday]],Tabulation[[#This Row],[Season]],Tabulation[[#This Row],[Weekend]],\"-\",IF(Tabulation[[#This Row],[Hour]]<10,0,\"\"),C676)","v":"0Winter0-00"},{"$f":"VLOOKUP(Tabulation[[#This Row],[Concat]],Table3[],8)","v":0.28519},{"$f":"(Tabulation[[#This Row],[AC System Output (kW)]]*Tabulation[[#This Row],[Rate]])","v":0}]
[1,28,1,0,{"$f":"Tabulation[[#This Row],[AC System Output (W)]]/1000","v":0},{"$f":"VLOOKUP(Tabulation[[#This Row],[Month]],Season,2)","v":"Winter"},{"$f":"(DATE(2021,Tabulation[[#This Row],[Month]],Tabulation[[#This Row],[Day]]))","v":"2021-01-28"},{"$f":"WEEKDAY(Tabulation[[#This Row],[Date]])","v":5},{"$f":"IF(OR(Tabulation[[#This Row],[DayNo]]=1,Tabulation[[#This Row],[DayNo]]=7),1,0)","v":0},{"$f":"COUNTIF(Holidays,Tabulation[[#This Row],[Date]])","v":0},{"$f":"CONCATENATE(Tabulation[[#This Row],[Holiday]],Tabulation[[#This Row],[Season]],Tabulation[[#This Row],[Weekend]],\"-\",IF(Tabulation[[#This Row],[Hour]]<10,0,\"\"),C677)","v":"0Winter0-01"},{"$f":"VLOOKUP(Tabulation[[#This Row],[Concat]],Table3[],8)","v":0.28519},{"$f":"(Tabulation[[#This Row],[AC System Output (kW)]]*Tabulation[[#This Row],[Rate]])","v":0}]
[1,28,2,0,{"$f":"Tabulation[[#This Row],[AC System Output (W)]]/1000","v":0},{"$f":"VLOOKUP(Tabulation[[#This Row],[Month]],Season,2)","v":"Winter"},{"$f":"(DATE(2021,Tabulation[[#This Row],[Month]],Tabulation[[#This Row],[Day]]))","v":"2021-01-28"},{"$f":"WEEKDAY(Tabulation[[#This Row],[Date]])","v":5},{"$f":"IF(OR(Tabulation[[#This Row],[DayNo]]=1,Tabulation[[#This Row],[DayNo]]=7),1,0)","v":0},{"$f":"COUNTIF(Holidays,Tabulation[[#This Row],[Date]])","v":0},{"$f":"CONCATENATE(Tabulation[[#This Row],[Holiday]],Tabulation[[#This Row],[Season]],Tabulation[[#This Row],[Weekend]],\"-\",IF(Tabulation[[#This Row],[Hour]]<10,0,\"\"),C678)","v":"0Winter0-02"},{"$f":"VLOOKUP(Tabulation[[#This Row],[Concat]],Table3[],8)","v":0.28519},{"$f":"(Tabulation[[#This Row],[AC System Output (kW)]]*Tabulation[[#This Row],[Rate]])","v":0}]
[1,28,3,0,{"$f":"Tabulation[[#This Row],[AC System Output (W)]]/1000","v":0},{"$f":"VLOOKUP(Tabulation[[#This Row],[Month]],Season,2)","v":"Winter"},{"$f":"(DATE(2021,Tabulation[[#This Row],[Month]],Tabulation[[#This Row],[Day]]))","v":"2021-01-28"},{"$f":"WEEKDAY(Tabulation[[#This Row],[Date]])","v":5},{"$f":"IF(OR(Tabulation[[#This Row],[DayNo]]=1,Tabulation[[#This Row],[DayNo]]=7),1,0)","v":0},{"$f":"COUNTIF(Holidays,Tabulation[[#This Row],[Date]])","v":0},{"$f":"CONCATENATE(Tabulation[[#This Row],[Holiday]],Tabulation[[#This Row],[Season]],Tabulation[[#This Row],[Weekend]],\"-\",IF(Tabulation[[#This Row],[Hour]]<10,0,\"\"),C679)","v":"0Winter0-03"},{"$f":"VLOOKUP(Tabulation[[#This Row],[Concat]],Table3[],8)","v":0.28519},{"$f":"(Tabulation[[#This Row],[AC System Output (kW)]]*Tabulation[[#This Row],[Rate]])","v":0}]
[1,28,4,0,{"$f":"Tabulation[[#This Row],[AC System Output (W)]]/1000","v":0},{"$f":"VLOOKUP(Tabulation[[#This Row],[Month]],Season,2)","v":"Winter"},{"$f":"(DATE(2021,Tabulation[[#This Row],[Month]],Tabulation[[#This Row],[Day]]))","v":"2021-01-28"},{"$f":"WEEKDAY(Tabulation[[#This Row],[Date]])","v":5},{"$f":"IF(OR(Tabulation[[#This Row],[DayNo]]=1,Tabulation[[#This Row],[DayNo]]=7),1,0)","v":0},{"$f":"COUNTIF(Holidays,Tabulation[[#This Row],[Date]])","v":0},{"$f":"CONCATENATE(Tabulation[[#This Row],[Holiday]],Tabulation[[#This Row],[Season]],Tabulation[[#This Row],[Weekend]],\"-\",IF(Tabulation[[#This Row],[Hour]]<10,0,\"\"),C680)","v":"0Winter0-04"},{"$f":"VLOOKUP(Tabulation[[#This Row],[Concat]],Table3[],8)","v":0.28519},{"$f":"(Tabulation[[#This Row],[AC System Output (kW)]]*Tabulation[[#This Row],[Rate]])","v":0}]
[1,28,5,0,{"$f":"Tabulation[[#This Row],[AC System Output (W)]]/1000","v":0},{"$f":"VLOOKUP(Tabulation[[#This Row],[Month]],Season,2)","v":"Winter"},{"$f":"(DATE(2021,Tabulation[[#This Row],[Month]],Tabulation[[#This Row],[Day]]))","v":"2021-01-28"},{"$f":"WEEKDAY(Tabulation[[#This Row],[Date]])","v":5},{"$f":"IF(OR(Tabulation[[#This Row],[DayNo]]=1,Tabulation[[#This Row],[DayNo]]=7),1,0)","v":0},{"$f":"COUNTIF(Holidays,Tabulation[[#This Row],[Date]])","v":0},{"$f":"CONCATENATE(Tabulation[[#This Row],[Holiday]],Tabulation[[#This Row],[Season]],Tabulation[[#This Row],[Weekend]],\"-\",IF(Tabulation[[#This Row],[Hour]]<10,0,\"\"),C681)","v":"0Winter0-05"},{"$f":"VLOOKUP(Tabulation[[#This Row],[Concat]],Table3[],8)","v":0.28519},{"$f":"(Tabulation[[#This Row],[AC System Output (kW)]]*Tabulation[[#This Row],[Rate]])","v":0}]
[1,28,6,0,{"$f":"Tabulation[[#This Row],[AC System Output (W)]]/1000","v":0},{"$f":"VLOOKUP(Tabulation[[#This Row],[Month]],Season,2)","v":"Winter"},{"$f":"(DATE(2021,Tabulation[[#This Row],[Month]],Tabulation[[#This Row],[Day]]))","v":"2021-01-28"},{"$f":"WEEKDAY(Tabulation[[#This Row],[Date]])","v":5},{"$f":"IF(OR(Tabulation[[#This Row],[DayNo]]=1,Tabulation[[#This Row],[DayNo]]=7),1,0)","v":0},{"$f":"COUNTIF(Holidays,Tabulation[[#This Row],[Date]])","v":0},{"$f":"CONCATENATE(Tabulation[[#This Row],[Holiday]],Tabulation[[#This Row],[Season]],Tabulation[[#This Row],[Weekend]],\"-\",IF(Tabulation[[#This Row],[Hour]]<10,0,\"\"),C682)","v":"0Winter0-06"},{"$f":"VLOOKUP(Tabulation[[#This Row],[Concat]],Table3[],8)","v":0.28519},{"$f":"(Tabulation[[#This Row],[AC System Output (kW)]]*Tabulation[[#This Row],[Rate]])","v":0}]
[1,28,7,358.34500000000003,{"$f":"Tabulation[[#This Row],[AC System Output (W)]]/1000","v":0.35834500000000002},{"$f":"VLOOKUP(Tabulation[[#This Row],[Month]],Season,2)","v":"Winter"},{"$f":"(DATE(2021,Tabulation[[#This Row],[Month]],Tabulation[[#This Row],[Day]]))","v":"2021-01-28"},{"$f":"WEEKDAY(Tabulation[[#This Row],[Date]])","v":5},{"$f":"IF(OR(Tabulation[[#This Row],[DayNo]]=1,Tabulation[[#This Row],[DayNo]]=7),1,0)","v":0},{"$f":"COUNTIF(Holidays,Tabulation[[#This Row],[Date]])","v":0},{"$f":"CONCATENATE(Tabulation[[#This Row],[Holiday]],Tabulation[[#This Row],[Season]],Tabulation[[#This Row],[Weekend]],\"-\",IF(Tabulation[[#This Row],[Hour]]<10,0,\"\"),C683)","v":"0Winter0-07"},{"$f":"VLOOKUP(Tabulation[[#This Row],[Concat]],Table3[],8)","v":0.28519},{"$f":"(Tabulation[[#This Row],[AC System Output (kW)]]*Tabulation[[#This Row],[Rate]])","v":0.10219641055000001}]
[1,28,8,415.18,{"$f":"Tabulation[[#This Row],[AC System Output (W)]]/1000","v":0.41517999999999999},{"$f":"VLOOKUP(Tabulation[[#This Row],[Month]],Season,2)","v":"Winter"},{"$f":"(DATE(2021,Tabulation[[#This Row],[Month]],Tabulation[[#This Row],[Day]]))","v":"2021-01-28"},{"$f":"WEEKDAY(Tabulation[[#This Row],[Date]])","v":5},{"$f":"IF(OR(Tabulation[[#This Row],[DayNo]]=1,Tabulation[[#This Row],[DayNo]]=7),1,0)","v":0},{"$f":"COUNTIF(Holidays,Tabulation[[#This Row],[Date]])","v":0},{"$f":"CONCATENATE(Tabulation[[#This Row],[Holiday]],Tabulation[[#This Row],[Season]],Tabulation[[#This Row],[Weekend]],\"-\",IF(Tabulation[[#This Row],[Hour]]<10,0,\"\"),C684)","v":"0Winter0-08"},{"$f":"VLOOKUP(Tabulation[[#This Row],[Concat]],Table3[],8)","v":0.28519},{"$f":"(Tabulation[[#This Row],[AC System Output (kW)]]*Tabulation[[#This Row],[Rate]])","v":0.1184051842}]
[1,28,9,1998.5329999999999,{"$f":"Tabulation[[#This Row],[AC System Output (W)]]/1000","v":1.9985329999999999},{"$f":"VLOOKUP(Tabulation[[#This Row],[Month]],Season,2)","v":"Winter"},{"$f":"(DATE(2021,Tabulation[[#This Row],[Month]],Tabulation[[#This Row],[Day]]))","v":"2021-01-28"},{"$f":"WEEKDAY(Tabulation[[#This Row],[Date]])","v":5},{"$f":"IF(OR(Tabulation[[#This Row],[DayNo]]=1,Tabulation[[#This Row],[DayNo]]=7),1,0)","v":0},{"$f":"COUNTIF(Holidays,Tabulation[[#This Row],[Date]])","v":0},{"$f":"CONCATENATE(Tabulation[[#This Row],[Holiday]],Tabulation[[#This Row],[Season]],Tabulation[[#This Row],[Weekend]],\"-\",IF(Tabulation[[#This Row],[Hour]]<10,0,\"\"),C685)","v":"0Winter0-09"},{"$f":"VLOOKUP(Tabulation[[#This Row],[Concat]],Table3[],8)","v":0.28519},{"$f":"(Tabulation[[#This Row],[AC System Output (kW)]]*Tabulation[[#This Row],[Rate]])","v":0.56996162627000002}]
[1,28,10,2486.2860000000001,{"$f":"Tabulation[[#This Row],[AC System Output (W)]]/1000","v":2.4862860000000002},{"$f":"VLOOKUP(Tabulation[[#This Row],[Month]],Season,2)","v":"Winter"},{"$f":"(DATE(2021,Tabulation[[#This Row],[Month]],Tabulation[[#This Row],[Day]]))","v":"2021-01-28"},{"$f":"WEEKDAY(Tabulation[[#This Row],[Date]])","v":5},{"$f":"IF(OR(Tabulation[[#This Row],[DayNo]]=1,Tabulation[[#This Row],[DayNo]]=7),1,0)","v":0},{"$f":"COUNTIF(Holidays,Tabulation[[#This Row],[Date]])","v":0},{"$f":"CONCATENATE(Tabulation[[#This Row],[Holiday]],Tabulation[[#This Row],[Season]],Tabulation[[#This Row],[Weekend]],\"-\",IF(Tabulation[[#This Row],[Hour]]<10,0,\"\"),C686)","v":"0Winter0-10"},{"$f":"VLOOKUP(Tabulation[[#This Row],[Concat]],Table3[],8)","v":0.28519},{"$f":"(Tabulation[[#This Row],[AC System Output (kW)]]*Tabulation[[#This Row],[Rate]])","v":0.70906390434000011}]
[1,28,11,2748.1370000000002,{"$f":"Tabulation[[#This Row],[AC System Output (W)]]/1000","v":2.7481370000000003},{"$f":"VLOOKUP(Tabulation[[#This Row],[Month]],Season,2)","v":"Winter"},{"$f":"(DATE(2021,Tabulation[[#This Row],[Month]],Tabulation[[#This Row],[Day]]))","v":"2021-01-28"},{"$f":"WEEKDAY(Tabulation[[#This Row],[Date]])","v":5},{"$f":"IF(OR(Tabulation[[#This Row],[DayNo]]=1,Tabulation[[#This Row],[DayNo]]=7),1,0)","v":0},{"$f":"COUNTIF(Holidays,Tabulation[[#This Row],[Date]])","v":0},{"$f":"CONCATENATE(Tabulation[[#This Row],[Holiday]],Tabulation[[#This Row],[Season]],Tabulation[[#This Row],[Weekend]],\"-\",IF(Tabulation[[#This Row],[Hour]]<10,0,\"\"),C687)","v":"0Winter0-11"},{"$f":"VLOOKUP(Tabulation[[#This Row],[Concat]],Table3[],8)","v":0.28519},{"$f":"(Tabulation[[#This Row],[AC System Output (kW)]]*Tabulation[[#This Row],[Rate]])","v":0.78374119103000006}]
[1,28,12,2788.1309999999999,{"$f":"Tabulation[[#This Row],[AC System Output (W)]]/1000","v":2.7881309999999999},{"$f":"VLOOKUP(Tabulation[[#This Row],[Month]],Season,2)","v":"Winter"},{"$f":"(DATE(2021,Tabulation[[#This Row],[Month]],Tabulation[[#This Row],[Day]]))","v":"2021-01-28"},{"$f":"WEEKDAY(Tabulation[[#This Row],[Date]])","v":5},{"$f":"IF(OR(Tabulation[[#This Row],[DayNo]]=1,Tabulation[[#This Row],[DayNo]]=7),1,0)","v":0},{"$f":"COUNTIF(Holidays,Tabulation[[#This Row],[Date]])","v":0},{"$f":"CONCATENATE(Tabulation[[#This Row],[Holiday]],Tabulation[[#This Row],[Season]],Tabulation[[#This Row],[Weekend]],\"-\",IF(Tabulation[[#This Row],[Hour]]<10,0,\"\"),C688)","v":"0Winter0-12"},{"$f":"VLOOKUP(Tabulation[[#This Row],[Concat]],Table3[],8)","v":0.28519},{"$f":"(Tabulation[[#This Row],[AC System Output (kW)]]*Tabulation[[#This Row],[Rate]])","v":0.79514707989}]
[1,28,13,2650.4969999999998,{"$f":"Tabulation[[#This Row],[AC System Output (W)]]/1000","v":2.6504969999999997},{"$f":"VLOOKUP(Tabulation[[#This Row],[Month]],Season,2)","v":"Winter"},{"$f":"(DATE(2021,Tabulation[[#This Row],[Month]],Tabulation[[#This Row],[Day]]))","v":"2021-01-28"},{"$f":"WEEKDAY(Tabulation[[#This Row],[Date]])","v":5},{"$f":"IF(OR(Tabulation[[#This Row],[DayNo]]=1,Tabulation[[#This Row],[DayNo]]=7),1,0)","v":0},{"$f":"COUNTIF(Holidays,Tabulation[[#This Row],[Date]])","v":0},{"$f":"CONCATENATE(Tabulation[[#This Row],[Holiday]],Tabulation[[#This Row],[Season]],Tabulation[[#This Row],[Weekend]],\"-\",IF(Tabulation[[#This Row],[Hour]]<10,0,\"\"),C689)","v":"0Winter0-13"},{"$f":"VLOOKUP(Tabulation[[#This Row],[Concat]],Table3[],8)","v":0.28519},{"$f":"(Tabulation[[#This Row],[AC System Output (kW)]]*Tabulation[[#This Row],[Rate]])","v":0.75589523942999992}]
[1,28,14,2213.395,{"$f":"Tabulation[[#This Row],[AC System Output (W)]]/1000","v":2.2133949999999998},{"$f":"VLOOKUP(Tabulation[[#This Row],[Month]],Season,2)","v":"Winter"},{"$f":"(DATE(2021,Tabulation[[#This Row],[Month]],Tabulation[[#This Row],[Day]]))","v":"2021-01-28"},{"$f":"WEEKDAY(Tabulation[[#This Row],[Date]])","v":5},{"$f":"IF(OR(Tabulation[[#This Row],[DayNo]]=1,Tabulation[[#This Row],[DayNo]]=7),1,0)","v":0},{"$f":"COUNTIF(Holidays,Tabulation[[#This Row],[Date]])","v":0},{"$f":"CONCATENATE(Tabulation[[#This Row],[Holiday]],Tabulation[[#This Row],[Season]],Tabulation[[#This Row],[Weekend]],\"-\",IF(Tabulation[[#This Row],[Hour]]<10,0,\"\"),C690)","v":"0Winter0-14"},{"$f":"VLOOKUP(Tabulation[[#This Row],[Concat]],Table3[],8)","v":0.28519},{"$f":"(Tabulation[[#This Row],[AC System Output (kW)]]*Tabulation[[#This Row],[Rate]])","v":0.63123812004999991}]
[1,28,15,1583.971,{"$f":"Tabulation[[#This Row],[AC System Output (W)]]/1000","v":1.583971},{"$f":"VLOOKUP(Tabulation[[#This Row],[Month]],Season,2)","v":"Winter"},{"$f":"(DATE(2021,Tabulation[[#This Row],[Month]],Tabulation[[#This Row],[Day]]))","v":"2021-01-28"},{"$f":"WEEKDAY(Tabulation[[#This Row],[Date]])","v":5},{"$f":"IF(OR(Tabulation[[#This Row],[DayNo]]=1,Tabulation[[#This Row],[DayNo]]=7),1,0)","v":0},{"$f":"COUNTIF(Holidays,Tabulation[[#This Row],[Date]])","v":0},{"$f":"CONCATENATE(Tabulation[[#This Row],[Holiday]],Tabulation[[#This Row],[Season]],Tabulation[[#This Row],[Weekend]],\"-\",IF(Tabulation[[#This Row],[Hour]]<10,0,\"\"),C691)","v":"0Winter0-15"},{"$f":"VLOOKUP(Tabulation[[#This Row],[Concat]],Table3[],8)","v":0.28519},{"$f":"(Tabulation[[#This Row],[AC System Output (kW)]]*Tabulation[[#This Row],[Rate]])","v":0.45173268949000001}]
[1,28,16,745.92399999999998,{"$f":"Tabulation[[#This Row],[AC System Output (W)]]/1000","v":0.74592400000000003},{"$f":"VLOOKUP(Tabulation[[#This Row],[Month]],Season,2)","v":"Winter"},{"$f":"(DATE(2021,Tabulation[[#This Row],[Month]],Tabulation[[#This Row],[Day]]))","v":"2021-01-28"},{"$f":"WEEKDAY(Tabulation[[#This Row],[Date]])","v":5},{"$f":"IF(OR(Tabulation[[#This Row],[DayNo]]=1,Tabulation[[#This Row],[DayNo]]=7),1,0)","v":0},{"$f":"COUNTIF(Holidays,Tabulation[[#This Row],[Date]])","v":0},{"$f":"CONCATENATE(Tabulation[[#This Row],[Holiday]],Tabulation[[#This Row],[Season]],Tabulation[[#This Row],[Weekend]],\"-\",IF(Tabulation[[#This Row],[Hour]]<10,0,\"\"),C692)","v":"0Winter0-16"},{"$f":"VLOOKUP(Tabulation[[#This Row],[Concat]],Table3[],8)","v":0.28519},{"$f":"(Tabulation[[#This Row],[AC System Output (kW)]]*Tabulation[[#This Row],[Rate]])","v":0.21273006556000001}]
[1,28,17,0,{"$f":"Tabulation[[#This Row],[AC System Output (W)]]/1000","v":0},{"$f":"VLOOKUP(Tabulation[[#This Row],[Month]],Season,2)","v":"Winter"},{"$f":"(DATE(2021,Tabulation[[#This Row],[Month]],Tabulation[[#This Row],[Day]]))","v":"2021-01-28"},{"$f":"WEEKDAY(Tabulation[[#This Row],[Date]])","v":5},{"$f":"IF(OR(Tabulation[[#This Row],[DayNo]]=1,Tabulation[[#This Row],[DayNo]]=7),1,0)","v":0},{"$f":"COUNTIF(Holidays,Tabulation[[#This Row],[Date]])","v":0},{"$f":"CONCATENATE(Tabulation[[#This Row],[Holiday]],Tabulation[[#This Row],[Season]],Tabulation[[#This Row],[Weekend]],\"-\",IF(Tabulation[[#This Row],[Hour]]<10,0,\"\"),C693)","v":"0Winter0-17"},{"$f":"VLOOKUP(Tabulation[[#This Row],[Concat]],Table3[],8)","v":0.30257000000000001},{"$f":"(Tabulation[[#This Row],[AC System Output (kW)]]*Tabulation[[#This Row],[Rate]])","v":0}]
[1,28,18,0,{"$f":"Tabulation[[#This Row],[AC System Output (W)]]/1000","v":0},{"$f":"VLOOKUP(Tabulation[[#This Row],[Month]],Season,2)","v":"Winter"},{"$f":"(DATE(2021,Tabulation[[#This Row],[Month]],Tabulation[[#This Row],[Day]]))","v":"2021-01-28"},{"$f":"WEEKDAY(Tabulation[[#This Row],[Date]])","v":5},{"$f":"IF(OR(Tabulation[[#This Row],[DayNo]]=1,Tabulation[[#This Row],[DayNo]]=7),1,0)","v":0},{"$f":"COUNTIF(Holidays,Tabulation[[#This Row],[Date]])","v":0},{"$f":"CONCATENATE(Tabulation[[#This Row],[Holiday]],Tabulation[[#This Row],[Season]],Tabulation[[#This Row],[Weekend]],\"-\",IF(Tabulation[[#This Row],[Hour]]<10,0,\"\"),C694)","v":"0Winter0-18"},{"$f":"VLOOKUP(Tabulation[[#This Row],[Concat]],Table3[],8)","v":0.30257000000000001},{"$f":"(Tabulation[[#This Row],[AC System Output (kW)]]*Tabulation[[#This Row],[Rate]])","v":0}]
[1,28,19,0,{"$f":"Tabulation[[#This Row],[AC System Output (W)]]/1000","v":0},{"$f":"VLOOKUP(Tabulation[[#This Row],[Month]],Season,2)","v":"Winter"},{"$f":"(DATE(2021,Tabulation[[#This Row],[Month]],Tabulation[[#This Row],[Day]]))","v":"2021-01-28"},{"$f":"WEEKDAY(Tabulation[[#This Row],[Date]])","v":5},{"$f":"IF(OR(Tabulation[[#This Row],[DayNo]]=1,Tabulation[[#This Row],[DayNo]]=7),1,0)","v":0},{"$f":"COUNTIF(Holidays,Tabulation[[#This Row],[Date]])","v":0},{"$f":"CONCATENATE(Tabulation[[#This Row],[Holiday]],Tabulation[[#This Row],[Season]],Tabulation[[#This Row],[Weekend]],\"-\",IF(Tabulation[[#This Row],[Hour]]<10,0,\"\"),C695)","v":"0Winter0-19"},{"$f":"VLOOKUP(Tabulation[[#This Row],[Concat]],Table3[],8)","v":0.30257000000000001},{"$f":"(Tabulation[[#This Row],[AC System Output (kW)]]*Tabulation[[#This Row],[Rate]])","v":0}]
[1,28,20,0,{"$f":"Tabulation[[#This Row],[AC System Output (W)]]/1000","v":0},{"$f":"VLOOKUP(Tabulation[[#This Row],[Month]],Season,2)","v":"Winter"},{"$f":"(DATE(2021,Tabulation[[#This Row],[Month]],Tabulation[[#This Row],[Day]]))","v":"2021-01-28"},{"$f":"WEEKDAY(Tabulation[[#This Row],[Date]])","v":5},{"$f":"IF(OR(Tabulation[[#This Row],[DayNo]]=1,Tabulation[[#This Row],[DayNo]]=7),1,0)","v":0},{"$f":"COUNTIF(Holidays,Tabulation[[#This Row],[Date]])","v":0},{"$f":"CONCATENATE(Tabulation[[#This Row],[Holiday]],Tabulation[[#This Row],[Season]],Tabulation[[#This Row],[Weekend]],\"-\",IF(Tabulation[[#This Row],[Hour]]<10,0,\"\"),C696)","v":"0Winter0-20"},{"$f":"VLOOKUP(Tabulation[[#This Row],[Concat]],Table3[],8)","v":0.28519},{"$f":"(Tabulation[[#This Row],[AC System Output (kW)]]*Tabulation[[#This Row],[Rate]])","v":0}]
[1,28,21,0,{"$f":"Tabulation[[#This Row],[AC System Output (W)]]/1000","v":0},{"$f":"VLOOKUP(Tabulation[[#This Row],[Month]],Season,2)","v":"Winter"},{"$f":"(DATE(2021,Tabulation[[#This Row],[Month]],Tabulation[[#This Row],[Day]]))","v":"2021-01-28"},{"$f":"WEEKDAY(Tabulation[[#This Row],[Date]])","v":5},{"$f":"IF(OR(Tabulation[[#This Row],[DayNo]]=1,Tabulation[[#This Row],[DayNo]]=7),1,0)","v":0},{"$f":"COUNTIF(Holidays,Tabulation[[#This Row],[Date]])","v":0},{"$f":"CONCATENATE(Tabulation[[#This Row],[Holiday]],Tabulation[[#This Row],[Season]],Tabulation[[#This Row],[Weekend]],\"-\",IF(Tabulation[[#This Row],[Hour]]<10,0,\"\"),C697)","v":"0Winter0-21"},{"$f":"VLOOKUP(Tabulation[[#This Row],[Concat]],Table3[],8)","v":0.28519},{"$f":"(Tabulation[[#This Row],[AC System Output (kW)]]*Tabulation[[#This Row],[Rate]])","v":0}]
[1,28,22,0,{"$f":"Tabulation[[#This Row],[AC System Output (W)]]/1000","v":0},{"$f":"VLOOKUP(Tabulation[[#This Row],[Month]],Season,2)","v":"Winter"},{"$f":"(DATE(2021,Tabulation[[#This Row],[Month]],Tabulation[[#This Row],[Day]]))","v":"2021-01-28"},{"$f":"WEEKDAY(Tabulation[[#This Row],[Date]])","v":5},{"$f":"IF(OR(Tabulation[[#This Row],[DayNo]]=1,Tabulation[[#This Row],[DayNo]]=7),1,0)","v":0},{"$f":"COUNTIF(Holidays,Tabulation[[#This Row],[Date]])","v":0},{"$f":"CONCATENATE(Tabulation[[#This Row],[Holiday]],Tabulation[[#This Row],[Season]],Tabulation[[#This Row],[Weekend]],\"-\",IF(Tabulation[[#This Row],[Hour]]<10,0,\"\"),C698)","v":"0Winter0-22"},{"$f":"VLOOKUP(Tabulation[[#This Row],[Concat]],Table3[],8)","v":0.28519},{"$f":"(Tabulation[[#This Row],[AC System Output (kW)]]*Tabulation[[#This Row],[Rate]])","v":0}]
[1,28,23,0,{"$f":"Tabulation[[#This Row],[AC System Output (W)]]/1000","v":0},{"$f":"VLOOKUP(Tabulation[[#This Row],[Month]],Season,2)","v":"Winter"},{"$f":"(DATE(2021,Tabulation[[#This Row],[Month]],Tabulation[[#This Row],[Day]]))","v":"2021-01-28"},{"$f":"WEEKDAY(Tabulation[[#This Row],[Date]])","v":5},{"$f":"IF(OR(Tabulation[[#This Row],[DayNo]]=1,Tabulation[[#This Row],[DayNo]]=7),1,0)","v":0},{"$f":"COUNTIF(Holidays,Tabulation[[#This Row],[Date]])","v":0},{"$f":"CONCATENATE(Tabulation[[#This Row],[Holiday]],Tabulation[[#This Row],[Season]],Tabulation[[#This Row],[Weekend]],\"-\",IF(Tabulation[[#This Row],[Hour]]<10,0,\"\"),C699)","v":"0Winter0-23"},{"$f":"VLOOKUP(Tabulation[[#This Row],[Concat]],Table3[],8)","v":0.28519},{"$f":"(Tabulation[[#This Row],[AC System Output (kW)]]*Tabulation[[#This Row],[Rate]])","v":0}]
[1,29,0,0,{"$f":"Tabulation[[#This Row],[AC System Output (W)]]/1000","v":0},{"$f":"VLOOKUP(Tabulation[[#This Row],[Month]],Season,2)","v":"Winter"},{"$f":"(DATE(2021,Tabulation[[#This Row],[Month]],Tabulation[[#This Row],[Day]]))","v":"2021-01-29"},{"$f":"WEEKDAY(Tabulation[[#This Row],[Date]])","v":6},{"$f":"IF(OR(Tabulation[[#This Row],[DayNo]]=1,Tabulation[[#This Row],[DayNo]]=7),1,0)","v":0},{"$f":"COUNTIF(Holidays,Tabulation[[#This Row],[Date]])","v":0},{"$f":"CONCATENATE(Tabulation[[#This Row],[Holiday]],Tabulation[[#This Row],[Season]],Tabulation[[#This Row],[Weekend]],\"-\",IF(Tabulation[[#This Row],[Hour]]<10,0,\"\"),C700)","v":"0Winter0-00"},{"$f":"VLOOKUP(Tabulation[[#This Row],[Concat]],Table3[],8)","v":0.28519},{"$f":"(Tabulation[[#This Row],[AC System Output (kW)]]*Tabulation[[#This Row],[Rate]])","v":0}]
[1,29,1,0,{"$f":"Tabulation[[#This Row],[AC System Output (W)]]/1000","v":0},{"$f":"VLOOKUP(Tabulation[[#This Row],[Month]],Season,2)","v":"Winter"},{"$f":"(DATE(2021,Tabulation[[#This Row],[Month]],Tabulation[[#This Row],[Day]]))","v":"2021-01-29"},{"$f":"WEEKDAY(Tabulation[[#This Row],[Date]])","v":6},{"$f":"IF(OR(Tabulation[[#This Row],[DayNo]]=1,Tabulation[[#This Row],[DayNo]]=7),1,0)","v":0},{"$f":"COUNTIF(Holidays,Tabulation[[#This Row],[Date]])","v":0},{"$f":"CONCATENATE(Tabulation[[#This Row],[Holiday]],Tabulation[[#This Row],[Season]],Tabulation[[#This Row],[Weekend]],\"-\",IF(Tabulation[[#This Row],[Hour]]<10,0,\"\"),C701)","v":"0Winter0-01"},{"$f":"VLOOKUP(Tabulation[[#This Row],[Concat]],Table3[],8)","v":0.28519},{"$f":"(Tabulation[[#This Row],[AC System Output (kW)]]*Tabulation[[#This Row],[Rate]])","v":0}]
[1,29,2,0,{"$f":"Tabulation[[#This Row],[AC System Output (W)]]/1000","v":0},{"$f":"VLOOKUP(Tabulation[[#This Row],[Month]],Season,2)","v":"Winter"},{"$f":"(DATE(2021,Tabulation[[#This Row],[Month]],Tabulation[[#This Row],[Day]]))","v":"2021-01-29"},{"$f":"WEEKDAY(Tabulation[[#This Row],[Date]])","v":6},{"$f":"IF(OR(Tabulation[[#This Row],[DayNo]]=1,Tabulation[[#This Row],[DayNo]]=7),1,0)","v":0},{"$f":"COUNTIF(Holidays,Tabulation[[#This Row],[Date]])","v":0},{"$f":"CONCATENATE(Tabulation[[#This Row],[Holiday]],Tabulation[[#This Row],[Season]],Tabulation[[#This Row],[Weekend]],\"-\",IF(Tabulation[[#This Row],[Hour]]<10,0,\"\"),C702)","v":"0Winter0-02"},{"$f":"VLOOKUP(Tabulation[[#This Row],[Concat]],Table3[],8)","v":0.28519},{"$f":"(Tabulation[[#This Row],[AC System Output (kW)]]*Tabulation[[#This Row],[Rate]])","v":0}]
[1,29,3,0,{"$f":"Tabulation[[#This Row],[AC System Output (W)]]/1000","v":0},{"$f":"VLOOKUP(Tabulation[[#This Row],[Month]],Season,2)","v":"Winter"},{"$f":"(DATE(2021,Tabulation[[#This Row],[Month]],Tabulation[[#This Row],[Day]]))","v":"2021-01-29"},{"$f":"WEEKDAY(Tabulation[[#This Row],[Date]])","v":6},{"$f":"IF(OR(Tabulation[[#This Row],[DayNo]]=1,Tabulation[[#This Row],[DayNo]]=7),1,0)","v":0},{"$f":"COUNTIF(Holidays,Tabulation[[#This Row],[Date]])","v":0},{"$f":"CONCATENATE(Tabulation[[#This Row],[Holiday]],Tabulation[[#This Row],[Season]],Tabulation[[#This Row],[Weekend]],\"-\",IF(Tabulation[[#This Row],[Hour]]<10,0,\"\"),C703)","v":"0Winter0-03"},{"$f":"VLOOKUP(Tabulation[[#This Row],[Concat]],Table3[],8)","v":0.28519},{"$f":"(Tabulation[[#This Row],[AC System Output (kW)]]*Tabulation[[#This Row],[Rate]])","v":0}]
[1,29,4,0,{"$f":"Tabulation[[#This Row],[AC System Output (W)]]/1000","v":0},{"$f":"VLOOKUP(Tabulation[[#This Row],[Month]],Season,2)","v":"Winter"},{"$f":"(DATE(2021,Tabulation[[#This Row],[Month]],Tabulation[[#This Row],[Day]]))","v":"2021-01-29"},{"$f":"WEEKDAY(Tabulation[[#This Row],[Date]])","v":6},{"$f":"IF(OR(Tabulation[[#This Row],[DayNo]]=1,Tabulation[[#This Row],[DayNo]]=7),1,0)","v":0},{"$f":"COUNTIF(Holidays,Tabulation[[#This Row],[Date]])","v":0},{"$f":"CONCATENATE(Tabulation[[#This Row],[Holiday]],Tabulation[[#This Row],[Season]],Tabulation[[#This Row],[Weekend]],\"-\",IF(Tabulation[[#This Row],[Hour]]<10,0,\"\"),C704)","v":"0Winter0-04"},{"$f":"VLOOKUP(Tabulation[[#This Row],[Concat]],Table3[],8)","v":0.28519},{"$f":"(Tabulation[[#This Row],[AC System Output (kW)]]*Tabulation[[#This Row],[Rate]])","v":0}]
[1,29,5,0,{"$f":"Tabulation[[#This Row],[AC System Output (W)]]/1000","v":0},{"$f":"VLOOKUP(Tabulation[[#This Row],[Month]],Season,2)","v":"Winter"},{"$f":"(DATE(2021,Tabulation[[#This Row],[Month]],Tabulation[[#This Row],[Day]]))","v":"2021-01-29"},{"$f":"WEEKDAY(Tabulation[[#This Row],[Date]])","v":6},{"$f":"IF(OR(Tabulation[[#This Row],[DayNo]]=1,Tabulation[[#This Row],[DayNo]]=7),1,0)","v":0},{"$f":"COUNTIF(Holidays,Tabulation[[#This Row],[Date]])","v":0},{"$f":"CONCATENATE(Tabulation[[#This Row],[Holiday]],Tabulation[[#This Row],[Season]],Tabulation[[#This Row],[Weekend]],\"-\",IF(Tabulation[[#This Row],[Hour]]<10,0,\"\"),C705)","v":"0Winter0-05"},{"$f":"VLOOKUP(Tabulation[[#This Row],[Concat]],Table3[],8)","v":0.28519},{"$f":"(Tabulation[[#This Row],[AC System Output (kW)]]*Tabulation[[#This Row],[Rate]])","v":0}]
[1,29,6,0,{"$f":"Tabulation[[#This Row],[AC System Output (W)]]/1000","v":0},{"$f":"VLOOKUP(Tabulation[[#This Row],[Month]],Season,2)","v":"Winter"},{"$f":"(DATE(2021,Tabulation[[#This Row],[Month]],Tabulation[[#This Row],[Day]]))","v":"2021-01-29"},{"$f":"WEEKDAY(Tabulation[[#This Row],[Date]])","v":6},{"$f":"IF(OR(Tabulation[[#This Row],[DayNo]]=1,Tabulation[[#This Row],[DayNo]]=7),1,0)","v":0},{"$f":"COUNTIF(Holidays,Tabulation[[#This Row],[Date]])","v":0},{"$f":"CONCATENATE(Tabulation[[#This Row],[Holiday]],Tabulation[[#This Row],[Season]],Tabulation[[#This Row],[Weekend]],\"-\",IF(Tabulation[[#This Row],[Hour]]<10,0,\"\"),C706)","v":"0Winter0-06"},{"$f":"VLOOKUP(Tabulation[[#This Row],[Concat]],Table3[],8)","v":0.28519},{"$f":"(Tabulation[[#This Row],[AC System Output (kW)]]*Tabulation[[#This Row],[Rate]])","v":0}]
[1,29,7,61.932000000000002,{"$f":"Tabulation[[#This Row],[AC System Output (W)]]/1000","v":6.1932000000000001E-2},{"$f":"VLOOKUP(Tabulation[[#This Row],[Month]],Season,2)","v":"Winter"},{"$f":"(DATE(2021,Tabulation[[#This Row],[Month]],Tabulation[[#This Row],[Day]]))","v":"2021-01-29"},{"$f":"WEEKDAY(Tabulation[[#This Row],[Date]])","v":6},{"$f":"IF(OR(Tabulation[[#This Row],[DayNo]]=1,Tabulation[[#This Row],[DayNo]]=7),1,0)","v":0},{"$f":"COUNTIF(Holidays,Tabulation[[#This Row],[Date]])","v":0},{"$f":"CONCATENATE(Tabulation[[#This Row],[Holiday]],Tabulation[[#This Row],[Season]],Tabulation[[#This Row],[Weekend]],\"-\",IF(Tabulation[[#This Row],[Hour]]<10,0,\"\"),C707)","v":"0Winter0-07"},{"$f":"VLOOKUP(Tabulation[[#This Row],[Concat]],Table3[],8)","v":0.28519},{"$f":"(Tabulation[[#This Row],[AC System Output (kW)]]*Tabulation[[#This Row],[Rate]])","v":1.7662387080000001E-2}]
[1,29,8,657.80899999999997,{"$f":"Tabulation[[#This Row],[AC System Output (W)]]/1000","v":0.65780899999999998},{"$f":"VLOOKUP(Tabulation[[#This Row],[Month]],Season,2)","v":"Winter"},{"$f":"(DATE(2021,Tabulation[[#This Row],[Month]],Tabulation[[#This Row],[Day]]))","v":"2021-01-29"},{"$f":"WEEKDAY(Tabulation[[#This Row],[Date]])","v":6},{"$f":"IF(OR(Tabulation[[#This Row],[DayNo]]=1,Tabulation[[#This Row],[DayNo]]=7),1,0)","v":0},{"$f":"COUNTIF(Holidays,Tabulation[[#This Row],[Date]])","v":0},{"$f":"CONCATENATE(Tabulation[[#This Row],[Holiday]],Tabulation[[#This Row],[Season]],Tabulation[[#This Row],[Weekend]],\"-\",IF(Tabulation[[#This Row],[Hour]]<10,0,\"\"),C708)","v":"0Winter0-08"},{"$f":"VLOOKUP(Tabulation[[#This Row],[Concat]],Table3[],8)","v":0.28519},{"$f":"(Tabulation[[#This Row],[AC System Output (kW)]]*Tabulation[[#This Row],[Rate]])","v":0.18760054870999998}]
[1,29,9,1196.162,{"$f":"Tabulation[[#This Row],[AC System Output (W)]]/1000","v":1.1961619999999999},{"$f":"VLOOKUP(Tabulation[[#This Row],[Month]],Season,2)","v":"Winter"},{"$f":"(DATE(2021,Tabulation[[#This Row],[Month]],Tabulation[[#This Row],[Day]]))","v":"2021-01-29"},{"$f":"WEEKDAY(Tabulation[[#This Row],[Date]])","v":6},{"$f":"IF(OR(Tabulation[[#This Row],[DayNo]]=1,Tabulation[[#This Row],[DayNo]]=7),1,0)","v":0},{"$f":"COUNTIF(Holidays,Tabulation[[#This Row],[Date]])","v":0},{"$f":"CONCATENATE(Tabulation[[#This Row],[Holiday]],Tabulation[[#This Row],[Season]],Tabulation[[#This Row],[Weekend]],\"-\",IF(Tabulation[[#This Row],[Hour]]<10,0,\"\"),C709)","v":"0Winter0-09"},{"$f":"VLOOKUP(Tabulation[[#This Row],[Concat]],Table3[],8)","v":0.28519},{"$f":"(Tabulation[[#This Row],[AC System Output (kW)]]*Tabulation[[#This Row],[Rate]])","v":0.34113344077999996}]
[1,29,10,2531.9839999999999,{"$f":"Tabulation[[#This Row],[AC System Output (W)]]/1000","v":2.531984},{"$f":"VLOOKUP(Tabulation[[#This Row],[Month]],Season,2)","v":"Winter"},{"$f":"(DATE(2021,Tabulation[[#This Row],[Month]],Tabulation[[#This Row],[Day]]))","v":"2021-01-29"},{"$f":"WEEKDAY(Tabulation[[#This Row],[Date]])","v":6},{"$f":"IF(OR(Tabulation[[#This Row],[DayNo]]=1,Tabulation[[#This Row],[DayNo]]=7),1,0)","v":0},{"$f":"COUNTIF(Holidays,Tabulation[[#This Row],[Date]])","v":0},{"$f":"CONCATENATE(Tabulation[[#This Row],[Holiday]],Tabulation[[#This Row],[Season]],Tabulation[[#This Row],[Weekend]],\"-\",IF(Tabulation[[#This Row],[Hour]]<10,0,\"\"),C710)","v":"0Winter0-10"},{"$f":"VLOOKUP(Tabulation[[#This Row],[Concat]],Table3[],8)","v":0.28519},{"$f":"(Tabulation[[#This Row],[AC System Output (kW)]]*Tabulation[[#This Row],[Rate]])","v":0.72209651695999999}]
[1,29,11,2761.3879999999999,{"$f":"Tabulation[[#This Row],[AC System Output (W)]]/1000","v":2.7613879999999997},{"$f":"VLOOKUP(Tabulation[[#This Row],[Month]],Season,2)","v":"Winter"},{"$f":"(DATE(2021,Tabulation[[#This Row],[Month]],Tabulation[[#This Row],[Day]]))","v":"2021-01-29"},{"$f":"WEEKDAY(Tabulation[[#This Row],[Date]])","v":6},{"$f":"IF(OR(Tabulation[[#This Row],[DayNo]]=1,Tabulation[[#This Row],[DayNo]]=7),1,0)","v":0},{"$f":"COUNTIF(Holidays,Tabulation[[#This Row],[Date]])","v":0},{"$f":"CONCATENATE(Tabulation[[#This Row],[Holiday]],Tabulation[[#This Row],[Season]],Tabulation[[#This Row],[Weekend]],\"-\",IF(Tabulation[[#This Row],[Hour]]<10,0,\"\"),C711)","v":"0Winter0-11"},{"$f":"VLOOKUP(Tabulation[[#This Row],[Concat]],Table3[],8)","v":0.28519},{"$f":"(Tabulation[[#This Row],[AC System Output (kW)]]*Tabulation[[#This Row],[Rate]])","v":0.78752024371999996}]
[1,29,12,2795.6410000000001,{"$f":"Tabulation[[#This Row],[AC System Output (W)]]/1000","v":2.7956410000000003},{"$f":"VLOOKUP(Tabulation[[#This Row],[Month]],Season,2)","v":"Winter"},{"$f":"(DATE(2021,Tabulation[[#This Row],[Month]],Tabulation[[#This Row],[Day]]))","v":"2021-01-29"},{"$f":"WEEKDAY(Tabulation[[#This Row],[Date]])","v":6},{"$f":"IF(OR(Tabulation[[#This Row],[DayNo]]=1,Tabulation[[#This Row],[DayNo]]=7),1,0)","v":0},{"$f":"COUNTIF(Holidays,Tabulation[[#This Row],[Date]])","v":0},{"$f":"CONCATENATE(Tabulation[[#This Row],[Holiday]],Tabulation[[#This Row],[Season]],Tabulation[[#This Row],[Weekend]],\"-\",IF(Tabulation[[#This Row],[Hour]]<10,0,\"\"),C712)","v":"0Winter0-12"},{"$f":"VLOOKUP(Tabulation[[#This Row],[Concat]],Table3[],8)","v":0.28519},{"$f":"(Tabulation[[#This Row],[AC System Output (kW)]]*Tabulation[[#This Row],[Rate]])","v":0.79728885679000006}]
[1,29,13,1971.21,{"$f":"Tabulation[[#This Row],[AC System Output (W)]]/1000","v":1.9712100000000001},{"$f":"VLOOKUP(Tabulation[[#This Row],[Month]],Season,2)","v":"Winter"},{"$f":"(DATE(2021,Tabulation[[#This Row],[Month]],Tabulation[[#This Row],[Day]]))","v":"2021-01-29"},{"$f":"WEEKDAY(Tabulation[[#This Row],[Date]])","v":6},{"$f":"IF(OR(Tabulation[[#This Row],[DayNo]]=1,Tabulation[[#This Row],[DayNo]]=7),1,0)","v":0},{"$f":"COUNTIF(Holidays,Tabulation[[#This Row],[Date]])","v":0},{"$f":"CONCATENATE(Tabulation[[#This Row],[Holiday]],Tabulation[[#This Row],[Season]],Tabulation[[#This Row],[Weekend]],\"-\",IF(Tabulation[[#This Row],[Hour]]<10,0,\"\"),C713)","v":"0Winter0-13"},{"$f":"VLOOKUP(Tabulation[[#This Row],[Concat]],Table3[],8)","v":0.28519},{"$f":"(Tabulation[[#This Row],[AC System Output (kW)]]*Tabulation[[#This Row],[Rate]])","v":0.56216937990000004}]
[1,29,14,1742.636,{"$f":"Tabulation[[#This Row],[AC System Output (W)]]/1000","v":1.7426360000000001},{"$f":"VLOOKUP(Tabulation[[#This Row],[Month]],Season,2)","v":"Winter"},{"$f":"(DATE(2021,Tabulation[[#This Row],[Month]],Tabulation[[#This Row],[Day]]))","v":"2021-01-29"},{"$f":"WEEKDAY(Tabulation[[#This Row],[Date]])","v":6},{"$f":"IF(OR(Tabulation[[#This Row],[DayNo]]=1,Tabulation[[#This Row],[DayNo]]=7),1,0)","v":0},{"$f":"COUNTIF(Holidays,Tabulation[[#This Row],[Date]])","v":0},{"$f":"CONCATENATE(Tabulation[[#This Row],[Holiday]],Tabulation[[#This Row],[Season]],Tabulation[[#This Row],[Weekend]],\"-\",IF(Tabulation[[#This Row],[Hour]]<10,0,\"\"),C714)","v":"0Winter0-14"},{"$f":"VLOOKUP(Tabulation[[#This Row],[Concat]],Table3[],8)","v":0.28519},{"$f":"(Tabulation[[#This Row],[AC System Output (kW)]]*Tabulation[[#This Row],[Rate]])","v":0.49698236084000003}]
[1,29,15,1127.0840000000001,{"$f":"Tabulation[[#This Row],[AC System Output (W)]]/1000","v":1.127084},{"$f":"VLOOKUP(Tabulation[[#This Row],[Month]],Season,2)","v":"Winter"},{"$f":"(DATE(2021,Tabulation[[#This Row],[Month]],Tabulation[[#This Row],[Day]]))","v":"2021-01-29"},{"$f":"WEEKDAY(Tabulation[[#This Row],[Date]])","v":6},{"$f":"IF(OR(Tabulation[[#This Row],[DayNo]]=1,Tabulation[[#This Row],[DayNo]]=7),1,0)","v":0},{"$f":"COUNTIF(Holidays,Tabulation[[#This Row],[Date]])","v":0},{"$f":"CONCATENATE(Tabulation[[#This Row],[Holiday]],Tabulation[[#This Row],[Season]],Tabulation[[#This Row],[Weekend]],\"-\",IF(Tabulation[[#This Row],[Hour]]<10,0,\"\"),C715)","v":"0Winter0-15"},{"$f":"VLOOKUP(Tabulation[[#This Row],[Concat]],Table3[],8)","v":0.28519},{"$f":"(Tabulation[[#This Row],[AC System Output (kW)]]*Tabulation[[#This Row],[Rate]])","v":0.32143308595999998}]
[1,29,16,432.428,{"$f":"Tabulation[[#This Row],[AC System Output (W)]]/1000","v":0.43242799999999998},{"$f":"VLOOKUP(Tabulation[[#This Row],[Month]],Season,2)","v":"Winter"},{"$f":"(DATE(2021,Tabulation[[#This Row],[Month]],Tabulation[[#This Row],[Day]]))","v":"2021-01-29"},{"$f":"WEEKDAY(Tabulation[[#This Row],[Date]])","v":6},{"$f":"IF(OR(Tabulation[[#This Row],[DayNo]]=1,Tabulation[[#This Row],[DayNo]]=7),1,0)","v":0},{"$f":"COUNTIF(Holidays,Tabulation[[#This Row],[Date]])","v":0},{"$f":"CONCATENATE(Tabulation[[#This Row],[Holiday]],Tabulation[[#This Row],[Season]],Tabulation[[#This Row],[Weekend]],\"-\",IF(Tabulation[[#This Row],[Hour]]<10,0,\"\"),C716)","v":"0Winter0-16"},{"$f":"VLOOKUP(Tabulation[[#This Row],[Concat]],Table3[],8)","v":0.28519},{"$f":"(Tabulation[[#This Row],[AC System Output (kW)]]*Tabulation[[#This Row],[Rate]])","v":0.12332414132}]
[1,29,17,0,{"$f":"Tabulation[[#This Row],[AC System Output (W)]]/1000","v":0},{"$f":"VLOOKUP(Tabulation[[#This Row],[Month]],Season,2)","v":"Winter"},{"$f":"(DATE(2021,Tabulation[[#This Row],[Month]],Tabulation[[#This Row],[Day]]))","v":"2021-01-29"},{"$f":"WEEKDAY(Tabulation[[#This Row],[Date]])","v":6},{"$f":"IF(OR(Tabulation[[#This Row],[DayNo]]=1,Tabulation[[#This Row],[DayNo]]=7),1,0)","v":0},{"$f":"COUNTIF(Holidays,Tabulation[[#This Row],[Date]])","v":0},{"$f":"CONCATENATE(Tabulation[[#This Row],[Holiday]],Tabulation[[#This Row],[Season]],Tabulation[[#This Row],[Weekend]],\"-\",IF(Tabulation[[#This Row],[Hour]]<10,0,\"\"),C717)","v":"0Winter0-17"},{"$f":"VLOOKUP(Tabulation[[#This Row],[Concat]],Table3[],8)","v":0.30257000000000001},{"$f":"(Tabulation[[#This Row],[AC System Output (kW)]]*Tabulation[[#This Row],[Rate]])","v":0}]
[1,29,18,0,{"$f":"Tabulation[[#This Row],[AC System Output (W)]]/1000","v":0},{"$f":"VLOOKUP(Tabulation[[#This Row],[Month]],Season,2)","v":"Winter"},{"$f":"(DATE(2021,Tabulation[[#This Row],[Month]],Tabulation[[#This Row],[Day]]))","v":"2021-01-29"},{"$f":"WEEKDAY(Tabulation[[#This Row],[Date]])","v":6},{"$f":"IF(OR(Tabulation[[#This Row],[DayNo]]=1,Tabulation[[#This Row],[DayNo]]=7),1,0)","v":0},{"$f":"COUNTIF(Holidays,Tabulation[[#This Row],[Date]])","v":0},{"$f":"CONCATENATE(Tabulation[[#This Row],[Holiday]],Tabulation[[#This Row],[Season]],Tabulation[[#This Row],[Weekend]],\"-\",IF(Tabulation[[#This Row],[Hour]]<10,0,\"\"),C718)","v":"0Winter0-18"},{"$f":"VLOOKUP(Tabulation[[#This Row],[Concat]],Table3[],8)","v":0.30257000000000001},{"$f":"(Tabulation[[#This Row],[AC System Output (kW)]]*Tabulation[[#This Row],[Rate]])","v":0}]
[1,29,19,0,{"$f":"Tabulation[[#This Row],[AC System Output (W)]]/1000","v":0},{"$f":"VLOOKUP(Tabulation[[#This Row],[Month]],Season,2)","v":"Winter"},{"$f":"(DATE(2021,Tabulation[[#This Row],[Month]],Tabulation[[#This Row],[Day]]))","v":"2021-01-29"},{"$f":"WEEKDAY(Tabulation[[#This Row],[Date]])","v":6},{"$f":"IF(OR(Tabulation[[#This Row],[DayNo]]=1,Tabulation[[#This Row],[DayNo]]=7),1,0)","v":0},{"$f":"COUNTIF(Holidays,Tabulation[[#This Row],[Date]])","v":0},{"$f":"CONCATENATE(Tabulation[[#This Row],[Holiday]],Tabulation[[#This Row],[Season]],Tabulation[[#This Row],[Weekend]],\"-\",IF(Tabulation[[#This Row],[Hour]]<10,0,\"\"),C719)","v":"0Winter0-19"},{"$f":"VLOOKUP(Tabulation[[#This Row],[Concat]],Table3[],8)","v":0.30257000000000001},{"$f":"(Tabulation[[#This Row],[AC System Output (kW)]]*Tabulation[[#This Row],[Rate]])","v":0}]
[1,29,20,0,{"$f":"Tabulation[[#This Row],[AC System Output (W)]]/1000","v":0},{"$f":"VLOOKUP(Tabulation[[#This Row],[Month]],Season,2)","v":"Winter"},{"$f":"(DATE(2021,Tabulation[[#This Row],[Month]],Tabulation[[#This Row],[Day]]))","v":"2021-01-29"},{"$f":"WEEKDAY(Tabulation[[#This Row],[Date]])","v":6},{"$f":"IF(OR(Tabulation[[#This Row],[DayNo]]=1,Tabulation[[#This Row],[DayNo]]=7),1,0)","v":0},{"$f":"COUNTIF(Holidays,Tabulation[[#This Row],[Date]])","v":0},{"$f":"CONCATENATE(Tabulation[[#This Row],[Holiday]],Tabulation[[#This Row],[Season]],Tabulation[[#This Row],[Weekend]],\"-\",IF(Tabulation[[#This Row],[Hour]]<10,0,\"\"),C720)","v":"0Winter0-20"},{"$f":"VLOOKUP(Tabulation[[#This Row],[Concat]],Table3[],8)","v":0.28519},{"$f":"(Tabulation[[#This Row],[AC System Output (kW)]]*Tabulation[[#This Row],[Rate]])","v":0}]
[1,29,21,0,{"$f":"Tabulation[[#This Row],[AC System Output (W)]]/1000","v":0},{"$f":"VLOOKUP(Tabulation[[#This Row],[Month]],Season,2)","v":"Winter"},{"$f":"(DATE(2021,Tabulation[[#This Row],[Month]],Tabulation[[#This Row],[Day]]))","v":"2021-01-29"},{"$f":"WEEKDAY(Tabulation[[#This Row],[Date]])","v":6},{"$f":"IF(OR(Tabulation[[#This Row],[DayNo]]=1,Tabulation[[#This Row],[DayNo]]=7),1,0)","v":0},{"$f":"COUNTIF(Holidays,Tabulation[[#This Row],[Date]])","v":0},{"$f":"CONCATENATE(Tabulation[[#This Row],[Holiday]],Tabulation[[#This Row],[Season]],Tabulation[[#This Row],[Weekend]],\"-\",IF(Tabulation[[#This Row],[Hour]]<10,0,\"\"),C721)","v":"0Winter0-21"},{"$f":"VLOOKUP(Tabulation[[#This Row],[Concat]],Table3[],8)","v":0.28519},{"$f":"(Tabulation[[#This Row],[AC System Output (kW)]]*Tabulation[[#This Row],[Rate]])","v":0}]
[1,29,22,0,{"$f":"Tabulation[[#This Row],[AC System Output (W)]]/1000","v":0},{"$f":"VLOOKUP(Tabulation[[#This Row],[Month]],Season,2)","v":"Winter"},{"$f":"(DATE(2021,Tabulation[[#This Row],[Month]],Tabulation[[#This Row],[Day]]))","v":"2021-01-29"},{"$f":"WEEKDAY(Tabulation[[#This Row],[Date]])","v":6},{"$f":"IF(OR(Tabulation[[#This Row],[DayNo]]=1,Tabulation[[#This Row],[DayNo]]=7),1,0)","v":0},{"$f":"COUNTIF(Holidays,Tabulation[[#This Row],[Date]])","v":0},{"$f":"CONCATENATE(Tabulation[[#This Row],[Holiday]],Tabulation[[#This Row],[Season]],Tabulation[[#This Row],[Weekend]],\"-\",IF(Tabulation[[#This Row],[Hour]]<10,0,\"\"),C722)","v":"0Winter0-22"},{"$f":"VLOOKUP(Tabulation[[#This Row],[Concat]],Table3[],8)","v":0.28519},{"$f":"(Tabulation[[#This Row],[AC System Output (kW)]]*Tabulation[[#This Row],[Rate]])","v":0}]
[1,29,23,0,{"$f":"Tabulation[[#This Row],[AC System Output (W)]]/1000","v":0},{"$f":"VLOOKUP(Tabulation[[#This Row],[Month]],Season,2)","v":"Winter"},{"$f":"(DATE(2021,Tabulation[[#This Row],[Month]],Tabulation[[#This Row],[Day]]))","v":"2021-01-29"},{"$f":"WEEKDAY(Tabulation[[#This Row],[Date]])","v":6},{"$f":"IF(OR(Tabulation[[#This Row],[DayNo]]=1,Tabulation[[#This Row],[DayNo]]=7),1,0)","v":0},{"$f":"COUNTIF(Holidays,Tabulation[[#This Row],[Date]])","v":0},{"$f":"CONCATENATE(Tabulation[[#This Row],[Holiday]],Tabulation[[#This Row],[Season]],Tabulation[[#This Row],[Weekend]],\"-\",IF(Tabulation[[#This Row],[Hour]]<10,0,\"\"),C723)","v":"0Winter0-23"},{"$f":"VLOOKUP(Tabulation[[#This Row],[Concat]],Table3[],8)","v":0.28519},{"$f":"(Tabulation[[#This Row],[AC System Output (kW)]]*Tabulation[[#This Row],[Rate]])","v":0}]
[1,30,0,0,{"$f":"Tabulation[[#This Row],[AC System Output (W)]]/1000","v":0},{"$f":"VLOOKUP(Tabulation[[#This Row],[Month]],Season,2)","v":"Winter"},{"$f":"(DATE(2021,Tabulation[[#This Row],[Month]],Tabulation[[#This Row],[Day]]))","v":"2021-01-30"},{"$f":"WEEKDAY(Tabulation[[#This Row],[Date]])","v":7},{"$f":"IF(OR(Tabulation[[#This Row],[DayNo]]=1,Tabulation[[#This Row],[DayNo]]=7),1,0)","v":1},{"$f":"COUNTIF(Holidays,Tabulation[[#This Row],[Date]])","v":0},{"$f":"CONCATENATE(Tabulation[[#This Row],[Holiday]],Tabulation[[#This Row],[Season]],Tabulation[[#This Row],[Weekend]],\"-\",IF(Tabulation[[#This Row],[Hour]]<10,0,\"\"),C724)","v":"0Winter1-00"},{"$f":"VLOOKUP(Tabulation[[#This Row],[Concat]],Table3[],8)","v":0.28519},{"$f":"(Tabulation[[#This Row],[AC System Output (kW)]]*Tabulation[[#This Row],[Rate]])","v":0}]
[1,30,1,0,{"$f":"Tabulation[[#This Row],[AC System Output (W)]]/1000","v":0},{"$f":"VLOOKUP(Tabulation[[#This Row],[Month]],Season,2)","v":"Winter"},{"$f":"(DATE(2021,Tabulation[[#This Row],[Month]],Tabulation[[#This Row],[Day]]))","v":"2021-01-30"},{"$f":"WEEKDAY(Tabulation[[#This Row],[Date]])","v":7},{"$f":"IF(OR(Tabulation[[#This Row],[DayNo]]=1,Tabulation[[#This Row],[DayNo]]=7),1,0)","v":1},{"$f":"COUNTIF(Holidays,Tabulation[[#This Row],[Date]])","v":0},{"$f":"CONCATENATE(Tabulation[[#This Row],[Holiday]],Tabulation[[#This Row],[Season]],Tabulation[[#This Row],[Weekend]],\"-\",IF(Tabulation[[#This Row],[Hour]]<10,0,\"\"),C725)","v":"0Winter1-01"},{"$f":"VLOOKUP(Tabulation[[#This Row],[Concat]],Table3[],8)","v":0.28519},{"$f":"(Tabulation[[#This Row],[AC System Output (kW)]]*Tabulation[[#This Row],[Rate]])","v":0}]
[1,30,2,0,{"$f":"Tabulation[[#This Row],[AC System Output (W)]]/1000","v":0},{"$f":"VLOOKUP(Tabulation[[#This Row],[Month]],Season,2)","v":"Winter"},{"$f":"(DATE(2021,Tabulation[[#This Row],[Month]],Tabulation[[#This Row],[Day]]))","v":"2021-01-30"},{"$f":"WEEKDAY(Tabulation[[#This Row],[Date]])","v":7},{"$f":"IF(OR(Tabulation[[#This Row],[DayNo]]=1,Tabulation[[#This Row],[DayNo]]=7),1,0)","v":1},{"$f":"COUNTIF(Holidays,Tabulation[[#This Row],[Date]])","v":0},{"$f":"CONCATENATE(Tabulation[[#This Row],[Holiday]],Tabulation[[#This Row],[Season]],Tabulation[[#This Row],[Weekend]],\"-\",IF(Tabulation[[#This Row],[Hour]]<10,0,\"\"),C726)","v":"0Winter1-02"},{"$f":"VLOOKUP(Tabulation[[#This Row],[Concat]],Table3[],8)","v":0.28519},{"$f":"(Tabulation[[#This Row],[AC System Output (kW)]]*Tabulation[[#This Row],[Rate]])","v":0}]
[1,30,3,0,{"$f":"Tabulation[[#This Row],[AC System Output (W)]]/1000","v":0},{"$f":"VLOOKUP(Tabulation[[#This Row],[Month]],Season,2)","v":"Winter"},{"$f":"(DATE(2021,Tabulation[[#This Row],[Month]],Tabulation[[#This Row],[Day]]))","v":"2021-01-30"},{"$f":"WEEKDAY(Tabulation[[#This Row],[Date]])","v":7},{"$f":"IF(OR(Tabulation[[#This Row],[DayNo]]=1,Tabulation[[#This Row],[DayNo]]=7),1,0)","v":1},{"$f":"COUNTIF(Holidays,Tabulation[[#This Row],[Date]])","v":0},{"$f":"CONCATENATE(Tabulation[[#This Row],[Holiday]],Tabulation[[#This Row],[Season]],Tabulation[[#This Row],[Weekend]],\"-\",IF(Tabulation[[#This Row],[Hour]]<10,0,\"\"),C727)","v":"0Winter1-03"},{"$f":"VLOOKUP(Tabulation[[#This Row],[Concat]],Table3[],8)","v":0.28519},{"$f":"(Tabulation[[#This Row],[AC System Output (kW)]]*Tabulation[[#This Row],[Rate]])","v":0}]
[1,30,4,0,{"$f":"Tabulation[[#This Row],[AC System Output (W)]]/1000","v":0},{"$f":"VLOOKUP(Tabulation[[#This Row],[Month]],Season,2)","v":"Winter"},{"$f":"(DATE(2021,Tabulation[[#This Row],[Month]],Tabulation[[#This Row],[Day]]))","v":"2021-01-30"},{"$f":"WEEKDAY(Tabulation[[#This Row],[Date]])","v":7},{"$f":"IF(OR(Tabulation[[#This Row],[DayNo]]=1,Tabulation[[#This Row],[DayNo]]=7),1,0)","v":1},{"$f":"COUNTIF(Holidays,Tabulation[[#This Row],[Date]])","v":0},{"$f":"CONCATENATE(Tabulation[[#This Row],[Holiday]],Tabulation[[#This Row],[Season]],Tabulation[[#This Row],[Weekend]],\"-\",IF(Tabulation[[#This Row],[Hour]]<10,0,\"\"),C728)","v":"0Winter1-04"},{"$f":"VLOOKUP(Tabulation[[#This Row],[Concat]],Table3[],8)","v":0.28519},{"$f":"(Tabulation[[#This Row],[AC System Output (kW)]]*Tabulation[[#This Row],[Rate]])","v":0}]
[1,30,5,0,{"$f":"Tabulation[[#This Row],[AC System Output (W)]]/1000","v":0},{"$f":"VLOOKUP(Tabulation[[#This Row],[Month]],Season,2)","v":"Winter"},{"$f":"(DATE(2021,Tabulation[[#This Row],[Month]],Tabulation[[#This Row],[Day]]))","v":"2021-01-30"},{"$f":"WEEKDAY(Tabulation[[#This Row],[Date]])","v":7},{"$f":"IF(OR(Tabulation[[#This Row],[DayNo]]=1,Tabulation[[#This Row],[DayNo]]=7),1,0)","v":1},{"$f":"COUNTIF(Holidays,Tabulation[[#This Row],[Date]])","v":0},{"$f":"CONCATENATE(Tabulation[[#This Row],[Holiday]],Tabulation[[#This Row],[Season]],Tabulation[[#This Row],[Weekend]],\"-\",IF(Tabulation[[#This Row],[Hour]]<10,0,\"\"),C729)","v":"0Winter1-05"},{"$f":"VLOOKUP(Tabulation[[#This Row],[Concat]],Table3[],8)","v":0.28519},{"$f":"(Tabulation[[#This Row],[AC System Output (kW)]]*Tabulation[[#This Row],[Rate]])","v":0}]
[1,30,6,0,{"$f":"Tabulation[[#This Row],[AC System Output (W)]]/1000","v":0},{"$f":"VLOOKUP(Tabulation[[#This Row],[Month]],Season,2)","v":"Winter"},{"$f":"(DATE(2021,Tabulation[[#This Row],[Month]],Tabulation[[#This Row],[Day]]))","v":"2021-01-30"},{"$f":"WEEKDAY(Tabulation[[#This Row],[Date]])","v":7},{"$f":"IF(OR(Tabulation[[#This Row],[DayNo]]=1,Tabulation[[#This Row],[DayNo]]=7),1,0)","v":1},{"$f":"COUNTIF(Holidays,Tabulation[[#This Row],[Date]])","v":0},{"$f":"CONCATENATE(Tabulation[[#This Row],[Holiday]],Tabulation[[#This Row],[Season]],Tabulation[[#This Row],[Weekend]],\"-\",IF(Tabulation[[#This Row],[Hour]]<10,0,\"\"),C730)","v":"0Winter1-06"},{"$f":"VLOOKUP(Tabulation[[#This Row],[Concat]],Table3[],8)","v":0.28519},{"$f":"(Tabulation[[#This Row],[AC System Output (kW)]]*Tabulation[[#This Row],[Rate]])","v":0}]
[1,30,7,218.85499999999999,{"$f":"Tabulation[[#This Row],[AC System Output (W)]]/1000","v":0.21885499999999999},{"$f":"VLOOKUP(Tabulation[[#This Row],[Month]],Season,2)","v":"Winter"},{"$f":"(DATE(2021,Tabulation[[#This Row],[Month]],Tabulation[[#This Row],[Day]]))","v":"2021-01-30"},{"$f":"WEEKDAY(Tabulation[[#This Row],[Date]])","v":7},{"$f":"IF(OR(Tabulation[[#This Row],[DayNo]]=1,Tabulation[[#This Row],[DayNo]]=7),1,0)","v":1},{"$f":"COUNTIF(Holidays,Tabulation[[#This Row],[Date]])","v":0},{"$f":"CONCATENATE(Tabulation[[#This Row],[Holiday]],Tabulation[[#This Row],[Season]],Tabulation[[#This Row],[Weekend]],\"-\",IF(Tabulation[[#This Row],[Hour]]<10,0,\"\"),C731)","v":"0Winter1-07"},{"$f":"VLOOKUP(Tabulation[[#This Row],[Concat]],Table3[],8)","v":0.28519},{"$f":"(Tabulation[[#This Row],[AC System Output (kW)]]*Tabulation[[#This Row],[Rate]])","v":6.2415257449999997E-2}]
[1,30,8,841.23400000000004,{"$f":"Tabulation[[#This Row],[AC System Output (W)]]/1000","v":0.84123400000000004},{"$f":"VLOOKUP(Tabulation[[#This Row],[Month]],Season,2)","v":"Winter"},{"$f":"(DATE(2021,Tabulation[[#This Row],[Month]],Tabulation[[#This Row],[Day]]))","v":"2021-01-30"},{"$f":"WEEKDAY(Tabulation[[#This Row],[Date]])","v":7},{"$f":"IF(OR(Tabulation[[#This Row],[DayNo]]=1,Tabulation[[#This Row],[DayNo]]=7),1,0)","v":1},{"$f":"COUNTIF(Holidays,Tabulation[[#This Row],[Date]])","v":0},{"$f":"CONCATENATE(Tabulation[[#This Row],[Holiday]],Tabulation[[#This Row],[Season]],Tabulation[[#This Row],[Weekend]],\"-\",IF(Tabulation[[#This Row],[Hour]]<10,0,\"\"),C732)","v":"0Winter1-08"},{"$f":"VLOOKUP(Tabulation[[#This Row],[Concat]],Table3[],8)","v":0.28519},{"$f":"(Tabulation[[#This Row],[AC System Output (kW)]]*Tabulation[[#This Row],[Rate]])","v":0.23991152446}]
[1,30,9,1160.8440000000001,{"$f":"Tabulation[[#This Row],[AC System Output (W)]]/1000","v":1.160844},{"$f":"VLOOKUP(Tabulation[[#This Row],[Month]],Season,2)","v":"Winter"},{"$f":"(DATE(2021,Tabulation[[#This Row],[Month]],Tabulation[[#This Row],[Day]]))","v":"2021-01-30"},{"$f":"WEEKDAY(Tabulation[[#This Row],[Date]])","v":7},{"$f":"IF(OR(Tabulation[[#This Row],[DayNo]]=1,Tabulation[[#This Row],[DayNo]]=7),1,0)","v":1},{"$f":"COUNTIF(Holidays,Tabulation[[#This Row],[Date]])","v":0},{"$f":"CONCATENATE(Tabulation[[#This Row],[Holiday]],Tabulation[[#This Row],[Season]],Tabulation[[#This Row],[Weekend]],\"-\",IF(Tabulation[[#This Row],[Hour]]<10,0,\"\"),C733)","v":"0Winter1-09"},{"$f":"VLOOKUP(Tabulation[[#This Row],[Concat]],Table3[],8)","v":0.28519},{"$f":"(Tabulation[[#This Row],[AC System Output (kW)]]*Tabulation[[#This Row],[Rate]])","v":0.33106110035999997}]
[1,30,10,1741.3979999999999,{"$f":"Tabulation[[#This Row],[AC System Output (W)]]/1000","v":1.741398},{"$f":"VLOOKUP(Tabulation[[#This Row],[Month]],Season,2)","v":"Winter"},{"$f":"(DATE(2021,Tabulation[[#This Row],[Month]],Tabulation[[#This Row],[Day]]))","v":"2021-01-30"},{"$f":"WEEKDAY(Tabulation[[#This Row],[Date]])","v":7},{"$f":"IF(OR(Tabulation[[#This Row],[DayNo]]=1,Tabulation[[#This Row],[DayNo]]=7),1,0)","v":1},{"$f":"COUNTIF(Holidays,Tabulation[[#This Row],[Date]])","v":0},{"$f":"CONCATENATE(Tabulation[[#This Row],[Holiday]],Tabulation[[#This Row],[Season]],Tabulation[[#This Row],[Weekend]],\"-\",IF(Tabulation[[#This Row],[Hour]]<10,0,\"\"),C734)","v":"0Winter1-10"},{"$f":"VLOOKUP(Tabulation[[#This Row],[Concat]],Table3[],8)","v":0.28519},{"$f":"(Tabulation[[#This Row],[AC System Output (kW)]]*Tabulation[[#This Row],[Rate]])","v":0.49662929562000002}]
[1,30,11,1896.55,{"$f":"Tabulation[[#This Row],[AC System Output (W)]]/1000","v":1.89655},{"$f":"VLOOKUP(Tabulation[[#This Row],[Month]],Season,2)","v":"Winter"},{"$f":"(DATE(2021,Tabulation[[#This Row],[Month]],Tabulation[[#This Row],[Day]]))","v":"2021-01-30"},{"$f":"WEEKDAY(Tabulation[[#This Row],[Date]])","v":7},{"$f":"IF(OR(Tabulation[[#This Row],[DayNo]]=1,Tabulation[[#This Row],[DayNo]]=7),1,0)","v":1},{"$f":"COUNTIF(Holidays,Tabulation[[#This Row],[Date]])","v":0},{"$f":"CONCATENATE(Tabulation[[#This Row],[Holiday]],Tabulation[[#This Row],[Season]],Tabulation[[#This Row],[Weekend]],\"-\",IF(Tabulation[[#This Row],[Hour]]<10,0,\"\"),C735)","v":"0Winter1-11"},{"$f":"VLOOKUP(Tabulation[[#This Row],[Concat]],Table3[],8)","v":0.28519},{"$f":"(Tabulation[[#This Row],[AC System Output (kW)]]*Tabulation[[#This Row],[Rate]])","v":0.54087709449999999}]
[1,30,12,785.03700000000003,{"$f":"Tabulation[[#This Row],[AC System Output (W)]]/1000","v":0.78503699999999998},{"$f":"VLOOKUP(Tabulation[[#This Row],[Month]],Season,2)","v":"Winter"},{"$f":"(DATE(2021,Tabulation[[#This Row],[Month]],Tabulation[[#This Row],[Day]]))","v":"2021-01-30"},{"$f":"WEEKDAY(Tabulation[[#This Row],[Date]])","v":7},{"$f":"IF(OR(Tabulation[[#This Row],[DayNo]]=1,Tabulation[[#This Row],[DayNo]]=7),1,0)","v":1},{"$f":"COUNTIF(Holidays,Tabulation[[#This Row],[Date]])","v":0},{"$f":"CONCATENATE(Tabulation[[#This Row],[Holiday]],Tabulation[[#This Row],[Season]],Tabulation[[#This Row],[Weekend]],\"-\",IF(Tabulation[[#This Row],[Hour]]<10,0,\"\"),C736)","v":"0Winter1-12"},{"$f":"VLOOKUP(Tabulation[[#This Row],[Concat]],Table3[],8)","v":0.28519},{"$f":"(Tabulation[[#This Row],[AC System Output (kW)]]*Tabulation[[#This Row],[Rate]])","v":0.22388470202999999}]
[1,30,13,430.39,{"$f":"Tabulation[[#This Row],[AC System Output (W)]]/1000","v":0.43038999999999999},{"$f":"VLOOKUP(Tabulation[[#This Row],[Month]],Season,2)","v":"Winter"},{"$f":"(DATE(2021,Tabulation[[#This Row],[Month]],Tabulation[[#This Row],[Day]]))","v":"2021-01-30"},{"$f":"WEEKDAY(Tabulation[[#This Row],[Date]])","v":7},{"$f":"IF(OR(Tabulation[[#This Row],[DayNo]]=1,Tabulation[[#This Row],[DayNo]]=7),1,0)","v":1},{"$f":"COUNTIF(Holidays,Tabulation[[#This Row],[Date]])","v":0},{"$f":"CONCATENATE(Tabulation[[#This Row],[Holiday]],Tabulation[[#This Row],[Season]],Tabulation[[#This Row],[Weekend]],\"-\",IF(Tabulation[[#This Row],[Hour]]<10,0,\"\"),C737)","v":"0Winter1-13"},{"$f":"VLOOKUP(Tabulation[[#This Row],[Concat]],Table3[],8)","v":0.28519},{"$f":"(Tabulation[[#This Row],[AC System Output (kW)]]*Tabulation[[#This Row],[Rate]])","v":0.1227429241}]
[1,30,14,446.61900000000003,{"$f":"Tabulation[[#This Row],[AC System Output (W)]]/1000","v":0.44661900000000004},{"$f":"VLOOKUP(Tabulation[[#This Row],[Month]],Season,2)","v":"Winter"},{"$f":"(DATE(2021,Tabulation[[#This Row],[Month]],Tabulation[[#This Row],[Day]]))","v":"2021-01-30"},{"$f":"WEEKDAY(Tabulation[[#This Row],[Date]])","v":7},{"$f":"IF(OR(Tabulation[[#This Row],[DayNo]]=1,Tabulation[[#This Row],[DayNo]]=7),1,0)","v":1},{"$f":"COUNTIF(Holidays,Tabulation[[#This Row],[Date]])","v":0},{"$f":"CONCATENATE(Tabulation[[#This Row],[Holiday]],Tabulation[[#This Row],[Season]],Tabulation[[#This Row],[Weekend]],\"-\",IF(Tabulation[[#This Row],[Hour]]<10,0,\"\"),C738)","v":"0Winter1-14"},{"$f":"VLOOKUP(Tabulation[[#This Row],[Concat]],Table3[],8)","v":0.28519},{"$f":"(Tabulation[[#This Row],[AC System Output (kW)]]*Tabulation[[#This Row],[Rate]])","v":0.12737127261}]
[1,30,15,95.808999999999997,{"$f":"Tabulation[[#This Row],[AC System Output (W)]]/1000","v":9.5808999999999991E-2},{"$f":"VLOOKUP(Tabulation[[#This Row],[Month]],Season,2)","v":"Winter"},{"$f":"(DATE(2021,Tabulation[[#This Row],[Month]],Tabulation[[#This Row],[Day]]))","v":"2021-01-30"},{"$f":"WEEKDAY(Tabulation[[#This Row],[Date]])","v":7},{"$f":"IF(OR(Tabulation[[#This Row],[DayNo]]=1,Tabulation[[#This Row],[DayNo]]=7),1,0)","v":1},{"$f":"COUNTIF(Holidays,Tabulation[[#This Row],[Date]])","v":0},{"$f":"CONCATENATE(Tabulation[[#This Row],[Holiday]],Tabulation[[#This Row],[Season]],Tabulation[[#This Row],[Weekend]],\"-\",IF(Tabulation[[#This Row],[Hour]]<10,0,\"\"),C739)","v":"0Winter1-15"},{"$f":"VLOOKUP(Tabulation[[#This Row],[Concat]],Table3[],8)","v":0.28519},{"$f":"(Tabulation[[#This Row],[AC System Output (kW)]]*Tabulation[[#This Row],[Rate]])","v":2.7323768709999998E-2}]
[1,30,16,48.38,{"$f":"Tabulation[[#This Row],[AC System Output (W)]]/1000","v":4.8379999999999999E-2},{"$f":"VLOOKUP(Tabulation[[#This Row],[Month]],Season,2)","v":"Winter"},{"$f":"(DATE(2021,Tabulation[[#This Row],[Month]],Tabulation[[#This Row],[Day]]))","v":"2021-01-30"},{"$f":"WEEKDAY(Tabulation[[#This Row],[Date]])","v":7},{"$f":"IF(OR(Tabulation[[#This Row],[DayNo]]=1,Tabulation[[#This Row],[DayNo]]=7),1,0)","v":1},{"$f":"COUNTIF(Holidays,Tabulation[[#This Row],[Date]])","v":0},{"$f":"CONCATENATE(Tabulation[[#This Row],[Holiday]],Tabulation[[#This Row],[Season]],Tabulation[[#This Row],[Weekend]],\"-\",IF(Tabulation[[#This Row],[Hour]]<10,0,\"\"),C740)","v":"0Winter1-16"},{"$f":"VLOOKUP(Tabulation[[#This Row],[Concat]],Table3[],8)","v":0.28519},{"$f":"(Tabulation[[#This Row],[AC System Output (kW)]]*Tabulation[[#This Row],[Rate]])","v":1.3797492199999999E-2}]
[1,30,17,0,{"$f":"Tabulation[[#This Row],[AC System Output (W)]]/1000","v":0},{"$f":"VLOOKUP(Tabulation[[#This Row],[Month]],Season,2)","v":"Winter"},{"$f":"(DATE(2021,Tabulation[[#This Row],[Month]],Tabulation[[#This Row],[Day]]))","v":"2021-01-30"},{"$f":"WEEKDAY(Tabulation[[#This Row],[Date]])","v":7},{"$f":"IF(OR(Tabulation[[#This Row],[DayNo]]=1,Tabulation[[#This Row],[DayNo]]=7),1,0)","v":1},{"$f":"COUNTIF(Holidays,Tabulation[[#This Row],[Date]])","v":0},{"$f":"CONCATENATE(Tabulation[[#This Row],[Holiday]],Tabulation[[#This Row],[Season]],Tabulation[[#This Row],[Weekend]],\"-\",IF(Tabulation[[#This Row],[Hour]]<10,0,\"\"),C741)","v":"0Winter1-17"},{"$f":"VLOOKUP(Tabulation[[#This Row],[Concat]],Table3[],8)","v":0.28519},{"$f":"(Tabulation[[#This Row],[AC System Output (kW)]]*Tabulation[[#This Row],[Rate]])","v":0}]
[1,30,18,0,{"$f":"Tabulation[[#This Row],[AC System Output (W)]]/1000","v":0},{"$f":"VLOOKUP(Tabulation[[#This Row],[Month]],Season,2)","v":"Winter"},{"$f":"(DATE(2021,Tabulation[[#This Row],[Month]],Tabulation[[#This Row],[Day]]))","v":"2021-01-30"},{"$f":"WEEKDAY(Tabulation[[#This Row],[Date]])","v":7},{"$f":"IF(OR(Tabulation[[#This Row],[DayNo]]=1,Tabulation[[#This Row],[DayNo]]=7),1,0)","v":1},{"$f":"COUNTIF(Holidays,Tabulation[[#This Row],[Date]])","v":0},{"$f":"CONCATENATE(Tabulation[[#This Row],[Holiday]],Tabulation[[#This Row],[Season]],Tabulation[[#This Row],[Weekend]],\"-\",IF(Tabulation[[#This Row],[Hour]]<10,0,\"\"),C742)","v":"0Winter1-18"},{"$f":"VLOOKUP(Tabulation[[#This Row],[Concat]],Table3[],8)","v":0.28519},{"$f":"(Tabulation[[#This Row],[AC System Output (kW)]]*Tabulation[[#This Row],[Rate]])","v":0}]
[1,30,19,0,{"$f":"Tabulation[[#This Row],[AC System Output (W)]]/1000","v":0},{"$f":"VLOOKUP(Tabulation[[#This Row],[Month]],Season,2)","v":"Winter"},{"$f":"(DATE(2021,Tabulation[[#This Row],[Month]],Tabulation[[#This Row],[Day]]))","v":"2021-01-30"},{"$f":"WEEKDAY(Tabulation[[#This Row],[Date]])","v":7},{"$f":"IF(OR(Tabulation[[#This Row],[DayNo]]=1,Tabulation[[#This Row],[DayNo]]=7),1,0)","v":1},{"$f":"COUNTIF(Holidays,Tabulation[[#This Row],[Date]])","v":0},{"$f":"CONCATENATE(Tabulation[[#This Row],[Holiday]],Tabulation[[#This Row],[Season]],Tabulation[[#This Row],[Weekend]],\"-\",IF(Tabulation[[#This Row],[Hour]]<10,0,\"\"),C743)","v":"0Winter1-19"},{"$f":"VLOOKUP(Tabulation[[#This Row],[Concat]],Table3[],8)","v":0.28519},{"$f":"(Tabulation[[#This Row],[AC System Output (kW)]]*Tabulation[[#This Row],[Rate]])","v":0}]
[1,30,20,0,{"$f":"Tabulation[[#This Row],[AC System Output (W)]]/1000","v":0},{"$f":"VLOOKUP(Tabulation[[#This Row],[Month]],Season,2)","v":"Winter"},{"$f":"(DATE(2021,Tabulation[[#This Row],[Month]],Tabulation[[#This Row],[Day]]))","v":"2021-01-30"},{"$f":"WEEKDAY(Tabulation[[#This Row],[Date]])","v":7},{"$f":"IF(OR(Tabulation[[#This Row],[DayNo]]=1,Tabulation[[#This Row],[DayNo]]=7),1,0)","v":1},{"$f":"COUNTIF(Holidays,Tabulation[[#This Row],[Date]])","v":0},{"$f":"CONCATENATE(Tabulation[[#This Row],[Holiday]],Tabulation[[#This Row],[Season]],Tabulation[[#This Row],[Weekend]],\"-\",IF(Tabulation[[#This Row],[Hour]]<10,0,\"\"),C744)","v":"0Winter1-20"},{"$f":"VLOOKUP(Tabulation[[#This Row],[Concat]],Table3[],8)","v":0.28519},{"$f":"(Tabulation[[#This Row],[AC System Output (kW)]]*Tabulation[[#This Row],[Rate]])","v":0}]
[1,30,21,0,{"$f":"Tabulation[[#This Row],[AC System Output (W)]]/1000","v":0},{"$f":"VLOOKUP(Tabulation[[#This Row],[Month]],Season,2)","v":"Winter"},{"$f":"(DATE(2021,Tabulation[[#This Row],[Month]],Tabulation[[#This Row],[Day]]))","v":"2021-01-30"},{"$f":"WEEKDAY(Tabulation[[#This Row],[Date]])","v":7},{"$f":"IF(OR(Tabulation[[#This Row],[DayNo]]=1,Tabulation[[#This Row],[DayNo]]=7),1,0)","v":1},{"$f":"COUNTIF(Holidays,Tabulation[[#This Row],[Date]])","v":0},{"$f":"CONCATENATE(Tabulation[[#This Row],[Holiday]],Tabulation[[#This Row],[Season]],Tabulation[[#This Row],[Weekend]],\"-\",IF(Tabulation[[#This Row],[Hour]]<10,0,\"\"),C745)","v":"0Winter1-21"},{"$f":"VLOOKUP(Tabulation[[#This Row],[Concat]],Table3[],8)","v":0.28519},{"$f":"(Tabulation[[#This Row],[AC System Output (kW)]]*Tabulation[[#This Row],[Rate]])","v":0}]
[1,30,22,0,{"$f":"Tabulation[[#This Row],[AC System Output (W)]]/1000","v":0},{"$f":"VLOOKUP(Tabulation[[#This Row],[Month]],Season,2)","v":"Winter"},{"$f":"(DATE(2021,Tabulation[[#This Row],[Month]],Tabulation[[#This Row],[Day]]))","v":"2021-01-30"},{"$f":"WEEKDAY(Tabulation[[#This Row],[Date]])","v":7},{"$f":"IF(OR(Tabulation[[#This Row],[DayNo]]=1,Tabulation[[#This Row],[DayNo]]=7),1,0)","v":1},{"$f":"COUNTIF(Holidays,Tabulation[[#This Row],[Date]])","v":0},{"$f":"CONCATENATE(Tabulation[[#This Row],[Holiday]],Tabulation[[#This Row],[Season]],Tabulation[[#This Row],[Weekend]],\"-\",IF(Tabulation[[#This Row],[Hour]]<10,0,\"\"),C746)","v":"0Winter1-22"},{"$f":"VLOOKUP(Tabulation[[#This Row],[Concat]],Table3[],8)","v":0.28519},{"$f":"(Tabulation[[#This Row],[AC System Output (kW)]]*Tabulation[[#This Row],[Rate]])","v":0}]
[1,30,23,0,{"$f":"Tabulation[[#This Row],[AC System Output (W)]]/1000","v":0},{"$f":"VLOOKUP(Tabulation[[#This Row],[Month]],Season,2)","v":"Winter"},{"$f":"(DATE(2021,Tabulation[[#This Row],[Month]],Tabulation[[#This Row],[Day]]))","v":"2021-01-30"},{"$f":"WEEKDAY(Tabulation[[#This Row],[Date]])","v":7},{"$f":"IF(OR(Tabulation[[#This Row],[DayNo]]=1,Tabulation[[#This Row],[DayNo]]=7),1,0)","v":1},{"$f":"COUNTIF(Holidays,Tabulation[[#This Row],[Date]])","v":0},{"$f":"CONCATENATE(Tabulation[[#This Row],[Holiday]],Tabulation[[#This Row],[Season]],Tabulation[[#This Row],[Weekend]],\"-\",IF(Tabulation[[#This Row],[Hour]]<10,0,\"\"),C747)","v":"0Winter1-23"},{"$f":"VLOOKUP(Tabulation[[#This Row],[Concat]],Table3[],8)","v":0.28519},{"$f":"(Tabulation[[#This Row],[AC System Output (kW)]]*Tabulation[[#This Row],[Rate]])","v":0}]
[1,31,0,0,{"$f":"Tabulation[[#This Row],[AC System Output (W)]]/1000","v":0},{"$f":"VLOOKUP(Tabulation[[#This Row],[Month]],Season,2)","v":"Winter"},{"$f":"(DATE(2021,Tabulation[[#This Row],[Month]],Tabulation[[#This Row],[Day]]))","v":"2021-01-31"},{"$f":"WEEKDAY(Tabulation[[#This Row],[Date]])","v":1},{"$f":"IF(OR(Tabulation[[#This Row],[DayNo]]=1,Tabulation[[#This Row],[DayNo]]=7),1,0)","v":1},{"$f":"COUNTIF(Holidays,Tabulation[[#This Row],[Date]])","v":0},{"$f":"CONCATENATE(Tabulation[[#This Row],[Holiday]],Tabulation[[#This Row],[Season]],Tabulation[[#This Row],[Weekend]],\"-\",IF(Tabulation[[#This Row],[Hour]]<10,0,\"\"),C748)","v":"0Winter1-00"},{"$f":"VLOOKUP(Tabulation[[#This Row],[Concat]],Table3[],8)","v":0.28519},{"$f":"(Tabulation[[#This Row],[AC System Output (kW)]]*Tabulation[[#This Row],[Rate]])","v":0}]
[1,31,1,0,{"$f":"Tabulation[[#This Row],[AC System Output (W)]]/1000","v":0},{"$f":"VLOOKUP(Tabulation[[#This Row],[Month]],Season,2)","v":"Winter"},{"$f":"(DATE(2021,Tabulation[[#This Row],[Month]],Tabulation[[#This Row],[Day]]))","v":"2021-01-31"},{"$f":"WEEKDAY(Tabulation[[#This Row],[Date]])","v":1},{"$f":"IF(OR(Tabulation[[#This Row],[DayNo]]=1,Tabulation[[#This Row],[DayNo]]=7),1,0)","v":1},{"$f":"COUNTIF(Holidays,Tabulation[[#This Row],[Date]])","v":0},{"$f":"CONCATENATE(Tabulation[[#This Row],[Holiday]],Tabulation[[#This Row],[Season]],Tabulation[[#This Row],[Weekend]],\"-\",IF(Tabulation[[#This Row],[Hour]]<10,0,\"\"),C749)","v":"0Winter1-01"},{"$f":"VLOOKUP(Tabulation[[#This Row],[Concat]],Table3[],8)","v":0.28519},{"$f":"(Tabulation[[#This Row],[AC System Output (kW)]]*Tabulation[[#This Row],[Rate]])","v":0}]
[1,31,2,0,{"$f":"Tabulation[[#This Row],[AC System Output (W)]]/1000","v":0},{"$f":"VLOOKUP(Tabulation[[#This Row],[Month]],Season,2)","v":"Winter"},{"$f":"(DATE(2021,Tabulation[[#This Row],[Month]],Tabulation[[#This Row],[Day]]))","v":"2021-01-31"},{"$f":"WEEKDAY(Tabulation[[#This Row],[Date]])","v":1},{"$f":"IF(OR(Tabulation[[#This Row],[DayNo]]=1,Tabulation[[#This Row],[DayNo]]=7),1,0)","v":1},{"$f":"COUNTIF(Holidays,Tabulation[[#This Row],[Date]])","v":0},{"$f":"CONCATENATE(Tabulation[[#This Row],[Holiday]],Tabulation[[#This Row],[Season]],Tabulation[[#This Row],[Weekend]],\"-\",IF(Tabulation[[#This Row],[Hour]]<10,0,\"\"),C750)","v":"0Winter1-02"},{"$f":"VLOOKUP(Tabulation[[#This Row],[Concat]],Table3[],8)","v":0.28519},{"$f":"(Tabulation[[#This Row],[AC System Output (kW)]]*Tabulation[[#This Row],[Rate]])","v":0}]
[1,31,3,0,{"$f":"Tabulation[[#This Row],[AC System Output (W)]]/1000","v":0},{"$f":"VLOOKUP(Tabulation[[#This Row],[Month]],Season,2)","v":"Winter"},{"$f":"(DATE(2021,Tabulation[[#This Row],[Month]],Tabulation[[#This Row],[Day]]))","v":"2021-01-31"},{"$f":"WEEKDAY(Tabulation[[#This Row],[Date]])","v":1},{"$f":"IF(OR(Tabulation[[#This Row],[DayNo]]=1,Tabulation[[#This Row],[DayNo]]=7),1,0)","v":1},{"$f":"COUNTIF(Holidays,Tabulation[[#This Row],[Date]])","v":0},{"$f":"CONCATENATE(Tabulation[[#This Row],[Holiday]],Tabulation[[#This Row],[Season]],Tabulation[[#This Row],[Weekend]],\"-\",IF(Tabulation[[#This Row],[Hour]]<10,0,\"\"),C751)","v":"0Winter1-03"},{"$f":"VLOOKUP(Tabulation[[#This Row],[Concat]],Table3[],8)","v":0.28519},{"$f":"(Tabulation[[#This Row],[AC System Output (kW)]]*Tabulation[[#This Row],[Rate]])","v":0}]
[1,31,4,0,{"$f":"Tabulation[[#This Row],[AC System Output (W)]]/1000","v":0},{"$f":"VLOOKUP(Tabulation[[#This Row],[Month]],Season,2)","v":"Winter"},{"$f":"(DATE(2021,Tabulation[[#This Row],[Month]],Tabulation[[#This Row],[Day]]))","v":"2021-01-31"},{"$f":"WEEKDAY(Tabulation[[#This Row],[Date]])","v":1},{"$f":"IF(OR(Tabulation[[#This Row],[DayNo]]=1,Tabulation[[#This Row],[DayNo]]=7),1,0)","v":1},{"$f":"COUNTIF(Holidays,Tabulation[[#This Row],[Date]])","v":0},{"$f":"CONCATENATE(Tabulation[[#This Row],[Holiday]],Tabulation[[#This Row],[Season]],Tabulation[[#This Row],[Weekend]],\"-\",IF(Tabulation[[#This Row],[Hour]]<10,0,\"\"),C752)","v":"0Winter1-04"},{"$f":"VLOOKUP(Tabulation[[#This Row],[Concat]],Table3[],8)","v":0.28519},{"$f":"(Tabulation[[#This Row],[AC System Output (kW)]]*Tabulation[[#This Row],[Rate]])","v":0}]
[1,31,5,0,{"$f":"Tabulation[[#This Row],[AC System Output (W)]]/1000","v":0},{"$f":"VLOOKUP(Tabulation[[#This Row],[Month]],Season,2)","v":"Winter"},{"$f":"(DATE(2021,Tabulation[[#This Row],[Month]],Tabulation[[#This Row],[Day]]))","v":"2021-01-31"},{"$f":"WEEKDAY(Tabulation[[#This Row],[Date]])","v":1},{"$f":"IF(OR(Tabulation[[#This Row],[DayNo]]=1,Tabulation[[#This Row],[DayNo]]=7),1,0)","v":1},{"$f":"COUNTIF(Holidays,Tabulation[[#This Row],[Date]])","v":0},{"$f":"CONCATENATE(Tabulation[[#This Row],[Holiday]],Tabulation[[#This Row],[Season]],Tabulation[[#This Row],[Weekend]],\"-\",IF(Tabulation[[#This Row],[Hour]]<10,0,\"\"),C753)","v":"0Winter1-05"},{"$f":"VLOOKUP(Tabulation[[#This Row],[Concat]],Table3[],8)","v":0.28519},{"$f":"(Tabulation[[#This Row],[AC System Output (kW)]]*Tabulation[[#This Row],[Rate]])","v":0}]
[1,31,6,0,{"$f":"Tabulation[[#This Row],[AC System Output (W)]]/1000","v":0},{"$f":"VLOOKUP(Tabulation[[#This Row],[Month]],Season,2)","v":"Winter"},{"$f":"(DATE(2021,Tabulation[[#This Row],[Month]],Tabulation[[#This Row],[Day]]))","v":"2021-01-31"},{"$f":"WEEKDAY(Tabulation[[#This Row],[Date]])","v":1},{"$f":"IF(OR(Tabulation[[#This Row],[DayNo]]=1,Tabulation[[#This Row],[DayNo]]=7),1,0)","v":1},{"$f":"COUNTIF(Holidays,Tabulation[[#This Row],[Date]])","v":0},{"$f":"CONCATENATE(Tabulation[[#This Row],[Holiday]],Tabulation[[#This Row],[Season]],Tabulation[[#This Row],[Weekend]],\"-\",IF(Tabulation[[#This Row],[Hour]]<10,0,\"\"),C754)","v":"0Winter1-06"},{"$f":"VLOOKUP(Tabulation[[#This Row],[Concat]],Table3[],8)","v":0.28519},{"$f":"(Tabulation[[#This Row],[AC System Output (kW)]]*Tabulation[[#This Row],[Rate]])","v":0}]
[1,31,7,257.89800000000002,{"$f":"Tabulation[[#This Row],[AC System Output (W)]]/1000","v":0.25789800000000002},{"$f":"VLOOKUP(Tabulation[[#This Row],[Month]],Season,2)","v":"Winter"},{"$f":"(DATE(2021,Tabulation[[#This Row],[Month]],Tabulation[[#This Row],[Day]]))","v":"2021-01-31"},{"$f":"WEEKDAY(Tabulation[[#This Row],[Date]])","v":1},{"$f":"IF(OR(Tabulation[[#This Row],[DayNo]]=1,Tabulation[[#This Row],[DayNo]]=7),1,0)","v":1},{"$f":"COUNTIF(Holidays,Tabulation[[#This Row],[Date]])","v":0},{"$f":"CONCATENATE(Tabulation[[#This Row],[Holiday]],Tabulation[[#This Row],[Season]],Tabulation[[#This Row],[Weekend]],\"-\",IF(Tabulation[[#This Row],[Hour]]<10,0,\"\"),C755)","v":"0Winter1-07"},{"$f":"VLOOKUP(Tabulation[[#This Row],[Concat]],Table3[],8)","v":0.28519},{"$f":"(Tabulation[[#This Row],[AC System Output (kW)]]*Tabulation[[#This Row],[Rate]])","v":7.3549930620000009E-2}]
[1,31,8,1133.963,{"$f":"Tabulation[[#This Row],[AC System Output (W)]]/1000","v":1.1339630000000001},{"$f":"VLOOKUP(Tabulation[[#This Row],[Month]],Season,2)","v":"Winter"},{"$f":"(DATE(2021,Tabulation[[#This Row],[Month]],Tabulation[[#This Row],[Day]]))","v":"2021-01-31"},{"$f":"WEEKDAY(Tabulation[[#This Row],[Date]])","v":1},{"$f":"IF(OR(Tabulation[[#This Row],[DayNo]]=1,Tabulation[[#This Row],[DayNo]]=7),1,0)","v":1},{"$f":"COUNTIF(Holidays,Tabulation[[#This Row],[Date]])","v":0},{"$f":"CONCATENATE(Tabulation[[#This Row],[Holiday]],Tabulation[[#This Row],[Season]],Tabulation[[#This Row],[Weekend]],\"-\",IF(Tabulation[[#This Row],[Hour]]<10,0,\"\"),C756)","v":"0Winter1-08"},{"$f":"VLOOKUP(Tabulation[[#This Row],[Concat]],Table3[],8)","v":0.28519},{"$f":"(Tabulation[[#This Row],[AC System Output (kW)]]*Tabulation[[#This Row],[Rate]])","v":0.32339490797000003}]
[1,31,9,1931.1120000000001,{"$f":"Tabulation[[#This Row],[AC System Output (W)]]/1000","v":1.9311120000000002},{"$f":"VLOOKUP(Tabulation[[#This Row],[Month]],Season,2)","v":"Winter"},{"$f":"(DATE(2021,Tabulation[[#This Row],[Month]],Tabulation[[#This Row],[Day]]))","v":"2021-01-31"},{"$f":"WEEKDAY(Tabulation[[#This Row],[Date]])","v":1},{"$f":"IF(OR(Tabulation[[#This Row],[DayNo]]=1,Tabulation[[#This Row],[DayNo]]=7),1,0)","v":1},{"$f":"COUNTIF(Holidays,Tabulation[[#This Row],[Date]])","v":0},{"$f":"CONCATENATE(Tabulation[[#This Row],[Holiday]],Tabulation[[#This Row],[Season]],Tabulation[[#This Row],[Weekend]],\"-\",IF(Tabulation[[#This Row],[Hour]]<10,0,\"\"),C757)","v":"0Winter1-09"},{"$f":"VLOOKUP(Tabulation[[#This Row],[Concat]],Table3[],8)","v":0.28519},{"$f":"(Tabulation[[#This Row],[AC System Output (kW)]]*Tabulation[[#This Row],[Rate]])","v":0.55073383128000009}]
[1,31,10,2486.2089999999998,{"$f":"Tabulation[[#This Row],[AC System Output (W)]]/1000","v":2.4862089999999997},{"$f":"VLOOKUP(Tabulation[[#This Row],[Month]],Season,2)","v":"Winter"},{"$f":"(DATE(2021,Tabulation[[#This Row],[Month]],Tabulation[[#This Row],[Day]]))","v":"2021-01-31"},{"$f":"WEEKDAY(Tabulation[[#This Row],[Date]])","v":1},{"$f":"IF(OR(Tabulation[[#This Row],[DayNo]]=1,Tabulation[[#This Row],[DayNo]]=7),1,0)","v":1},{"$f":"COUNTIF(Holidays,Tabulation[[#This Row],[Date]])","v":0},{"$f":"CONCATENATE(Tabulation[[#This Row],[Holiday]],Tabulation[[#This Row],[Season]],Tabulation[[#This Row],[Weekend]],\"-\",IF(Tabulation[[#This Row],[Hour]]<10,0,\"\"),C758)","v":"0Winter1-10"},{"$f":"VLOOKUP(Tabulation[[#This Row],[Concat]],Table3[],8)","v":0.28519},{"$f":"(Tabulation[[#This Row],[AC System Output (kW)]]*Tabulation[[#This Row],[Rate]])","v":0.70904194470999993}]
[1,31,11,2834.1190000000001,{"$f":"Tabulation[[#This Row],[AC System Output (W)]]/1000","v":2.8341190000000003},{"$f":"VLOOKUP(Tabulation[[#This Row],[Month]],Season,2)","v":"Winter"},{"$f":"(DATE(2021,Tabulation[[#This Row],[Month]],Tabulation[[#This Row],[Day]]))","v":"2021-01-31"},{"$f":"WEEKDAY(Tabulation[[#This Row],[Date]])","v":1},{"$f":"IF(OR(Tabulation[[#This Row],[DayNo]]=1,Tabulation[[#This Row],[DayNo]]=7),1,0)","v":1},{"$f":"COUNTIF(Holidays,Tabulation[[#This Row],[Date]])","v":0},{"$f":"CONCATENATE(Tabulation[[#This Row],[Holiday]],Tabulation[[#This Row],[Season]],Tabulation[[#This Row],[Weekend]],\"-\",IF(Tabulation[[#This Row],[Hour]]<10,0,\"\"),C759)","v":"0Winter1-11"},{"$f":"VLOOKUP(Tabulation[[#This Row],[Concat]],Table3[],8)","v":0.28519},{"$f":"(Tabulation[[#This Row],[AC System Output (kW)]]*Tabulation[[#This Row],[Rate]])","v":0.80826239761000007}]
[1,31,12,2067.895,{"$f":"Tabulation[[#This Row],[AC System Output (W)]]/1000","v":2.067895},{"$f":"VLOOKUP(Tabulation[[#This Row],[Month]],Season,2)","v":"Winter"},{"$f":"(DATE(2021,Tabulation[[#This Row],[Month]],Tabulation[[#This Row],[Day]]))","v":"2021-01-31"},{"$f":"WEEKDAY(Tabulation[[#This Row],[Date]])","v":1},{"$f":"IF(OR(Tabulation[[#This Row],[DayNo]]=1,Tabulation[[#This Row],[DayNo]]=7),1,0)","v":1},{"$f":"COUNTIF(Holidays,Tabulation[[#This Row],[Date]])","v":0},{"$f":"CONCATENATE(Tabulation[[#This Row],[Holiday]],Tabulation[[#This Row],[Season]],Tabulation[[#This Row],[Weekend]],\"-\",IF(Tabulation[[#This Row],[Hour]]<10,0,\"\"),C760)","v":"0Winter1-12"},{"$f":"VLOOKUP(Tabulation[[#This Row],[Concat]],Table3[],8)","v":0.28519},{"$f":"(Tabulation[[#This Row],[AC System Output (kW)]]*Tabulation[[#This Row],[Rate]])","v":0.58974297505000006}]
[1,31,13,2718.5819999999999,{"$f":"Tabulation[[#This Row],[AC System Output (W)]]/1000","v":2.7185820000000001},{"$f":"VLOOKUP(Tabulation[[#This Row],[Month]],Season,2)","v":"Winter"},{"$f":"(DATE(2021,Tabulation[[#This Row],[Month]],Tabulation[[#This Row],[Day]]))","v":"2021-01-31"},{"$f":"WEEKDAY(Tabulation[[#This Row],[Date]])","v":1},{"$f":"IF(OR(Tabulation[[#This Row],[DayNo]]=1,Tabulation[[#This Row],[DayNo]]=7),1,0)","v":1},{"$f":"COUNTIF(Holidays,Tabulation[[#This Row],[Date]])","v":0},{"$f":"CONCATENATE(Tabulation[[#This Row],[Holiday]],Tabulation[[#This Row],[Season]],Tabulation[[#This Row],[Weekend]],\"-\",IF(Tabulation[[#This Row],[Hour]]<10,0,\"\"),C761)","v":"0Winter1-13"},{"$f":"VLOOKUP(Tabulation[[#This Row],[Concat]],Table3[],8)","v":0.28519},{"$f":"(Tabulation[[#This Row],[AC System Output (kW)]]*Tabulation[[#This Row],[Rate]])","v":0.77531240058000006}]
[1,31,14,51.302999999999997,{"$f":"Tabulation[[#This Row],[AC System Output (W)]]/1000","v":5.1302999999999994E-2},{"$f":"VLOOKUP(Tabulation[[#This Row],[Month]],Season,2)","v":"Winter"},{"$f":"(DATE(2021,Tabulation[[#This Row],[Month]],Tabulation[[#This Row],[Day]]))","v":"2021-01-31"},{"$f":"WEEKDAY(Tabulation[[#This Row],[Date]])","v":1},{"$f":"IF(OR(Tabulation[[#This Row],[DayNo]]=1,Tabulation[[#This Row],[DayNo]]=7),1,0)","v":1},{"$f":"COUNTIF(Holidays,Tabulation[[#This Row],[Date]])","v":0},{"$f":"CONCATENATE(Tabulation[[#This Row],[Holiday]],Tabulation[[#This Row],[Season]],Tabulation[[#This Row],[Weekend]],\"-\",IF(Tabulation[[#This Row],[Hour]]<10,0,\"\"),C762)","v":"0Winter1-14"},{"$f":"VLOOKUP(Tabulation[[#This Row],[Concat]],Table3[],8)","v":0.28519},{"$f":"(Tabulation[[#This Row],[AC System Output (kW)]]*Tabulation[[#This Row],[Rate]])","v":1.4631102569999999E-2}]
[1,31,15,954.66300000000001,{"$f":"Tabulation[[#This Row],[AC System Output (W)]]/1000","v":0.95466300000000004},{"$f":"VLOOKUP(Tabulation[[#This Row],[Month]],Season,2)","v":"Winter"},{"$f":"(DATE(2021,Tabulation[[#This Row],[Month]],Tabulation[[#This Row],[Day]]))","v":"2021-01-31"},{"$f":"WEEKDAY(Tabulation[[#This Row],[Date]])","v":1},{"$f":"IF(OR(Tabulation[[#This Row],[DayNo]]=1,Tabulation[[#This Row],[DayNo]]=7),1,0)","v":1},{"$f":"COUNTIF(Holidays,Tabulation[[#This Row],[Date]])","v":0},{"$f":"CONCATENATE(Tabulation[[#This Row],[Holiday]],Tabulation[[#This Row],[Season]],Tabulation[[#This Row],[Weekend]],\"-\",IF(Tabulation[[#This Row],[Hour]]<10,0,\"\"),C763)","v":"0Winter1-15"},{"$f":"VLOOKUP(Tabulation[[#This Row],[Concat]],Table3[],8)","v":0.28519},{"$f":"(Tabulation[[#This Row],[AC System Output (kW)]]*Tabulation[[#This Row],[Rate]])","v":0.27226034097000001}]
[1,31,16,336.84,{"$f":"Tabulation[[#This Row],[AC System Output (W)]]/1000","v":0.33683999999999997},{"$f":"VLOOKUP(Tabulation[[#This Row],[Month]],Season,2)","v":"Winter"},{"$f":"(DATE(2021,Tabulation[[#This Row],[Month]],Tabulation[[#This Row],[Day]]))","v":"2021-01-31"},{"$f":"WEEKDAY(Tabulation[[#This Row],[Date]])","v":1},{"$f":"IF(OR(Tabulation[[#This Row],[DayNo]]=1,Tabulation[[#This Row],[DayNo]]=7),1,0)","v":1},{"$f":"COUNTIF(Holidays,Tabulation[[#This Row],[Date]])","v":0},{"$f":"CONCATENATE(Tabulation[[#This Row],[Holiday]],Tabulation[[#This Row],[Season]],Tabulation[[#This Row],[Weekend]],\"-\",IF(Tabulation[[#This Row],[Hour]]<10,0,\"\"),C764)","v":"0Winter1-16"},{"$f":"VLOOKUP(Tabulation[[#This Row],[Concat]],Table3[],8)","v":0.28519},{"$f":"(Tabulation[[#This Row],[AC System Output (kW)]]*Tabulation[[#This Row],[Rate]])","v":9.6063399599999988E-2}]
[1,31,17,0,{"$f":"Tabulation[[#This Row],[AC System Output (W)]]/1000","v":0},{"$f":"VLOOKUP(Tabulation[[#This Row],[Month]],Season,2)","v":"Winter"},{"$f":"(DATE(2021,Tabulation[[#This Row],[Month]],Tabulation[[#This Row],[Day]]))","v":"2021-01-31"},{"$f":"WEEKDAY(Tabulation[[#This Row],[Date]])","v":1},{"$f":"IF(OR(Tabulation[[#This Row],[DayNo]]=1,Tabulation[[#This Row],[DayNo]]=7),1,0)","v":1},{"$f":"COUNTIF(Holidays,Tabulation[[#This Row],[Date]])","v":0},{"$f":"CONCATENATE(Tabulation[[#This Row],[Holiday]],Tabulation[[#This Row],[Season]],Tabulation[[#This Row],[Weekend]],\"-\",IF(Tabulation[[#This Row],[Hour]]<10,0,\"\"),C765)","v":"0Winter1-17"},{"$f":"VLOOKUP(Tabulation[[#This Row],[Concat]],Table3[],8)","v":0.28519},{"$f":"(Tabulation[[#This Row],[AC System Output (kW)]]*Tabulation[[#This Row],[Rate]])","v":0}]
[1,31,18,0,{"$f":"Tabulation[[#This Row],[AC System Output (W)]]/1000","v":0},{"$f":"VLOOKUP(Tabulation[[#This Row],[Month]],Season,2)","v":"Winter"},{"$f":"(DATE(2021,Tabulation[[#This Row],[Month]],Tabulation[[#This Row],[Day]]))","v":"2021-01-31"},{"$f":"WEEKDAY(Tabulation[[#This Row],[Date]])","v":1},{"$f":"IF(OR(Tabulation[[#This Row],[DayNo]]=1,Tabulation[[#This Row],[DayNo]]=7),1,0)","v":1},{"$f":"COUNTIF(Holidays,Tabulation[[#This Row],[Date]])","v":0},{"$f":"CONCATENATE(Tabulation[[#This Row],[Holiday]],Tabulation[[#This Row],[Season]],Tabulation[[#This Row],[Weekend]],\"-\",IF(Tabulation[[#This Row],[Hour]]<10,0,\"\"),C766)","v":"0Winter1-18"},{"$f":"VLOOKUP(Tabulation[[#This Row],[Concat]],Table3[],8)","v":0.28519},{"$f":"(Tabulation[[#This Row],[AC System Output (kW)]]*Tabulation[[#This Row],[Rate]])","v":0}]
[1,31,19,0,{"$f":"Tabulation[[#This Row],[AC System Output (W)]]/1000","v":0},{"$f":"VLOOKUP(Tabulation[[#This Row],[Month]],Season,2)","v":"Winter"},{"$f":"(DATE(2021,Tabulation[[#This Row],[Month]],Tabulation[[#This Row],[Day]]))","v":"2021-01-31"},{"$f":"WEEKDAY(Tabulation[[#This Row],[Date]])","v":1},{"$f":"IF(OR(Tabulation[[#This Row],[DayNo]]=1,Tabulation[[#This Row],[DayNo]]=7),1,0)","v":1},{"$f":"COUNTIF(Holidays,Tabulation[[#This Row],[Date]])","v":0},{"$f":"CONCATENATE(Tabulation[[#This Row],[Holiday]],Tabulation[[#This Row],[Season]],Tabulation[[#This Row],[Weekend]],\"-\",IF(Tabulation[[#This Row],[Hour]]<10,0,\"\"),C767)","v":"0Winter1-19"},{"$f":"VLOOKUP(Tabulation[[#This Row],[Concat]],Table3[],8)","v":0.28519},{"$f":"(Tabulation[[#This Row],[AC System Output (kW)]]*Tabulation[[#This Row],[Rate]])","v":0}]
[1,31,20,0,{"$f":"Tabulation[[#This Row],[AC System Output (W)]]/1000","v":0},{"$f":"VLOOKUP(Tabulation[[#This Row],[Month]],Season,2)","v":"Winter"},{"$f":"(DATE(2021,Tabulation[[#This Row],[Month]],Tabulation[[#This Row],[Day]]))","v":"2021-01-31"},{"$f":"WEEKDAY(Tabulation[[#This Row],[Date]])","v":1},{"$f":"IF(OR(Tabulation[[#This Row],[DayNo]]=1,Tabulation[[#This Row],[DayNo]]=7),1,0)","v":1},{"$f":"COUNTIF(Holidays,Tabulation[[#This Row],[Date]])","v":0},{"$f":"CONCATENATE(Tabulation[[#This Row],[Holiday]],Tabulation[[#This Row],[Season]],Tabulation[[#This Row],[Weekend]],\"-\",IF(Tabulation[[#This Row],[Hour]]<10,0,\"\"),C768)","v":"0Winter1-20"},{"$f":"VLOOKUP(Tabulation[[#This Row],[Concat]],Table3[],8)","v":0.28519},{"$f":"(Tabulation[[#This Row],[AC System Output (kW)]]*Tabulation[[#This Row],[Rate]])","v":0}]
[1,31,21,0,{"$f":"Tabulation[[#This Row],[AC System Output (W)]]/1000","v":0},{"$f":"VLOOKUP(Tabulation[[#This Row],[Month]],Season,2)","v":"Winter"},{"$f":"(DATE(2021,Tabulation[[#This Row],[Month]],Tabulation[[#This Row],[Day]]))","v":"2021-01-31"},{"$f":"WEEKDAY(Tabulation[[#This Row],[Date]])","v":1},{"$f":"IF(OR(Tabulation[[#This Row],[DayNo]]=1,Tabulation[[#This Row],[DayNo]]=7),1,0)","v":1},{"$f":"COUNTIF(Holidays,Tabulation[[#This Row],[Date]])","v":0},{"$f":"CONCATENATE(Tabulation[[#This Row],[Holiday]],Tabulation[[#This Row],[Season]],Tabulation[[#This Row],[Weekend]],\"-\",IF(Tabulation[[#This Row],[Hour]]<10,0,\"\"),C769)","v":"0Winter1-21"},{"$f":"VLOOKUP(Tabulation[[#This Row],[Concat]],Table3[],8)","v":0.28519},{"$f":"(Tabulation[[#This Row],[AC System Output (kW)]]*Tabulation[[#This Row],[Rate]])","v":0}]
[1,31,22,0,{"$f":"Tabulation[[#This Row],[AC System Output (W)]]/1000","v":0},{"$f":"VLOOKUP(Tabulation[[#This Row],[Month]],Season,2)","v":"Winter"},{"$f":"(DATE(2021,Tabulation[[#This Row],[Month]],Tabulation[[#This Row],[Day]]))","v":"2021-01-31"},{"$f":"WEEKDAY(Tabulation[[#This Row],[Date]])","v":1},{"$f":"IF(OR(Tabulation[[#This Row],[DayNo]]=1,Tabulation[[#This Row],[DayNo]]=7),1,0)","v":1},{"$f":"COUNTIF(Holidays,Tabulation[[#This Row],[Date]])","v":0},{"$f":"CONCATENATE(Tabulation[[#This Row],[Holiday]],Tabulation[[#This Row],[Season]],Tabulation[[#This Row],[Weekend]],\"-\",IF(Tabulation[[#This Row],[Hour]]<10,0,\"\"),C770)","v":"0Winter1-22"},{"$f":"VLOOKUP(Tabulation[[#This Row],[Concat]],Table3[],8)","v":0.28519},{"$f":"(Tabulation[[#This Row],[AC System Output (kW)]]*Tabulation[[#This Row],[Rate]])","v":0}]
[1,31,23,0,{"$f":"Tabulation[[#This Row],[AC System Output (W)]]/1000","v":0},{"$f":"VLOOKUP(Tabulation[[#This Row],[Month]],Season,2)","v":"Winter"},{"$f":"(DATE(2021,Tabulation[[#This Row],[Month]],Tabulation[[#This Row],[Day]]))","v":"2021-01-31"},{"$f":"WEEKDAY(Tabulation[[#This Row],[Date]])","v":1},{"$f":"IF(OR(Tabulation[[#This Row],[DayNo]]=1,Tabulation[[#This Row],[DayNo]]=7),1,0)","v":1},{"$f":"COUNTIF(Holidays,Tabulation[[#This Row],[Date]])","v":0},{"$f":"CONCATENATE(Tabulation[[#This Row],[Holiday]],Tabulation[[#This Row],[Season]],Tabulation[[#This Row],[Weekend]],\"-\",IF(Tabulation[[#This Row],[Hour]]<10,0,\"\"),C771)","v":"0Winter1-23"},{"$f":"VLOOKUP(Tabulation[[#This Row],[Concat]],Table3[],8)","v":0.28519},{"$f":"(Tabulation[[#This Row],[AC System Output (kW)]]*Tabulation[[#This Row],[Rate]])","v":0}]
[2,1,0,0,{"$f":"Tabulation[[#This Row],[AC System Output (W)]]/1000","v":0},{"$f":"VLOOKUP(Tabulation[[#This Row],[Month]],Season,2)","v":"Winter"},{"$f":"(DATE(2021,Tabulation[[#This Row],[Month]],Tabulation[[#This Row],[Day]]))","v":"2021-02-01"},{"$f":"WEEKDAY(Tabulation[[#This Row],[Date]])","v":2},{"$f":"IF(OR(Tabulation[[#This Row],[DayNo]]=1,Tabulation[[#This Row],[DayNo]]=7),1,0)","v":0},{"$f":"COUNTIF(Holidays,Tabulation[[#This Row],[Date]])","v":0},{"$f":"CONCATENATE(Tabulation[[#This Row],[Holiday]],Tabulation[[#This Row],[Season]],Tabulation[[#This Row],[Weekend]],\"-\",IF(Tabulation[[#This Row],[Hour]]<10,0,\"\"),C772)","v":"0Winter0-00"},{"$f":"VLOOKUP(Tabulation[[#This Row],[Concat]],Table3[],8)","v":0.28519},{"$f":"(Tabulation[[#This Row],[AC System Output (kW)]]*Tabulation[[#This Row],[Rate]])","v":0}]
[2,1,1,0,{"$f":"Tabulation[[#This Row],[AC System Output (W)]]/1000","v":0},{"$f":"VLOOKUP(Tabulation[[#This Row],[Month]],Season,2)","v":"Winter"},{"$f":"(DATE(2021,Tabulation[[#This Row],[Month]],Tabulation[[#This Row],[Day]]))","v":"2021-02-01"},{"$f":"WEEKDAY(Tabulation[[#This Row],[Date]])","v":2},{"$f":"IF(OR(Tabulation[[#This Row],[DayNo]]=1,Tabulation[[#This Row],[DayNo]]=7),1,0)","v":0},{"$f":"COUNTIF(Holidays,Tabulation[[#This Row],[Date]])","v":0},{"$f":"CONCATENATE(Tabulation[[#This Row],[Holiday]],Tabulation[[#This Row],[Season]],Tabulation[[#This Row],[Weekend]],\"-\",IF(Tabulation[[#This Row],[Hour]]<10,0,\"\"),C773)","v":"0Winter0-01"},{"$f":"VLOOKUP(Tabulation[[#This Row],[Concat]],Table3[],8)","v":0.28519},{"$f":"(Tabulation[[#This Row],[AC System Output (kW)]]*Tabulation[[#This Row],[Rate]])","v":0}]
[2,1,2,0,{"$f":"Tabulation[[#This Row],[AC System Output (W)]]/1000","v":0},{"$f":"VLOOKUP(Tabulation[[#This Row],[Month]],Season,2)","v":"Winter"},{"$f":"(DATE(2021,Tabulation[[#This Row],[Month]],Tabulation[[#This Row],[Day]]))","v":"2021-02-01"},{"$f":"WEEKDAY(Tabulation[[#This Row],[Date]])","v":2},{"$f":"IF(OR(Tabulation[[#This Row],[DayNo]]=1,Tabulation[[#This Row],[DayNo]]=7),1,0)","v":0},{"$f":"COUNTIF(Holidays,Tabulation[[#This Row],[Date]])","v":0},{"$f":"CONCATENATE(Tabulation[[#This Row],[Holiday]],Tabulation[[#This Row],[Season]],Tabulation[[#This Row],[Weekend]],\"-\",IF(Tabulation[[#This Row],[Hour]]<10,0,\"\"),C774)","v":"0Winter0-02"},{"$f":"VLOOKUP(Tabulation[[#This Row],[Concat]],Table3[],8)","v":0.28519},{"$f":"(Tabulation[[#This Row],[AC System Output (kW)]]*Tabulation[[#This Row],[Rate]])","v":0}]
[2,1,3,0,{"$f":"Tabulation[[#This Row],[AC System Output (W)]]/1000","v":0},{"$f":"VLOOKUP(Tabulation[[#This Row],[Month]],Season,2)","v":"Winter"},{"$f":"(DATE(2021,Tabulation[[#This Row],[Month]],Tabulation[[#This Row],[Day]]))","v":"2021-02-01"},{"$f":"WEEKDAY(Tabulation[[#This Row],[Date]])","v":2},{"$f":"IF(OR(Tabulation[[#This Row],[DayNo]]=1,Tabulation[[#This Row],[DayNo]]=7),1,0)","v":0},{"$f":"COUNTIF(Holidays,Tabulation[[#This Row],[Date]])","v":0},{"$f":"CONCATENATE(Tabulation[[#This Row],[Holiday]],Tabulation[[#This Row],[Season]],Tabulation[[#This Row],[Weekend]],\"-\",IF(Tabulation[[#This Row],[Hour]]<10,0,\"\"),C775)","v":"0Winter0-03"},{"$f":"VLOOKUP(Tabulation[[#This Row],[Concat]],Table3[],8)","v":0.28519},{"$f":"(Tabulation[[#This Row],[AC System Output (kW)]]*Tabulation[[#This Row],[Rate]])","v":0}]
[2,1,4,0,{"$f":"Tabulation[[#This Row],[AC System Output (W)]]/1000","v":0},{"$f":"VLOOKUP(Tabulation[[#This Row],[Month]],Season,2)","v":"Winter"},{"$f":"(DATE(2021,Tabulation[[#This Row],[Month]],Tabulation[[#This Row],[Day]]))","v":"2021-02-01"},{"$f":"WEEKDAY(Tabulation[[#This Row],[Date]])","v":2},{"$f":"IF(OR(Tabulation[[#This Row],[DayNo]]=1,Tabulation[[#This Row],[DayNo]]=7),1,0)","v":0},{"$f":"COUNTIF(Holidays,Tabulation[[#This Row],[Date]])","v":0},{"$f":"CONCATENATE(Tabulation[[#This Row],[Holiday]],Tabulation[[#This Row],[Season]],Tabulation[[#This Row],[Weekend]],\"-\",IF(Tabulation[[#This Row],[Hour]]<10,0,\"\"),C776)","v":"0Winter0-04"},{"$f":"VLOOKUP(Tabulation[[#This Row],[Concat]],Table3[],8)","v":0.28519},{"$f":"(Tabulation[[#This Row],[AC System Output (kW)]]*Tabulation[[#This Row],[Rate]])","v":0}]
[2,1,5,0,{"$f":"Tabulation[[#This Row],[AC System Output (W)]]/1000","v":0},{"$f":"VLOOKUP(Tabulation[[#This Row],[Month]],Season,2)","v":"Winter"},{"$f":"(DATE(2021,Tabulation[[#This Row],[Month]],Tabulation[[#This Row],[Day]]))","v":"2021-02-01"},{"$f":"WEEKDAY(Tabulation[[#This Row],[Date]])","v":2},{"$f":"IF(OR(Tabulation[[#This Row],[DayNo]]=1,Tabulation[[#This Row],[DayNo]]=7),1,0)","v":0},{"$f":"COUNTIF(Holidays,Tabulation[[#This Row],[Date]])","v":0},{"$f":"CONCATENATE(Tabulation[[#This Row],[Holiday]],Tabulation[[#This Row],[Season]],Tabulation[[#This Row],[Weekend]],\"-\",IF(Tabulation[[#This Row],[Hour]]<10,0,\"\"),C777)","v":"0Winter0-05"},{"$f":"VLOOKUP(Tabulation[[#This Row],[Concat]],Table3[],8)","v":0.28519},{"$f":"(Tabulation[[#This Row],[AC System Output (kW)]]*Tabulation[[#This Row],[Rate]])","v":0}]
[2,1,6,0,{"$f":"Tabulation[[#This Row],[AC System Output (W)]]/1000","v":0},{"$f":"VLOOKUP(Tabulation[[#This Row],[Month]],Season,2)","v":"Winter"},{"$f":"(DATE(2021,Tabulation[[#This Row],[Month]],Tabulation[[#This Row],[Day]]))","v":"2021-02-01"},{"$f":"WEEKDAY(Tabulation[[#This Row],[Date]])","v":2},{"$f":"IF(OR(Tabulation[[#This Row],[DayNo]]=1,Tabulation[[#This Row],[DayNo]]=7),1,0)","v":0},{"$f":"COUNTIF(Holidays,Tabulation[[#This Row],[Date]])","v":0},{"$f":"CONCATENATE(Tabulation[[#This Row],[Holiday]],Tabulation[[#This Row],[Season]],Tabulation[[#This Row],[Weekend]],\"-\",IF(Tabulation[[#This Row],[Hour]]<10,0,\"\"),C778)","v":"0Winter0-06"},{"$f":"VLOOKUP(Tabulation[[#This Row],[Concat]],Table3[],8)","v":0.28519},{"$f":"(Tabulation[[#This Row],[AC System Output (kW)]]*Tabulation[[#This Row],[Rate]])","v":0}]
[2,1,7,95.715000000000003,{"$f":"Tabulation[[#This Row],[AC System Output (W)]]/1000","v":9.5715000000000008E-2},{"$f":"VLOOKUP(Tabulation[[#This Row],[Month]],Season,2)","v":"Winter"},{"$f":"(DATE(2021,Tabulation[[#This Row],[Month]],Tabulation[[#This Row],[Day]]))","v":"2021-02-01"},{"$f":"WEEKDAY(Tabulation[[#This Row],[Date]])","v":2},{"$f":"IF(OR(Tabulation[[#This Row],[DayNo]]=1,Tabulation[[#This Row],[DayNo]]=7),1,0)","v":0},{"$f":"COUNTIF(Holidays,Tabulation[[#This Row],[Date]])","v":0},{"$f":"CONCATENATE(Tabulation[[#This Row],[Holiday]],Tabulation[[#This Row],[Season]],Tabulation[[#This Row],[Weekend]],\"-\",IF(Tabulation[[#This Row],[Hour]]<10,0,\"\"),C779)","v":"0Winter0-07"},{"$f":"VLOOKUP(Tabulation[[#This Row],[Concat]],Table3[],8)","v":0.28519},{"$f":"(Tabulation[[#This Row],[AC System Output (kW)]]*Tabulation[[#This Row],[Rate]])","v":2.7296960850000003E-2}]
[2,1,8,281.09199999999998,{"$f":"Tabulation[[#This Row],[AC System Output (W)]]/1000","v":0.28109200000000001},{"$f":"VLOOKUP(Tabulation[[#This Row],[Month]],Season,2)","v":"Winter"},{"$f":"(DATE(2021,Tabulation[[#This Row],[Month]],Tabulation[[#This Row],[Day]]))","v":"2021-02-01"},{"$f":"WEEKDAY(Tabulation[[#This Row],[Date]])","v":2},{"$f":"IF(OR(Tabulation[[#This Row],[DayNo]]=1,Tabulation[[#This Row],[DayNo]]=7),1,0)","v":0},{"$f":"COUNTIF(Holidays,Tabulation[[#This Row],[Date]])","v":0},{"$f":"CONCATENATE(Tabulation[[#This Row],[Holiday]],Tabulation[[#This Row],[Season]],Tabulation[[#This Row],[Weekend]],\"-\",IF(Tabulation[[#This Row],[Hour]]<10,0,\"\"),C780)","v":"0Winter0-08"},{"$f":"VLOOKUP(Tabulation[[#This Row],[Concat]],Table3[],8)","v":0.28519},{"$f":"(Tabulation[[#This Row],[AC System Output (kW)]]*Tabulation[[#This Row],[Rate]])","v":8.016462748E-2}]
[2,1,9,1371.8579999999999,{"$f":"Tabulation[[#This Row],[AC System Output (W)]]/1000","v":1.371858},{"$f":"VLOOKUP(Tabulation[[#This Row],[Month]],Season,2)","v":"Winter"},{"$f":"(DATE(2021,Tabulation[[#This Row],[Month]],Tabulation[[#This Row],[Day]]))","v":"2021-02-01"},{"$f":"WEEKDAY(Tabulation[[#This Row],[Date]])","v":2},{"$f":"IF(OR(Tabulation[[#This Row],[DayNo]]=1,Tabulation[[#This Row],[DayNo]]=7),1,0)","v":0},{"$f":"COUNTIF(Holidays,Tabulation[[#This Row],[Date]])","v":0},{"$f":"CONCATENATE(Tabulation[[#This Row],[Holiday]],Tabulation[[#This Row],[Season]],Tabulation[[#This Row],[Weekend]],\"-\",IF(Tabulation[[#This Row],[Hour]]<10,0,\"\"),C781)","v":"0Winter0-09"},{"$f":"VLOOKUP(Tabulation[[#This Row],[Concat]],Table3[],8)","v":0.28519},{"$f":"(Tabulation[[#This Row],[AC System Output (kW)]]*Tabulation[[#This Row],[Rate]])","v":0.39124018302000002}]
[2,1,10,1392.1949999999999,{"$f":"Tabulation[[#This Row],[AC System Output (W)]]/1000","v":1.3921949999999998},{"$f":"VLOOKUP(Tabulation[[#This Row],[Month]],Season,2)","v":"Winter"},{"$f":"(DATE(2021,Tabulation[[#This Row],[Month]],Tabulation[[#This Row],[Day]]))","v":"2021-02-01"},{"$f":"WEEKDAY(Tabulation[[#This Row],[Date]])","v":2},{"$f":"IF(OR(Tabulation[[#This Row],[DayNo]]=1,Tabulation[[#This Row],[DayNo]]=7),1,0)","v":0},{"$f":"COUNTIF(Holidays,Tabulation[[#This Row],[Date]])","v":0},{"$f":"CONCATENATE(Tabulation[[#This Row],[Holiday]],Tabulation[[#This Row],[Season]],Tabulation[[#This Row],[Weekend]],\"-\",IF(Tabulation[[#This Row],[Hour]]<10,0,\"\"),C782)","v":"0Winter0-10"},{"$f":"VLOOKUP(Tabulation[[#This Row],[Concat]],Table3[],8)","v":0.28519},{"$f":"(Tabulation[[#This Row],[AC System Output (kW)]]*Tabulation[[#This Row],[Rate]])","v":0.39704009204999996}]
[2,1,11,1112.924,{"$f":"Tabulation[[#This Row],[AC System Output (W)]]/1000","v":1.112924},{"$f":"VLOOKUP(Tabulation[[#This Row],[Month]],Season,2)","v":"Winter"},{"$f":"(DATE(2021,Tabulation[[#This Row],[Month]],Tabulation[[#This Row],[Day]]))","v":"2021-02-01"},{"$f":"WEEKDAY(Tabulation[[#This Row],[Date]])","v":2},{"$f":"IF(OR(Tabulation[[#This Row],[DayNo]]=1,Tabulation[[#This Row],[DayNo]]=7),1,0)","v":0},{"$f":"COUNTIF(Holidays,Tabulation[[#This Row],[Date]])","v":0},{"$f":"CONCATENATE(Tabulation[[#This Row],[Holiday]],Tabulation[[#This Row],[Season]],Tabulation[[#This Row],[Weekend]],\"-\",IF(Tabulation[[#This Row],[Hour]]<10,0,\"\"),C783)","v":"0Winter0-11"},{"$f":"VLOOKUP(Tabulation[[#This Row],[Concat]],Table3[],8)","v":0.28519},{"$f":"(Tabulation[[#This Row],[AC System Output (kW)]]*Tabulation[[#This Row],[Rate]])","v":0.31739479556}]
[2,1,12,627.58100000000002,{"$f":"Tabulation[[#This Row],[AC System Output (W)]]/1000","v":0.62758100000000006},{"$f":"VLOOKUP(Tabulation[[#This Row],[Month]],Season,2)","v":"Winter"},{"$f":"(DATE(2021,Tabulation[[#This Row],[Month]],Tabulation[[#This Row],[Day]]))","v":"2021-02-01"},{"$f":"WEEKDAY(Tabulation[[#This Row],[Date]])","v":2},{"$f":"IF(OR(Tabulation[[#This Row],[DayNo]]=1,Tabulation[[#This Row],[DayNo]]=7),1,0)","v":0},{"$f":"COUNTIF(Holidays,Tabulation[[#This Row],[Date]])","v":0},{"$f":"CONCATENATE(Tabulation[[#This Row],[Holiday]],Tabulation[[#This Row],[Season]],Tabulation[[#This Row],[Weekend]],\"-\",IF(Tabulation[[#This Row],[Hour]]<10,0,\"\"),C784)","v":"0Winter0-12"},{"$f":"VLOOKUP(Tabulation[[#This Row],[Concat]],Table3[],8)","v":0.28519},{"$f":"(Tabulation[[#This Row],[AC System Output (kW)]]*Tabulation[[#This Row],[Rate]])","v":0.17897982539000001}]
[2,1,13,2059.201,{"$f":"Tabulation[[#This Row],[AC System Output (W)]]/1000","v":2.0592009999999998},{"$f":"VLOOKUP(Tabulation[[#This Row],[Month]],Season,2)","v":"Winter"},{"$f":"(DATE(2021,Tabulation[[#This Row],[Month]],Tabulation[[#This Row],[Day]]))","v":"2021-02-01"},{"$f":"WEEKDAY(Tabulation[[#This Row],[Date]])","v":2},{"$f":"IF(OR(Tabulation[[#This Row],[DayNo]]=1,Tabulation[[#This Row],[DayNo]]=7),1,0)","v":0},{"$f":"COUNTIF(Holidays,Tabulation[[#This Row],[Date]])","v":0},{"$f":"CONCATENATE(Tabulation[[#This Row],[Holiday]],Tabulation[[#This Row],[Season]],Tabulation[[#This Row],[Weekend]],\"-\",IF(Tabulation[[#This Row],[Hour]]<10,0,\"\"),C785)","v":"0Winter0-13"},{"$f":"VLOOKUP(Tabulation[[#This Row],[Concat]],Table3[],8)","v":0.28519},{"$f":"(Tabulation[[#This Row],[AC System Output (kW)]]*Tabulation[[#This Row],[Rate]])","v":0.58726353318999991}]
[2,1,14,1354.242,{"$f":"Tabulation[[#This Row],[AC System Output (W)]]/1000","v":1.3542419999999999},{"$f":"VLOOKUP(Tabulation[[#This Row],[Month]],Season,2)","v":"Winter"},{"$f":"(DATE(2021,Tabulation[[#This Row],[Month]],Tabulation[[#This Row],[Day]]))","v":"2021-02-01"},{"$f":"WEEKDAY(Tabulation[[#This Row],[Date]])","v":2},{"$f":"IF(OR(Tabulation[[#This Row],[DayNo]]=1,Tabulation[[#This Row],[DayNo]]=7),1,0)","v":0},{"$f":"COUNTIF(Holidays,Tabulation[[#This Row],[Date]])","v":0},{"$f":"CONCATENATE(Tabulation[[#This Row],[Holiday]],Tabulation[[#This Row],[Season]],Tabulation[[#This Row],[Weekend]],\"-\",IF(Tabulation[[#This Row],[Hour]]<10,0,\"\"),C786)","v":"0Winter0-14"},{"$f":"VLOOKUP(Tabulation[[#This Row],[Concat]],Table3[],8)","v":0.28519},{"$f":"(Tabulation[[#This Row],[AC System Output (kW)]]*Tabulation[[#This Row],[Rate]])","v":0.38621627597999997}]
[2,1,15,1570.74,{"$f":"Tabulation[[#This Row],[AC System Output (W)]]/1000","v":1.57074},{"$f":"VLOOKUP(Tabulation[[#This Row],[Month]],Season,2)","v":"Winter"},{"$f":"(DATE(2021,Tabulation[[#This Row],[Month]],Tabulation[[#This Row],[Day]]))","v":"2021-02-01"},{"$f":"WEEKDAY(Tabulation[[#This Row],[Date]])","v":2},{"$f":"IF(OR(Tabulation[[#This Row],[DayNo]]=1,Tabulation[[#This Row],[DayNo]]=7),1,0)","v":0},{"$f":"COUNTIF(Holidays,Tabulation[[#This Row],[Date]])","v":0},{"$f":"CONCATENATE(Tabulation[[#This Row],[Holiday]],Tabulation[[#This Row],[Season]],Tabulation[[#This Row],[Weekend]],\"-\",IF(Tabulation[[#This Row],[Hour]]<10,0,\"\"),C787)","v":"0Winter0-15"},{"$f":"VLOOKUP(Tabulation[[#This Row],[Concat]],Table3[],8)","v":0.28519},{"$f":"(Tabulation[[#This Row],[AC System Output (kW)]]*Tabulation[[#This Row],[Rate]])","v":0.44795934060000003}]
[2,1,16,362.02300000000002,{"$f":"Tabulation[[#This Row],[AC System Output (W)]]/1000","v":0.36202300000000004},{"$f":"VLOOKUP(Tabulation[[#This Row],[Month]],Season,2)","v":"Winter"},{"$f":"(DATE(2021,Tabulation[[#This Row],[Month]],Tabulation[[#This Row],[Day]]))","v":"2021-02-01"},{"$f":"WEEKDAY(Tabulation[[#This Row],[Date]])","v":2},{"$f":"IF(OR(Tabulation[[#This Row],[DayNo]]=1,Tabulation[[#This Row],[DayNo]]=7),1,0)","v":0},{"$f":"COUNTIF(Holidays,Tabulation[[#This Row],[Date]])","v":0},{"$f":"CONCATENATE(Tabulation[[#This Row],[Holiday]],Tabulation[[#This Row],[Season]],Tabulation[[#This Row],[Weekend]],\"-\",IF(Tabulation[[#This Row],[Hour]]<10,0,\"\"),C788)","v":"0Winter0-16"},{"$f":"VLOOKUP(Tabulation[[#This Row],[Concat]],Table3[],8)","v":0.28519},{"$f":"(Tabulation[[#This Row],[AC System Output (kW)]]*Tabulation[[#This Row],[Rate]])","v":0.10324533937000001}]
[2,1,17,0,{"$f":"Tabulation[[#This Row],[AC System Output (W)]]/1000","v":0},{"$f":"VLOOKUP(Tabulation[[#This Row],[Month]],Season,2)","v":"Winter"},{"$f":"(DATE(2021,Tabulation[[#This Row],[Month]],Tabulation[[#This Row],[Day]]))","v":"2021-02-01"},{"$f":"WEEKDAY(Tabulation[[#This Row],[Date]])","v":2},{"$f":"IF(OR(Tabulation[[#This Row],[DayNo]]=1,Tabulation[[#This Row],[DayNo]]=7),1,0)","v":0},{"$f":"COUNTIF(Holidays,Tabulation[[#This Row],[Date]])","v":0},{"$f":"CONCATENATE(Tabulation[[#This Row],[Holiday]],Tabulation[[#This Row],[Season]],Tabulation[[#This Row],[Weekend]],\"-\",IF(Tabulation[[#This Row],[Hour]]<10,0,\"\"),C789)","v":"0Winter0-17"},{"$f":"VLOOKUP(Tabulation[[#This Row],[Concat]],Table3[],8)","v":0.30257000000000001},{"$f":"(Tabulation[[#This Row],[AC System Output (kW)]]*Tabulation[[#This Row],[Rate]])","v":0}]
[2,1,18,0,{"$f":"Tabulation[[#This Row],[AC System Output (W)]]/1000","v":0},{"$f":"VLOOKUP(Tabulation[[#This Row],[Month]],Season,2)","v":"Winter"},{"$f":"(DATE(2021,Tabulation[[#This Row],[Month]],Tabulation[[#This Row],[Day]]))","v":"2021-02-01"},{"$f":"WEEKDAY(Tabulation[[#This Row],[Date]])","v":2},{"$f":"IF(OR(Tabulation[[#This Row],[DayNo]]=1,Tabulation[[#This Row],[DayNo]]=7),1,0)","v":0},{"$f":"COUNTIF(Holidays,Tabulation[[#This Row],[Date]])","v":0},{"$f":"CONCATENATE(Tabulation[[#This Row],[Holiday]],Tabulation[[#This Row],[Season]],Tabulation[[#This Row],[Weekend]],\"-\",IF(Tabulation[[#This Row],[Hour]]<10,0,\"\"),C790)","v":"0Winter0-18"},{"$f":"VLOOKUP(Tabulation[[#This Row],[Concat]],Table3[],8)","v":0.30257000000000001},{"$f":"(Tabulation[[#This Row],[AC System Output (kW)]]*Tabulation[[#This Row],[Rate]])","v":0}]
[2,1,19,0,{"$f":"Tabulation[[#This Row],[AC System Output (W)]]/1000","v":0},{"$f":"VLOOKUP(Tabulation[[#This Row],[Month]],Season,2)","v":"Winter"},{"$f":"(DATE(2021,Tabulation[[#This Row],[Month]],Tabulation[[#This Row],[Day]]))","v":"2021-02-01"},{"$f":"WEEKDAY(Tabulation[[#This Row],[Date]])","v":2},{"$f":"IF(OR(Tabulation[[#This Row],[DayNo]]=1,Tabulation[[#This Row],[DayNo]]=7),1,0)","v":0},{"$f":"COUNTIF(Holidays,Tabulation[[#This Row],[Date]])","v":0},{"$f":"CONCATENATE(Tabulation[[#This Row],[Holiday]],Tabulation[[#This Row],[Season]],Tabulation[[#This Row],[Weekend]],\"-\",IF(Tabulation[[#This Row],[Hour]]<10,0,\"\"),C791)","v":"0Winter0-19"},{"$f":"VLOOKUP(Tabulation[[#This Row],[Concat]],Table3[],8)","v":0.30257000000000001},{"$f":"(Tabulation[[#This Row],[AC System Output (kW)]]*Tabulation[[#This Row],[Rate]])","v":0}]
[2,1,20,0,{"$f":"Tabulation[[#This Row],[AC System Output (W)]]/1000","v":0},{"$f":"VLOOKUP(Tabulation[[#This Row],[Month]],Season,2)","v":"Winter"},{"$f":"(DATE(2021,Tabulation[[#This Row],[Month]],Tabulation[[#This Row],[Day]]))","v":"2021-02-01"},{"$f":"WEEKDAY(Tabulation[[#This Row],[Date]])","v":2},{"$f":"IF(OR(Tabulation[[#This Row],[DayNo]]=1,Tabulation[[#This Row],[DayNo]]=7),1,0)","v":0},{"$f":"COUNTIF(Holidays,Tabulation[[#This Row],[Date]])","v":0},{"$f":"CONCATENATE(Tabulation[[#This Row],[Holiday]],Tabulation[[#This Row],[Season]],Tabulation[[#This Row],[Weekend]],\"-\",IF(Tabulation[[#This Row],[Hour]]<10,0,\"\"),C792)","v":"0Winter0-20"},{"$f":"VLOOKUP(Tabulation[[#This Row],[Concat]],Table3[],8)","v":0.28519},{"$f":"(Tabulation[[#This Row],[AC System Output (kW)]]*Tabulation[[#This Row],[Rate]])","v":0}]
[2,1,21,0,{"$f":"Tabulation[[#This Row],[AC System Output (W)]]/1000","v":0},{"$f":"VLOOKUP(Tabulation[[#This Row],[Month]],Season,2)","v":"Winter"},{"$f":"(DATE(2021,Tabulation[[#This Row],[Month]],Tabulation[[#This Row],[Day]]))","v":"2021-02-01"},{"$f":"WEEKDAY(Tabulation[[#This Row],[Date]])","v":2},{"$f":"IF(OR(Tabulation[[#This Row],[DayNo]]=1,Tabulation[[#This Row],[DayNo]]=7),1,0)","v":0},{"$f":"COUNTIF(Holidays,Tabulation[[#This Row],[Date]])","v":0},{"$f":"CONCATENATE(Tabulation[[#This Row],[Holiday]],Tabulation[[#This Row],[Season]],Tabulation[[#This Row],[Weekend]],\"-\",IF(Tabulation[[#This Row],[Hour]]<10,0,\"\"),C793)","v":"0Winter0-21"},{"$f":"VLOOKUP(Tabulation[[#This Row],[Concat]],Table3[],8)","v":0.28519},{"$f":"(Tabulation[[#This Row],[AC System Output (kW)]]*Tabulation[[#This Row],[Rate]])","v":0}]
[2,1,22,0,{"$f":"Tabulation[[#This Row],[AC System Output (W)]]/1000","v":0},{"$f":"VLOOKUP(Tabulation[[#This Row],[Month]],Season,2)","v":"Winter"},{"$f":"(DATE(2021,Tabulation[[#This Row],[Month]],Tabulation[[#This Row],[Day]]))","v":"2021-02-01"},{"$f":"WEEKDAY(Tabulation[[#This Row],[Date]])","v":2},{"$f":"IF(OR(Tabulation[[#This Row],[DayNo]]=1,Tabulation[[#This Row],[DayNo]]=7),1,0)","v":0},{"$f":"COUNTIF(Holidays,Tabulation[[#This Row],[Date]])","v":0},{"$f":"CONCATENATE(Tabulation[[#This Row],[Holiday]],Tabulation[[#This Row],[Season]],Tabulation[[#This Row],[Weekend]],\"-\",IF(Tabulation[[#This Row],[Hour]]<10,0,\"\"),C794)","v":"0Winter0-22"},{"$f":"VLOOKUP(Tabulation[[#This Row],[Concat]],Table3[],8)","v":0.28519},{"$f":"(Tabulation[[#This Row],[AC System Output (kW)]]*Tabulation[[#This Row],[Rate]])","v":0}]
[2,1,23,0,{"$f":"Tabulation[[#This Row],[AC System Output (W)]]/1000","v":0},{"$f":"VLOOKUP(Tabulation[[#This Row],[Month]],Season,2)","v":"Winter"},{"$f":"(DATE(2021,Tabulation[[#This Row],[Month]],Tabulation[[#This Row],[Day]]))","v":"2021-02-01"},{"$f":"WEEKDAY(Tabulation[[#This Row],[Date]])","v":2},{"$f":"IF(OR(Tabulation[[#This Row],[DayNo]]=1,Tabulation[[#This Row],[DayNo]]=7),1,0)","v":0},{"$f":"COUNTIF(Holidays,Tabulation[[#This Row],[Date]])","v":0},{"$f":"CONCATENATE(Tabulation[[#This Row],[Holiday]],Tabulation[[#This Row],[Season]],Tabulation[[#This Row],[Weekend]],\"-\",IF(Tabulation[[#This Row],[Hour]]<10,0,\"\"),C795)","v":"0Winter0-23"},{"$f":"VLOOKUP(Tabulation[[#This Row],[Concat]],Table3[],8)","v":0.28519},{"$f":"(Tabulation[[#This Row],[AC System Output (kW)]]*Tabulation[[#This Row],[Rate]])","v":0}]
[2,2,0,0,{"$f":"Tabulation[[#This Row],[AC System Output (W)]]/1000","v":0},{"$f":"VLOOKUP(Tabulation[[#This Row],[Month]],Season,2)","v":"Winter"},{"$f":"(DATE(2021,Tabulation[[#This Row],[Month]],Tabulation[[#This Row],[Day]]))","v":"2021-02-02"},{"$f":"WEEKDAY(Tabulation[[#This Row],[Date]])","v":3},{"$f":"IF(OR(Tabulation[[#This Row],[DayNo]]=1,Tabulation[[#This Row],[DayNo]]=7),1,0)","v":0},{"$f":"COUNTIF(Holidays,Tabulation[[#This Row],[Date]])","v":0},{"$f":"CONCATENATE(Tabulation[[#This Row],[Holiday]],Tabulation[[#This Row],[Season]],Tabulation[[#This Row],[Weekend]],\"-\",IF(Tabulation[[#This Row],[Hour]]<10,0,\"\"),C796)","v":"0Winter0-00"},{"$f":"VLOOKUP(Tabulation[[#This Row],[Concat]],Table3[],8)","v":0.28519},{"$f":"(Tabulation[[#This Row],[AC System Output (kW)]]*Tabulation[[#This Row],[Rate]])","v":0}]
[2,2,1,0,{"$f":"Tabulation[[#This Row],[AC System Output (W)]]/1000","v":0},{"$f":"VLOOKUP(Tabulation[[#This Row],[Month]],Season,2)","v":"Winter"},{"$f":"(DATE(2021,Tabulation[[#This Row],[Month]],Tabulation[[#This Row],[Day]]))","v":"2021-02-02"},{"$f":"WEEKDAY(Tabulation[[#This Row],[Date]])","v":3},{"$f":"IF(OR(Tabulation[[#This Row],[DayNo]]=1,Tabulation[[#This Row],[DayNo]]=7),1,0)","v":0},{"$f":"COUNTIF(Holidays,Tabulation[[#This Row],[Date]])","v":0},{"$f":"CONCATENATE(Tabulation[[#This Row],[Holiday]],Tabulation[[#This Row],[Season]],Tabulation[[#This Row],[Weekend]],\"-\",IF(Tabulation[[#This Row],[Hour]]<10,0,\"\"),C797)","v":"0Winter0-01"},{"$f":"VLOOKUP(Tabulation[[#This Row],[Concat]],Table3[],8)","v":0.28519},{"$f":"(Tabulation[[#This Row],[AC System Output (kW)]]*Tabulation[[#This Row],[Rate]])","v":0}]
[2,2,2,0,{"$f":"Tabulation[[#This Row],[AC System Output (W)]]/1000","v":0},{"$f":"VLOOKUP(Tabulation[[#This Row],[Month]],Season,2)","v":"Winter"},{"$f":"(DATE(2021,Tabulation[[#This Row],[Month]],Tabulation[[#This Row],[Day]]))","v":"2021-02-02"},{"$f":"WEEKDAY(Tabulation[[#This Row],[Date]])","v":3},{"$f":"IF(OR(Tabulation[[#This Row],[DayNo]]=1,Tabulation[[#This Row],[DayNo]]=7),1,0)","v":0},{"$f":"COUNTIF(Holidays,Tabulation[[#This Row],[Date]])","v":0},{"$f":"CONCATENATE(Tabulation[[#This Row],[Holiday]],Tabulation[[#This Row],[Season]],Tabulation[[#This Row],[Weekend]],\"-\",IF(Tabulation[[#This Row],[Hour]]<10,0,\"\"),C798)","v":"0Winter0-02"},{"$f":"VLOOKUP(Tabulation[[#This Row],[Concat]],Table3[],8)","v":0.28519},{"$f":"(Tabulation[[#This Row],[AC System Output (kW)]]*Tabulation[[#This Row],[Rate]])","v":0}]
[2,2,3,0,{"$f":"Tabulation[[#This Row],[AC System Output (W)]]/1000","v":0},{"$f":"VLOOKUP(Tabulation[[#This Row],[Month]],Season,2)","v":"Winter"},{"$f":"(DATE(2021,Tabulation[[#This Row],[Month]],Tabulation[[#This Row],[Day]]))","v":"2021-02-02"},{"$f":"WEEKDAY(Tabulation[[#This Row],[Date]])","v":3},{"$f":"IF(OR(Tabulation[[#This Row],[DayNo]]=1,Tabulation[[#This Row],[DayNo]]=7),1,0)","v":0},{"$f":"COUNTIF(Holidays,Tabulation[[#This Row],[Date]])","v":0},{"$f":"CONCATENATE(Tabulation[[#This Row],[Holiday]],Tabulation[[#This Row],[Season]],Tabulation[[#This Row],[Weekend]],\"-\",IF(Tabulation[[#This Row],[Hour]]<10,0,\"\"),C799)","v":"0Winter0-03"},{"$f":"VLOOKUP(Tabulation[[#This Row],[Concat]],Table3[],8)","v":0.28519},{"$f":"(Tabulation[[#This Row],[AC System Output (kW)]]*Tabulation[[#This Row],[Rate]])","v":0}]
[2,2,4,0,{"$f":"Tabulation[[#This Row],[AC System Output (W)]]/1000","v":0},{"$f":"VLOOKUP(Tabulation[[#This Row],[Month]],Season,2)","v":"Winter"},{"$f":"(DATE(2021,Tabulation[[#This Row],[Month]],Tabulation[[#This Row],[Day]]))","v":"2021-02-02"},{"$f":"WEEKDAY(Tabulation[[#This Row],[Date]])","v":3},{"$f":"IF(OR(Tabulation[[#This Row],[DayNo]]=1,Tabulation[[#This Row],[DayNo]]=7),1,0)","v":0},{"$f":"COUNTIF(Holidays,Tabulation[[#This Row],[Date]])","v":0},{"$f":"CONCATENATE(Tabulation[[#This Row],[Holiday]],Tabulation[[#This Row],[Season]],Tabulation[[#This Row],[Weekend]],\"-\",IF(Tabulation[[#This Row],[Hour]]<10,0,\"\"),C800)","v":"0Winter0-04"},{"$f":"VLOOKUP(Tabulation[[#This Row],[Concat]],Table3[],8)","v":0.28519},{"$f":"(Tabulation[[#This Row],[AC System Output (kW)]]*Tabulation[[#This Row],[Rate]])","v":0}]
[2,2,5,0,{"$f":"Tabulation[[#This Row],[AC System Output (W)]]/1000","v":0},{"$f":"VLOOKUP(Tabulation[[#This Row],[Month]],Season,2)","v":"Winter"},{"$f":"(DATE(2021,Tabulation[[#This Row],[Month]],Tabulation[[#This Row],[Day]]))","v":"2021-02-02"},{"$f":"WEEKDAY(Tabulation[[#This Row],[Date]])","v":3},{"$f":"IF(OR(Tabulation[[#This Row],[DayNo]]=1,Tabulation[[#This Row],[DayNo]]=7),1,0)","v":0},{"$f":"COUNTIF(Holidays,Tabulation[[#This Row],[Date]])","v":0},{"$f":"CONCATENATE(Tabulation[[#This Row],[Holiday]],Tabulation[[#This Row],[Season]],Tabulation[[#This Row],[Weekend]],\"-\",IF(Tabulation[[#This Row],[Hour]]<10,0,\"\"),C801)","v":"0Winter0-05"},{"$f":"VLOOKUP(Tabulation[[#This Row],[Concat]],Table3[],8)","v":0.28519},{"$f":"(Tabulation[[#This Row],[AC System Output (kW)]]*Tabulation[[#This Row],[Rate]])","v":0}]
[2,2,6,0,{"$f":"Tabulation[[#This Row],[AC System Output (W)]]/1000","v":0},{"$f":"VLOOKUP(Tabulation[[#This Row],[Month]],Season,2)","v":"Winter"},{"$f":"(DATE(2021,Tabulation[[#This Row],[Month]],Tabulation[[#This Row],[Day]]))","v":"2021-02-02"},{"$f":"WEEKDAY(Tabulation[[#This Row],[Date]])","v":3},{"$f":"IF(OR(Tabulation[[#This Row],[DayNo]]=1,Tabulation[[#This Row],[DayNo]]=7),1,0)","v":0},{"$f":"COUNTIF(Holidays,Tabulation[[#This Row],[Date]])","v":0},{"$f":"CONCATENATE(Tabulation[[#This Row],[Holiday]],Tabulation[[#This Row],[Season]],Tabulation[[#This Row],[Weekend]],\"-\",IF(Tabulation[[#This Row],[Hour]]<10,0,\"\"),C802)","v":"0Winter0-06"},{"$f":"VLOOKUP(Tabulation[[#This Row],[Concat]],Table3[],8)","v":0.28519},{"$f":"(Tabulation[[#This Row],[AC System Output (kW)]]*Tabulation[[#This Row],[Rate]])","v":0}]
[2,2,7,362.31400000000002,{"$f":"Tabulation[[#This Row],[AC System Output (W)]]/1000","v":0.36231400000000002},{"$f":"VLOOKUP(Tabulation[[#This Row],[Month]],Season,2)","v":"Winter"},{"$f":"(DATE(2021,Tabulation[[#This Row],[Month]],Tabulation[[#This Row],[Day]]))","v":"2021-02-02"},{"$f":"WEEKDAY(Tabulation[[#This Row],[Date]])","v":3},{"$f":"IF(OR(Tabulation[[#This Row],[DayNo]]=1,Tabulation[[#This Row],[DayNo]]=7),1,0)","v":0},{"$f":"COUNTIF(Holidays,Tabulation[[#This Row],[Date]])","v":0},{"$f":"CONCATENATE(Tabulation[[#This Row],[Holiday]],Tabulation[[#This Row],[Season]],Tabulation[[#This Row],[Weekend]],\"-\",IF(Tabulation[[#This Row],[Hour]]<10,0,\"\"),C803)","v":"0Winter0-07"},{"$f":"VLOOKUP(Tabulation[[#This Row],[Concat]],Table3[],8)","v":0.28519},{"$f":"(Tabulation[[#This Row],[AC System Output (kW)]]*Tabulation[[#This Row],[Rate]])","v":0.10332832966000001}]
[2,2,8,1276.502,{"$f":"Tabulation[[#This Row],[AC System Output (W)]]/1000","v":1.276502},{"$f":"VLOOKUP(Tabulation[[#This Row],[Month]],Season,2)","v":"Winter"},{"$f":"(DATE(2021,Tabulation[[#This Row],[Month]],Tabulation[[#This Row],[Day]]))","v":"2021-02-02"},{"$f":"WEEKDAY(Tabulation[[#This Row],[Date]])","v":3},{"$f":"IF(OR(Tabulation[[#This Row],[DayNo]]=1,Tabulation[[#This Row],[DayNo]]=7),1,0)","v":0},{"$f":"COUNTIF(Holidays,Tabulation[[#This Row],[Date]])","v":0},{"$f":"CONCATENATE(Tabulation[[#This Row],[Holiday]],Tabulation[[#This Row],[Season]],Tabulation[[#This Row],[Weekend]],\"-\",IF(Tabulation[[#This Row],[Hour]]<10,0,\"\"),C804)","v":"0Winter0-08"},{"$f":"VLOOKUP(Tabulation[[#This Row],[Concat]],Table3[],8)","v":0.28519},{"$f":"(Tabulation[[#This Row],[AC System Output (kW)]]*Tabulation[[#This Row],[Rate]])","v":0.36404560538000003}]
[2,2,9,2053.038,{"$f":"Tabulation[[#This Row],[AC System Output (W)]]/1000","v":2.0530379999999999},{"$f":"VLOOKUP(Tabulation[[#This Row],[Month]],Season,2)","v":"Winter"},{"$f":"(DATE(2021,Tabulation[[#This Row],[Month]],Tabulation[[#This Row],[Day]]))","v":"2021-02-02"},{"$f":"WEEKDAY(Tabulation[[#This Row],[Date]])","v":3},{"$f":"IF(OR(Tabulation[[#This Row],[DayNo]]=1,Tabulation[[#This Row],[DayNo]]=7),1,0)","v":0},{"$f":"COUNTIF(Holidays,Tabulation[[#This Row],[Date]])","v":0},{"$f":"CONCATENATE(Tabulation[[#This Row],[Holiday]],Tabulation[[#This Row],[Season]],Tabulation[[#This Row],[Weekend]],\"-\",IF(Tabulation[[#This Row],[Hour]]<10,0,\"\"),C805)","v":"0Winter0-09"},{"$f":"VLOOKUP(Tabulation[[#This Row],[Concat]],Table3[],8)","v":0.28519},{"$f":"(Tabulation[[#This Row],[AC System Output (kW)]]*Tabulation[[#This Row],[Rate]])","v":0.58550590721999995}]
[2,2,10,2575.9189999999999,{"$f":"Tabulation[[#This Row],[AC System Output (W)]]/1000","v":2.5759189999999998},{"$f":"VLOOKUP(Tabulation[[#This Row],[Month]],Season,2)","v":"Winter"},{"$f":"(DATE(2021,Tabulation[[#This Row],[Month]],Tabulation[[#This Row],[Day]]))","v":"2021-02-02"},{"$f":"WEEKDAY(Tabulation[[#This Row],[Date]])","v":3},{"$f":"IF(OR(Tabulation[[#This Row],[DayNo]]=1,Tabulation[[#This Row],[DayNo]]=7),1,0)","v":0},{"$f":"COUNTIF(Holidays,Tabulation[[#This Row],[Date]])","v":0},{"$f":"CONCATENATE(Tabulation[[#This Row],[Holiday]],Tabulation[[#This Row],[Season]],Tabulation[[#This Row],[Weekend]],\"-\",IF(Tabulation[[#This Row],[Hour]]<10,0,\"\"),C806)","v":"0Winter0-10"},{"$f":"VLOOKUP(Tabulation[[#This Row],[Concat]],Table3[],8)","v":0.28519},{"$f":"(Tabulation[[#This Row],[AC System Output (kW)]]*Tabulation[[#This Row],[Rate]])","v":0.7346263396099999}]
[2,2,11,2863.3110000000001,{"$f":"Tabulation[[#This Row],[AC System Output (W)]]/1000","v":2.8633109999999999},{"$f":"VLOOKUP(Tabulation[[#This Row],[Month]],Season,2)","v":"Winter"},{"$f":"(DATE(2021,Tabulation[[#This Row],[Month]],Tabulation[[#This Row],[Day]]))","v":"2021-02-02"},{"$f":"WEEKDAY(Tabulation[[#This Row],[Date]])","v":3},{"$f":"IF(OR(Tabulation[[#This Row],[DayNo]]=1,Tabulation[[#This Row],[DayNo]]=7),1,0)","v":0},{"$f":"COUNTIF(Holidays,Tabulation[[#This Row],[Date]])","v":0},{"$f":"CONCATENATE(Tabulation[[#This Row],[Holiday]],Tabulation[[#This Row],[Season]],Tabulation[[#This Row],[Weekend]],\"-\",IF(Tabulation[[#This Row],[Hour]]<10,0,\"\"),C807)","v":"0Winter0-11"},{"$f":"VLOOKUP(Tabulation[[#This Row],[Concat]],Table3[],8)","v":0.28519},{"$f":"(Tabulation[[#This Row],[AC System Output (kW)]]*Tabulation[[#This Row],[Rate]])","v":0.81658766408999994}]
[2,2,12,2907.692,{"$f":"Tabulation[[#This Row],[AC System Output (W)]]/1000","v":2.9076919999999999},{"$f":"VLOOKUP(Tabulation[[#This Row],[Month]],Season,2)","v":"Winter"},{"$f":"(DATE(2021,Tabulation[[#This Row],[Month]],Tabulation[[#This Row],[Day]]))","v":"2021-02-02"},{"$f":"WEEKDAY(Tabulation[[#This Row],[Date]])","v":3},{"$f":"IF(OR(Tabulation[[#This Row],[DayNo]]=1,Tabulation[[#This Row],[DayNo]]=7),1,0)","v":0},{"$f":"COUNTIF(Holidays,Tabulation[[#This Row],[Date]])","v":0},{"$f":"CONCATENATE(Tabulation[[#This Row],[Holiday]],Tabulation[[#This Row],[Season]],Tabulation[[#This Row],[Weekend]],\"-\",IF(Tabulation[[#This Row],[Hour]]<10,0,\"\"),C808)","v":"0Winter0-12"},{"$f":"VLOOKUP(Tabulation[[#This Row],[Concat]],Table3[],8)","v":0.28519},{"$f":"(Tabulation[[#This Row],[AC System Output (kW)]]*Tabulation[[#This Row],[Rate]])","v":0.82924468147999997}]
[2,2,13,2701.3180000000002,{"$f":"Tabulation[[#This Row],[AC System Output (W)]]/1000","v":2.7013180000000001},{"$f":"VLOOKUP(Tabulation[[#This Row],[Month]],Season,2)","v":"Winter"},{"$f":"(DATE(2021,Tabulation[[#This Row],[Month]],Tabulation[[#This Row],[Day]]))","v":"2021-02-02"},{"$f":"WEEKDAY(Tabulation[[#This Row],[Date]])","v":3},{"$f":"IF(OR(Tabulation[[#This Row],[DayNo]]=1,Tabulation[[#This Row],[DayNo]]=7),1,0)","v":0},{"$f":"COUNTIF(Holidays,Tabulation[[#This Row],[Date]])","v":0},{"$f":"CONCATENATE(Tabulation[[#This Row],[Holiday]],Tabulation[[#This Row],[Season]],Tabulation[[#This Row],[Weekend]],\"-\",IF(Tabulation[[#This Row],[Hour]]<10,0,\"\"),C809)","v":"0Winter0-13"},{"$f":"VLOOKUP(Tabulation[[#This Row],[Concat]],Table3[],8)","v":0.28519},{"$f":"(Tabulation[[#This Row],[AC System Output (kW)]]*Tabulation[[#This Row],[Rate]])","v":0.77038888041999998}]
[2,2,14,2288.373,{"$f":"Tabulation[[#This Row],[AC System Output (W)]]/1000","v":2.288373},{"$f":"VLOOKUP(Tabulation[[#This Row],[Month]],Season,2)","v":"Winter"},{"$f":"(DATE(2021,Tabulation[[#This Row],[Month]],Tabulation[[#This Row],[Day]]))","v":"2021-02-02"},{"$f":"WEEKDAY(Tabulation[[#This Row],[Date]])","v":3},{"$f":"IF(OR(Tabulation[[#This Row],[DayNo]]=1,Tabulation[[#This Row],[DayNo]]=7),1,0)","v":0},{"$f":"COUNTIF(Holidays,Tabulation[[#This Row],[Date]])","v":0},{"$f":"CONCATENATE(Tabulation[[#This Row],[Holiday]],Tabulation[[#This Row],[Season]],Tabulation[[#This Row],[Weekend]],\"-\",IF(Tabulation[[#This Row],[Hour]]<10,0,\"\"),C810)","v":"0Winter0-14"},{"$f":"VLOOKUP(Tabulation[[#This Row],[Concat]],Table3[],8)","v":0.28519},{"$f":"(Tabulation[[#This Row],[AC System Output (kW)]]*Tabulation[[#This Row],[Rate]])","v":0.65262109586999995}]
[2,2,15,1654.3489999999999,{"$f":"Tabulation[[#This Row],[AC System Output (W)]]/1000","v":1.6543489999999998},{"$f":"VLOOKUP(Tabulation[[#This Row],[Month]],Season,2)","v":"Winter"},{"$f":"(DATE(2021,Tabulation[[#This Row],[Month]],Tabulation[[#This Row],[Day]]))","v":"2021-02-02"},{"$f":"WEEKDAY(Tabulation[[#This Row],[Date]])","v":3},{"$f":"IF(OR(Tabulation[[#This Row],[DayNo]]=1,Tabulation[[#This Row],[DayNo]]=7),1,0)","v":0},{"$f":"COUNTIF(Holidays,Tabulation[[#This Row],[Date]])","v":0},{"$f":"CONCATENATE(Tabulation[[#This Row],[Holiday]],Tabulation[[#This Row],[Season]],Tabulation[[#This Row],[Weekend]],\"-\",IF(Tabulation[[#This Row],[Hour]]<10,0,\"\"),C811)","v":"0Winter0-15"},{"$f":"VLOOKUP(Tabulation[[#This Row],[Concat]],Table3[],8)","v":0.28519},{"$f":"(Tabulation[[#This Row],[AC System Output (kW)]]*Tabulation[[#This Row],[Rate]])","v":0.47180379130999994}]
[2,2,16,788.53700000000003,{"$f":"Tabulation[[#This Row],[AC System Output (W)]]/1000","v":0.78853700000000004},{"$f":"VLOOKUP(Tabulation[[#This Row],[Month]],Season,2)","v":"Winter"},{"$f":"(DATE(2021,Tabulation[[#This Row],[Month]],Tabulation[[#This Row],[Day]]))","v":"2021-02-02"},{"$f":"WEEKDAY(Tabulation[[#This Row],[Date]])","v":3},{"$f":"IF(OR(Tabulation[[#This Row],[DayNo]]=1,Tabulation[[#This Row],[DayNo]]=7),1,0)","v":0},{"$f":"COUNTIF(Holidays,Tabulation[[#This Row],[Date]])","v":0},{"$f":"CONCATENATE(Tabulation[[#This Row],[Holiday]],Tabulation[[#This Row],[Season]],Tabulation[[#This Row],[Weekend]],\"-\",IF(Tabulation[[#This Row],[Hour]]<10,0,\"\"),C812)","v":"0Winter0-16"},{"$f":"VLOOKUP(Tabulation[[#This Row],[Concat]],Table3[],8)","v":0.28519},{"$f":"(Tabulation[[#This Row],[AC System Output (kW)]]*Tabulation[[#This Row],[Rate]])","v":0.22488286703000002}]
[2,2,17,0,{"$f":"Tabulation[[#This Row],[AC System Output (W)]]/1000","v":0},{"$f":"VLOOKUP(Tabulation[[#This Row],[Month]],Season,2)","v":"Winter"},{"$f":"(DATE(2021,Tabulation[[#This Row],[Month]],Tabulation[[#This Row],[Day]]))","v":"2021-02-02"},{"$f":"WEEKDAY(Tabulation[[#This Row],[Date]])","v":3},{"$f":"IF(OR(Tabulation[[#This Row],[DayNo]]=1,Tabulation[[#This Row],[DayNo]]=7),1,0)","v":0},{"$f":"COUNTIF(Holidays,Tabulation[[#This Row],[Date]])","v":0},{"$f":"CONCATENATE(Tabulation[[#This Row],[Holiday]],Tabulation[[#This Row],[Season]],Tabulation[[#This Row],[Weekend]],\"-\",IF(Tabulation[[#This Row],[Hour]]<10,0,\"\"),C813)","v":"0Winter0-17"},{"$f":"VLOOKUP(Tabulation[[#This Row],[Concat]],Table3[],8)","v":0.30257000000000001},{"$f":"(Tabulation[[#This Row],[AC System Output (kW)]]*Tabulation[[#This Row],[Rate]])","v":0}]
[2,2,18,0,{"$f":"Tabulation[[#This Row],[AC System Output (W)]]/1000","v":0},{"$f":"VLOOKUP(Tabulation[[#This Row],[Month]],Season,2)","v":"Winter"},{"$f":"(DATE(2021,Tabulation[[#This Row],[Month]],Tabulation[[#This Row],[Day]]))","v":"2021-02-02"},{"$f":"WEEKDAY(Tabulation[[#This Row],[Date]])","v":3},{"$f":"IF(OR(Tabulation[[#This Row],[DayNo]]=1,Tabulation[[#This Row],[DayNo]]=7),1,0)","v":0},{"$f":"COUNTIF(Holidays,Tabulation[[#This Row],[Date]])","v":0},{"$f":"CONCATENATE(Tabulation[[#This Row],[Holiday]],Tabulation[[#This Row],[Season]],Tabulation[[#This Row],[Weekend]],\"-\",IF(Tabulation[[#This Row],[Hour]]<10,0,\"\"),C814)","v":"0Winter0-18"},{"$f":"VLOOKUP(Tabulation[[#This Row],[Concat]],Table3[],8)","v":0.30257000000000001},{"$f":"(Tabulation[[#This Row],[AC System Output (kW)]]*Tabulation[[#This Row],[Rate]])","v":0}]
[2,2,19,0,{"$f":"Tabulation[[#This Row],[AC System Output (W)]]/1000","v":0},{"$f":"VLOOKUP(Tabulation[[#This Row],[Month]],Season,2)","v":"Winter"},{"$f":"(DATE(2021,Tabulation[[#This Row],[Month]],Tabulation[[#This Row],[Day]]))","v":"2021-02-02"},{"$f":"WEEKDAY(Tabulation[[#This Row],[Date]])","v":3},{"$f":"IF(OR(Tabulation[[#This Row],[DayNo]]=1,Tabulation[[#This Row],[DayNo]]=7),1,0)","v":0},{"$f":"COUNTIF(Holidays,Tabulation[[#This Row],[Date]])","v":0},{"$f":"CONCATENATE(Tabulation[[#This Row],[Holiday]],Tabulation[[#This Row],[Season]],Tabulation[[#This Row],[Weekend]],\"-\",IF(Tabulation[[#This Row],[Hour]]<10,0,\"\"),C815)","v":"0Winter0-19"},{"$f":"VLOOKUP(Tabulation[[#This Row],[Concat]],Table3[],8)","v":0.30257000000000001},{"$f":"(Tabulation[[#This Row],[AC System Output (kW)]]*Tabulation[[#This Row],[Rate]])","v":0}]
[2,2,20,0,{"$f":"Tabulation[[#This Row],[AC System Output (W)]]/1000","v":0},{"$f":"VLOOKUP(Tabulation[[#This Row],[Month]],Season,2)","v":"Winter"},{"$f":"(DATE(2021,Tabulation[[#This Row],[Month]],Tabulation[[#This Row],[Day]]))","v":"2021-02-02"},{"$f":"WEEKDAY(Tabulation[[#This Row],[Date]])","v":3},{"$f":"IF(OR(Tabulation[[#This Row],[DayNo]]=1,Tabulation[[#This Row],[DayNo]]=7),1,0)","v":0},{"$f":"COUNTIF(Holidays,Tabulation[[#This Row],[Date]])","v":0},{"$f":"CONCATENATE(Tabulation[[#This Row],[Holiday]],Tabulation[[#This Row],[Season]],Tabulation[[#This Row],[Weekend]],\"-\",IF(Tabulation[[#This Row],[Hour]]<10,0,\"\"),C816)","v":"0Winter0-20"},{"$f":"VLOOKUP(Tabulation[[#This Row],[Concat]],Table3[],8)","v":0.28519},{"$f":"(Tabulation[[#This Row],[AC System Output (kW)]]*Tabulation[[#This Row],[Rate]])","v":0}]
[2,2,21,0,{"$f":"Tabulation[[#This Row],[AC System Output (W)]]/1000","v":0},{"$f":"VLOOKUP(Tabulation[[#This Row],[Month]],Season,2)","v":"Winter"},{"$f":"(DATE(2021,Tabulation[[#This Row],[Month]],Tabulation[[#This Row],[Day]]))","v":"2021-02-02"},{"$f":"WEEKDAY(Tabulation[[#This Row],[Date]])","v":3},{"$f":"IF(OR(Tabulation[[#This Row],[DayNo]]=1,Tabulation[[#This Row],[DayNo]]=7),1,0)","v":0},{"$f":"COUNTIF(Holidays,Tabulation[[#This Row],[Date]])","v":0},{"$f":"CONCATENATE(Tabulation[[#This Row],[Holiday]],Tabulation[[#This Row],[Season]],Tabulation[[#This Row],[Weekend]],\"-\",IF(Tabulation[[#This Row],[Hour]]<10,0,\"\"),C817)","v":"0Winter0-21"},{"$f":"VLOOKUP(Tabulation[[#This Row],[Concat]],Table3[],8)","v":0.28519},{"$f":"(Tabulation[[#This Row],[AC System Output (kW)]]*Tabulation[[#This Row],[Rate]])","v":0}]
[2,2,22,0,{"$f":"Tabulation[[#This Row],[AC System Output (W)]]/1000","v":0},{"$f":"VLOOKUP(Tabulation[[#This Row],[Month]],Season,2)","v":"Winter"},{"$f":"(DATE(2021,Tabulation[[#This Row],[Month]],Tabulation[[#This Row],[Day]]))","v":"2021-02-02"},{"$f":"WEEKDAY(Tabulation[[#This Row],[Date]])","v":3},{"$f":"IF(OR(Tabulation[[#This Row],[DayNo]]=1,Tabulation[[#This Row],[DayNo]]=7),1,0)","v":0},{"$f":"COUNTIF(Holidays,Tabulation[[#This Row],[Date]])","v":0},{"$f":"CONCATENATE(Tabulation[[#This Row],[Holiday]],Tabulation[[#This Row],[Season]],Tabulation[[#This Row],[Weekend]],\"-\",IF(Tabulation[[#This Row],[Hour]]<10,0,\"\"),C818)","v":"0Winter0-22"},{"$f":"VLOOKUP(Tabulation[[#This Row],[Concat]],Table3[],8)","v":0.28519},{"$f":"(Tabulation[[#This Row],[AC System Output (kW)]]*Tabulation[[#This Row],[Rate]])","v":0}]
[2,2,23,0,{"$f":"Tabulation[[#This Row],[AC System Output (W)]]/1000","v":0},{"$f":"VLOOKUP(Tabulation[[#This Row],[Month]],Season,2)","v":"Winter"},{"$f":"(DATE(2021,Tabulation[[#This Row],[Month]],Tabulation[[#This Row],[Day]]))","v":"2021-02-02"},{"$f":"WEEKDAY(Tabulation[[#This Row],[Date]])","v":3},{"$f":"IF(OR(Tabulation[[#This Row],[DayNo]]=1,Tabulation[[#This Row],[DayNo]]=7),1,0)","v":0},{"$f":"COUNTIF(Holidays,Tabulation[[#This Row],[Date]])","v":0},{"$f":"CONCATENATE(Tabulation[[#This Row],[Holiday]],Tabulation[[#This Row],[Season]],Tabulation[[#This Row],[Weekend]],\"-\",IF(Tabulation[[#This Row],[Hour]]<10,0,\"\"),C819)","v":"0Winter0-23"},{"$f":"VLOOKUP(Tabulation[[#This Row],[Concat]],Table3[],8)","v":0.28519},{"$f":"(Tabulation[[#This Row],[AC System Output (kW)]]*Tabulation[[#This Row],[Rate]])","v":0}]
[2,3,0,0,{"$f":"Tabulation[[#This Row],[AC System Output (W)]]/1000","v":0},{"$f":"VLOOKUP(Tabulation[[#This Row],[Month]],Season,2)","v":"Winter"},{"$f":"(DATE(2021,Tabulation[[#This Row],[Month]],Tabulation[[#This Row],[Day]]))","v":"2021-02-03"},{"$f":"WEEKDAY(Tabulation[[#This Row],[Date]])","v":4},{"$f":"IF(OR(Tabulation[[#This Row],[DayNo]]=1,Tabulation[[#This Row],[DayNo]]=7),1,0)","v":0},{"$f":"COUNTIF(Holidays,Tabulation[[#This Row],[Date]])","v":0},{"$f":"CONCATENATE(Tabulation[[#This Row],[Holiday]],Tabulation[[#This Row],[Season]],Tabulation[[#This Row],[Weekend]],\"-\",IF(Tabulation[[#This Row],[Hour]]<10,0,\"\"),C820)","v":"0Winter0-00"},{"$f":"VLOOKUP(Tabulation[[#This Row],[Concat]],Table3[],8)","v":0.28519},{"$f":"(Tabulation[[#This Row],[AC System Output (kW)]]*Tabulation[[#This Row],[Rate]])","v":0}]
[2,3,1,0,{"$f":"Tabulation[[#This Row],[AC System Output (W)]]/1000","v":0},{"$f":"VLOOKUP(Tabulation[[#This Row],[Month]],Season,2)","v":"Winter"},{"$f":"(DATE(2021,Tabulation[[#This Row],[Month]],Tabulation[[#This Row],[Day]]))","v":"2021-02-03"},{"$f":"WEEKDAY(Tabulation[[#This Row],[Date]])","v":4},{"$f":"IF(OR(Tabulation[[#This Row],[DayNo]]=1,Tabulation[[#This Row],[DayNo]]=7),1,0)","v":0},{"$f":"COUNTIF(Holidays,Tabulation[[#This Row],[Date]])","v":0},{"$f":"CONCATENATE(Tabulation[[#This Row],[Holiday]],Tabulation[[#This Row],[Season]],Tabulation[[#This Row],[Weekend]],\"-\",IF(Tabulation[[#This Row],[Hour]]<10,0,\"\"),C821)","v":"0Winter0-01"},{"$f":"VLOOKUP(Tabulation[[#This Row],[Concat]],Table3[],8)","v":0.28519},{"$f":"(Tabulation[[#This Row],[AC System Output (kW)]]*Tabulation[[#This Row],[Rate]])","v":0}]
[2,3,2,0,{"$f":"Tabulation[[#This Row],[AC System Output (W)]]/1000","v":0},{"$f":"VLOOKUP(Tabulation[[#This Row],[Month]],Season,2)","v":"Winter"},{"$f":"(DATE(2021,Tabulation[[#This Row],[Month]],Tabulation[[#This Row],[Day]]))","v":"2021-02-03"},{"$f":"WEEKDAY(Tabulation[[#This Row],[Date]])","v":4},{"$f":"IF(OR(Tabulation[[#This Row],[DayNo]]=1,Tabulation[[#This Row],[DayNo]]=7),1,0)","v":0},{"$f":"COUNTIF(Holidays,Tabulation[[#This Row],[Date]])","v":0},{"$f":"CONCATENATE(Tabulation[[#This Row],[Holiday]],Tabulation[[#This Row],[Season]],Tabulation[[#This Row],[Weekend]],\"-\",IF(Tabulation[[#This Row],[Hour]]<10,0,\"\"),C822)","v":"0Winter0-02"},{"$f":"VLOOKUP(Tabulation[[#This Row],[Concat]],Table3[],8)","v":0.28519},{"$f":"(Tabulation[[#This Row],[AC System Output (kW)]]*Tabulation[[#This Row],[Rate]])","v":0}]
[2,3,3,0,{"$f":"Tabulation[[#This Row],[AC System Output (W)]]/1000","v":0},{"$f":"VLOOKUP(Tabulation[[#This Row],[Month]],Season,2)","v":"Winter"},{"$f":"(DATE(2021,Tabulation[[#This Row],[Month]],Tabulation[[#This Row],[Day]]))","v":"2021-02-03"},{"$f":"WEEKDAY(Tabulation[[#This Row],[Date]])","v":4},{"$f":"IF(OR(Tabulation[[#This Row],[DayNo]]=1,Tabulation[[#This Row],[DayNo]]=7),1,0)","v":0},{"$f":"COUNTIF(Holidays,Tabulation[[#This Row],[Date]])","v":0},{"$f":"CONCATENATE(Tabulation[[#This Row],[Holiday]],Tabulation[[#This Row],[Season]],Tabulation[[#This Row],[Weekend]],\"-\",IF(Tabulation[[#This Row],[Hour]]<10,0,\"\"),C823)","v":"0Winter0-03"},{"$f":"VLOOKUP(Tabulation[[#This Row],[Concat]],Table3[],8)","v":0.28519},{"$f":"(Tabulation[[#This Row],[AC System Output (kW)]]*Tabulation[[#This Row],[Rate]])","v":0}]
[2,3,4,0,{"$f":"Tabulation[[#This Row],[AC System Output (W)]]/1000","v":0},{"$f":"VLOOKUP(Tabulation[[#This Row],[Month]],Season,2)","v":"Winter"},{"$f":"(DATE(2021,Tabulation[[#This Row],[Month]],Tabulation[[#This Row],[Day]]))","v":"2021-02-03"},{"$f":"WEEKDAY(Tabulation[[#This Row],[Date]])","v":4},{"$f":"IF(OR(Tabulation[[#This Row],[DayNo]]=1,Tabulation[[#This Row],[DayNo]]=7),1,0)","v":0},{"$f":"COUNTIF(Holidays,Tabulation[[#This Row],[Date]])","v":0},{"$f":"CONCATENATE(Tabulation[[#This Row],[Holiday]],Tabulation[[#This Row],[Season]],Tabulation[[#This Row],[Weekend]],\"-\",IF(Tabulation[[#This Row],[Hour]]<10,0,\"\"),C824)","v":"0Winter0-04"},{"$f":"VLOOKUP(Tabulation[[#This Row],[Concat]],Table3[],8)","v":0.28519},{"$f":"(Tabulation[[#This Row],[AC System Output (kW)]]*Tabulation[[#This Row],[Rate]])","v":0}]
[2,3,5,0,{"$f":"Tabulation[[#This Row],[AC System Output (W)]]/1000","v":0},{"$f":"VLOOKUP(Tabulation[[#This Row],[Month]],Season,2)","v":"Winter"},{"$f":"(DATE(2021,Tabulation[[#This Row],[Month]],Tabulation[[#This Row],[Day]]))","v":"2021-02-03"},{"$f":"WEEKDAY(Tabulation[[#This Row],[Date]])","v":4},{"$f":"IF(OR(Tabulation[[#This Row],[DayNo]]=1,Tabulation[[#This Row],[DayNo]]=7),1,0)","v":0},{"$f":"COUNTIF(Holidays,Tabulation[[#This Row],[Date]])","v":0},{"$f":"CONCATENATE(Tabulation[[#This Row],[Holiday]],Tabulation[[#This Row],[Season]],Tabulation[[#This Row],[Weekend]],\"-\",IF(Tabulation[[#This Row],[Hour]]<10,0,\"\"),C825)","v":"0Winter0-05"},{"$f":"VLOOKUP(Tabulation[[#This Row],[Concat]],Table3[],8)","v":0.28519},{"$f":"(Tabulation[[#This Row],[AC System Output (kW)]]*Tabulation[[#This Row],[Rate]])","v":0}]
[2,3,6,0,{"$f":"Tabulation[[#This Row],[AC System Output (W)]]/1000","v":0},{"$f":"VLOOKUP(Tabulation[[#This Row],[Month]],Season,2)","v":"Winter"},{"$f":"(DATE(2021,Tabulation[[#This Row],[Month]],Tabulation[[#This Row],[Day]]))","v":"2021-02-03"},{"$f":"WEEKDAY(Tabulation[[#This Row],[Date]])","v":4},{"$f":"IF(OR(Tabulation[[#This Row],[DayNo]]=1,Tabulation[[#This Row],[DayNo]]=7),1,0)","v":0},{"$f":"COUNTIF(Holidays,Tabulation[[#This Row],[Date]])","v":0},{"$f":"CONCATENATE(Tabulation[[#This Row],[Holiday]],Tabulation[[#This Row],[Season]],Tabulation[[#This Row],[Weekend]],\"-\",IF(Tabulation[[#This Row],[Hour]]<10,0,\"\"),C826)","v":"0Winter0-06"},{"$f":"VLOOKUP(Tabulation[[#This Row],[Concat]],Table3[],8)","v":0.28519},{"$f":"(Tabulation[[#This Row],[AC System Output (kW)]]*Tabulation[[#This Row],[Rate]])","v":0}]
[2,3,7,333.82799999999997,{"$f":"Tabulation[[#This Row],[AC System Output (W)]]/1000","v":0.33382799999999996},{"$f":"VLOOKUP(Tabulation[[#This Row],[Month]],Season,2)","v":"Winter"},{"$f":"(DATE(2021,Tabulation[[#This Row],[Month]],Tabulation[[#This Row],[Day]]))","v":"2021-02-03"},{"$f":"WEEKDAY(Tabulation[[#This Row],[Date]])","v":4},{"$f":"IF(OR(Tabulation[[#This Row],[DayNo]]=1,Tabulation[[#This Row],[DayNo]]=7),1,0)","v":0},{"$f":"COUNTIF(Holidays,Tabulation[[#This Row],[Date]])","v":0},{"$f":"CONCATENATE(Tabulation[[#This Row],[Holiday]],Tabulation[[#This Row],[Season]],Tabulation[[#This Row],[Weekend]],\"-\",IF(Tabulation[[#This Row],[Hour]]<10,0,\"\"),C827)","v":"0Winter0-07"},{"$f":"VLOOKUP(Tabulation[[#This Row],[Concat]],Table3[],8)","v":0.28519},{"$f":"(Tabulation[[#This Row],[AC System Output (kW)]]*Tabulation[[#This Row],[Rate]])","v":9.520440731999999E-2}]
[2,3,8,1221.511,{"$f":"Tabulation[[#This Row],[AC System Output (W)]]/1000","v":1.221511},{"$f":"VLOOKUP(Tabulation[[#This Row],[Month]],Season,2)","v":"Winter"},{"$f":"(DATE(2021,Tabulation[[#This Row],[Month]],Tabulation[[#This Row],[Day]]))","v":"2021-02-03"},{"$f":"WEEKDAY(Tabulation[[#This Row],[Date]])","v":4},{"$f":"IF(OR(Tabulation[[#This Row],[DayNo]]=1,Tabulation[[#This Row],[DayNo]]=7),1,0)","v":0},{"$f":"COUNTIF(Holidays,Tabulation[[#This Row],[Date]])","v":0},{"$f":"CONCATENATE(Tabulation[[#This Row],[Holiday]],Tabulation[[#This Row],[Season]],Tabulation[[#This Row],[Weekend]],\"-\",IF(Tabulation[[#This Row],[Hour]]<10,0,\"\"),C828)","v":"0Winter0-08"},{"$f":"VLOOKUP(Tabulation[[#This Row],[Concat]],Table3[],8)","v":0.28519},{"$f":"(Tabulation[[#This Row],[AC System Output (kW)]]*Tabulation[[#This Row],[Rate]])","v":0.34836272209000002}]
[2,3,9,1981.078,{"$f":"Tabulation[[#This Row],[AC System Output (W)]]/1000","v":1.9810779999999999},{"$f":"VLOOKUP(Tabulation[[#This Row],[Month]],Season,2)","v":"Winter"},{"$f":"(DATE(2021,Tabulation[[#This Row],[Month]],Tabulation[[#This Row],[Day]]))","v":"2021-02-03"},{"$f":"WEEKDAY(Tabulation[[#This Row],[Date]])","v":4},{"$f":"IF(OR(Tabulation[[#This Row],[DayNo]]=1,Tabulation[[#This Row],[DayNo]]=7),1,0)","v":0},{"$f":"COUNTIF(Holidays,Tabulation[[#This Row],[Date]])","v":0},{"$f":"CONCATENATE(Tabulation[[#This Row],[Holiday]],Tabulation[[#This Row],[Season]],Tabulation[[#This Row],[Weekend]],\"-\",IF(Tabulation[[#This Row],[Hour]]<10,0,\"\"),C829)","v":"0Winter0-09"},{"$f":"VLOOKUP(Tabulation[[#This Row],[Concat]],Table3[],8)","v":0.28519},{"$f":"(Tabulation[[#This Row],[AC System Output (kW)]]*Tabulation[[#This Row],[Rate]])","v":0.56498363481999991}]
[2,3,10,2445.41,{"$f":"Tabulation[[#This Row],[AC System Output (W)]]/1000","v":2.4454099999999999},{"$f":"VLOOKUP(Tabulation[[#This Row],[Month]],Season,2)","v":"Winter"},{"$f":"(DATE(2021,Tabulation[[#This Row],[Month]],Tabulation[[#This Row],[Day]]))","v":"2021-02-03"},{"$f":"WEEKDAY(Tabulation[[#This Row],[Date]])","v":4},{"$f":"IF(OR(Tabulation[[#This Row],[DayNo]]=1,Tabulation[[#This Row],[DayNo]]=7),1,0)","v":0},{"$f":"COUNTIF(Holidays,Tabulation[[#This Row],[Date]])","v":0},{"$f":"CONCATENATE(Tabulation[[#This Row],[Holiday]],Tabulation[[#This Row],[Season]],Tabulation[[#This Row],[Weekend]],\"-\",IF(Tabulation[[#This Row],[Hour]]<10,0,\"\"),C830)","v":"0Winter0-10"},{"$f":"VLOOKUP(Tabulation[[#This Row],[Concat]],Table3[],8)","v":0.28519},{"$f":"(Tabulation[[#This Row],[AC System Output (kW)]]*Tabulation[[#This Row],[Rate]])","v":0.69740647789999999}]
[2,3,11,2655.8919999999998,{"$f":"Tabulation[[#This Row],[AC System Output (W)]]/1000","v":2.6558919999999997},{"$f":"VLOOKUP(Tabulation[[#This Row],[Month]],Season,2)","v":"Winter"},{"$f":"(DATE(2021,Tabulation[[#This Row],[Month]],Tabulation[[#This Row],[Day]]))","v":"2021-02-03"},{"$f":"WEEKDAY(Tabulation[[#This Row],[Date]])","v":4},{"$f":"IF(OR(Tabulation[[#This Row],[DayNo]]=1,Tabulation[[#This Row],[DayNo]]=7),1,0)","v":0},{"$f":"COUNTIF(Holidays,Tabulation[[#This Row],[Date]])","v":0},{"$f":"CONCATENATE(Tabulation[[#This Row],[Holiday]],Tabulation[[#This Row],[Season]],Tabulation[[#This Row],[Weekend]],\"-\",IF(Tabulation[[#This Row],[Hour]]<10,0,\"\"),C831)","v":"0Winter0-11"},{"$f":"VLOOKUP(Tabulation[[#This Row],[Concat]],Table3[],8)","v":0.28519},{"$f":"(Tabulation[[#This Row],[AC System Output (kW)]]*Tabulation[[#This Row],[Rate]])","v":0.75743383947999987}]
[2,3,12,2706.8020000000001,{"$f":"Tabulation[[#This Row],[AC System Output (W)]]/1000","v":2.7068020000000002},{"$f":"VLOOKUP(Tabulation[[#This Row],[Month]],Season,2)","v":"Winter"},{"$f":"(DATE(2021,Tabulation[[#This Row],[Month]],Tabulation[[#This Row],[Day]]))","v":"2021-02-03"},{"$f":"WEEKDAY(Tabulation[[#This Row],[Date]])","v":4},{"$f":"IF(OR(Tabulation[[#This Row],[DayNo]]=1,Tabulation[[#This Row],[DayNo]]=7),1,0)","v":0},{"$f":"COUNTIF(Holidays,Tabulation[[#This Row],[Date]])","v":0},{"$f":"CONCATENATE(Tabulation[[#This Row],[Holiday]],Tabulation[[#This Row],[Season]],Tabulation[[#This Row],[Weekend]],\"-\",IF(Tabulation[[#This Row],[Hour]]<10,0,\"\"),C832)","v":"0Winter0-12"},{"$f":"VLOOKUP(Tabulation[[#This Row],[Concat]],Table3[],8)","v":0.28519},{"$f":"(Tabulation[[#This Row],[AC System Output (kW)]]*Tabulation[[#This Row],[Rate]])","v":0.77195286238000005}]
[2,3,13,2550.549,{"$f":"Tabulation[[#This Row],[AC System Output (W)]]/1000","v":2.5505490000000002},{"$f":"VLOOKUP(Tabulation[[#This Row],[Month]],Season,2)","v":"Winter"},{"$f":"(DATE(2021,Tabulation[[#This Row],[Month]],Tabulation[[#This Row],[Day]]))","v":"2021-02-03"},{"$f":"WEEKDAY(Tabulation[[#This Row],[Date]])","v":4},{"$f":"IF(OR(Tabulation[[#This Row],[DayNo]]=1,Tabulation[[#This Row],[DayNo]]=7),1,0)","v":0},{"$f":"COUNTIF(Holidays,Tabulation[[#This Row],[Date]])","v":0},{"$f":"CONCATENATE(Tabulation[[#This Row],[Holiday]],Tabulation[[#This Row],[Season]],Tabulation[[#This Row],[Weekend]],\"-\",IF(Tabulation[[#This Row],[Hour]]<10,0,\"\"),C833)","v":"0Winter0-13"},{"$f":"VLOOKUP(Tabulation[[#This Row],[Concat]],Table3[],8)","v":0.28519},{"$f":"(Tabulation[[#This Row],[AC System Output (kW)]]*Tabulation[[#This Row],[Rate]])","v":0.72739106931000008}]
[2,3,14,2184.1120000000001,{"$f":"Tabulation[[#This Row],[AC System Output (W)]]/1000","v":2.1841120000000003},{"$f":"VLOOKUP(Tabulation[[#This Row],[Month]],Season,2)","v":"Winter"},{"$f":"(DATE(2021,Tabulation[[#This Row],[Month]],Tabulation[[#This Row],[Day]]))","v":"2021-02-03"},{"$f":"WEEKDAY(Tabulation[[#This Row],[Date]])","v":4},{"$f":"IF(OR(Tabulation[[#This Row],[DayNo]]=1,Tabulation[[#This Row],[DayNo]]=7),1,0)","v":0},{"$f":"COUNTIF(Holidays,Tabulation[[#This Row],[Date]])","v":0},{"$f":"CONCATENATE(Tabulation[[#This Row],[Holiday]],Tabulation[[#This Row],[Season]],Tabulation[[#This Row],[Weekend]],\"-\",IF(Tabulation[[#This Row],[Hour]]<10,0,\"\"),C834)","v":"0Winter0-14"},{"$f":"VLOOKUP(Tabulation[[#This Row],[Concat]],Table3[],8)","v":0.28519},{"$f":"(Tabulation[[#This Row],[AC System Output (kW)]]*Tabulation[[#This Row],[Rate]])","v":0.62288690128000013}]
[2,3,15,1595.287,{"$f":"Tabulation[[#This Row],[AC System Output (W)]]/1000","v":1.5952870000000001},{"$f":"VLOOKUP(Tabulation[[#This Row],[Month]],Season,2)","v":"Winter"},{"$f":"(DATE(2021,Tabulation[[#This Row],[Month]],Tabulation[[#This Row],[Day]]))","v":"2021-02-03"},{"$f":"WEEKDAY(Tabulation[[#This Row],[Date]])","v":4},{"$f":"IF(OR(Tabulation[[#This Row],[DayNo]]=1,Tabulation[[#This Row],[DayNo]]=7),1,0)","v":0},{"$f":"COUNTIF(Holidays,Tabulation[[#This Row],[Date]])","v":0},{"$f":"CONCATENATE(Tabulation[[#This Row],[Holiday]],Tabulation[[#This Row],[Season]],Tabulation[[#This Row],[Weekend]],\"-\",IF(Tabulation[[#This Row],[Hour]]<10,0,\"\"),C835)","v":"0Winter0-15"},{"$f":"VLOOKUP(Tabulation[[#This Row],[Concat]],Table3[],8)","v":0.28519},{"$f":"(Tabulation[[#This Row],[AC System Output (kW)]]*Tabulation[[#This Row],[Rate]])","v":0.45495989953000004}]
[2,3,16,796.99,{"$f":"Tabulation[[#This Row],[AC System Output (W)]]/1000","v":0.79698999999999998},{"$f":"VLOOKUP(Tabulation[[#This Row],[Month]],Season,2)","v":"Winter"},{"$f":"(DATE(2021,Tabulation[[#This Row],[Month]],Tabulation[[#This Row],[Day]]))","v":"2021-02-03"},{"$f":"WEEKDAY(Tabulation[[#This Row],[Date]])","v":4},{"$f":"IF(OR(Tabulation[[#This Row],[DayNo]]=1,Tabulation[[#This Row],[DayNo]]=7),1,0)","v":0},{"$f":"COUNTIF(Holidays,Tabulation[[#This Row],[Date]])","v":0},{"$f":"CONCATENATE(Tabulation[[#This Row],[Holiday]],Tabulation[[#This Row],[Season]],Tabulation[[#This Row],[Weekend]],\"-\",IF(Tabulation[[#This Row],[Hour]]<10,0,\"\"),C836)","v":"0Winter0-16"},{"$f":"VLOOKUP(Tabulation[[#This Row],[Concat]],Table3[],8)","v":0.28519},{"$f":"(Tabulation[[#This Row],[AC System Output (kW)]]*Tabulation[[#This Row],[Rate]])","v":0.2272935781}]
[2,3,17,0,{"$f":"Tabulation[[#This Row],[AC System Output (W)]]/1000","v":0},{"$f":"VLOOKUP(Tabulation[[#This Row],[Month]],Season,2)","v":"Winter"},{"$f":"(DATE(2021,Tabulation[[#This Row],[Month]],Tabulation[[#This Row],[Day]]))","v":"2021-02-03"},{"$f":"WEEKDAY(Tabulation[[#This Row],[Date]])","v":4},{"$f":"IF(OR(Tabulation[[#This Row],[DayNo]]=1,Tabulation[[#This Row],[DayNo]]=7),1,0)","v":0},{"$f":"COUNTIF(Holidays,Tabulation[[#This Row],[Date]])","v":0},{"$f":"CONCATENATE(Tabulation[[#This Row],[Holiday]],Tabulation[[#This Row],[Season]],Tabulation[[#This Row],[Weekend]],\"-\",IF(Tabulation[[#This Row],[Hour]]<10,0,\"\"),C837)","v":"0Winter0-17"},{"$f":"VLOOKUP(Tabulation[[#This Row],[Concat]],Table3[],8)","v":0.30257000000000001},{"$f":"(Tabulation[[#This Row],[AC System Output (kW)]]*Tabulation[[#This Row],[Rate]])","v":0}]
[2,3,18,0,{"$f":"Tabulation[[#This Row],[AC System Output (W)]]/1000","v":0},{"$f":"VLOOKUP(Tabulation[[#This Row],[Month]],Season,2)","v":"Winter"},{"$f":"(DATE(2021,Tabulation[[#This Row],[Month]],Tabulation[[#This Row],[Day]]))","v":"2021-02-03"},{"$f":"WEEKDAY(Tabulation[[#This Row],[Date]])","v":4},{"$f":"IF(OR(Tabulation[[#This Row],[DayNo]]=1,Tabulation[[#This Row],[DayNo]]=7),1,0)","v":0},{"$f":"COUNTIF(Holidays,Tabulation[[#This Row],[Date]])","v":0},{"$f":"CONCATENATE(Tabulation[[#This Row],[Holiday]],Tabulation[[#This Row],[Season]],Tabulation[[#This Row],[Weekend]],\"-\",IF(Tabulation[[#This Row],[Hour]]<10,0,\"\"),C838)","v":"0Winter0-18"},{"$f":"VLOOKUP(Tabulation[[#This Row],[Concat]],Table3[],8)","v":0.30257000000000001},{"$f":"(Tabulation[[#This Row],[AC System Output (kW)]]*Tabulation[[#This Row],[Rate]])","v":0}]
[2,3,19,0,{"$f":"Tabulation[[#This Row],[AC System Output (W)]]/1000","v":0},{"$f":"VLOOKUP(Tabulation[[#This Row],[Month]],Season,2)","v":"Winter"},{"$f":"(DATE(2021,Tabulation[[#This Row],[Month]],Tabulation[[#This Row],[Day]]))","v":"2021-02-03"},{"$f":"WEEKDAY(Tabulation[[#This Row],[Date]])","v":4},{"$f":"IF(OR(Tabulation[[#This Row],[DayNo]]=1,Tabulation[[#This Row],[DayNo]]=7),1,0)","v":0},{"$f":"COUNTIF(Holidays,Tabulation[[#This Row],[Date]])","v":0},{"$f":"CONCATENATE(Tabulation[[#This Row],[Holiday]],Tabulation[[#This Row],[Season]],Tabulation[[#This Row],[Weekend]],\"-\",IF(Tabulation[[#This Row],[Hour]]<10,0,\"\"),C839)","v":"0Winter0-19"},{"$f":"VLOOKUP(Tabulation[[#This Row],[Concat]],Table3[],8)","v":0.30257000000000001},{"$f":"(Tabulation[[#This Row],[AC System Output (kW)]]*Tabulation[[#This Row],[Rate]])","v":0}]
[2,3,20,0,{"$f":"Tabulation[[#This Row],[AC System Output (W)]]/1000","v":0},{"$f":"VLOOKUP(Tabulation[[#This Row],[Month]],Season,2)","v":"Winter"},{"$f":"(DATE(2021,Tabulation[[#This Row],[Month]],Tabulation[[#This Row],[Day]]))","v":"2021-02-03"},{"$f":"WEEKDAY(Tabulation[[#This Row],[Date]])","v":4},{"$f":"IF(OR(Tabulation[[#This Row],[DayNo]]=1,Tabulation[[#This Row],[DayNo]]=7),1,0)","v":0},{"$f":"COUNTIF(Holidays,Tabulation[[#This Row],[Date]])","v":0},{"$f":"CONCATENATE(Tabulation[[#This Row],[Holiday]],Tabulation[[#This Row],[Season]],Tabulation[[#This Row],[Weekend]],\"-\",IF(Tabulation[[#This Row],[Hour]]<10,0,\"\"),C840)","v":"0Winter0-20"},{"$f":"VLOOKUP(Tabulation[[#This Row],[Concat]],Table3[],8)","v":0.28519},{"$f":"(Tabulation[[#This Row],[AC System Output (kW)]]*Tabulation[[#This Row],[Rate]])","v":0}]
[2,3,21,0,{"$f":"Tabulation[[#This Row],[AC System Output (W)]]/1000","v":0},{"$f":"VLOOKUP(Tabulation[[#This Row],[Month]],Season,2)","v":"Winter"},{"$f":"(DATE(2021,Tabulation[[#This Row],[Month]],Tabulation[[#This Row],[Day]]))","v":"2021-02-03"},{"$f":"WEEKDAY(Tabulation[[#This Row],[Date]])","v":4},{"$f":"IF(OR(Tabulation[[#This Row],[DayNo]]=1,Tabulation[[#This Row],[DayNo]]=7),1,0)","v":0},{"$f":"COUNTIF(Holidays,Tabulation[[#This Row],[Date]])","v":0},{"$f":"CONCATENATE(Tabulation[[#This Row],[Holiday]],Tabulation[[#This Row],[Season]],Tabulation[[#This Row],[Weekend]],\"-\",IF(Tabulation[[#This Row],[Hour]]<10,0,\"\"),C841)","v":"0Winter0-21"},{"$f":"VLOOKUP(Tabulation[[#This Row],[Concat]],Table3[],8)","v":0.28519},{"$f":"(Tabulation[[#This Row],[AC System Output (kW)]]*Tabulation[[#This Row],[Rate]])","v":0}]
[2,3,22,0,{"$f":"Tabulation[[#This Row],[AC System Output (W)]]/1000","v":0},{"$f":"VLOOKUP(Tabulation[[#This Row],[Month]],Season,2)","v":"Winter"},{"$f":"(DATE(2021,Tabulation[[#This Row],[Month]],Tabulation[[#This Row],[Day]]))","v":"2021-02-03"},{"$f":"WEEKDAY(Tabulation[[#This Row],[Date]])","v":4},{"$f":"IF(OR(Tabulation[[#This Row],[DayNo]]=1,Tabulation[[#This Row],[DayNo]]=7),1,0)","v":0},{"$f":"COUNTIF(Holidays,Tabulation[[#This Row],[Date]])","v":0},{"$f":"CONCATENATE(Tabulation[[#This Row],[Holiday]],Tabulation[[#This Row],[Season]],Tabulation[[#This Row],[Weekend]],\"-\",IF(Tabulation[[#This Row],[Hour]]<10,0,\"\"),C842)","v":"0Winter0-22"},{"$f":"VLOOKUP(Tabulation[[#This Row],[Concat]],Table3[],8)","v":0.28519},{"$f":"(Tabulation[[#This Row],[AC System Output (kW)]]*Tabulation[[#This Row],[Rate]])","v":0}]
[2,3,23,0,{"$f":"Tabulation[[#This Row],[AC System Output (W)]]/1000","v":0},{"$f":"VLOOKUP(Tabulation[[#This Row],[Month]],Season,2)","v":"Winter"},{"$f":"(DATE(2021,Tabulation[[#This Row],[Month]],Tabulation[[#This Row],[Day]]))","v":"2021-02-03"},{"$f":"WEEKDAY(Tabulation[[#This Row],[Date]])","v":4},{"$f":"IF(OR(Tabulation[[#This Row],[DayNo]]=1,Tabulation[[#This Row],[DayNo]]=7),1,0)","v":0},{"$f":"COUNTIF(Holidays,Tabulation[[#This Row],[Date]])","v":0},{"$f":"CONCATENATE(Tabulation[[#This Row],[Holiday]],Tabulation[[#This Row],[Season]],Tabulation[[#This Row],[Weekend]],\"-\",IF(Tabulation[[#This Row],[Hour]]<10,0,\"\"),C843)","v":"0Winter0-23"},{"$f":"VLOOKUP(Tabulation[[#This Row],[Concat]],Table3[],8)","v":0.28519},{"$f":"(Tabulation[[#This Row],[AC System Output (kW)]]*Tabulation[[#This Row],[Rate]])","v":0}]
[2,4,0,0,{"$f":"Tabulation[[#This Row],[AC System Output (W)]]/1000","v":0},{"$f":"VLOOKUP(Tabulation[[#This Row],[Month]],Season,2)","v":"Winter"},{"$f":"(DATE(2021,Tabulation[[#This Row],[Month]],Tabulation[[#This Row],[Day]]))","v":"2021-02-04"},{"$f":"WEEKDAY(Tabulation[[#This Row],[Date]])","v":5},{"$f":"IF(OR(Tabulation[[#This Row],[DayNo]]=1,Tabulation[[#This Row],[DayNo]]=7),1,0)","v":0},{"$f":"COUNTIF(Holidays,Tabulation[[#This Row],[Date]])","v":0},{"$f":"CONCATENATE(Tabulation[[#This Row],[Holiday]],Tabulation[[#This Row],[Season]],Tabulation[[#This Row],[Weekend]],\"-\",IF(Tabulation[[#This Row],[Hour]]<10,0,\"\"),C844)","v":"0Winter0-00"},{"$f":"VLOOKUP(Tabulation[[#This Row],[Concat]],Table3[],8)","v":0.28519},{"$f":"(Tabulation[[#This Row],[AC System Output (kW)]]*Tabulation[[#This Row],[Rate]])","v":0}]
[2,4,1,0,{"$f":"Tabulation[[#This Row],[AC System Output (W)]]/1000","v":0},{"$f":"VLOOKUP(Tabulation[[#This Row],[Month]],Season,2)","v":"Winter"},{"$f":"(DATE(2021,Tabulation[[#This Row],[Month]],Tabulation[[#This Row],[Day]]))","v":"2021-02-04"},{"$f":"WEEKDAY(Tabulation[[#This Row],[Date]])","v":5},{"$f":"IF(OR(Tabulation[[#This Row],[DayNo]]=1,Tabulation[[#This Row],[DayNo]]=7),1,0)","v":0},{"$f":"COUNTIF(Holidays,Tabulation[[#This Row],[Date]])","v":0},{"$f":"CONCATENATE(Tabulation[[#This Row],[Holiday]],Tabulation[[#This Row],[Season]],Tabulation[[#This Row],[Weekend]],\"-\",IF(Tabulation[[#This Row],[Hour]]<10,0,\"\"),C845)","v":"0Winter0-01"},{"$f":"VLOOKUP(Tabulation[[#This Row],[Concat]],Table3[],8)","v":0.28519},{"$f":"(Tabulation[[#This Row],[AC System Output (kW)]]*Tabulation[[#This Row],[Rate]])","v":0}]
[2,4,2,0,{"$f":"Tabulation[[#This Row],[AC System Output (W)]]/1000","v":0},{"$f":"VLOOKUP(Tabulation[[#This Row],[Month]],Season,2)","v":"Winter"},{"$f":"(DATE(2021,Tabulation[[#This Row],[Month]],Tabulation[[#This Row],[Day]]))","v":"2021-02-04"},{"$f":"WEEKDAY(Tabulation[[#This Row],[Date]])","v":5},{"$f":"IF(OR(Tabulation[[#This Row],[DayNo]]=1,Tabulation[[#This Row],[DayNo]]=7),1,0)","v":0},{"$f":"COUNTIF(Holidays,Tabulation[[#This Row],[Date]])","v":0},{"$f":"CONCATENATE(Tabulation[[#This Row],[Holiday]],Tabulation[[#This Row],[Season]],Tabulation[[#This Row],[Weekend]],\"-\",IF(Tabulation[[#This Row],[Hour]]<10,0,\"\"),C846)","v":"0Winter0-02"},{"$f":"VLOOKUP(Tabulation[[#This Row],[Concat]],Table3[],8)","v":0.28519},{"$f":"(Tabulation[[#This Row],[AC System Output (kW)]]*Tabulation[[#This Row],[Rate]])","v":0}]
[2,4,3,0,{"$f":"Tabulation[[#This Row],[AC System Output (W)]]/1000","v":0},{"$f":"VLOOKUP(Tabulation[[#This Row],[Month]],Season,2)","v":"Winter"},{"$f":"(DATE(2021,Tabulation[[#This Row],[Month]],Tabulation[[#This Row],[Day]]))","v":"2021-02-04"},{"$f":"WEEKDAY(Tabulation[[#This Row],[Date]])","v":5},{"$f":"IF(OR(Tabulation[[#This Row],[DayNo]]=1,Tabulation[[#This Row],[DayNo]]=7),1,0)","v":0},{"$f":"COUNTIF(Holidays,Tabulation[[#This Row],[Date]])","v":0},{"$f":"CONCATENATE(Tabulation[[#This Row],[Holiday]],Tabulation[[#This Row],[Season]],Tabulation[[#This Row],[Weekend]],\"-\",IF(Tabulation[[#This Row],[Hour]]<10,0,\"\"),C847)","v":"0Winter0-03"},{"$f":"VLOOKUP(Tabulation[[#This Row],[Concat]],Table3[],8)","v":0.28519},{"$f":"(Tabulation[[#This Row],[AC System Output (kW)]]*Tabulation[[#This Row],[Rate]])","v":0}]
[2,4,4,0,{"$f":"Tabulation[[#This Row],[AC System Output (W)]]/1000","v":0},{"$f":"VLOOKUP(Tabulation[[#This Row],[Month]],Season,2)","v":"Winter"},{"$f":"(DATE(2021,Tabulation[[#This Row],[Month]],Tabulation[[#This Row],[Day]]))","v":"2021-02-04"},{"$f":"WEEKDAY(Tabulation[[#This Row],[Date]])","v":5},{"$f":"IF(OR(Tabulation[[#This Row],[DayNo]]=1,Tabulation[[#This Row],[DayNo]]=7),1,0)","v":0},{"$f":"COUNTIF(Holidays,Tabulation[[#This Row],[Date]])","v":0},{"$f":"CONCATENATE(Tabulation[[#This Row],[Holiday]],Tabulation[[#This Row],[Season]],Tabulation[[#This Row],[Weekend]],\"-\",IF(Tabulation[[#This Row],[Hour]]<10,0,\"\"),C848)","v":"0Winter0-04"},{"$f":"VLOOKUP(Tabulation[[#This Row],[Concat]],Table3[],8)","v":0.28519},{"$f":"(Tabulation[[#This Row],[AC System Output (kW)]]*Tabulation[[#This Row],[Rate]])","v":0}]
[2,4,5,0,{"$f":"Tabulation[[#This Row],[AC System Output (W)]]/1000","v":0},{"$f":"VLOOKUP(Tabulation[[#This Row],[Month]],Season,2)","v":"Winter"},{"$f":"(DATE(2021,Tabulation[[#This Row],[Month]],Tabulation[[#This Row],[Day]]))","v":"2021-02-04"},{"$f":"WEEKDAY(Tabulation[[#This Row],[Date]])","v":5},{"$f":"IF(OR(Tabulation[[#This Row],[DayNo]]=1,Tabulation[[#This Row],[DayNo]]=7),1,0)","v":0},{"$f":"COUNTIF(Holidays,Tabulation[[#This Row],[Date]])","v":0},{"$f":"CONCATENATE(Tabulation[[#This Row],[Holiday]],Tabulation[[#This Row],[Season]],Tabulation[[#This Row],[Weekend]],\"-\",IF(Tabulation[[#This Row],[Hour]]<10,0,\"\"),C849)","v":"0Winter0-05"},{"$f":"VLOOKUP(Tabulation[[#This Row],[Concat]],Table3[],8)","v":0.28519},{"$f":"(Tabulation[[#This Row],[AC System Output (kW)]]*Tabulation[[#This Row],[Rate]])","v":0}]
[2,4,6,0,{"$f":"Tabulation[[#This Row],[AC System Output (W)]]/1000","v":0},{"$f":"VLOOKUP(Tabulation[[#This Row],[Month]],Season,2)","v":"Winter"},{"$f":"(DATE(2021,Tabulation[[#This Row],[Month]],Tabulation[[#This Row],[Day]]))","v":"2021-02-04"},{"$f":"WEEKDAY(Tabulation[[#This Row],[Date]])","v":5},{"$f":"IF(OR(Tabulation[[#This Row],[DayNo]]=1,Tabulation[[#This Row],[DayNo]]=7),1,0)","v":0},{"$f":"COUNTIF(Holidays,Tabulation[[#This Row],[Date]])","v":0},{"$f":"CONCATENATE(Tabulation[[#This Row],[Holiday]],Tabulation[[#This Row],[Season]],Tabulation[[#This Row],[Weekend]],\"-\",IF(Tabulation[[#This Row],[Hour]]<10,0,\"\"),C850)","v":"0Winter0-06"},{"$f":"VLOOKUP(Tabulation[[#This Row],[Concat]],Table3[],8)","v":0.28519},{"$f":"(Tabulation[[#This Row],[AC System Output (kW)]]*Tabulation[[#This Row],[Rate]])","v":0}]
[2,4,7,134.43600000000001,{"$f":"Tabulation[[#This Row],[AC System Output (W)]]/1000","v":0.134436},{"$f":"VLOOKUP(Tabulation[[#This Row],[Month]],Season,2)","v":"Winter"},{"$f":"(DATE(2021,Tabulation[[#This Row],[Month]],Tabulation[[#This Row],[Day]]))","v":"2021-02-04"},{"$f":"WEEKDAY(Tabulation[[#This Row],[Date]])","v":5},{"$f":"IF(OR(Tabulation[[#This Row],[DayNo]]=1,Tabulation[[#This Row],[DayNo]]=7),1,0)","v":0},{"$f":"COUNTIF(Holidays,Tabulation[[#This Row],[Date]])","v":0},{"$f":"CONCATENATE(Tabulation[[#This Row],[Holiday]],Tabulation[[#This Row],[Season]],Tabulation[[#This Row],[Weekend]],\"-\",IF(Tabulation[[#This Row],[Hour]]<10,0,\"\"),C851)","v":"0Winter0-07"},{"$f":"VLOOKUP(Tabulation[[#This Row],[Concat]],Table3[],8)","v":0.28519},{"$f":"(Tabulation[[#This Row],[AC System Output (kW)]]*Tabulation[[#This Row],[Rate]])","v":3.8339802839999999E-2}]
[2,4,8,1237.288,{"$f":"Tabulation[[#This Row],[AC System Output (W)]]/1000","v":1.2372879999999999},{"$f":"VLOOKUP(Tabulation[[#This Row],[Month]],Season,2)","v":"Winter"},{"$f":"(DATE(2021,Tabulation[[#This Row],[Month]],Tabulation[[#This Row],[Day]]))","v":"2021-02-04"},{"$f":"WEEKDAY(Tabulation[[#This Row],[Date]])","v":5},{"$f":"IF(OR(Tabulation[[#This Row],[DayNo]]=1,Tabulation[[#This Row],[DayNo]]=7),1,0)","v":0},{"$f":"COUNTIF(Holidays,Tabulation[[#This Row],[Date]])","v":0},{"$f":"CONCATENATE(Tabulation[[#This Row],[Holiday]],Tabulation[[#This Row],[Season]],Tabulation[[#This Row],[Weekend]],\"-\",IF(Tabulation[[#This Row],[Hour]]<10,0,\"\"),C852)","v":"0Winter0-08"},{"$f":"VLOOKUP(Tabulation[[#This Row],[Concat]],Table3[],8)","v":0.28519},{"$f":"(Tabulation[[#This Row],[AC System Output (kW)]]*Tabulation[[#This Row],[Rate]])","v":0.35286216471999998}]
[2,4,9,1978.258,{"$f":"Tabulation[[#This Row],[AC System Output (W)]]/1000","v":1.9782580000000001},{"$f":"VLOOKUP(Tabulation[[#This Row],[Month]],Season,2)","v":"Winter"},{"$f":"(DATE(2021,Tabulation[[#This Row],[Month]],Tabulation[[#This Row],[Day]]))","v":"2021-02-04"},{"$f":"WEEKDAY(Tabulation[[#This Row],[Date]])","v":5},{"$f":"IF(OR(Tabulation[[#This Row],[DayNo]]=1,Tabulation[[#This Row],[DayNo]]=7),1,0)","v":0},{"$f":"COUNTIF(Holidays,Tabulation[[#This Row],[Date]])","v":0},{"$f":"CONCATENATE(Tabulation[[#This Row],[Holiday]],Tabulation[[#This Row],[Season]],Tabulation[[#This Row],[Weekend]],\"-\",IF(Tabulation[[#This Row],[Hour]]<10,0,\"\"),C853)","v":"0Winter0-09"},{"$f":"VLOOKUP(Tabulation[[#This Row],[Concat]],Table3[],8)","v":0.28519},{"$f":"(Tabulation[[#This Row],[AC System Output (kW)]]*Tabulation[[#This Row],[Rate]])","v":0.56417939902000003}]
[2,4,10,2485.8209999999999,{"$f":"Tabulation[[#This Row],[AC System Output (W)]]/1000","v":2.4858210000000001},{"$f":"VLOOKUP(Tabulation[[#This Row],[Month]],Season,2)","v":"Winter"},{"$f":"(DATE(2021,Tabulation[[#This Row],[Month]],Tabulation[[#This Row],[Day]]))","v":"2021-02-04"},{"$f":"WEEKDAY(Tabulation[[#This Row],[Date]])","v":5},{"$f":"IF(OR(Tabulation[[#This Row],[DayNo]]=1,Tabulation[[#This Row],[DayNo]]=7),1,0)","v":0},{"$f":"COUNTIF(Holidays,Tabulation[[#This Row],[Date]])","v":0},{"$f":"CONCATENATE(Tabulation[[#This Row],[Holiday]],Tabulation[[#This Row],[Season]],Tabulation[[#This Row],[Weekend]],\"-\",IF(Tabulation[[#This Row],[Hour]]<10,0,\"\"),C854)","v":"0Winter0-10"},{"$f":"VLOOKUP(Tabulation[[#This Row],[Concat]],Table3[],8)","v":0.28519},{"$f":"(Tabulation[[#This Row],[AC System Output (kW)]]*Tabulation[[#This Row],[Rate]])","v":0.70893129098999996}]
[2,4,11,2742.9050000000002,{"$f":"Tabulation[[#This Row],[AC System Output (W)]]/1000","v":2.7429050000000004},{"$f":"VLOOKUP(Tabulation[[#This Row],[Month]],Season,2)","v":"Winter"},{"$f":"(DATE(2021,Tabulation[[#This Row],[Month]],Tabulation[[#This Row],[Day]]))","v":"2021-02-04"},{"$f":"WEEKDAY(Tabulation[[#This Row],[Date]])","v":5},{"$f":"IF(OR(Tabulation[[#This Row],[DayNo]]=1,Tabulation[[#This Row],[DayNo]]=7),1,0)","v":0},{"$f":"COUNTIF(Holidays,Tabulation[[#This Row],[Date]])","v":0},{"$f":"CONCATENATE(Tabulation[[#This Row],[Holiday]],Tabulation[[#This Row],[Season]],Tabulation[[#This Row],[Weekend]],\"-\",IF(Tabulation[[#This Row],[Hour]]<10,0,\"\"),C855)","v":"0Winter0-11"},{"$f":"VLOOKUP(Tabulation[[#This Row],[Concat]],Table3[],8)","v":0.28519},{"$f":"(Tabulation[[#This Row],[AC System Output (kW)]]*Tabulation[[#This Row],[Rate]])","v":0.78224907695000012}]
[2,4,12,2721.1019999999999,{"$f":"Tabulation[[#This Row],[AC System Output (W)]]/1000","v":2.7211019999999997},{"$f":"VLOOKUP(Tabulation[[#This Row],[Month]],Season,2)","v":"Winter"},{"$f":"(DATE(2021,Tabulation[[#This Row],[Month]],Tabulation[[#This Row],[Day]]))","v":"2021-02-04"},{"$f":"WEEKDAY(Tabulation[[#This Row],[Date]])","v":5},{"$f":"IF(OR(Tabulation[[#This Row],[DayNo]]=1,Tabulation[[#This Row],[DayNo]]=7),1,0)","v":0},{"$f":"COUNTIF(Holidays,Tabulation[[#This Row],[Date]])","v":0},{"$f":"CONCATENATE(Tabulation[[#This Row],[Holiday]],Tabulation[[#This Row],[Season]],Tabulation[[#This Row],[Weekend]],\"-\",IF(Tabulation[[#This Row],[Hour]]<10,0,\"\"),C856)","v":"0Winter0-12"},{"$f":"VLOOKUP(Tabulation[[#This Row],[Concat]],Table3[],8)","v":0.28519},{"$f":"(Tabulation[[#This Row],[AC System Output (kW)]]*Tabulation[[#This Row],[Rate]])","v":0.77603107937999993}]
[2,4,13,2561.047,{"$f":"Tabulation[[#This Row],[AC System Output (W)]]/1000","v":2.5610469999999999},{"$f":"VLOOKUP(Tabulation[[#This Row],[Month]],Season,2)","v":"Winter"},{"$f":"(DATE(2021,Tabulation[[#This Row],[Month]],Tabulation[[#This Row],[Day]]))","v":"2021-02-04"},{"$f":"WEEKDAY(Tabulation[[#This Row],[Date]])","v":5},{"$f":"IF(OR(Tabulation[[#This Row],[DayNo]]=1,Tabulation[[#This Row],[DayNo]]=7),1,0)","v":0},{"$f":"COUNTIF(Holidays,Tabulation[[#This Row],[Date]])","v":0},{"$f":"CONCATENATE(Tabulation[[#This Row],[Holiday]],Tabulation[[#This Row],[Season]],Tabulation[[#This Row],[Weekend]],\"-\",IF(Tabulation[[#This Row],[Hour]]<10,0,\"\"),C857)","v":"0Winter0-13"},{"$f":"VLOOKUP(Tabulation[[#This Row],[Concat]],Table3[],8)","v":0.28519},{"$f":"(Tabulation[[#This Row],[AC System Output (kW)]]*Tabulation[[#This Row],[Rate]])","v":0.73038499393}]
[2,4,14,1709.6690000000001,{"$f":"Tabulation[[#This Row],[AC System Output (W)]]/1000","v":1.7096690000000001},{"$f":"VLOOKUP(Tabulation[[#This Row],[Month]],Season,2)","v":"Winter"},{"$f":"(DATE(2021,Tabulation[[#This Row],[Month]],Tabulation[[#This Row],[Day]]))","v":"2021-02-04"},{"$f":"WEEKDAY(Tabulation[[#This Row],[Date]])","v":5},{"$f":"IF(OR(Tabulation[[#This Row],[DayNo]]=1,Tabulation[[#This Row],[DayNo]]=7),1,0)","v":0},{"$f":"COUNTIF(Holidays,Tabulation[[#This Row],[Date]])","v":0},{"$f":"CONCATENATE(Tabulation[[#This Row],[Holiday]],Tabulation[[#This Row],[Season]],Tabulation[[#This Row],[Weekend]],\"-\",IF(Tabulation[[#This Row],[Hour]]<10,0,\"\"),C858)","v":"0Winter0-14"},{"$f":"VLOOKUP(Tabulation[[#This Row],[Concat]],Table3[],8)","v":0.28519},{"$f":"(Tabulation[[#This Row],[AC System Output (kW)]]*Tabulation[[#This Row],[Rate]])","v":0.48758050211000004}]
[2,4,15,1561.5630000000001,{"$f":"Tabulation[[#This Row],[AC System Output (W)]]/1000","v":1.561563},{"$f":"VLOOKUP(Tabulation[[#This Row],[Month]],Season,2)","v":"Winter"},{"$f":"(DATE(2021,Tabulation[[#This Row],[Month]],Tabulation[[#This Row],[Day]]))","v":"2021-02-04"},{"$f":"WEEKDAY(Tabulation[[#This Row],[Date]])","v":5},{"$f":"IF(OR(Tabulation[[#This Row],[DayNo]]=1,Tabulation[[#This Row],[DayNo]]=7),1,0)","v":0},{"$f":"COUNTIF(Holidays,Tabulation[[#This Row],[Date]])","v":0},{"$f":"CONCATENATE(Tabulation[[#This Row],[Holiday]],Tabulation[[#This Row],[Season]],Tabulation[[#This Row],[Weekend]],\"-\",IF(Tabulation[[#This Row],[Hour]]<10,0,\"\"),C859)","v":"0Winter0-15"},{"$f":"VLOOKUP(Tabulation[[#This Row],[Concat]],Table3[],8)","v":0.28519},{"$f":"(Tabulation[[#This Row],[AC System Output (kW)]]*Tabulation[[#This Row],[Rate]])","v":0.44534215196999999}]
[2,4,16,416.54199999999997,{"$f":"Tabulation[[#This Row],[AC System Output (W)]]/1000","v":0.41654199999999997},{"$f":"VLOOKUP(Tabulation[[#This Row],[Month]],Season,2)","v":"Winter"},{"$f":"(DATE(2021,Tabulation[[#This Row],[Month]],Tabulation[[#This Row],[Day]]))","v":"2021-02-04"},{"$f":"WEEKDAY(Tabulation[[#This Row],[Date]])","v":5},{"$f":"IF(OR(Tabulation[[#This Row],[DayNo]]=1,Tabulation[[#This Row],[DayNo]]=7),1,0)","v":0},{"$f":"COUNTIF(Holidays,Tabulation[[#This Row],[Date]])","v":0},{"$f":"CONCATENATE(Tabulation[[#This Row],[Holiday]],Tabulation[[#This Row],[Season]],Tabulation[[#This Row],[Weekend]],\"-\",IF(Tabulation[[#This Row],[Hour]]<10,0,\"\"),C860)","v":"0Winter0-16"},{"$f":"VLOOKUP(Tabulation[[#This Row],[Concat]],Table3[],8)","v":0.28519},{"$f":"(Tabulation[[#This Row],[AC System Output (kW)]]*Tabulation[[#This Row],[Rate]])","v":0.11879361297999999}]
[2,4,17,0,{"$f":"Tabulation[[#This Row],[AC System Output (W)]]/1000","v":0},{"$f":"VLOOKUP(Tabulation[[#This Row],[Month]],Season,2)","v":"Winter"},{"$f":"(DATE(2021,Tabulation[[#This Row],[Month]],Tabulation[[#This Row],[Day]]))","v":"2021-02-04"},{"$f":"WEEKDAY(Tabulation[[#This Row],[Date]])","v":5},{"$f":"IF(OR(Tabulation[[#This Row],[DayNo]]=1,Tabulation[[#This Row],[DayNo]]=7),1,0)","v":0},{"$f":"COUNTIF(Holidays,Tabulation[[#This Row],[Date]])","v":0},{"$f":"CONCATENATE(Tabulation[[#This Row],[Holiday]],Tabulation[[#This Row],[Season]],Tabulation[[#This Row],[Weekend]],\"-\",IF(Tabulation[[#This Row],[Hour]]<10,0,\"\"),C861)","v":"0Winter0-17"},{"$f":"VLOOKUP(Tabulation[[#This Row],[Concat]],Table3[],8)","v":0.30257000000000001},{"$f":"(Tabulation[[#This Row],[AC System Output (kW)]]*Tabulation[[#This Row],[Rate]])","v":0}]
[2,4,18,0,{"$f":"Tabulation[[#This Row],[AC System Output (W)]]/1000","v":0},{"$f":"VLOOKUP(Tabulation[[#This Row],[Month]],Season,2)","v":"Winter"},{"$f":"(DATE(2021,Tabulation[[#This Row],[Month]],Tabulation[[#This Row],[Day]]))","v":"2021-02-04"},{"$f":"WEEKDAY(Tabulation[[#This Row],[Date]])","v":5},{"$f":"IF(OR(Tabulation[[#This Row],[DayNo]]=1,Tabulation[[#This Row],[DayNo]]=7),1,0)","v":0},{"$f":"COUNTIF(Holidays,Tabulation[[#This Row],[Date]])","v":0},{"$f":"CONCATENATE(Tabulation[[#This Row],[Holiday]],Tabulation[[#This Row],[Season]],Tabulation[[#This Row],[Weekend]],\"-\",IF(Tabulation[[#This Row],[Hour]]<10,0,\"\"),C862)","v":"0Winter0-18"},{"$f":"VLOOKUP(Tabulation[[#This Row],[Concat]],Table3[],8)","v":0.30257000000000001},{"$f":"(Tabulation[[#This Row],[AC System Output (kW)]]*Tabulation[[#This Row],[Rate]])","v":0}]
[2,4,19,0,{"$f":"Tabulation[[#This Row],[AC System Output (W)]]/1000","v":0},{"$f":"VLOOKUP(Tabulation[[#This Row],[Month]],Season,2)","v":"Winter"},{"$f":"(DATE(2021,Tabulation[[#This Row],[Month]],Tabulation[[#This Row],[Day]]))","v":"2021-02-04"},{"$f":"WEEKDAY(Tabulation[[#This Row],[Date]])","v":5},{"$f":"IF(OR(Tabulation[[#This Row],[DayNo]]=1,Tabulation[[#This Row],[DayNo]]=7),1,0)","v":0},{"$f":"COUNTIF(Holidays,Tabulation[[#This Row],[Date]])","v":0},{"$f":"CONCATENATE(Tabulation[[#This Row],[Holiday]],Tabulation[[#This Row],[Season]],Tabulation[[#This Row],[Weekend]],\"-\",IF(Tabulation[[#This Row],[Hour]]<10,0,\"\"),C863)","v":"0Winter0-19"},{"$f":"VLOOKUP(Tabulation[[#This Row],[Concat]],Table3[],8)","v":0.30257000000000001},{"$f":"(Tabulation[[#This Row],[AC System Output (kW)]]*Tabulation[[#This Row],[Rate]])","v":0}]
[2,4,20,0,{"$f":"Tabulation[[#This Row],[AC System Output (W)]]/1000","v":0},{"$f":"VLOOKUP(Tabulation[[#This Row],[Month]],Season,2)","v":"Winter"},{"$f":"(DATE(2021,Tabulation[[#This Row],[Month]],Tabulation[[#This Row],[Day]]))","v":"2021-02-04"},{"$f":"WEEKDAY(Tabulation[[#This Row],[Date]])","v":5},{"$f":"IF(OR(Tabulation[[#This Row],[DayNo]]=1,Tabulation[[#This Row],[DayNo]]=7),1,0)","v":0},{"$f":"COUNTIF(Holidays,Tabulation[[#This Row],[Date]])","v":0},{"$f":"CONCATENATE(Tabulation[[#This Row],[Holiday]],Tabulation[[#This Row],[Season]],Tabulation[[#This Row],[Weekend]],\"-\",IF(Tabulation[[#This Row],[Hour]]<10,0,\"\"),C864)","v":"0Winter0-20"},{"$f":"VLOOKUP(Tabulation[[#This Row],[Concat]],Table3[],8)","v":0.28519},{"$f":"(Tabulation[[#This Row],[AC System Output (kW)]]*Tabulation[[#This Row],[Rate]])","v":0}]
[2,4,21,0,{"$f":"Tabulation[[#This Row],[AC System Output (W)]]/1000","v":0},{"$f":"VLOOKUP(Tabulation[[#This Row],[Month]],Season,2)","v":"Winter"},{"$f":"(DATE(2021,Tabulation[[#This Row],[Month]],Tabulation[[#This Row],[Day]]))","v":"2021-02-04"},{"$f":"WEEKDAY(Tabulation[[#This Row],[Date]])","v":5},{"$f":"IF(OR(Tabulation[[#This Row],[DayNo]]=1,Tabulation[[#This Row],[DayNo]]=7),1,0)","v":0},{"$f":"COUNTIF(Holidays,Tabulation[[#This Row],[Date]])","v":0},{"$f":"CONCATENATE(Tabulation[[#This Row],[Holiday]],Tabulation[[#This Row],[Season]],Tabulation[[#This Row],[Weekend]],\"-\",IF(Tabulation[[#This Row],[Hour]]<10,0,\"\"),C865)","v":"0Winter0-21"},{"$f":"VLOOKUP(Tabulation[[#This Row],[Concat]],Table3[],8)","v":0.28519},{"$f":"(Tabulation[[#This Row],[AC System Output (kW)]]*Tabulation[[#This Row],[Rate]])","v":0}]
[2,4,22,0,{"$f":"Tabulation[[#This Row],[AC System Output (W)]]/1000","v":0},{"$f":"VLOOKUP(Tabulation[[#This Row],[Month]],Season,2)","v":"Winter"},{"$f":"(DATE(2021,Tabulation[[#This Row],[Month]],Tabulation[[#This Row],[Day]]))","v":"2021-02-04"},{"$f":"WEEKDAY(Tabulation[[#This Row],[Date]])","v":5},{"$f":"IF(OR(Tabulation[[#This Row],[DayNo]]=1,Tabulation[[#This Row],[DayNo]]=7),1,0)","v":0},{"$f":"COUNTIF(Holidays,Tabulation[[#This Row],[Date]])","v":0},{"$f":"CONCATENATE(Tabulation[[#This Row],[Holiday]],Tabulation[[#This Row],[Season]],Tabulation[[#This Row],[Weekend]],\"-\",IF(Tabulation[[#This Row],[Hour]]<10,0,\"\"),C866)","v":"0Winter0-22"},{"$f":"VLOOKUP(Tabulation[[#This Row],[Concat]],Table3[],8)","v":0.28519},{"$f":"(Tabulation[[#This Row],[AC System Output (kW)]]*Tabulation[[#This Row],[Rate]])","v":0}]
[2,4,23,0,{"$f":"Tabulation[[#This Row],[AC System Output (W)]]/1000","v":0},{"$f":"VLOOKUP(Tabulation[[#This Row],[Month]],Season,2)","v":"Winter"},{"$f":"(DATE(2021,Tabulation[[#This Row],[Month]],Tabulation[[#This Row],[Day]]))","v":"2021-02-04"},{"$f":"WEEKDAY(Tabulation[[#This Row],[Date]])","v":5},{"$f":"IF(OR(Tabulation[[#This Row],[DayNo]]=1,Tabulation[[#This Row],[DayNo]]=7),1,0)","v":0},{"$f":"COUNTIF(Holidays,Tabulation[[#This Row],[Date]])","v":0},{"$f":"CONCATENATE(Tabulation[[#This Row],[Holiday]],Tabulation[[#This Row],[Season]],Tabulation[[#This Row],[Weekend]],\"-\",IF(Tabulation[[#This Row],[Hour]]<10,0,\"\"),C867)","v":"0Winter0-23"},{"$f":"VLOOKUP(Tabulation[[#This Row],[Concat]],Table3[],8)","v":0.28519},{"$f":"(Tabulation[[#This Row],[AC System Output (kW)]]*Tabulation[[#This Row],[Rate]])","v":0}]
[2,5,0,0,{"$f":"Tabulation[[#This Row],[AC System Output (W)]]/1000","v":0},{"$f":"VLOOKUP(Tabulation[[#This Row],[Month]],Season,2)","v":"Winter"},{"$f":"(DATE(2021,Tabulation[[#This Row],[Month]],Tabulation[[#This Row],[Day]]))","v":"2021-02-05"},{"$f":"WEEKDAY(Tabulation[[#This Row],[Date]])","v":6},{"$f":"IF(OR(Tabulation[[#This Row],[DayNo]]=1,Tabulation[[#This Row],[DayNo]]=7),1,0)","v":0},{"$f":"COUNTIF(Holidays,Tabulation[[#This Row],[Date]])","v":0},{"$f":"CONCATENATE(Tabulation[[#This Row],[Holiday]],Tabulation[[#This Row],[Season]],Tabulation[[#This Row],[Weekend]],\"-\",IF(Tabulation[[#This Row],[Hour]]<10,0,\"\"),C868)","v":"0Winter0-00"},{"$f":"VLOOKUP(Tabulation[[#This Row],[Concat]],Table3[],8)","v":0.28519},{"$f":"(Tabulation[[#This Row],[AC System Output (kW)]]*Tabulation[[#This Row],[Rate]])","v":0}]
[2,5,1,0,{"$f":"Tabulation[[#This Row],[AC System Output (W)]]/1000","v":0},{"$f":"VLOOKUP(Tabulation[[#This Row],[Month]],Season,2)","v":"Winter"},{"$f":"(DATE(2021,Tabulation[[#This Row],[Month]],Tabulation[[#This Row],[Day]]))","v":"2021-02-05"},{"$f":"WEEKDAY(Tabulation[[#This Row],[Date]])","v":6},{"$f":"IF(OR(Tabulation[[#This Row],[DayNo]]=1,Tabulation[[#This Row],[DayNo]]=7),1,0)","v":0},{"$f":"COUNTIF(Holidays,Tabulation[[#This Row],[Date]])","v":0},{"$f":"CONCATENATE(Tabulation[[#This Row],[Holiday]],Tabulation[[#This Row],[Season]],Tabulation[[#This Row],[Weekend]],\"-\",IF(Tabulation[[#This Row],[Hour]]<10,0,\"\"),C869)","v":"0Winter0-01"},{"$f":"VLOOKUP(Tabulation[[#This Row],[Concat]],Table3[],8)","v":0.28519},{"$f":"(Tabulation[[#This Row],[AC System Output (kW)]]*Tabulation[[#This Row],[Rate]])","v":0}]
[2,5,2,0,{"$f":"Tabulation[[#This Row],[AC System Output (W)]]/1000","v":0},{"$f":"VLOOKUP(Tabulation[[#This Row],[Month]],Season,2)","v":"Winter"},{"$f":"(DATE(2021,Tabulation[[#This Row],[Month]],Tabulation[[#This Row],[Day]]))","v":"2021-02-05"},{"$f":"WEEKDAY(Tabulation[[#This Row],[Date]])","v":6},{"$f":"IF(OR(Tabulation[[#This Row],[DayNo]]=1,Tabulation[[#This Row],[DayNo]]=7),1,0)","v":0},{"$f":"COUNTIF(Holidays,Tabulation[[#This Row],[Date]])","v":0},{"$f":"CONCATENATE(Tabulation[[#This Row],[Holiday]],Tabulation[[#This Row],[Season]],Tabulation[[#This Row],[Weekend]],\"-\",IF(Tabulation[[#This Row],[Hour]]<10,0,\"\"),C870)","v":"0Winter0-02"},{"$f":"VLOOKUP(Tabulation[[#This Row],[Concat]],Table3[],8)","v":0.28519},{"$f":"(Tabulation[[#This Row],[AC System Output (kW)]]*Tabulation[[#This Row],[Rate]])","v":0}]
[2,5,3,0,{"$f":"Tabulation[[#This Row],[AC System Output (W)]]/1000","v":0},{"$f":"VLOOKUP(Tabulation[[#This Row],[Month]],Season,2)","v":"Winter"},{"$f":"(DATE(2021,Tabulation[[#This Row],[Month]],Tabulation[[#This Row],[Day]]))","v":"2021-02-05"},{"$f":"WEEKDAY(Tabulation[[#This Row],[Date]])","v":6},{"$f":"IF(OR(Tabulation[[#This Row],[DayNo]]=1,Tabulation[[#This Row],[DayNo]]=7),1,0)","v":0},{"$f":"COUNTIF(Holidays,Tabulation[[#This Row],[Date]])","v":0},{"$f":"CONCATENATE(Tabulation[[#This Row],[Holiday]],Tabulation[[#This Row],[Season]],Tabulation[[#This Row],[Weekend]],\"-\",IF(Tabulation[[#This Row],[Hour]]<10,0,\"\"),C871)","v":"0Winter0-03"},{"$f":"VLOOKUP(Tabulation[[#This Row],[Concat]],Table3[],8)","v":0.28519},{"$f":"(Tabulation[[#This Row],[AC System Output (kW)]]*Tabulation[[#This Row],[Rate]])","v":0}]
[2,5,4,0,{"$f":"Tabulation[[#This Row],[AC System Output (W)]]/1000","v":0},{"$f":"VLOOKUP(Tabulation[[#This Row],[Month]],Season,2)","v":"Winter"},{"$f":"(DATE(2021,Tabulation[[#This Row],[Month]],Tabulation[[#This Row],[Day]]))","v":"2021-02-05"},{"$f":"WEEKDAY(Tabulation[[#This Row],[Date]])","v":6},{"$f":"IF(OR(Tabulation[[#This Row],[DayNo]]=1,Tabulation[[#This Row],[DayNo]]=7),1,0)","v":0},{"$f":"COUNTIF(Holidays,Tabulation[[#This Row],[Date]])","v":0},{"$f":"CONCATENATE(Tabulation[[#This Row],[Holiday]],Tabulation[[#This Row],[Season]],Tabulation[[#This Row],[Weekend]],\"-\",IF(Tabulation[[#This Row],[Hour]]<10,0,\"\"),C872)","v":"0Winter0-04"},{"$f":"VLOOKUP(Tabulation[[#This Row],[Concat]],Table3[],8)","v":0.28519},{"$f":"(Tabulation[[#This Row],[AC System Output (kW)]]*Tabulation[[#This Row],[Rate]])","v":0}]
[2,5,5,0,{"$f":"Tabulation[[#This Row],[AC System Output (W)]]/1000","v":0},{"$f":"VLOOKUP(Tabulation[[#This Row],[Month]],Season,2)","v":"Winter"},{"$f":"(DATE(2021,Tabulation[[#This Row],[Month]],Tabulation[[#This Row],[Day]]))","v":"2021-02-05"},{"$f":"WEEKDAY(Tabulation[[#This Row],[Date]])","v":6},{"$f":"IF(OR(Tabulation[[#This Row],[DayNo]]=1,Tabulation[[#This Row],[DayNo]]=7),1,0)","v":0},{"$f":"COUNTIF(Holidays,Tabulation[[#This Row],[Date]])","v":0},{"$f":"CONCATENATE(Tabulation[[#This Row],[Holiday]],Tabulation[[#This Row],[Season]],Tabulation[[#This Row],[Weekend]],\"-\",IF(Tabulation[[#This Row],[Hour]]<10,0,\"\"),C873)","v":"0Winter0-05"},{"$f":"VLOOKUP(Tabulation[[#This Row],[Concat]],Table3[],8)","v":0.28519},{"$f":"(Tabulation[[#This Row],[AC System Output (kW)]]*Tabulation[[#This Row],[Rate]])","v":0}]
[2,5,6,0,{"$f":"Tabulation[[#This Row],[AC System Output (W)]]/1000","v":0},{"$f":"VLOOKUP(Tabulation[[#This Row],[Month]],Season,2)","v":"Winter"},{"$f":"(DATE(2021,Tabulation[[#This Row],[Month]],Tabulation[[#This Row],[Day]]))","v":"2021-02-05"},{"$f":"WEEKDAY(Tabulation[[#This Row],[Date]])","v":6},{"$f":"IF(OR(Tabulation[[#This Row],[DayNo]]=1,Tabulation[[#This Row],[DayNo]]=7),1,0)","v":0},{"$f":"COUNTIF(Holidays,Tabulation[[#This Row],[Date]])","v":0},{"$f":"CONCATENATE(Tabulation[[#This Row],[Holiday]],Tabulation[[#This Row],[Season]],Tabulation[[#This Row],[Weekend]],\"-\",IF(Tabulation[[#This Row],[Hour]]<10,0,\"\"),C874)","v":"0Winter0-06"},{"$f":"VLOOKUP(Tabulation[[#This Row],[Concat]],Table3[],8)","v":0.28519},{"$f":"(Tabulation[[#This Row],[AC System Output (kW)]]*Tabulation[[#This Row],[Rate]])","v":0}]
[2,5,7,133.179,{"$f":"Tabulation[[#This Row],[AC System Output (W)]]/1000","v":0.13317899999999999},{"$f":"VLOOKUP(Tabulation[[#This Row],[Month]],Season,2)","v":"Winter"},{"$f":"(DATE(2021,Tabulation[[#This Row],[Month]],Tabulation[[#This Row],[Day]]))","v":"2021-02-05"},{"$f":"WEEKDAY(Tabulation[[#This Row],[Date]])","v":6},{"$f":"IF(OR(Tabulation[[#This Row],[DayNo]]=1,Tabulation[[#This Row],[DayNo]]=7),1,0)","v":0},{"$f":"COUNTIF(Holidays,Tabulation[[#This Row],[Date]])","v":0},{"$f":"CONCATENATE(Tabulation[[#This Row],[Holiday]],Tabulation[[#This Row],[Season]],Tabulation[[#This Row],[Weekend]],\"-\",IF(Tabulation[[#This Row],[Hour]]<10,0,\"\"),C875)","v":"0Winter0-07"},{"$f":"VLOOKUP(Tabulation[[#This Row],[Concat]],Table3[],8)","v":0.28519},{"$f":"(Tabulation[[#This Row],[AC System Output (kW)]]*Tabulation[[#This Row],[Rate]])","v":3.798131901E-2}]
[2,5,8,1260.7159999999999,{"$f":"Tabulation[[#This Row],[AC System Output (W)]]/1000","v":1.2607159999999999},{"$f":"VLOOKUP(Tabulation[[#This Row],[Month]],Season,2)","v":"Winter"},{"$f":"(DATE(2021,Tabulation[[#This Row],[Month]],Tabulation[[#This Row],[Day]]))","v":"2021-02-05"},{"$f":"WEEKDAY(Tabulation[[#This Row],[Date]])","v":6},{"$f":"IF(OR(Tabulation[[#This Row],[DayNo]]=1,Tabulation[[#This Row],[DayNo]]=7),1,0)","v":0},{"$f":"COUNTIF(Holidays,Tabulation[[#This Row],[Date]])","v":0},{"$f":"CONCATENATE(Tabulation[[#This Row],[Holiday]],Tabulation[[#This Row],[Season]],Tabulation[[#This Row],[Weekend]],\"-\",IF(Tabulation[[#This Row],[Hour]]<10,0,\"\"),C876)","v":"0Winter0-08"},{"$f":"VLOOKUP(Tabulation[[#This Row],[Concat]],Table3[],8)","v":0.28519},{"$f":"(Tabulation[[#This Row],[AC System Output (kW)]]*Tabulation[[#This Row],[Rate]])","v":0.35954359603999997}]
[2,5,9,2023.864,{"$f":"Tabulation[[#This Row],[AC System Output (W)]]/1000","v":2.0238640000000001},{"$f":"VLOOKUP(Tabulation[[#This Row],[Month]],Season,2)","v":"Winter"},{"$f":"(DATE(2021,Tabulation[[#This Row],[Month]],Tabulation[[#This Row],[Day]]))","v":"2021-02-05"},{"$f":"WEEKDAY(Tabulation[[#This Row],[Date]])","v":6},{"$f":"IF(OR(Tabulation[[#This Row],[DayNo]]=1,Tabulation[[#This Row],[DayNo]]=7),1,0)","v":0},{"$f":"COUNTIF(Holidays,Tabulation[[#This Row],[Date]])","v":0},{"$f":"CONCATENATE(Tabulation[[#This Row],[Holiday]],Tabulation[[#This Row],[Season]],Tabulation[[#This Row],[Weekend]],\"-\",IF(Tabulation[[#This Row],[Hour]]<10,0,\"\"),C877)","v":"0Winter0-09"},{"$f":"VLOOKUP(Tabulation[[#This Row],[Concat]],Table3[],8)","v":0.28519},{"$f":"(Tabulation[[#This Row],[AC System Output (kW)]]*Tabulation[[#This Row],[Rate]])","v":0.57718577416000005}]
[2,5,10,2489.9490000000001,{"$f":"Tabulation[[#This Row],[AC System Output (W)]]/1000","v":2.4899490000000002},{"$f":"VLOOKUP(Tabulation[[#This Row],[Month]],Season,2)","v":"Winter"},{"$f":"(DATE(2021,Tabulation[[#This Row],[Month]],Tabulation[[#This Row],[Day]]))","v":"2021-02-05"},{"$f":"WEEKDAY(Tabulation[[#This Row],[Date]])","v":6},{"$f":"IF(OR(Tabulation[[#This Row],[DayNo]]=1,Tabulation[[#This Row],[DayNo]]=7),1,0)","v":0},{"$f":"COUNTIF(Holidays,Tabulation[[#This Row],[Date]])","v":0},{"$f":"CONCATENATE(Tabulation[[#This Row],[Holiday]],Tabulation[[#This Row],[Season]],Tabulation[[#This Row],[Weekend]],\"-\",IF(Tabulation[[#This Row],[Hour]]<10,0,\"\"),C878)","v":"0Winter0-10"},{"$f":"VLOOKUP(Tabulation[[#This Row],[Concat]],Table3[],8)","v":0.28519},{"$f":"(Tabulation[[#This Row],[AC System Output (kW)]]*Tabulation[[#This Row],[Rate]])","v":0.71010855531000006}]
[2,5,11,2690.1410000000001,{"$f":"Tabulation[[#This Row],[AC System Output (W)]]/1000","v":2.6901410000000001},{"$f":"VLOOKUP(Tabulation[[#This Row],[Month]],Season,2)","v":"Winter"},{"$f":"(DATE(2021,Tabulation[[#This Row],[Month]],Tabulation[[#This Row],[Day]]))","v":"2021-02-05"},{"$f":"WEEKDAY(Tabulation[[#This Row],[Date]])","v":6},{"$f":"IF(OR(Tabulation[[#This Row],[DayNo]]=1,Tabulation[[#This Row],[DayNo]]=7),1,0)","v":0},{"$f":"COUNTIF(Holidays,Tabulation[[#This Row],[Date]])","v":0},{"$f":"CONCATENATE(Tabulation[[#This Row],[Holiday]],Tabulation[[#This Row],[Season]],Tabulation[[#This Row],[Weekend]],\"-\",IF(Tabulation[[#This Row],[Hour]]<10,0,\"\"),C879)","v":"0Winter0-11"},{"$f":"VLOOKUP(Tabulation[[#This Row],[Concat]],Table3[],8)","v":0.28519},{"$f":"(Tabulation[[#This Row],[AC System Output (kW)]]*Tabulation[[#This Row],[Rate]])","v":0.76720131179000006}]
[2,5,12,2743.7080000000001,{"$f":"Tabulation[[#This Row],[AC System Output (W)]]/1000","v":2.7437080000000003},{"$f":"VLOOKUP(Tabulation[[#This Row],[Month]],Season,2)","v":"Winter"},{"$f":"(DATE(2021,Tabulation[[#This Row],[Month]],Tabulation[[#This Row],[Day]]))","v":"2021-02-05"},{"$f":"WEEKDAY(Tabulation[[#This Row],[Date]])","v":6},{"$f":"IF(OR(Tabulation[[#This Row],[DayNo]]=1,Tabulation[[#This Row],[DayNo]]=7),1,0)","v":0},{"$f":"COUNTIF(Holidays,Tabulation[[#This Row],[Date]])","v":0},{"$f":"CONCATENATE(Tabulation[[#This Row],[Holiday]],Tabulation[[#This Row],[Season]],Tabulation[[#This Row],[Weekend]],\"-\",IF(Tabulation[[#This Row],[Hour]]<10,0,\"\"),C880)","v":"0Winter0-12"},{"$f":"VLOOKUP(Tabulation[[#This Row],[Concat]],Table3[],8)","v":0.28519},{"$f":"(Tabulation[[#This Row],[AC System Output (kW)]]*Tabulation[[#This Row],[Rate]])","v":0.78247808452000012}]
[2,5,13,2586.3380000000002,{"$f":"Tabulation[[#This Row],[AC System Output (W)]]/1000","v":2.586338},{"$f":"VLOOKUP(Tabulation[[#This Row],[Month]],Season,2)","v":"Winter"},{"$f":"(DATE(2021,Tabulation[[#This Row],[Month]],Tabulation[[#This Row],[Day]]))","v":"2021-02-05"},{"$f":"WEEKDAY(Tabulation[[#This Row],[Date]])","v":6},{"$f":"IF(OR(Tabulation[[#This Row],[DayNo]]=1,Tabulation[[#This Row],[DayNo]]=7),1,0)","v":0},{"$f":"COUNTIF(Holidays,Tabulation[[#This Row],[Date]])","v":0},{"$f":"CONCATENATE(Tabulation[[#This Row],[Holiday]],Tabulation[[#This Row],[Season]],Tabulation[[#This Row],[Weekend]],\"-\",IF(Tabulation[[#This Row],[Hour]]<10,0,\"\"),C881)","v":"0Winter0-13"},{"$f":"VLOOKUP(Tabulation[[#This Row],[Concat]],Table3[],8)","v":0.28519},{"$f":"(Tabulation[[#This Row],[AC System Output (kW)]]*Tabulation[[#This Row],[Rate]])","v":0.73759773421999997}]
[2,5,14,2253.8229999999999,{"$f":"Tabulation[[#This Row],[AC System Output (W)]]/1000","v":2.2538229999999997},{"$f":"VLOOKUP(Tabulation[[#This Row],[Month]],Season,2)","v":"Winter"},{"$f":"(DATE(2021,Tabulation[[#This Row],[Month]],Tabulation[[#This Row],[Day]]))","v":"2021-02-05"},{"$f":"WEEKDAY(Tabulation[[#This Row],[Date]])","v":6},{"$f":"IF(OR(Tabulation[[#This Row],[DayNo]]=1,Tabulation[[#This Row],[DayNo]]=7),1,0)","v":0},{"$f":"COUNTIF(Holidays,Tabulation[[#This Row],[Date]])","v":0},{"$f":"CONCATENATE(Tabulation[[#This Row],[Holiday]],Tabulation[[#This Row],[Season]],Tabulation[[#This Row],[Weekend]],\"-\",IF(Tabulation[[#This Row],[Hour]]<10,0,\"\"),C882)","v":"0Winter0-14"},{"$f":"VLOOKUP(Tabulation[[#This Row],[Concat]],Table3[],8)","v":0.28519},{"$f":"(Tabulation[[#This Row],[AC System Output (kW)]]*Tabulation[[#This Row],[Rate]])","v":0.6427677813699999}]
[2,5,15,1610.4829999999999,{"$f":"Tabulation[[#This Row],[AC System Output (W)]]/1000","v":1.6104829999999999},{"$f":"VLOOKUP(Tabulation[[#This Row],[Month]],Season,2)","v":"Winter"},{"$f":"(DATE(2021,Tabulation[[#This Row],[Month]],Tabulation[[#This Row],[Day]]))","v":"2021-02-05"},{"$f":"WEEKDAY(Tabulation[[#This Row],[Date]])","v":6},{"$f":"IF(OR(Tabulation[[#This Row],[DayNo]]=1,Tabulation[[#This Row],[DayNo]]=7),1,0)","v":0},{"$f":"COUNTIF(Holidays,Tabulation[[#This Row],[Date]])","v":0},{"$f":"CONCATENATE(Tabulation[[#This Row],[Holiday]],Tabulation[[#This Row],[Season]],Tabulation[[#This Row],[Weekend]],\"-\",IF(Tabulation[[#This Row],[Hour]]<10,0,\"\"),C883)","v":"0Winter0-15"},{"$f":"VLOOKUP(Tabulation[[#This Row],[Concat]],Table3[],8)","v":0.28519},{"$f":"(Tabulation[[#This Row],[AC System Output (kW)]]*Tabulation[[#This Row],[Rate]])","v":0.45929364676999995}]
[2,5,16,780.68399999999997,{"$f":"Tabulation[[#This Row],[AC System Output (W)]]/1000","v":0.78068399999999993},{"$f":"VLOOKUP(Tabulation[[#This Row],[Month]],Season,2)","v":"Winter"},{"$f":"(DATE(2021,Tabulation[[#This Row],[Month]],Tabulation[[#This Row],[Day]]))","v":"2021-02-05"},{"$f":"WEEKDAY(Tabulation[[#This Row],[Date]])","v":6},{"$f":"IF(OR(Tabulation[[#This Row],[DayNo]]=1,Tabulation[[#This Row],[DayNo]]=7),1,0)","v":0},{"$f":"COUNTIF(Holidays,Tabulation[[#This Row],[Date]])","v":0},{"$f":"CONCATENATE(Tabulation[[#This Row],[Holiday]],Tabulation[[#This Row],[Season]],Tabulation[[#This Row],[Weekend]],\"-\",IF(Tabulation[[#This Row],[Hour]]<10,0,\"\"),C884)","v":"0Winter0-16"},{"$f":"VLOOKUP(Tabulation[[#This Row],[Concat]],Table3[],8)","v":0.28519},{"$f":"(Tabulation[[#This Row],[AC System Output (kW)]]*Tabulation[[#This Row],[Rate]])","v":0.22264326995999997}]
[2,5,17,0,{"$f":"Tabulation[[#This Row],[AC System Output (W)]]/1000","v":0},{"$f":"VLOOKUP(Tabulation[[#This Row],[Month]],Season,2)","v":"Winter"},{"$f":"(DATE(2021,Tabulation[[#This Row],[Month]],Tabulation[[#This Row],[Day]]))","v":"2021-02-05"},{"$f":"WEEKDAY(Tabulation[[#This Row],[Date]])","v":6},{"$f":"IF(OR(Tabulation[[#This Row],[DayNo]]=1,Tabulation[[#This Row],[DayNo]]=7),1,0)","v":0},{"$f":"COUNTIF(Holidays,Tabulation[[#This Row],[Date]])","v":0},{"$f":"CONCATENATE(Tabulation[[#This Row],[Holiday]],Tabulation[[#This Row],[Season]],Tabulation[[#This Row],[Weekend]],\"-\",IF(Tabulation[[#This Row],[Hour]]<10,0,\"\"),C885)","v":"0Winter0-17"},{"$f":"VLOOKUP(Tabulation[[#This Row],[Concat]],Table3[],8)","v":0.30257000000000001},{"$f":"(Tabulation[[#This Row],[AC System Output (kW)]]*Tabulation[[#This Row],[Rate]])","v":0}]
[2,5,18,0,{"$f":"Tabulation[[#This Row],[AC System Output (W)]]/1000","v":0},{"$f":"VLOOKUP(Tabulation[[#This Row],[Month]],Season,2)","v":"Winter"},{"$f":"(DATE(2021,Tabulation[[#This Row],[Month]],Tabulation[[#This Row],[Day]]))","v":"2021-02-05"},{"$f":"WEEKDAY(Tabulation[[#This Row],[Date]])","v":6},{"$f":"IF(OR(Tabulation[[#This Row],[DayNo]]=1,Tabulation[[#This Row],[DayNo]]=7),1,0)","v":0},{"$f":"COUNTIF(Holidays,Tabulation[[#This Row],[Date]])","v":0},{"$f":"CONCATENATE(Tabulation[[#This Row],[Holiday]],Tabulation[[#This Row],[Season]],Tabulation[[#This Row],[Weekend]],\"-\",IF(Tabulation[[#This Row],[Hour]]<10,0,\"\"),C886)","v":"0Winter0-18"},{"$f":"VLOOKUP(Tabulation[[#This Row],[Concat]],Table3[],8)","v":0.30257000000000001},{"$f":"(Tabulation[[#This Row],[AC System Output (kW)]]*Tabulation[[#This Row],[Rate]])","v":0}]
[2,5,19,0,{"$f":"Tabulation[[#This Row],[AC System Output (W)]]/1000","v":0},{"$f":"VLOOKUP(Tabulation[[#This Row],[Month]],Season,2)","v":"Winter"},{"$f":"(DATE(2021,Tabulation[[#This Row],[Month]],Tabulation[[#This Row],[Day]]))","v":"2021-02-05"},{"$f":"WEEKDAY(Tabulation[[#This Row],[Date]])","v":6},{"$f":"IF(OR(Tabulation[[#This Row],[DayNo]]=1,Tabulation[[#This Row],[DayNo]]=7),1,0)","v":0},{"$f":"COUNTIF(Holidays,Tabulation[[#This Row],[Date]])","v":0},{"$f":"CONCATENATE(Tabulation[[#This Row],[Holiday]],Tabulation[[#This Row],[Season]],Tabulation[[#This Row],[Weekend]],\"-\",IF(Tabulation[[#This Row],[Hour]]<10,0,\"\"),C887)","v":"0Winter0-19"},{"$f":"VLOOKUP(Tabulation[[#This Row],[Concat]],Table3[],8)","v":0.30257000000000001},{"$f":"(Tabulation[[#This Row],[AC System Output (kW)]]*Tabulation[[#This Row],[Rate]])","v":0}]
[2,5,20,0,{"$f":"Tabulation[[#This Row],[AC System Output (W)]]/1000","v":0},{"$f":"VLOOKUP(Tabulation[[#This Row],[Month]],Season,2)","v":"Winter"},{"$f":"(DATE(2021,Tabulation[[#This Row],[Month]],Tabulation[[#This Row],[Day]]))","v":"2021-02-05"},{"$f":"WEEKDAY(Tabulation[[#This Row],[Date]])","v":6},{"$f":"IF(OR(Tabulation[[#This Row],[DayNo]]=1,Tabulation[[#This Row],[DayNo]]=7),1,0)","v":0},{"$f":"COUNTIF(Holidays,Tabulation[[#This Row],[Date]])","v":0},{"$f":"CONCATENATE(Tabulation[[#This Row],[Holiday]],Tabulation[[#This Row],[Season]],Tabulation[[#This Row],[Weekend]],\"-\",IF(Tabulation[[#This Row],[Hour]]<10,0,\"\"),C888)","v":"0Winter0-20"},{"$f":"VLOOKUP(Tabulation[[#This Row],[Concat]],Table3[],8)","v":0.28519},{"$f":"(Tabulation[[#This Row],[AC System Output (kW)]]*Tabulation[[#This Row],[Rate]])","v":0}]
[2,5,21,0,{"$f":"Tabulation[[#This Row],[AC System Output (W)]]/1000","v":0},{"$f":"VLOOKUP(Tabulation[[#This Row],[Month]],Season,2)","v":"Winter"},{"$f":"(DATE(2021,Tabulation[[#This Row],[Month]],Tabulation[[#This Row],[Day]]))","v":"2021-02-05"},{"$f":"WEEKDAY(Tabulation[[#This Row],[Date]])","v":6},{"$f":"IF(OR(Tabulation[[#This Row],[DayNo]]=1,Tabulation[[#This Row],[DayNo]]=7),1,0)","v":0},{"$f":"COUNTIF(Holidays,Tabulation[[#This Row],[Date]])","v":0},{"$f":"CONCATENATE(Tabulation[[#This Row],[Holiday]],Tabulation[[#This Row],[Season]],Tabulation[[#This Row],[Weekend]],\"-\",IF(Tabulation[[#This Row],[Hour]]<10,0,\"\"),C889)","v":"0Winter0-21"},{"$f":"VLOOKUP(Tabulation[[#This Row],[Concat]],Table3[],8)","v":0.28519},{"$f":"(Tabulation[[#This Row],[AC System Output (kW)]]*Tabulation[[#This Row],[Rate]])","v":0}]
[2,5,22,0,{"$f":"Tabulation[[#This Row],[AC System Output (W)]]/1000","v":0},{"$f":"VLOOKUP(Tabulation[[#This Row],[Month]],Season,2)","v":"Winter"},{"$f":"(DATE(2021,Tabulation[[#This Row],[Month]],Tabulation[[#This Row],[Day]]))","v":"2021-02-05"},{"$f":"WEEKDAY(Tabulation[[#This Row],[Date]])","v":6},{"$f":"IF(OR(Tabulation[[#This Row],[DayNo]]=1,Tabulation[[#This Row],[DayNo]]=7),1,0)","v":0},{"$f":"COUNTIF(Holidays,Tabulation[[#This Row],[Date]])","v":0},{"$f":"CONCATENATE(Tabulation[[#This Row],[Holiday]],Tabulation[[#This Row],[Season]],Tabulation[[#This Row],[Weekend]],\"-\",IF(Tabulation[[#This Row],[Hour]]<10,0,\"\"),C890)","v":"0Winter0-22"},{"$f":"VLOOKUP(Tabulation[[#This Row],[Concat]],Table3[],8)","v":0.28519},{"$f":"(Tabulation[[#This Row],[AC System Output (kW)]]*Tabulation[[#This Row],[Rate]])","v":0}]
[2,5,23,0,{"$f":"Tabulation[[#This Row],[AC System Output (W)]]/1000","v":0},{"$f":"VLOOKUP(Tabulation[[#This Row],[Month]],Season,2)","v":"Winter"},{"$f":"(DATE(2021,Tabulation[[#This Row],[Month]],Tabulation[[#This Row],[Day]]))","v":"2021-02-05"},{"$f":"WEEKDAY(Tabulation[[#This Row],[Date]])","v":6},{"$f":"IF(OR(Tabulation[[#This Row],[DayNo]]=1,Tabulation[[#This Row],[DayNo]]=7),1,0)","v":0},{"$f":"COUNTIF(Holidays,Tabulation[[#This Row],[Date]])","v":0},{"$f":"CONCATENATE(Tabulation[[#This Row],[Holiday]],Tabulation[[#This Row],[Season]],Tabulation[[#This Row],[Weekend]],\"-\",IF(Tabulation[[#This Row],[Hour]]<10,0,\"\"),C891)","v":"0Winter0-23"},{"$f":"VLOOKUP(Tabulation[[#This Row],[Concat]],Table3[],8)","v":0.28519},{"$f":"(Tabulation[[#This Row],[AC System Output (kW)]]*Tabulation[[#This Row],[Rate]])","v":0}]
[2,6,0,0,{"$f":"Tabulation[[#This Row],[AC System Output (W)]]/1000","v":0},{"$f":"VLOOKUP(Tabulation[[#This Row],[Month]],Season,2)","v":"Winter"},{"$f":"(DATE(2021,Tabulation[[#This Row],[Month]],Tabulation[[#This Row],[Day]]))","v":"2021-02-06"},{"$f":"WEEKDAY(Tabulation[[#This Row],[Date]])","v":7},{"$f":"IF(OR(Tabulation[[#This Row],[DayNo]]=1,Tabulation[[#This Row],[DayNo]]=7),1,0)","v":1},{"$f":"COUNTIF(Holidays,Tabulation[[#This Row],[Date]])","v":0},{"$f":"CONCATENATE(Tabulation[[#This Row],[Holiday]],Tabulation[[#This Row],[Season]],Tabulation[[#This Row],[Weekend]],\"-\",IF(Tabulation[[#This Row],[Hour]]<10,0,\"\"),C892)","v":"0Winter1-00"},{"$f":"VLOOKUP(Tabulation[[#This Row],[Concat]],Table3[],8)","v":0.28519},{"$f":"(Tabulation[[#This Row],[AC System Output (kW)]]*Tabulation[[#This Row],[Rate]])","v":0}]
[2,6,1,0,{"$f":"Tabulation[[#This Row],[AC System Output (W)]]/1000","v":0},{"$f":"VLOOKUP(Tabulation[[#This Row],[Month]],Season,2)","v":"Winter"},{"$f":"(DATE(2021,Tabulation[[#This Row],[Month]],Tabulation[[#This Row],[Day]]))","v":"2021-02-06"},{"$f":"WEEKDAY(Tabulation[[#This Row],[Date]])","v":7},{"$f":"IF(OR(Tabulation[[#This Row],[DayNo]]=1,Tabulation[[#This Row],[DayNo]]=7),1,0)","v":1},{"$f":"COUNTIF(Holidays,Tabulation[[#This Row],[Date]])","v":0},{"$f":"CONCATENATE(Tabulation[[#This Row],[Holiday]],Tabulation[[#This Row],[Season]],Tabulation[[#This Row],[Weekend]],\"-\",IF(Tabulation[[#This Row],[Hour]]<10,0,\"\"),C893)","v":"0Winter1-01"},{"$f":"VLOOKUP(Tabulation[[#This Row],[Concat]],Table3[],8)","v":0.28519},{"$f":"(Tabulation[[#This Row],[AC System Output (kW)]]*Tabulation[[#This Row],[Rate]])","v":0}]
[2,6,2,0,{"$f":"Tabulation[[#This Row],[AC System Output (W)]]/1000","v":0},{"$f":"VLOOKUP(Tabulation[[#This Row],[Month]],Season,2)","v":"Winter"},{"$f":"(DATE(2021,Tabulation[[#This Row],[Month]],Tabulation[[#This Row],[Day]]))","v":"2021-02-06"},{"$f":"WEEKDAY(Tabulation[[#This Row],[Date]])","v":7},{"$f":"IF(OR(Tabulation[[#This Row],[DayNo]]=1,Tabulation[[#This Row],[DayNo]]=7),1,0)","v":1},{"$f":"COUNTIF(Holidays,Tabulation[[#This Row],[Date]])","v":0},{"$f":"CONCATENATE(Tabulation[[#This Row],[Holiday]],Tabulation[[#This Row],[Season]],Tabulation[[#This Row],[Weekend]],\"-\",IF(Tabulation[[#This Row],[Hour]]<10,0,\"\"),C894)","v":"0Winter1-02"},{"$f":"VLOOKUP(Tabulation[[#This Row],[Concat]],Table3[],8)","v":0.28519},{"$f":"(Tabulation[[#This Row],[AC System Output (kW)]]*Tabulation[[#This Row],[Rate]])","v":0}]
[2,6,3,0,{"$f":"Tabulation[[#This Row],[AC System Output (W)]]/1000","v":0},{"$f":"VLOOKUP(Tabulation[[#This Row],[Month]],Season,2)","v":"Winter"},{"$f":"(DATE(2021,Tabulation[[#This Row],[Month]],Tabulation[[#This Row],[Day]]))","v":"2021-02-06"},{"$f":"WEEKDAY(Tabulation[[#This Row],[Date]])","v":7},{"$f":"IF(OR(Tabulation[[#This Row],[DayNo]]=1,Tabulation[[#This Row],[DayNo]]=7),1,0)","v":1},{"$f":"COUNTIF(Holidays,Tabulation[[#This Row],[Date]])","v":0},{"$f":"CONCATENATE(Tabulation[[#This Row],[Holiday]],Tabulation[[#This Row],[Season]],Tabulation[[#This Row],[Weekend]],\"-\",IF(Tabulation[[#This Row],[Hour]]<10,0,\"\"),C895)","v":"0Winter1-03"},{"$f":"VLOOKUP(Tabulation[[#This Row],[Concat]],Table3[],8)","v":0.28519},{"$f":"(Tabulation[[#This Row],[AC System Output (kW)]]*Tabulation[[#This Row],[Rate]])","v":0}]
[2,6,4,0,{"$f":"Tabulation[[#This Row],[AC System Output (W)]]/1000","v":0},{"$f":"VLOOKUP(Tabulation[[#This Row],[Month]],Season,2)","v":"Winter"},{"$f":"(DATE(2021,Tabulation[[#This Row],[Month]],Tabulation[[#This Row],[Day]]))","v":"2021-02-06"},{"$f":"WEEKDAY(Tabulation[[#This Row],[Date]])","v":7},{"$f":"IF(OR(Tabulation[[#This Row],[DayNo]]=1,Tabulation[[#This Row],[DayNo]]=7),1,0)","v":1},{"$f":"COUNTIF(Holidays,Tabulation[[#This Row],[Date]])","v":0},{"$f":"CONCATENATE(Tabulation[[#This Row],[Holiday]],Tabulation[[#This Row],[Season]],Tabulation[[#This Row],[Weekend]],\"-\",IF(Tabulation[[#This Row],[Hour]]<10,0,\"\"),C896)","v":"0Winter1-04"},{"$f":"VLOOKUP(Tabulation[[#This Row],[Concat]],Table3[],8)","v":0.28519},{"$f":"(Tabulation[[#This Row],[AC System Output (kW)]]*Tabulation[[#This Row],[Rate]])","v":0}]
[2,6,5,0,{"$f":"Tabulation[[#This Row],[AC System Output (W)]]/1000","v":0},{"$f":"VLOOKUP(Tabulation[[#This Row],[Month]],Season,2)","v":"Winter"},{"$f":"(DATE(2021,Tabulation[[#This Row],[Month]],Tabulation[[#This Row],[Day]]))","v":"2021-02-06"},{"$f":"WEEKDAY(Tabulation[[#This Row],[Date]])","v":7},{"$f":"IF(OR(Tabulation[[#This Row],[DayNo]]=1,Tabulation[[#This Row],[DayNo]]=7),1,0)","v":1},{"$f":"COUNTIF(Holidays,Tabulation[[#This Row],[Date]])","v":0},{"$f":"CONCATENATE(Tabulation[[#This Row],[Holiday]],Tabulation[[#This Row],[Season]],Tabulation[[#This Row],[Weekend]],\"-\",IF(Tabulation[[#This Row],[Hour]]<10,0,\"\"),C897)","v":"0Winter1-05"},{"$f":"VLOOKUP(Tabulation[[#This Row],[Concat]],Table3[],8)","v":0.28519},{"$f":"(Tabulation[[#This Row],[AC System Output (kW)]]*Tabulation[[#This Row],[Rate]])","v":0}]
[2,6,6,0,{"$f":"Tabulation[[#This Row],[AC System Output (W)]]/1000","v":0},{"$f":"VLOOKUP(Tabulation[[#This Row],[Month]],Season,2)","v":"Winter"},{"$f":"(DATE(2021,Tabulation[[#This Row],[Month]],Tabulation[[#This Row],[Day]]))","v":"2021-02-06"},{"$f":"WEEKDAY(Tabulation[[#This Row],[Date]])","v":7},{"$f":"IF(OR(Tabulation[[#This Row],[DayNo]]=1,Tabulation[[#This Row],[DayNo]]=7),1,0)","v":1},{"$f":"COUNTIF(Holidays,Tabulation[[#This Row],[Date]])","v":0},{"$f":"CONCATENATE(Tabulation[[#This Row],[Holiday]],Tabulation[[#This Row],[Season]],Tabulation[[#This Row],[Weekend]],\"-\",IF(Tabulation[[#This Row],[Hour]]<10,0,\"\"),C898)","v":"0Winter1-06"},{"$f":"VLOOKUP(Tabulation[[#This Row],[Concat]],Table3[],8)","v":0.28519},{"$f":"(Tabulation[[#This Row],[AC System Output (kW)]]*Tabulation[[#This Row],[Rate]])","v":0}]
[2,6,7,309.09899999999999,{"$f":"Tabulation[[#This Row],[AC System Output (W)]]/1000","v":0.30909900000000001},{"$f":"VLOOKUP(Tabulation[[#This Row],[Month]],Season,2)","v":"Winter"},{"$f":"(DATE(2021,Tabulation[[#This Row],[Month]],Tabulation[[#This Row],[Day]]))","v":"2021-02-06"},{"$f":"WEEKDAY(Tabulation[[#This Row],[Date]])","v":7},{"$f":"IF(OR(Tabulation[[#This Row],[DayNo]]=1,Tabulation[[#This Row],[DayNo]]=7),1,0)","v":1},{"$f":"COUNTIF(Holidays,Tabulation[[#This Row],[Date]])","v":0},{"$f":"CONCATENATE(Tabulation[[#This Row],[Holiday]],Tabulation[[#This Row],[Season]],Tabulation[[#This Row],[Weekend]],\"-\",IF(Tabulation[[#This Row],[Hour]]<10,0,\"\"),C899)","v":"0Winter1-07"},{"$f":"VLOOKUP(Tabulation[[#This Row],[Concat]],Table3[],8)","v":0.28519},{"$f":"(Tabulation[[#This Row],[AC System Output (kW)]]*Tabulation[[#This Row],[Rate]])","v":8.8151943810000008E-2}]
[2,6,8,1194.3630000000001,{"$f":"Tabulation[[#This Row],[AC System Output (W)]]/1000","v":1.1943630000000001},{"$f":"VLOOKUP(Tabulation[[#This Row],[Month]],Season,2)","v":"Winter"},{"$f":"(DATE(2021,Tabulation[[#This Row],[Month]],Tabulation[[#This Row],[Day]]))","v":"2021-02-06"},{"$f":"WEEKDAY(Tabulation[[#This Row],[Date]])","v":7},{"$f":"IF(OR(Tabulation[[#This Row],[DayNo]]=1,Tabulation[[#This Row],[DayNo]]=7),1,0)","v":1},{"$f":"COUNTIF(Holidays,Tabulation[[#This Row],[Date]])","v":0},{"$f":"CONCATENATE(Tabulation[[#This Row],[Holiday]],Tabulation[[#This Row],[Season]],Tabulation[[#This Row],[Weekend]],\"-\",IF(Tabulation[[#This Row],[Hour]]<10,0,\"\"),C900)","v":"0Winter1-08"},{"$f":"VLOOKUP(Tabulation[[#This Row],[Concat]],Table3[],8)","v":0.28519},{"$f":"(Tabulation[[#This Row],[AC System Output (kW)]]*Tabulation[[#This Row],[Rate]])","v":0.34062038397}]
[2,6,9,1957.2070000000001,{"$f":"Tabulation[[#This Row],[AC System Output (W)]]/1000","v":1.9572070000000001},{"$f":"VLOOKUP(Tabulation[[#This Row],[Month]],Season,2)","v":"Winter"},{"$f":"(DATE(2021,Tabulation[[#This Row],[Month]],Tabulation[[#This Row],[Day]]))","v":"2021-02-06"},{"$f":"WEEKDAY(Tabulation[[#This Row],[Date]])","v":7},{"$f":"IF(OR(Tabulation[[#This Row],[DayNo]]=1,Tabulation[[#This Row],[DayNo]]=7),1,0)","v":1},{"$f":"COUNTIF(Holidays,Tabulation[[#This Row],[Date]])","v":0},{"$f":"CONCATENATE(Tabulation[[#This Row],[Holiday]],Tabulation[[#This Row],[Season]],Tabulation[[#This Row],[Weekend]],\"-\",IF(Tabulation[[#This Row],[Hour]]<10,0,\"\"),C901)","v":"0Winter1-09"},{"$f":"VLOOKUP(Tabulation[[#This Row],[Concat]],Table3[],8)","v":0.28519},{"$f":"(Tabulation[[#This Row],[AC System Output (kW)]]*Tabulation[[#This Row],[Rate]])","v":0.55817586432999999}]
[2,6,10,2501.11,{"$f":"Tabulation[[#This Row],[AC System Output (W)]]/1000","v":2.5011100000000002},{"$f":"VLOOKUP(Tabulation[[#This Row],[Month]],Season,2)","v":"Winter"},{"$f":"(DATE(2021,Tabulation[[#This Row],[Month]],Tabulation[[#This Row],[Day]]))","v":"2021-02-06"},{"$f":"WEEKDAY(Tabulation[[#This Row],[Date]])","v":7},{"$f":"IF(OR(Tabulation[[#This Row],[DayNo]]=1,Tabulation[[#This Row],[DayNo]]=7),1,0)","v":1},{"$f":"COUNTIF(Holidays,Tabulation[[#This Row],[Date]])","v":0},{"$f":"CONCATENATE(Tabulation[[#This Row],[Holiday]],Tabulation[[#This Row],[Season]],Tabulation[[#This Row],[Weekend]],\"-\",IF(Tabulation[[#This Row],[Hour]]<10,0,\"\"),C902)","v":"0Winter1-10"},{"$f":"VLOOKUP(Tabulation[[#This Row],[Concat]],Table3[],8)","v":0.28519},{"$f":"(Tabulation[[#This Row],[AC System Output (kW)]]*Tabulation[[#This Row],[Rate]])","v":0.71329156090000001}]
[2,6,11,2773.3440000000001,{"$f":"Tabulation[[#This Row],[AC System Output (W)]]/1000","v":2.7733440000000003},{"$f":"VLOOKUP(Tabulation[[#This Row],[Month]],Season,2)","v":"Winter"},{"$f":"(DATE(2021,Tabulation[[#This Row],[Month]],Tabulation[[#This Row],[Day]]))","v":"2021-02-06"},{"$f":"WEEKDAY(Tabulation[[#This Row],[Date]])","v":7},{"$f":"IF(OR(Tabulation[[#This Row],[DayNo]]=1,Tabulation[[#This Row],[DayNo]]=7),1,0)","v":1},{"$f":"COUNTIF(Holidays,Tabulation[[#This Row],[Date]])","v":0},{"$f":"CONCATENATE(Tabulation[[#This Row],[Holiday]],Tabulation[[#This Row],[Season]],Tabulation[[#This Row],[Weekend]],\"-\",IF(Tabulation[[#This Row],[Hour]]<10,0,\"\"),C903)","v":"0Winter1-11"},{"$f":"VLOOKUP(Tabulation[[#This Row],[Concat]],Table3[],8)","v":0.28519},{"$f":"(Tabulation[[#This Row],[AC System Output (kW)]]*Tabulation[[#This Row],[Rate]])","v":0.79092997536000009}]
[2,6,12,2833.5140000000001,{"$f":"Tabulation[[#This Row],[AC System Output (W)]]/1000","v":2.8335140000000001},{"$f":"VLOOKUP(Tabulation[[#This Row],[Month]],Season,2)","v":"Winter"},{"$f":"(DATE(2021,Tabulation[[#This Row],[Month]],Tabulation[[#This Row],[Day]]))","v":"2021-02-06"},{"$f":"WEEKDAY(Tabulation[[#This Row],[Date]])","v":7},{"$f":"IF(OR(Tabulation[[#This Row],[DayNo]]=1,Tabulation[[#This Row],[DayNo]]=7),1,0)","v":1},{"$f":"COUNTIF(Holidays,Tabulation[[#This Row],[Date]])","v":0},{"$f":"CONCATENATE(Tabulation[[#This Row],[Holiday]],Tabulation[[#This Row],[Season]],Tabulation[[#This Row],[Weekend]],\"-\",IF(Tabulation[[#This Row],[Hour]]<10,0,\"\"),C904)","v":"0Winter1-12"},{"$f":"VLOOKUP(Tabulation[[#This Row],[Concat]],Table3[],8)","v":0.28519},{"$f":"(Tabulation[[#This Row],[AC System Output (kW)]]*Tabulation[[#This Row],[Rate]])","v":0.80808985766000008}]
[2,6,13,2699.6860000000001,{"$f":"Tabulation[[#This Row],[AC System Output (W)]]/1000","v":2.6996860000000003},{"$f":"VLOOKUP(Tabulation[[#This Row],[Month]],Season,2)","v":"Winter"},{"$f":"(DATE(2021,Tabulation[[#This Row],[Month]],Tabulation[[#This Row],[Day]]))","v":"2021-02-06"},{"$f":"WEEKDAY(Tabulation[[#This Row],[Date]])","v":7},{"$f":"IF(OR(Tabulation[[#This Row],[DayNo]]=1,Tabulation[[#This Row],[DayNo]]=7),1,0)","v":1},{"$f":"COUNTIF(Holidays,Tabulation[[#This Row],[Date]])","v":0},{"$f":"CONCATENATE(Tabulation[[#This Row],[Holiday]],Tabulation[[#This Row],[Season]],Tabulation[[#This Row],[Weekend]],\"-\",IF(Tabulation[[#This Row],[Hour]]<10,0,\"\"),C905)","v":"0Winter1-13"},{"$f":"VLOOKUP(Tabulation[[#This Row],[Concat]],Table3[],8)","v":0.28519},{"$f":"(Tabulation[[#This Row],[AC System Output (kW)]]*Tabulation[[#This Row],[Rate]])","v":0.76992345034000009}]
[2,6,14,2300.6950000000002,{"$f":"Tabulation[[#This Row],[AC System Output (W)]]/1000","v":2.3006950000000002},{"$f":"VLOOKUP(Tabulation[[#This Row],[Month]],Season,2)","v":"Winter"},{"$f":"(DATE(2021,Tabulation[[#This Row],[Month]],Tabulation[[#This Row],[Day]]))","v":"2021-02-06"},{"$f":"WEEKDAY(Tabulation[[#This Row],[Date]])","v":7},{"$f":"IF(OR(Tabulation[[#This Row],[DayNo]]=1,Tabulation[[#This Row],[DayNo]]=7),1,0)","v":1},{"$f":"COUNTIF(Holidays,Tabulation[[#This Row],[Date]])","v":0},{"$f":"CONCATENATE(Tabulation[[#This Row],[Holiday]],Tabulation[[#This Row],[Season]],Tabulation[[#This Row],[Weekend]],\"-\",IF(Tabulation[[#This Row],[Hour]]<10,0,\"\"),C906)","v":"0Winter1-14"},{"$f":"VLOOKUP(Tabulation[[#This Row],[Concat]],Table3[],8)","v":0.28519},{"$f":"(Tabulation[[#This Row],[AC System Output (kW)]]*Tabulation[[#This Row],[Rate]])","v":0.65613520705000006}]
[2,6,15,1665.7670000000001,{"$f":"Tabulation[[#This Row],[AC System Output (W)]]/1000","v":1.665767},{"$f":"VLOOKUP(Tabulation[[#This Row],[Month]],Season,2)","v":"Winter"},{"$f":"(DATE(2021,Tabulation[[#This Row],[Month]],Tabulation[[#This Row],[Day]]))","v":"2021-02-06"},{"$f":"WEEKDAY(Tabulation[[#This Row],[Date]])","v":7},{"$f":"IF(OR(Tabulation[[#This Row],[DayNo]]=1,Tabulation[[#This Row],[DayNo]]=7),1,0)","v":1},{"$f":"COUNTIF(Holidays,Tabulation[[#This Row],[Date]])","v":0},{"$f":"CONCATENATE(Tabulation[[#This Row],[Holiday]],Tabulation[[#This Row],[Season]],Tabulation[[#This Row],[Weekend]],\"-\",IF(Tabulation[[#This Row],[Hour]]<10,0,\"\"),C907)","v":"0Winter1-15"},{"$f":"VLOOKUP(Tabulation[[#This Row],[Concat]],Table3[],8)","v":0.28519},{"$f":"(Tabulation[[#This Row],[AC System Output (kW)]]*Tabulation[[#This Row],[Rate]])","v":0.47506009073}]
[2,6,16,815.11900000000003,{"$f":"Tabulation[[#This Row],[AC System Output (W)]]/1000","v":0.81511900000000004},{"$f":"VLOOKUP(Tabulation[[#This Row],[Month]],Season,2)","v":"Winter"},{"$f":"(DATE(2021,Tabulation[[#This Row],[Month]],Tabulation[[#This Row],[Day]]))","v":"2021-02-06"},{"$f":"WEEKDAY(Tabulation[[#This Row],[Date]])","v":7},{"$f":"IF(OR(Tabulation[[#This Row],[DayNo]]=1,Tabulation[[#This Row],[DayNo]]=7),1,0)","v":1},{"$f":"COUNTIF(Holidays,Tabulation[[#This Row],[Date]])","v":0},{"$f":"CONCATENATE(Tabulation[[#This Row],[Holiday]],Tabulation[[#This Row],[Season]],Tabulation[[#This Row],[Weekend]],\"-\",IF(Tabulation[[#This Row],[Hour]]<10,0,\"\"),C908)","v":"0Winter1-16"},{"$f":"VLOOKUP(Tabulation[[#This Row],[Concat]],Table3[],8)","v":0.28519},{"$f":"(Tabulation[[#This Row],[AC System Output (kW)]]*Tabulation[[#This Row],[Rate]])","v":0.23246378761}]
[2,6,17,0,{"$f":"Tabulation[[#This Row],[AC System Output (W)]]/1000","v":0},{"$f":"VLOOKUP(Tabulation[[#This Row],[Month]],Season,2)","v":"Winter"},{"$f":"(DATE(2021,Tabulation[[#This Row],[Month]],Tabulation[[#This Row],[Day]]))","v":"2021-02-06"},{"$f":"WEEKDAY(Tabulation[[#This Row],[Date]])","v":7},{"$f":"IF(OR(Tabulation[[#This Row],[DayNo]]=1,Tabulation[[#This Row],[DayNo]]=7),1,0)","v":1},{"$f":"COUNTIF(Holidays,Tabulation[[#This Row],[Date]])","v":0},{"$f":"CONCATENATE(Tabulation[[#This Row],[Holiday]],Tabulation[[#This Row],[Season]],Tabulation[[#This Row],[Weekend]],\"-\",IF(Tabulation[[#This Row],[Hour]]<10,0,\"\"),C909)","v":"0Winter1-17"},{"$f":"VLOOKUP(Tabulation[[#This Row],[Concat]],Table3[],8)","v":0.28519},{"$f":"(Tabulation[[#This Row],[AC System Output (kW)]]*Tabulation[[#This Row],[Rate]])","v":0}]
[2,6,18,0,{"$f":"Tabulation[[#This Row],[AC System Output (W)]]/1000","v":0},{"$f":"VLOOKUP(Tabulation[[#This Row],[Month]],Season,2)","v":"Winter"},{"$f":"(DATE(2021,Tabulation[[#This Row],[Month]],Tabulation[[#This Row],[Day]]))","v":"2021-02-06"},{"$f":"WEEKDAY(Tabulation[[#This Row],[Date]])","v":7},{"$f":"IF(OR(Tabulation[[#This Row],[DayNo]]=1,Tabulation[[#This Row],[DayNo]]=7),1,0)","v":1},{"$f":"COUNTIF(Holidays,Tabulation[[#This Row],[Date]])","v":0},{"$f":"CONCATENATE(Tabulation[[#This Row],[Holiday]],Tabulation[[#This Row],[Season]],Tabulation[[#This Row],[Weekend]],\"-\",IF(Tabulation[[#This Row],[Hour]]<10,0,\"\"),C910)","v":"0Winter1-18"},{"$f":"VLOOKUP(Tabulation[[#This Row],[Concat]],Table3[],8)","v":0.28519},{"$f":"(Tabulation[[#This Row],[AC System Output (kW)]]*Tabulation[[#This Row],[Rate]])","v":0}]
[2,6,19,0,{"$f":"Tabulation[[#This Row],[AC System Output (W)]]/1000","v":0},{"$f":"VLOOKUP(Tabulation[[#This Row],[Month]],Season,2)","v":"Winter"},{"$f":"(DATE(2021,Tabulation[[#This Row],[Month]],Tabulation[[#This Row],[Day]]))","v":"2021-02-06"},{"$f":"WEEKDAY(Tabulation[[#This Row],[Date]])","v":7},{"$f":"IF(OR(Tabulation[[#This Row],[DayNo]]=1,Tabulation[[#This Row],[DayNo]]=7),1,0)","v":1},{"$f":"COUNTIF(Holidays,Tabulation[[#This Row],[Date]])","v":0},{"$f":"CONCATENATE(Tabulation[[#This Row],[Holiday]],Tabulation[[#This Row],[Season]],Tabulation[[#This Row],[Weekend]],\"-\",IF(Tabulation[[#This Row],[Hour]]<10,0,\"\"),C911)","v":"0Winter1-19"},{"$f":"VLOOKUP(Tabulation[[#This Row],[Concat]],Table3[],8)","v":0.28519},{"$f":"(Tabulation[[#This Row],[AC System Output (kW)]]*Tabulation[[#This Row],[Rate]])","v":0}]
[2,6,20,0,{"$f":"Tabulation[[#This Row],[AC System Output (W)]]/1000","v":0},{"$f":"VLOOKUP(Tabulation[[#This Row],[Month]],Season,2)","v":"Winter"},{"$f":"(DATE(2021,Tabulation[[#This Row],[Month]],Tabulation[[#This Row],[Day]]))","v":"2021-02-06"},{"$f":"WEEKDAY(Tabulation[[#This Row],[Date]])","v":7},{"$f":"IF(OR(Tabulation[[#This Row],[DayNo]]=1,Tabulation[[#This Row],[DayNo]]=7),1,0)","v":1},{"$f":"COUNTIF(Holidays,Tabulation[[#This Row],[Date]])","v":0},{"$f":"CONCATENATE(Tabulation[[#This Row],[Holiday]],Tabulation[[#This Row],[Season]],Tabulation[[#This Row],[Weekend]],\"-\",IF(Tabulation[[#This Row],[Hour]]<10,0,\"\"),C912)","v":"0Winter1-20"},{"$f":"VLOOKUP(Tabulation[[#This Row],[Concat]],Table3[],8)","v":0.28519},{"$f":"(Tabulation[[#This Row],[AC System Output (kW)]]*Tabulation[[#This Row],[Rate]])","v":0}]
[2,6,21,0,{"$f":"Tabulation[[#This Row],[AC System Output (W)]]/1000","v":0},{"$f":"VLOOKUP(Tabulation[[#This Row],[Month]],Season,2)","v":"Winter"},{"$f":"(DATE(2021,Tabulation[[#This Row],[Month]],Tabulation[[#This Row],[Day]]))","v":"2021-02-06"},{"$f":"WEEKDAY(Tabulation[[#This Row],[Date]])","v":7},{"$f":"IF(OR(Tabulation[[#This Row],[DayNo]]=1,Tabulation[[#This Row],[DayNo]]=7),1,0)","v":1},{"$f":"COUNTIF(Holidays,Tabulation[[#This Row],[Date]])","v":0},{"$f":"CONCATENATE(Tabulation[[#This Row],[Holiday]],Tabulation[[#This Row],[Season]],Tabulation[[#This Row],[Weekend]],\"-\",IF(Tabulation[[#This Row],[Hour]]<10,0,\"\"),C913)","v":"0Winter1-21"},{"$f":"VLOOKUP(Tabulation[[#This Row],[Concat]],Table3[],8)","v":0.28519},{"$f":"(Tabulation[[#This Row],[AC System Output (kW)]]*Tabulation[[#This Row],[Rate]])","v":0}]
[2,6,22,0,{"$f":"Tabulation[[#This Row],[AC System Output (W)]]/1000","v":0},{"$f":"VLOOKUP(Tabulation[[#This Row],[Month]],Season,2)","v":"Winter"},{"$f":"(DATE(2021,Tabulation[[#This Row],[Month]],Tabulation[[#This Row],[Day]]))","v":"2021-02-06"},{"$f":"WEEKDAY(Tabulation[[#This Row],[Date]])","v":7},{"$f":"IF(OR(Tabulation[[#This Row],[DayNo]]=1,Tabulation[[#This Row],[DayNo]]=7),1,0)","v":1},{"$f":"COUNTIF(Holidays,Tabulation[[#This Row],[Date]])","v":0},{"$f":"CONCATENATE(Tabulation[[#This Row],[Holiday]],Tabulation[[#This Row],[Season]],Tabulation[[#This Row],[Weekend]],\"-\",IF(Tabulation[[#This Row],[Hour]]<10,0,\"\"),C914)","v":"0Winter1-22"},{"$f":"VLOOKUP(Tabulation[[#This Row],[Concat]],Table3[],8)","v":0.28519},{"$f":"(Tabulation[[#This Row],[AC System Output (kW)]]*Tabulation[[#This Row],[Rate]])","v":0}]
[2,6,23,0,{"$f":"Tabulation[[#This Row],[AC System Output (W)]]/1000","v":0},{"$f":"VLOOKUP(Tabulation[[#This Row],[Month]],Season,2)","v":"Winter"},{"$f":"(DATE(2021,Tabulation[[#This Row],[Month]],Tabulation[[#This Row],[Day]]))","v":"2021-02-06"},{"$f":"WEEKDAY(Tabulation[[#This Row],[Date]])","v":7},{"$f":"IF(OR(Tabulation[[#This Row],[DayNo]]=1,Tabulation[[#This Row],[DayNo]]=7),1,0)","v":1},{"$f":"COUNTIF(Holidays,Tabulation[[#This Row],[Date]])","v":0},{"$f":"CONCATENATE(Tabulation[[#This Row],[Holiday]],Tabulation[[#This Row],[Season]],Tabulation[[#This Row],[Weekend]],\"-\",IF(Tabulation[[#This Row],[Hour]]<10,0,\"\"),C915)","v":"0Winter1-23"},{"$f":"VLOOKUP(Tabulation[[#This Row],[Concat]],Table3[],8)","v":0.28519},{"$f":"(Tabulation[[#This Row],[AC System Output (kW)]]*Tabulation[[#This Row],[Rate]])","v":0}]
[2,7,0,0,{"$f":"Tabulation[[#This Row],[AC System Output (W)]]/1000","v":0},{"$f":"VLOOKUP(Tabulation[[#This Row],[Month]],Season,2)","v":"Winter"},{"$f":"(DATE(2021,Tabulation[[#This Row],[Month]],Tabulation[[#This Row],[Day]]))","v":"2021-02-07"},{"$f":"WEEKDAY(Tabulation[[#This Row],[Date]])","v":1},{"$f":"IF(OR(Tabulation[[#This Row],[DayNo]]=1,Tabulation[[#This Row],[DayNo]]=7),1,0)","v":1},{"$f":"COUNTIF(Holidays,Tabulation[[#This Row],[Date]])","v":0},{"$f":"CONCATENATE(Tabulation[[#This Row],[Holiday]],Tabulation[[#This Row],[Season]],Tabulation[[#This Row],[Weekend]],\"-\",IF(Tabulation[[#This Row],[Hour]]<10,0,\"\"),C916)","v":"0Winter1-00"},{"$f":"VLOOKUP(Tabulation[[#This Row],[Concat]],Table3[],8)","v":0.28519},{"$f":"(Tabulation[[#This Row],[AC System Output (kW)]]*Tabulation[[#This Row],[Rate]])","v":0}]
[2,7,1,0,{"$f":"Tabulation[[#This Row],[AC System Output (W)]]/1000","v":0},{"$f":"VLOOKUP(Tabulation[[#This Row],[Month]],Season,2)","v":"Winter"},{"$f":"(DATE(2021,Tabulation[[#This Row],[Month]],Tabulation[[#This Row],[Day]]))","v":"2021-02-07"},{"$f":"WEEKDAY(Tabulation[[#This Row],[Date]])","v":1},{"$f":"IF(OR(Tabulation[[#This Row],[DayNo]]=1,Tabulation[[#This Row],[DayNo]]=7),1,0)","v":1},{"$f":"COUNTIF(Holidays,Tabulation[[#This Row],[Date]])","v":0},{"$f":"CONCATENATE(Tabulation[[#This Row],[Holiday]],Tabulation[[#This Row],[Season]],Tabulation[[#This Row],[Weekend]],\"-\",IF(Tabulation[[#This Row],[Hour]]<10,0,\"\"),C917)","v":"0Winter1-01"},{"$f":"VLOOKUP(Tabulation[[#This Row],[Concat]],Table3[],8)","v":0.28519},{"$f":"(Tabulation[[#This Row],[AC System Output (kW)]]*Tabulation[[#This Row],[Rate]])","v":0}]
[2,7,2,0,{"$f":"Tabulation[[#This Row],[AC System Output (W)]]/1000","v":0},{"$f":"VLOOKUP(Tabulation[[#This Row],[Month]],Season,2)","v":"Winter"},{"$f":"(DATE(2021,Tabulation[[#This Row],[Month]],Tabulation[[#This Row],[Day]]))","v":"2021-02-07"},{"$f":"WEEKDAY(Tabulation[[#This Row],[Date]])","v":1},{"$f":"IF(OR(Tabulation[[#This Row],[DayNo]]=1,Tabulation[[#This Row],[DayNo]]=7),1,0)","v":1},{"$f":"COUNTIF(Holidays,Tabulation[[#This Row],[Date]])","v":0},{"$f":"CONCATENATE(Tabulation[[#This Row],[Holiday]],Tabulation[[#This Row],[Season]],Tabulation[[#This Row],[Weekend]],\"-\",IF(Tabulation[[#This Row],[Hour]]<10,0,\"\"),C918)","v":"0Winter1-02"},{"$f":"VLOOKUP(Tabulation[[#This Row],[Concat]],Table3[],8)","v":0.28519},{"$f":"(Tabulation[[#This Row],[AC System Output (kW)]]*Tabulation[[#This Row],[Rate]])","v":0}]
[2,7,3,0,{"$f":"Tabulation[[#This Row],[AC System Output (W)]]/1000","v":0},{"$f":"VLOOKUP(Tabulation[[#This Row],[Month]],Season,2)","v":"Winter"},{"$f":"(DATE(2021,Tabulation[[#This Row],[Month]],Tabulation[[#This Row],[Day]]))","v":"2021-02-07"},{"$f":"WEEKDAY(Tabulation[[#This Row],[Date]])","v":1},{"$f":"IF(OR(Tabulation[[#This Row],[DayNo]]=1,Tabulation[[#This Row],[DayNo]]=7),1,0)","v":1},{"$f":"COUNTIF(Holidays,Tabulation[[#This Row],[Date]])","v":0},{"$f":"CONCATENATE(Tabulation[[#This Row],[Holiday]],Tabulation[[#This Row],[Season]],Tabulation[[#This Row],[Weekend]],\"-\",IF(Tabulation[[#This Row],[Hour]]<10,0,\"\"),C919)","v":"0Winter1-03"},{"$f":"VLOOKUP(Tabulation[[#This Row],[Concat]],Table3[],8)","v":0.28519},{"$f":"(Tabulation[[#This Row],[AC System Output (kW)]]*Tabulation[[#This Row],[Rate]])","v":0}]
[2,7,4,0,{"$f":"Tabulation[[#This Row],[AC System Output (W)]]/1000","v":0},{"$f":"VLOOKUP(Tabulation[[#This Row],[Month]],Season,2)","v":"Winter"},{"$f":"(DATE(2021,Tabulation[[#This Row],[Month]],Tabulation[[#This Row],[Day]]))","v":"2021-02-07"},{"$f":"WEEKDAY(Tabulation[[#This Row],[Date]])","v":1},{"$f":"IF(OR(Tabulation[[#This Row],[DayNo]]=1,Tabulation[[#This Row],[DayNo]]=7),1,0)","v":1},{"$f":"COUNTIF(Holidays,Tabulation[[#This Row],[Date]])","v":0},{"$f":"CONCATENATE(Tabulation[[#This Row],[Holiday]],Tabulation[[#This Row],[Season]],Tabulation[[#This Row],[Weekend]],\"-\",IF(Tabulation[[#This Row],[Hour]]<10,0,\"\"),C920)","v":"0Winter1-04"},{"$f":"VLOOKUP(Tabulation[[#This Row],[Concat]],Table3[],8)","v":0.28519},{"$f":"(Tabulation[[#This Row],[AC System Output (kW)]]*Tabulation[[#This Row],[Rate]])","v":0}]
[2,7,5,0,{"$f":"Tabulation[[#This Row],[AC System Output (W)]]/1000","v":0},{"$f":"VLOOKUP(Tabulation[[#This Row],[Month]],Season,2)","v":"Winter"},{"$f":"(DATE(2021,Tabulation[[#This Row],[Month]],Tabulation[[#This Row],[Day]]))","v":"2021-02-07"},{"$f":"WEEKDAY(Tabulation[[#This Row],[Date]])","v":1},{"$f":"IF(OR(Tabulation[[#This Row],[DayNo]]=1,Tabulation[[#This Row],[DayNo]]=7),1,0)","v":1},{"$f":"COUNTIF(Holidays,Tabulation[[#This Row],[Date]])","v":0},{"$f":"CONCATENATE(Tabulation[[#This Row],[Holiday]],Tabulation[[#This Row],[Season]],Tabulation[[#This Row],[Weekend]],\"-\",IF(Tabulation[[#This Row],[Hour]]<10,0,\"\"),C921)","v":"0Winter1-05"},{"$f":"VLOOKUP(Tabulation[[#This Row],[Concat]],Table3[],8)","v":0.28519},{"$f":"(Tabulation[[#This Row],[AC System Output (kW)]]*Tabulation[[#This Row],[Rate]])","v":0}]
[2,7,6,0,{"$f":"Tabulation[[#This Row],[AC System Output (W)]]/1000","v":0},{"$f":"VLOOKUP(Tabulation[[#This Row],[Month]],Season,2)","v":"Winter"},{"$f":"(DATE(2021,Tabulation[[#This Row],[Month]],Tabulation[[#This Row],[Day]]))","v":"2021-02-07"},{"$f":"WEEKDAY(Tabulation[[#This Row],[Date]])","v":1},{"$f":"IF(OR(Tabulation[[#This Row],[DayNo]]=1,Tabulation[[#This Row],[DayNo]]=7),1,0)","v":1},{"$f":"COUNTIF(Holidays,Tabulation[[#This Row],[Date]])","v":0},{"$f":"CONCATENATE(Tabulation[[#This Row],[Holiday]],Tabulation[[#This Row],[Season]],Tabulation[[#This Row],[Weekend]],\"-\",IF(Tabulation[[#This Row],[Hour]]<10,0,\"\"),C922)","v":"0Winter1-06"},{"$f":"VLOOKUP(Tabulation[[#This Row],[Concat]],Table3[],8)","v":0.28519},{"$f":"(Tabulation[[#This Row],[AC System Output (kW)]]*Tabulation[[#This Row],[Rate]])","v":0}]
[2,7,7,143.11600000000001,{"$f":"Tabulation[[#This Row],[AC System Output (W)]]/1000","v":0.14311600000000002},{"$f":"VLOOKUP(Tabulation[[#This Row],[Month]],Season,2)","v":"Winter"},{"$f":"(DATE(2021,Tabulation[[#This Row],[Month]],Tabulation[[#This Row],[Day]]))","v":"2021-02-07"},{"$f":"WEEKDAY(Tabulation[[#This Row],[Date]])","v":1},{"$f":"IF(OR(Tabulation[[#This Row],[DayNo]]=1,Tabulation[[#This Row],[DayNo]]=7),1,0)","v":1},{"$f":"COUNTIF(Holidays,Tabulation[[#This Row],[Date]])","v":0},{"$f":"CONCATENATE(Tabulation[[#This Row],[Holiday]],Tabulation[[#This Row],[Season]],Tabulation[[#This Row],[Weekend]],\"-\",IF(Tabulation[[#This Row],[Hour]]<10,0,\"\"),C923)","v":"0Winter1-07"},{"$f":"VLOOKUP(Tabulation[[#This Row],[Concat]],Table3[],8)","v":0.28519},{"$f":"(Tabulation[[#This Row],[AC System Output (kW)]]*Tabulation[[#This Row],[Rate]])","v":4.0815252040000007E-2}]
[2,7,8,749.33399999999995,{"$f":"Tabulation[[#This Row],[AC System Output (W)]]/1000","v":0.74933399999999994},{"$f":"VLOOKUP(Tabulation[[#This Row],[Month]],Season,2)","v":"Winter"},{"$f":"(DATE(2021,Tabulation[[#This Row],[Month]],Tabulation[[#This Row],[Day]]))","v":"2021-02-07"},{"$f":"WEEKDAY(Tabulation[[#This Row],[Date]])","v":1},{"$f":"IF(OR(Tabulation[[#This Row],[DayNo]]=1,Tabulation[[#This Row],[DayNo]]=7),1,0)","v":1},{"$f":"COUNTIF(Holidays,Tabulation[[#This Row],[Date]])","v":0},{"$f":"CONCATENATE(Tabulation[[#This Row],[Holiday]],Tabulation[[#This Row],[Season]],Tabulation[[#This Row],[Weekend]],\"-\",IF(Tabulation[[#This Row],[Hour]]<10,0,\"\"),C924)","v":"0Winter1-08"},{"$f":"VLOOKUP(Tabulation[[#This Row],[Concat]],Table3[],8)","v":0.28519},{"$f":"(Tabulation[[#This Row],[AC System Output (kW)]]*Tabulation[[#This Row],[Rate]])","v":0.21370256345999999}]
[2,7,9,241.976,{"$f":"Tabulation[[#This Row],[AC System Output (W)]]/1000","v":0.241976},{"$f":"VLOOKUP(Tabulation[[#This Row],[Month]],Season,2)","v":"Winter"},{"$f":"(DATE(2021,Tabulation[[#This Row],[Month]],Tabulation[[#This Row],[Day]]))","v":"2021-02-07"},{"$f":"WEEKDAY(Tabulation[[#This Row],[Date]])","v":1},{"$f":"IF(OR(Tabulation[[#This Row],[DayNo]]=1,Tabulation[[#This Row],[DayNo]]=7),1,0)","v":1},{"$f":"COUNTIF(Holidays,Tabulation[[#This Row],[Date]])","v":0},{"$f":"CONCATENATE(Tabulation[[#This Row],[Holiday]],Tabulation[[#This Row],[Season]],Tabulation[[#This Row],[Weekend]],\"-\",IF(Tabulation[[#This Row],[Hour]]<10,0,\"\"),C925)","v":"0Winter1-09"},{"$f":"VLOOKUP(Tabulation[[#This Row],[Concat]],Table3[],8)","v":0.28519},{"$f":"(Tabulation[[#This Row],[AC System Output (kW)]]*Tabulation[[#This Row],[Rate]])","v":6.9009135439999994E-2}]
[2,7,10,1980.1489999999999,{"$f":"Tabulation[[#This Row],[AC System Output (W)]]/1000","v":1.9801489999999999},{"$f":"VLOOKUP(Tabulation[[#This Row],[Month]],Season,2)","v":"Winter"},{"$f":"(DATE(2021,Tabulation[[#This Row],[Month]],Tabulation[[#This Row],[Day]]))","v":"2021-02-07"},{"$f":"WEEKDAY(Tabulation[[#This Row],[Date]])","v":1},{"$f":"IF(OR(Tabulation[[#This Row],[DayNo]]=1,Tabulation[[#This Row],[DayNo]]=7),1,0)","v":1},{"$f":"COUNTIF(Holidays,Tabulation[[#This Row],[Date]])","v":0},{"$f":"CONCATENATE(Tabulation[[#This Row],[Holiday]],Tabulation[[#This Row],[Season]],Tabulation[[#This Row],[Weekend]],\"-\",IF(Tabulation[[#This Row],[Hour]]<10,0,\"\"),C926)","v":"0Winter1-10"},{"$f":"VLOOKUP(Tabulation[[#This Row],[Concat]],Table3[],8)","v":0.28519},{"$f":"(Tabulation[[#This Row],[AC System Output (kW)]]*Tabulation[[#This Row],[Rate]])","v":0.56471869331000002}]
[2,7,11,1949.4960000000001,{"$f":"Tabulation[[#This Row],[AC System Output (W)]]/1000","v":1.9494960000000001},{"$f":"VLOOKUP(Tabulation[[#This Row],[Month]],Season,2)","v":"Winter"},{"$f":"(DATE(2021,Tabulation[[#This Row],[Month]],Tabulation[[#This Row],[Day]]))","v":"2021-02-07"},{"$f":"WEEKDAY(Tabulation[[#This Row],[Date]])","v":1},{"$f":"IF(OR(Tabulation[[#This Row],[DayNo]]=1,Tabulation[[#This Row],[DayNo]]=7),1,0)","v":1},{"$f":"COUNTIF(Holidays,Tabulation[[#This Row],[Date]])","v":0},{"$f":"CONCATENATE(Tabulation[[#This Row],[Holiday]],Tabulation[[#This Row],[Season]],Tabulation[[#This Row],[Weekend]],\"-\",IF(Tabulation[[#This Row],[Hour]]<10,0,\"\"),C927)","v":"0Winter1-11"},{"$f":"VLOOKUP(Tabulation[[#This Row],[Concat]],Table3[],8)","v":0.28519},{"$f":"(Tabulation[[#This Row],[AC System Output (kW)]]*Tabulation[[#This Row],[Rate]])","v":0.55597676423999998}]
[2,7,12,2437.924,{"$f":"Tabulation[[#This Row],[AC System Output (W)]]/1000","v":2.4379239999999998},{"$f":"VLOOKUP(Tabulation[[#This Row],[Month]],Season,2)","v":"Winter"},{"$f":"(DATE(2021,Tabulation[[#This Row],[Month]],Tabulation[[#This Row],[Day]]))","v":"2021-02-07"},{"$f":"WEEKDAY(Tabulation[[#This Row],[Date]])","v":1},{"$f":"IF(OR(Tabulation[[#This Row],[DayNo]]=1,Tabulation[[#This Row],[DayNo]]=7),1,0)","v":1},{"$f":"COUNTIF(Holidays,Tabulation[[#This Row],[Date]])","v":0},{"$f":"CONCATENATE(Tabulation[[#This Row],[Holiday]],Tabulation[[#This Row],[Season]],Tabulation[[#This Row],[Weekend]],\"-\",IF(Tabulation[[#This Row],[Hour]]<10,0,\"\"),C928)","v":"0Winter1-12"},{"$f":"VLOOKUP(Tabulation[[#This Row],[Concat]],Table3[],8)","v":0.28519},{"$f":"(Tabulation[[#This Row],[AC System Output (kW)]]*Tabulation[[#This Row],[Rate]])","v":0.69527154555999993}]
[2,7,13,2244.806,{"$f":"Tabulation[[#This Row],[AC System Output (W)]]/1000","v":2.2448060000000001},{"$f":"VLOOKUP(Tabulation[[#This Row],[Month]],Season,2)","v":"Winter"},{"$f":"(DATE(2021,Tabulation[[#This Row],[Month]],Tabulation[[#This Row],[Day]]))","v":"2021-02-07"},{"$f":"WEEKDAY(Tabulation[[#This Row],[Date]])","v":1},{"$f":"IF(OR(Tabulation[[#This Row],[DayNo]]=1,Tabulation[[#This Row],[DayNo]]=7),1,0)","v":1},{"$f":"COUNTIF(Holidays,Tabulation[[#This Row],[Date]])","v":0},{"$f":"CONCATENATE(Tabulation[[#This Row],[Holiday]],Tabulation[[#This Row],[Season]],Tabulation[[#This Row],[Weekend]],\"-\",IF(Tabulation[[#This Row],[Hour]]<10,0,\"\"),C929)","v":"0Winter1-13"},{"$f":"VLOOKUP(Tabulation[[#This Row],[Concat]],Table3[],8)","v":0.28519},{"$f":"(Tabulation[[#This Row],[AC System Output (kW)]]*Tabulation[[#This Row],[Rate]])","v":0.64019622314000002}]
[2,7,14,2317.3440000000001,{"$f":"Tabulation[[#This Row],[AC System Output (W)]]/1000","v":2.3173439999999998},{"$f":"VLOOKUP(Tabulation[[#This Row],[Month]],Season,2)","v":"Winter"},{"$f":"(DATE(2021,Tabulation[[#This Row],[Month]],Tabulation[[#This Row],[Day]]))","v":"2021-02-07"},{"$f":"WEEKDAY(Tabulation[[#This Row],[Date]])","v":1},{"$f":"IF(OR(Tabulation[[#This Row],[DayNo]]=1,Tabulation[[#This Row],[DayNo]]=7),1,0)","v":1},{"$f":"COUNTIF(Holidays,Tabulation[[#This Row],[Date]])","v":0},{"$f":"CONCATENATE(Tabulation[[#This Row],[Holiday]],Tabulation[[#This Row],[Season]],Tabulation[[#This Row],[Weekend]],\"-\",IF(Tabulation[[#This Row],[Hour]]<10,0,\"\"),C930)","v":"0Winter1-14"},{"$f":"VLOOKUP(Tabulation[[#This Row],[Concat]],Table3[],8)","v":0.28519},{"$f":"(Tabulation[[#This Row],[AC System Output (kW)]]*Tabulation[[#This Row],[Rate]])","v":0.66088333535999999}]
[2,7,15,1658.8579999999999,{"$f":"Tabulation[[#This Row],[AC System Output (W)]]/1000","v":1.6588579999999999},{"$f":"VLOOKUP(Tabulation[[#This Row],[Month]],Season,2)","v":"Winter"},{"$f":"(DATE(2021,Tabulation[[#This Row],[Month]],Tabulation[[#This Row],[Day]]))","v":"2021-02-07"},{"$f":"WEEKDAY(Tabulation[[#This Row],[Date]])","v":1},{"$f":"IF(OR(Tabulation[[#This Row],[DayNo]]=1,Tabulation[[#This Row],[DayNo]]=7),1,0)","v":1},{"$f":"COUNTIF(Holidays,Tabulation[[#This Row],[Date]])","v":0},{"$f":"CONCATENATE(Tabulation[[#This Row],[Holiday]],Tabulation[[#This Row],[Season]],Tabulation[[#This Row],[Weekend]],\"-\",IF(Tabulation[[#This Row],[Hour]]<10,0,\"\"),C931)","v":"0Winter1-15"},{"$f":"VLOOKUP(Tabulation[[#This Row],[Concat]],Table3[],8)","v":0.28519},{"$f":"(Tabulation[[#This Row],[AC System Output (kW)]]*Tabulation[[#This Row],[Rate]])","v":0.47308971301999997}]
[2,7,16,831.46900000000005,{"$f":"Tabulation[[#This Row],[AC System Output (W)]]/1000","v":0.83146900000000001},{"$f":"VLOOKUP(Tabulation[[#This Row],[Month]],Season,2)","v":"Winter"},{"$f":"(DATE(2021,Tabulation[[#This Row],[Month]],Tabulation[[#This Row],[Day]]))","v":"2021-02-07"},{"$f":"WEEKDAY(Tabulation[[#This Row],[Date]])","v":1},{"$f":"IF(OR(Tabulation[[#This Row],[DayNo]]=1,Tabulation[[#This Row],[DayNo]]=7),1,0)","v":1},{"$f":"COUNTIF(Holidays,Tabulation[[#This Row],[Date]])","v":0},{"$f":"CONCATENATE(Tabulation[[#This Row],[Holiday]],Tabulation[[#This Row],[Season]],Tabulation[[#This Row],[Weekend]],\"-\",IF(Tabulation[[#This Row],[Hour]]<10,0,\"\"),C932)","v":"0Winter1-16"},{"$f":"VLOOKUP(Tabulation[[#This Row],[Concat]],Table3[],8)","v":0.28519},{"$f":"(Tabulation[[#This Row],[AC System Output (kW)]]*Tabulation[[#This Row],[Rate]])","v":0.23712664411000001}]
[2,7,17,0,{"$f":"Tabulation[[#This Row],[AC System Output (W)]]/1000","v":0},{"$f":"VLOOKUP(Tabulation[[#This Row],[Month]],Season,2)","v":"Winter"},{"$f":"(DATE(2021,Tabulation[[#This Row],[Month]],Tabulation[[#This Row],[Day]]))","v":"2021-02-07"},{"$f":"WEEKDAY(Tabulation[[#This Row],[Date]])","v":1},{"$f":"IF(OR(Tabulation[[#This Row],[DayNo]]=1,Tabulation[[#This Row],[DayNo]]=7),1,0)","v":1},{"$f":"COUNTIF(Holidays,Tabulation[[#This Row],[Date]])","v":0},{"$f":"CONCATENATE(Tabulation[[#This Row],[Holiday]],Tabulation[[#This Row],[Season]],Tabulation[[#This Row],[Weekend]],\"-\",IF(Tabulation[[#This Row],[Hour]]<10,0,\"\"),C933)","v":"0Winter1-17"},{"$f":"VLOOKUP(Tabulation[[#This Row],[Concat]],Table3[],8)","v":0.28519},{"$f":"(Tabulation[[#This Row],[AC System Output (kW)]]*Tabulation[[#This Row],[Rate]])","v":0}]
[2,7,18,0,{"$f":"Tabulation[[#This Row],[AC System Output (W)]]/1000","v":0},{"$f":"VLOOKUP(Tabulation[[#This Row],[Month]],Season,2)","v":"Winter"},{"$f":"(DATE(2021,Tabulation[[#This Row],[Month]],Tabulation[[#This Row],[Day]]))","v":"2021-02-07"},{"$f":"WEEKDAY(Tabulation[[#This Row],[Date]])","v":1},{"$f":"IF(OR(Tabulation[[#This Row],[DayNo]]=1,Tabulation[[#This Row],[DayNo]]=7),1,0)","v":1},{"$f":"COUNTIF(Holidays,Tabulation[[#This Row],[Date]])","v":0},{"$f":"CONCATENATE(Tabulation[[#This Row],[Holiday]],Tabulation[[#This Row],[Season]],Tabulation[[#This Row],[Weekend]],\"-\",IF(Tabulation[[#This Row],[Hour]]<10,0,\"\"),C934)","v":"0Winter1-18"},{"$f":"VLOOKUP(Tabulation[[#This Row],[Concat]],Table3[],8)","v":0.28519},{"$f":"(Tabulation[[#This Row],[AC System Output (kW)]]*Tabulation[[#This Row],[Rate]])","v":0}]
[2,7,19,0,{"$f":"Tabulation[[#This Row],[AC System Output (W)]]/1000","v":0},{"$f":"VLOOKUP(Tabulation[[#This Row],[Month]],Season,2)","v":"Winter"},{"$f":"(DATE(2021,Tabulation[[#This Row],[Month]],Tabulation[[#This Row],[Day]]))","v":"2021-02-07"},{"$f":"WEEKDAY(Tabulation[[#This Row],[Date]])","v":1},{"$f":"IF(OR(Tabulation[[#This Row],[DayNo]]=1,Tabulation[[#This Row],[DayNo]]=7),1,0)","v":1},{"$f":"COUNTIF(Holidays,Tabulation[[#This Row],[Date]])","v":0},{"$f":"CONCATENATE(Tabulation[[#This Row],[Holiday]],Tabulation[[#This Row],[Season]],Tabulation[[#This Row],[Weekend]],\"-\",IF(Tabulation[[#This Row],[Hour]]<10,0,\"\"),C935)","v":"0Winter1-19"},{"$f":"VLOOKUP(Tabulation[[#This Row],[Concat]],Table3[],8)","v":0.28519},{"$f":"(Tabulation[[#This Row],[AC System Output (kW)]]*Tabulation[[#This Row],[Rate]])","v":0}]
[2,7,20,0,{"$f":"Tabulation[[#This Row],[AC System Output (W)]]/1000","v":0},{"$f":"VLOOKUP(Tabulation[[#This Row],[Month]],Season,2)","v":"Winter"},{"$f":"(DATE(2021,Tabulation[[#This Row],[Month]],Tabulation[[#This Row],[Day]]))","v":"2021-02-07"},{"$f":"WEEKDAY(Tabulation[[#This Row],[Date]])","v":1},{"$f":"IF(OR(Tabulation[[#This Row],[DayNo]]=1,Tabulation[[#This Row],[DayNo]]=7),1,0)","v":1},{"$f":"COUNTIF(Holidays,Tabulation[[#This Row],[Date]])","v":0},{"$f":"CONCATENATE(Tabulation[[#This Row],[Holiday]],Tabulation[[#This Row],[Season]],Tabulation[[#This Row],[Weekend]],\"-\",IF(Tabulation[[#This Row],[Hour]]<10,0,\"\"),C936)","v":"0Winter1-20"},{"$f":"VLOOKUP(Tabulation[[#This Row],[Concat]],Table3[],8)","v":0.28519},{"$f":"(Tabulation[[#This Row],[AC System Output (kW)]]*Tabulation[[#This Row],[Rate]])","v":0}]
[2,7,21,0,{"$f":"Tabulation[[#This Row],[AC System Output (W)]]/1000","v":0},{"$f":"VLOOKUP(Tabulation[[#This Row],[Month]],Season,2)","v":"Winter"},{"$f":"(DATE(2021,Tabulation[[#This Row],[Month]],Tabulation[[#This Row],[Day]]))","v":"2021-02-07"},{"$f":"WEEKDAY(Tabulation[[#This Row],[Date]])","v":1},{"$f":"IF(OR(Tabulation[[#This Row],[DayNo]]=1,Tabulation[[#This Row],[DayNo]]=7),1,0)","v":1},{"$f":"COUNTIF(Holidays,Tabulation[[#This Row],[Date]])","v":0},{"$f":"CONCATENATE(Tabulation[[#This Row],[Holiday]],Tabulation[[#This Row],[Season]],Tabulation[[#This Row],[Weekend]],\"-\",IF(Tabulation[[#This Row],[Hour]]<10,0,\"\"),C937)","v":"0Winter1-21"},{"$f":"VLOOKUP(Tabulation[[#This Row],[Concat]],Table3[],8)","v":0.28519},{"$f":"(Tabulation[[#This Row],[AC System Output (kW)]]*Tabulation[[#This Row],[Rate]])","v":0}]
[2,7,22,0,{"$f":"Tabulation[[#This Row],[AC System Output (W)]]/1000","v":0},{"$f":"VLOOKUP(Tabulation[[#This Row],[Month]],Season,2)","v":"Winter"},{"$f":"(DATE(2021,Tabulation[[#This Row],[Month]],Tabulation[[#This Row],[Day]]))","v":"2021-02-07"},{"$f":"WEEKDAY(Tabulation[[#This Row],[Date]])","v":1},{"$f":"IF(OR(Tabulation[[#This Row],[DayNo]]=1,Tabulation[[#This Row],[DayNo]]=7),1,0)","v":1},{"$f":"COUNTIF(Holidays,Tabulation[[#This Row],[Date]])","v":0},{"$f":"CONCATENATE(Tabulation[[#This Row],[Holiday]],Tabulation[[#This Row],[Season]],Tabulation[[#This Row],[Weekend]],\"-\",IF(Tabulation[[#This Row],[Hour]]<10,0,\"\"),C938)","v":"0Winter1-22"},{"$f":"VLOOKUP(Tabulation[[#This Row],[Concat]],Table3[],8)","v":0.28519},{"$f":"(Tabulation[[#This Row],[AC System Output (kW)]]*Tabulation[[#This Row],[Rate]])","v":0}]
[2,7,23,0,{"$f":"Tabulation[[#This Row],[AC System Output (W)]]/1000","v":0},{"$f":"VLOOKUP(Tabulation[[#This Row],[Month]],Season,2)","v":"Winter"},{"$f":"(DATE(2021,Tabulation[[#This Row],[Month]],Tabulation[[#This Row],[Day]]))","v":"2021-02-07"},{"$f":"WEEKDAY(Tabulation[[#This Row],[Date]])","v":1},{"$f":"IF(OR(Tabulation[[#This Row],[DayNo]]=1,Tabulation[[#This Row],[DayNo]]=7),1,0)","v":1},{"$f":"COUNTIF(Holidays,Tabulation[[#This Row],[Date]])","v":0},{"$f":"CONCATENATE(Tabulation[[#This Row],[Holiday]],Tabulation[[#This Row],[Season]],Tabulation[[#This Row],[Weekend]],\"-\",IF(Tabulation[[#This Row],[Hour]]<10,0,\"\"),C939)","v":"0Winter1-23"},{"$f":"VLOOKUP(Tabulation[[#This Row],[Concat]],Table3[],8)","v":0.28519},{"$f":"(Tabulation[[#This Row],[AC System Output (kW)]]*Tabulation[[#This Row],[Rate]])","v":0}]
[2,8,0,0,{"$f":"Tabulation[[#This Row],[AC System Output (W)]]/1000","v":0},{"$f":"VLOOKUP(Tabulation[[#This Row],[Month]],Season,2)","v":"Winter"},{"$f":"(DATE(2021,Tabulation[[#This Row],[Month]],Tabulation[[#This Row],[Day]]))","v":"2021-02-08"},{"$f":"WEEKDAY(Tabulation[[#This Row],[Date]])","v":2},{"$f":"IF(OR(Tabulation[[#This Row],[DayNo]]=1,Tabulation[[#This Row],[DayNo]]=7),1,0)","v":0},{"$f":"COUNTIF(Holidays,Tabulation[[#This Row],[Date]])","v":0},{"$f":"CONCATENATE(Tabulation[[#This Row],[Holiday]],Tabulation[[#This Row],[Season]],Tabulation[[#This Row],[Weekend]],\"-\",IF(Tabulation[[#This Row],[Hour]]<10,0,\"\"),C940)","v":"0Winter0-00"},{"$f":"VLOOKUP(Tabulation[[#This Row],[Concat]],Table3[],8)","v":0.28519},{"$f":"(Tabulation[[#This Row],[AC System Output (kW)]]*Tabulation[[#This Row],[Rate]])","v":0}]
[2,8,1,0,{"$f":"Tabulation[[#This Row],[AC System Output (W)]]/1000","v":0},{"$f":"VLOOKUP(Tabulation[[#This Row],[Month]],Season,2)","v":"Winter"},{"$f":"(DATE(2021,Tabulation[[#This Row],[Month]],Tabulation[[#This Row],[Day]]))","v":"2021-02-08"},{"$f":"WEEKDAY(Tabulation[[#This Row],[Date]])","v":2},{"$f":"IF(OR(Tabulation[[#This Row],[DayNo]]=1,Tabulation[[#This Row],[DayNo]]=7),1,0)","v":0},{"$f":"COUNTIF(Holidays,Tabulation[[#This Row],[Date]])","v":0},{"$f":"CONCATENATE(Tabulation[[#This Row],[Holiday]],Tabulation[[#This Row],[Season]],Tabulation[[#This Row],[Weekend]],\"-\",IF(Tabulation[[#This Row],[Hour]]<10,0,\"\"),C941)","v":"0Winter0-01"},{"$f":"VLOOKUP(Tabulation[[#This Row],[Concat]],Table3[],8)","v":0.28519},{"$f":"(Tabulation[[#This Row],[AC System Output (kW)]]*Tabulation[[#This Row],[Rate]])","v":0}]
[2,8,2,0,{"$f":"Tabulation[[#This Row],[AC System Output (W)]]/1000","v":0},{"$f":"VLOOKUP(Tabulation[[#This Row],[Month]],Season,2)","v":"Winter"},{"$f":"(DATE(2021,Tabulation[[#This Row],[Month]],Tabulation[[#This Row],[Day]]))","v":"2021-02-08"},{"$f":"WEEKDAY(Tabulation[[#This Row],[Date]])","v":2},{"$f":"IF(OR(Tabulation[[#This Row],[DayNo]]=1,Tabulation[[#This Row],[DayNo]]=7),1,0)","v":0},{"$f":"COUNTIF(Holidays,Tabulation[[#This Row],[Date]])","v":0},{"$f":"CONCATENATE(Tabulation[[#This Row],[Holiday]],Tabulation[[#This Row],[Season]],Tabulation[[#This Row],[Weekend]],\"-\",IF(Tabulation[[#This Row],[Hour]]<10,0,\"\"),C942)","v":"0Winter0-02"},{"$f":"VLOOKUP(Tabulation[[#This Row],[Concat]],Table3[],8)","v":0.28519},{"$f":"(Tabulation[[#This Row],[AC System Output (kW)]]*Tabulation[[#This Row],[Rate]])","v":0}]
[2,8,3,0,{"$f":"Tabulation[[#This Row],[AC System Output (W)]]/1000","v":0},{"$f":"VLOOKUP(Tabulation[[#This Row],[Month]],Season,2)","v":"Winter"},{"$f":"(DATE(2021,Tabulation[[#This Row],[Month]],Tabulation[[#This Row],[Day]]))","v":"2021-02-08"},{"$f":"WEEKDAY(Tabulation[[#This Row],[Date]])","v":2},{"$f":"IF(OR(Tabulation[[#This Row],[DayNo]]=1,Tabulation[[#This Row],[DayNo]]=7),1,0)","v":0},{"$f":"COUNTIF(Holidays,Tabulation[[#This Row],[Date]])","v":0},{"$f":"CONCATENATE(Tabulation[[#This Row],[Holiday]],Tabulation[[#This Row],[Season]],Tabulation[[#This Row],[Weekend]],\"-\",IF(Tabulation[[#This Row],[Hour]]<10,0,\"\"),C943)","v":"0Winter0-03"},{"$f":"VLOOKUP(Tabulation[[#This Row],[Concat]],Table3[],8)","v":0.28519},{"$f":"(Tabulation[[#This Row],[AC System Output (kW)]]*Tabulation[[#This Row],[Rate]])","v":0}]
[2,8,4,0,{"$f":"Tabulation[[#This Row],[AC System Output (W)]]/1000","v":0},{"$f":"VLOOKUP(Tabulation[[#This Row],[Month]],Season,2)","v":"Winter"},{"$f":"(DATE(2021,Tabulation[[#This Row],[Month]],Tabulation[[#This Row],[Day]]))","v":"2021-02-08"},{"$f":"WEEKDAY(Tabulation[[#This Row],[Date]])","v":2},{"$f":"IF(OR(Tabulation[[#This Row],[DayNo]]=1,Tabulation[[#This Row],[DayNo]]=7),1,0)","v":0},{"$f":"COUNTIF(Holidays,Tabulation[[#This Row],[Date]])","v":0},{"$f":"CONCATENATE(Tabulation[[#This Row],[Holiday]],Tabulation[[#This Row],[Season]],Tabulation[[#This Row],[Weekend]],\"-\",IF(Tabulation[[#This Row],[Hour]]<10,0,\"\"),C944)","v":"0Winter0-04"},{"$f":"VLOOKUP(Tabulation[[#This Row],[Concat]],Table3[],8)","v":0.28519},{"$f":"(Tabulation[[#This Row],[AC System Output (kW)]]*Tabulation[[#This Row],[Rate]])","v":0}]
[2,8,5,0,{"$f":"Tabulation[[#This Row],[AC System Output (W)]]/1000","v":0},{"$f":"VLOOKUP(Tabulation[[#This Row],[Month]],Season,2)","v":"Winter"},{"$f":"(DATE(2021,Tabulation[[#This Row],[Month]],Tabulation[[#This Row],[Day]]))","v":"2021-02-08"},{"$f":"WEEKDAY(Tabulation[[#This Row],[Date]])","v":2},{"$f":"IF(OR(Tabulation[[#This Row],[DayNo]]=1,Tabulation[[#This Row],[DayNo]]=7),1,0)","v":0},{"$f":"COUNTIF(Holidays,Tabulation[[#This Row],[Date]])","v":0},{"$f":"CONCATENATE(Tabulation[[#This Row],[Holiday]],Tabulation[[#This Row],[Season]],Tabulation[[#This Row],[Weekend]],\"-\",IF(Tabulation[[#This Row],[Hour]]<10,0,\"\"),C945)","v":"0Winter0-05"},{"$f":"VLOOKUP(Tabulation[[#This Row],[Concat]],Table3[],8)","v":0.28519},{"$f":"(Tabulation[[#This Row],[AC System Output (kW)]]*Tabulation[[#This Row],[Rate]])","v":0}]
[2,8,6,0,{"$f":"Tabulation[[#This Row],[AC System Output (W)]]/1000","v":0},{"$f":"VLOOKUP(Tabulation[[#This Row],[Month]],Season,2)","v":"Winter"},{"$f":"(DATE(2021,Tabulation[[#This Row],[Month]],Tabulation[[#This Row],[Day]]))","v":"2021-02-08"},{"$f":"WEEKDAY(Tabulation[[#This Row],[Date]])","v":2},{"$f":"IF(OR(Tabulation[[#This Row],[DayNo]]=1,Tabulation[[#This Row],[DayNo]]=7),1,0)","v":0},{"$f":"COUNTIF(Holidays,Tabulation[[#This Row],[Date]])","v":0},{"$f":"CONCATENATE(Tabulation[[#This Row],[Holiday]],Tabulation[[#This Row],[Season]],Tabulation[[#This Row],[Weekend]],\"-\",IF(Tabulation[[#This Row],[Hour]]<10,0,\"\"),C946)","v":"0Winter0-06"},{"$f":"VLOOKUP(Tabulation[[#This Row],[Concat]],Table3[],8)","v":0.28519},{"$f":"(Tabulation[[#This Row],[AC System Output (kW)]]*Tabulation[[#This Row],[Rate]])","v":0}]
[2,8,7,346.964,{"$f":"Tabulation[[#This Row],[AC System Output (W)]]/1000","v":0.34696399999999999},{"$f":"VLOOKUP(Tabulation[[#This Row],[Month]],Season,2)","v":"Winter"},{"$f":"(DATE(2021,Tabulation[[#This Row],[Month]],Tabulation[[#This Row],[Day]]))","v":"2021-02-08"},{"$f":"WEEKDAY(Tabulation[[#This Row],[Date]])","v":2},{"$f":"IF(OR(Tabulation[[#This Row],[DayNo]]=1,Tabulation[[#This Row],[DayNo]]=7),1,0)","v":0},{"$f":"COUNTIF(Holidays,Tabulation[[#This Row],[Date]])","v":0},{"$f":"CONCATENATE(Tabulation[[#This Row],[Holiday]],Tabulation[[#This Row],[Season]],Tabulation[[#This Row],[Weekend]],\"-\",IF(Tabulation[[#This Row],[Hour]]<10,0,\"\"),C947)","v":"0Winter0-07"},{"$f":"VLOOKUP(Tabulation[[#This Row],[Concat]],Table3[],8)","v":0.28519},{"$f":"(Tabulation[[#This Row],[AC System Output (kW)]]*Tabulation[[#This Row],[Rate]])","v":9.8950663159999994E-2}]
[2,8,8,1235.499,{"$f":"Tabulation[[#This Row],[AC System Output (W)]]/1000","v":1.2354990000000001},{"$f":"VLOOKUP(Tabulation[[#This Row],[Month]],Season,2)","v":"Winter"},{"$f":"(DATE(2021,Tabulation[[#This Row],[Month]],Tabulation[[#This Row],[Day]]))","v":"2021-02-08"},{"$f":"WEEKDAY(Tabulation[[#This Row],[Date]])","v":2},{"$f":"IF(OR(Tabulation[[#This Row],[DayNo]]=1,Tabulation[[#This Row],[DayNo]]=7),1,0)","v":0},{"$f":"COUNTIF(Holidays,Tabulation[[#This Row],[Date]])","v":0},{"$f":"CONCATENATE(Tabulation[[#This Row],[Holiday]],Tabulation[[#This Row],[Season]],Tabulation[[#This Row],[Weekend]],\"-\",IF(Tabulation[[#This Row],[Hour]]<10,0,\"\"),C948)","v":"0Winter0-08"},{"$f":"VLOOKUP(Tabulation[[#This Row],[Concat]],Table3[],8)","v":0.28519},{"$f":"(Tabulation[[#This Row],[AC System Output (kW)]]*Tabulation[[#This Row],[Rate]])","v":0.35235195981000006}]
[2,8,9,1949.616,{"$f":"Tabulation[[#This Row],[AC System Output (W)]]/1000","v":1.949616},{"$f":"VLOOKUP(Tabulation[[#This Row],[Month]],Season,2)","v":"Winter"},{"$f":"(DATE(2021,Tabulation[[#This Row],[Month]],Tabulation[[#This Row],[Day]]))","v":"2021-02-08"},{"$f":"WEEKDAY(Tabulation[[#This Row],[Date]])","v":2},{"$f":"IF(OR(Tabulation[[#This Row],[DayNo]]=1,Tabulation[[#This Row],[DayNo]]=7),1,0)","v":0},{"$f":"COUNTIF(Holidays,Tabulation[[#This Row],[Date]])","v":0},{"$f":"CONCATENATE(Tabulation[[#This Row],[Holiday]],Tabulation[[#This Row],[Season]],Tabulation[[#This Row],[Weekend]],\"-\",IF(Tabulation[[#This Row],[Hour]]<10,0,\"\"),C949)","v":"0Winter0-09"},{"$f":"VLOOKUP(Tabulation[[#This Row],[Concat]],Table3[],8)","v":0.28519},{"$f":"(Tabulation[[#This Row],[AC System Output (kW)]]*Tabulation[[#This Row],[Rate]])","v":0.55601098703999996}]
[2,8,10,2461.23,{"$f":"Tabulation[[#This Row],[AC System Output (W)]]/1000","v":2.46123},{"$f":"VLOOKUP(Tabulation[[#This Row],[Month]],Season,2)","v":"Winter"},{"$f":"(DATE(2021,Tabulation[[#This Row],[Month]],Tabulation[[#This Row],[Day]]))","v":"2021-02-08"},{"$f":"WEEKDAY(Tabulation[[#This Row],[Date]])","v":2},{"$f":"IF(OR(Tabulation[[#This Row],[DayNo]]=1,Tabulation[[#This Row],[DayNo]]=7),1,0)","v":0},{"$f":"COUNTIF(Holidays,Tabulation[[#This Row],[Date]])","v":0},{"$f":"CONCATENATE(Tabulation[[#This Row],[Holiday]],Tabulation[[#This Row],[Season]],Tabulation[[#This Row],[Weekend]],\"-\",IF(Tabulation[[#This Row],[Hour]]<10,0,\"\"),C950)","v":"0Winter0-10"},{"$f":"VLOOKUP(Tabulation[[#This Row],[Concat]],Table3[],8)","v":0.28519},{"$f":"(Tabulation[[#This Row],[AC System Output (kW)]]*Tabulation[[#This Row],[Rate]])","v":0.70191818370000003}]
[2,8,11,2712.06,{"$f":"Tabulation[[#This Row],[AC System Output (W)]]/1000","v":2.7120600000000001},{"$f":"VLOOKUP(Tabulation[[#This Row],[Month]],Season,2)","v":"Winter"},{"$f":"(DATE(2021,Tabulation[[#This Row],[Month]],Tabulation[[#This Row],[Day]]))","v":"2021-02-08"},{"$f":"WEEKDAY(Tabulation[[#This Row],[Date]])","v":2},{"$f":"IF(OR(Tabulation[[#This Row],[DayNo]]=1,Tabulation[[#This Row],[DayNo]]=7),1,0)","v":0},{"$f":"COUNTIF(Holidays,Tabulation[[#This Row],[Date]])","v":0},{"$f":"CONCATENATE(Tabulation[[#This Row],[Holiday]],Tabulation[[#This Row],[Season]],Tabulation[[#This Row],[Weekend]],\"-\",IF(Tabulation[[#This Row],[Hour]]<10,0,\"\"),C951)","v":"0Winter0-11"},{"$f":"VLOOKUP(Tabulation[[#This Row],[Concat]],Table3[],8)","v":0.28519},{"$f":"(Tabulation[[#This Row],[AC System Output (kW)]]*Tabulation[[#This Row],[Rate]])","v":0.77345239139999999}]
[2,8,12,2769.92,{"$f":"Tabulation[[#This Row],[AC System Output (W)]]/1000","v":2.7699199999999999},{"$f":"VLOOKUP(Tabulation[[#This Row],[Month]],Season,2)","v":"Winter"},{"$f":"(DATE(2021,Tabulation[[#This Row],[Month]],Tabulation[[#This Row],[Day]]))","v":"2021-02-08"},{"$f":"WEEKDAY(Tabulation[[#This Row],[Date]])","v":2},{"$f":"IF(OR(Tabulation[[#This Row],[DayNo]]=1,Tabulation[[#This Row],[DayNo]]=7),1,0)","v":0},{"$f":"COUNTIF(Holidays,Tabulation[[#This Row],[Date]])","v":0},{"$f":"CONCATENATE(Tabulation[[#This Row],[Holiday]],Tabulation[[#This Row],[Season]],Tabulation[[#This Row],[Weekend]],\"-\",IF(Tabulation[[#This Row],[Hour]]<10,0,\"\"),C952)","v":"0Winter0-12"},{"$f":"VLOOKUP(Tabulation[[#This Row],[Concat]],Table3[],8)","v":0.28519},{"$f":"(Tabulation[[#This Row],[AC System Output (kW)]]*Tabulation[[#This Row],[Rate]])","v":0.78995348479999994}]
[2,8,13,2619.69,{"$f":"Tabulation[[#This Row],[AC System Output (W)]]/1000","v":2.6196899999999999},{"$f":"VLOOKUP(Tabulation[[#This Row],[Month]],Season,2)","v":"Winter"},{"$f":"(DATE(2021,Tabulation[[#This Row],[Month]],Tabulation[[#This Row],[Day]]))","v":"2021-02-08"},{"$f":"WEEKDAY(Tabulation[[#This Row],[Date]])","v":2},{"$f":"IF(OR(Tabulation[[#This Row],[DayNo]]=1,Tabulation[[#This Row],[DayNo]]=7),1,0)","v":0},{"$f":"COUNTIF(Holidays,Tabulation[[#This Row],[Date]])","v":0},{"$f":"CONCATENATE(Tabulation[[#This Row],[Holiday]],Tabulation[[#This Row],[Season]],Tabulation[[#This Row],[Weekend]],\"-\",IF(Tabulation[[#This Row],[Hour]]<10,0,\"\"),C953)","v":"0Winter0-13"},{"$f":"VLOOKUP(Tabulation[[#This Row],[Concat]],Table3[],8)","v":0.28519},{"$f":"(Tabulation[[#This Row],[AC System Output (kW)]]*Tabulation[[#This Row],[Rate]])","v":0.74710939109999996}]
[2,8,14,2313.1019999999999,{"$f":"Tabulation[[#This Row],[AC System Output (W)]]/1000","v":2.3131019999999998},{"$f":"VLOOKUP(Tabulation[[#This Row],[Month]],Season,2)","v":"Winter"},{"$f":"(DATE(2021,Tabulation[[#This Row],[Month]],Tabulation[[#This Row],[Day]]))","v":"2021-02-08"},{"$f":"WEEKDAY(Tabulation[[#This Row],[Date]])","v":2},{"$f":"IF(OR(Tabulation[[#This Row],[DayNo]]=1,Tabulation[[#This Row],[DayNo]]=7),1,0)","v":0},{"$f":"COUNTIF(Holidays,Tabulation[[#This Row],[Date]])","v":0},{"$f":"CONCATENATE(Tabulation[[#This Row],[Holiday]],Tabulation[[#This Row],[Season]],Tabulation[[#This Row],[Weekend]],\"-\",IF(Tabulation[[#This Row],[Hour]]<10,0,\"\"),C954)","v":"0Winter0-14"},{"$f":"VLOOKUP(Tabulation[[#This Row],[Concat]],Table3[],8)","v":0.28519},{"$f":"(Tabulation[[#This Row],[AC System Output (kW)]]*Tabulation[[#This Row],[Rate]])","v":0.65967355937999994}]
[2,8,15,1662.87,{"$f":"Tabulation[[#This Row],[AC System Output (W)]]/1000","v":1.6628699999999998},{"$f":"VLOOKUP(Tabulation[[#This Row],[Month]],Season,2)","v":"Winter"},{"$f":"(DATE(2021,Tabulation[[#This Row],[Month]],Tabulation[[#This Row],[Day]]))","v":"2021-02-08"},{"$f":"WEEKDAY(Tabulation[[#This Row],[Date]])","v":2},{"$f":"IF(OR(Tabulation[[#This Row],[DayNo]]=1,Tabulation[[#This Row],[DayNo]]=7),1,0)","v":0},{"$f":"COUNTIF(Holidays,Tabulation[[#This Row],[Date]])","v":0},{"$f":"CONCATENATE(Tabulation[[#This Row],[Holiday]],Tabulation[[#This Row],[Season]],Tabulation[[#This Row],[Weekend]],\"-\",IF(Tabulation[[#This Row],[Hour]]<10,0,\"\"),C955)","v":"0Winter0-15"},{"$f":"VLOOKUP(Tabulation[[#This Row],[Concat]],Table3[],8)","v":0.28519},{"$f":"(Tabulation[[#This Row],[AC System Output (kW)]]*Tabulation[[#This Row],[Rate]])","v":0.47423389529999993}]
[2,8,16,853.37900000000002,{"$f":"Tabulation[[#This Row],[AC System Output (W)]]/1000","v":0.853379},{"$f":"VLOOKUP(Tabulation[[#This Row],[Month]],Season,2)","v":"Winter"},{"$f":"(DATE(2021,Tabulation[[#This Row],[Month]],Tabulation[[#This Row],[Day]]))","v":"2021-02-08"},{"$f":"WEEKDAY(Tabulation[[#This Row],[Date]])","v":2},{"$f":"IF(OR(Tabulation[[#This Row],[DayNo]]=1,Tabulation[[#This Row],[DayNo]]=7),1,0)","v":0},{"$f":"COUNTIF(Holidays,Tabulation[[#This Row],[Date]])","v":0},{"$f":"CONCATENATE(Tabulation[[#This Row],[Holiday]],Tabulation[[#This Row],[Season]],Tabulation[[#This Row],[Weekend]],\"-\",IF(Tabulation[[#This Row],[Hour]]<10,0,\"\"),C956)","v":"0Winter0-16"},{"$f":"VLOOKUP(Tabulation[[#This Row],[Concat]],Table3[],8)","v":0.28519},{"$f":"(Tabulation[[#This Row],[AC System Output (kW)]]*Tabulation[[#This Row],[Rate]])","v":0.24337515701000001}]
[2,8,17,0,{"$f":"Tabulation[[#This Row],[AC System Output (W)]]/1000","v":0},{"$f":"VLOOKUP(Tabulation[[#This Row],[Month]],Season,2)","v":"Winter"},{"$f":"(DATE(2021,Tabulation[[#This Row],[Month]],Tabulation[[#This Row],[Day]]))","v":"2021-02-08"},{"$f":"WEEKDAY(Tabulation[[#This Row],[Date]])","v":2},{"$f":"IF(OR(Tabulation[[#This Row],[DayNo]]=1,Tabulation[[#This Row],[DayNo]]=7),1,0)","v":0},{"$f":"COUNTIF(Holidays,Tabulation[[#This Row],[Date]])","v":0},{"$f":"CONCATENATE(Tabulation[[#This Row],[Holiday]],Tabulation[[#This Row],[Season]],Tabulation[[#This Row],[Weekend]],\"-\",IF(Tabulation[[#This Row],[Hour]]<10,0,\"\"),C957)","v":"0Winter0-17"},{"$f":"VLOOKUP(Tabulation[[#This Row],[Concat]],Table3[],8)","v":0.30257000000000001},{"$f":"(Tabulation[[#This Row],[AC System Output (kW)]]*Tabulation[[#This Row],[Rate]])","v":0}]
[2,8,18,0,{"$f":"Tabulation[[#This Row],[AC System Output (W)]]/1000","v":0},{"$f":"VLOOKUP(Tabulation[[#This Row],[Month]],Season,2)","v":"Winter"},{"$f":"(DATE(2021,Tabulation[[#This Row],[Month]],Tabulation[[#This Row],[Day]]))","v":"2021-02-08"},{"$f":"WEEKDAY(Tabulation[[#This Row],[Date]])","v":2},{"$f":"IF(OR(Tabulation[[#This Row],[DayNo]]=1,Tabulation[[#This Row],[DayNo]]=7),1,0)","v":0},{"$f":"COUNTIF(Holidays,Tabulation[[#This Row],[Date]])","v":0},{"$f":"CONCATENATE(Tabulation[[#This Row],[Holiday]],Tabulation[[#This Row],[Season]],Tabulation[[#This Row],[Weekend]],\"-\",IF(Tabulation[[#This Row],[Hour]]<10,0,\"\"),C958)","v":"0Winter0-18"},{"$f":"VLOOKUP(Tabulation[[#This Row],[Concat]],Table3[],8)","v":0.30257000000000001},{"$f":"(Tabulation[[#This Row],[AC System Output (kW)]]*Tabulation[[#This Row],[Rate]])","v":0}]
[2,8,19,0,{"$f":"Tabulation[[#This Row],[AC System Output (W)]]/1000","v":0},{"$f":"VLOOKUP(Tabulation[[#This Row],[Month]],Season,2)","v":"Winter"},{"$f":"(DATE(2021,Tabulation[[#This Row],[Month]],Tabulation[[#This Row],[Day]]))","v":"2021-02-08"},{"$f":"WEEKDAY(Tabulation[[#This Row],[Date]])","v":2},{"$f":"IF(OR(Tabulation[[#This Row],[DayNo]]=1,Tabulation[[#This Row],[DayNo]]=7),1,0)","v":0},{"$f":"COUNTIF(Holidays,Tabulation[[#This Row],[Date]])","v":0},{"$f":"CONCATENATE(Tabulation[[#This Row],[Holiday]],Tabulation[[#This Row],[Season]],Tabulation[[#This Row],[Weekend]],\"-\",IF(Tabulation[[#This Row],[Hour]]<10,0,\"\"),C959)","v":"0Winter0-19"},{"$f":"VLOOKUP(Tabulation[[#This Row],[Concat]],Table3[],8)","v":0.30257000000000001},{"$f":"(Tabulation[[#This Row],[AC System Output (kW)]]*Tabulation[[#This Row],[Rate]])","v":0}]
[2,8,20,0,{"$f":"Tabulation[[#This Row],[AC System Output (W)]]/1000","v":0},{"$f":"VLOOKUP(Tabulation[[#This Row],[Month]],Season,2)","v":"Winter"},{"$f":"(DATE(2021,Tabulation[[#This Row],[Month]],Tabulation[[#This Row],[Day]]))","v":"2021-02-08"},{"$f":"WEEKDAY(Tabulation[[#This Row],[Date]])","v":2},{"$f":"IF(OR(Tabulation[[#This Row],[DayNo]]=1,Tabulation[[#This Row],[DayNo]]=7),1,0)","v":0},{"$f":"COUNTIF(Holidays,Tabulation[[#This Row],[Date]])","v":0},{"$f":"CONCATENATE(Tabulation[[#This Row],[Holiday]],Tabulation[[#This Row],[Season]],Tabulation[[#This Row],[Weekend]],\"-\",IF(Tabulation[[#This Row],[Hour]]<10,0,\"\"),C960)","v":"0Winter0-20"},{"$f":"VLOOKUP(Tabulation[[#This Row],[Concat]],Table3[],8)","v":0.28519},{"$f":"(Tabulation[[#This Row],[AC System Output (kW)]]*Tabulation[[#This Row],[Rate]])","v":0}]
[2,8,21,0,{"$f":"Tabulation[[#This Row],[AC System Output (W)]]/1000","v":0},{"$f":"VLOOKUP(Tabulation[[#This Row],[Month]],Season,2)","v":"Winter"},{"$f":"(DATE(2021,Tabulation[[#This Row],[Month]],Tabulation[[#This Row],[Day]]))","v":"2021-02-08"},{"$f":"WEEKDAY(Tabulation[[#This Row],[Date]])","v":2},{"$f":"IF(OR(Tabulation[[#This Row],[DayNo]]=1,Tabulation[[#This Row],[DayNo]]=7),1,0)","v":0},{"$f":"COUNTIF(Holidays,Tabulation[[#This Row],[Date]])","v":0},{"$f":"CONCATENATE(Tabulation[[#This Row],[Holiday]],Tabulation[[#This Row],[Season]],Tabulation[[#This Row],[Weekend]],\"-\",IF(Tabulation[[#This Row],[Hour]]<10,0,\"\"),C961)","v":"0Winter0-21"},{"$f":"VLOOKUP(Tabulation[[#This Row],[Concat]],Table3[],8)","v":0.28519},{"$f":"(Tabulation[[#This Row],[AC System Output (kW)]]*Tabulation[[#This Row],[Rate]])","v":0}]
[2,8,22,0,{"$f":"Tabulation[[#This Row],[AC System Output (W)]]/1000","v":0},{"$f":"VLOOKUP(Tabulation[[#This Row],[Month]],Season,2)","v":"Winter"},{"$f":"(DATE(2021,Tabulation[[#This Row],[Month]],Tabulation[[#This Row],[Day]]))","v":"2021-02-08"},{"$f":"WEEKDAY(Tabulation[[#This Row],[Date]])","v":2},{"$f":"IF(OR(Tabulation[[#This Row],[DayNo]]=1,Tabulation[[#This Row],[DayNo]]=7),1,0)","v":0},{"$f":"COUNTIF(Holidays,Tabulation[[#This Row],[Date]])","v":0},{"$f":"CONCATENATE(Tabulation[[#This Row],[Holiday]],Tabulation[[#This Row],[Season]],Tabulation[[#This Row],[Weekend]],\"-\",IF(Tabulation[[#This Row],[Hour]]<10,0,\"\"),C962)","v":"0Winter0-22"},{"$f":"VLOOKUP(Tabulation[[#This Row],[Concat]],Table3[],8)","v":0.28519},{"$f":"(Tabulation[[#This Row],[AC System Output (kW)]]*Tabulation[[#This Row],[Rate]])","v":0}]
[2,8,23,0,{"$f":"Tabulation[[#This Row],[AC System Output (W)]]/1000","v":0},{"$f":"VLOOKUP(Tabulation[[#This Row],[Month]],Season,2)","v":"Winter"},{"$f":"(DATE(2021,Tabulation[[#This Row],[Month]],Tabulation[[#This Row],[Day]]))","v":"2021-02-08"},{"$f":"WEEKDAY(Tabulation[[#This Row],[Date]])","v":2},{"$f":"IF(OR(Tabulation[[#This Row],[DayNo]]=1,Tabulation[[#This Row],[DayNo]]=7),1,0)","v":0},{"$f":"COUNTIF(Holidays,Tabulation[[#This Row],[Date]])","v":0},{"$f":"CONCATENATE(Tabulation[[#This Row],[Holiday]],Tabulation[[#This Row],[Season]],Tabulation[[#This Row],[Weekend]],\"-\",IF(Tabulation[[#This Row],[Hour]]<10,0,\"\"),C963)","v":"0Winter0-23"},{"$f":"VLOOKUP(Tabulation[[#This Row],[Concat]],Table3[],8)","v":0.28519},{"$f":"(Tabulation[[#This Row],[AC System Output (kW)]]*Tabulation[[#This Row],[Rate]])","v":0}]
[2,9,0,0,{"$f":"Tabulation[[#This Row],[AC System Output (W)]]/1000","v":0},{"$f":"VLOOKUP(Tabulation[[#This Row],[Month]],Season,2)","v":"Winter"},{"$f":"(DATE(2021,Tabulation[[#This Row],[Month]],Tabulation[[#This Row],[Day]]))","v":"2021-02-09"},{"$f":"WEEKDAY(Tabulation[[#This Row],[Date]])","v":3},{"$f":"IF(OR(Tabulation[[#This Row],[DayNo]]=1,Tabulation[[#This Row],[DayNo]]=7),1,0)","v":0},{"$f":"COUNTIF(Holidays,Tabulation[[#This Row],[Date]])","v":0},{"$f":"CONCATENATE(Tabulation[[#This Row],[Holiday]],Tabulation[[#This Row],[Season]],Tabulation[[#This Row],[Weekend]],\"-\",IF(Tabulation[[#This Row],[Hour]]<10,0,\"\"),C964)","v":"0Winter0-00"},{"$f":"VLOOKUP(Tabulation[[#This Row],[Concat]],Table3[],8)","v":0.28519},{"$f":"(Tabulation[[#This Row],[AC System Output (kW)]]*Tabulation[[#This Row],[Rate]])","v":0}]
[2,9,1,0,{"$f":"Tabulation[[#This Row],[AC System Output (W)]]/1000","v":0},{"$f":"VLOOKUP(Tabulation[[#This Row],[Month]],Season,2)","v":"Winter"},{"$f":"(DATE(2021,Tabulation[[#This Row],[Month]],Tabulation[[#This Row],[Day]]))","v":"2021-02-09"},{"$f":"WEEKDAY(Tabulation[[#This Row],[Date]])","v":3},{"$f":"IF(OR(Tabulation[[#This Row],[DayNo]]=1,Tabulation[[#This Row],[DayNo]]=7),1,0)","v":0},{"$f":"COUNTIF(Holidays,Tabulation[[#This Row],[Date]])","v":0},{"$f":"CONCATENATE(Tabulation[[#This Row],[Holiday]],Tabulation[[#This Row],[Season]],Tabulation[[#This Row],[Weekend]],\"-\",IF(Tabulation[[#This Row],[Hour]]<10,0,\"\"),C965)","v":"0Winter0-01"},{"$f":"VLOOKUP(Tabulation[[#This Row],[Concat]],Table3[],8)","v":0.28519},{"$f":"(Tabulation[[#This Row],[AC System Output (kW)]]*Tabulation[[#This Row],[Rate]])","v":0}]
[2,9,2,0,{"$f":"Tabulation[[#This Row],[AC System Output (W)]]/1000","v":0},{"$f":"VLOOKUP(Tabulation[[#This Row],[Month]],Season,2)","v":"Winter"},{"$f":"(DATE(2021,Tabulation[[#This Row],[Month]],Tabulation[[#This Row],[Day]]))","v":"2021-02-09"},{"$f":"WEEKDAY(Tabulation[[#This Row],[Date]])","v":3},{"$f":"IF(OR(Tabulation[[#This Row],[DayNo]]=1,Tabulation[[#This Row],[DayNo]]=7),1,0)","v":0},{"$f":"COUNTIF(Holidays,Tabulation[[#This Row],[Date]])","v":0},{"$f":"CONCATENATE(Tabulation[[#This Row],[Holiday]],Tabulation[[#This Row],[Season]],Tabulation[[#This Row],[Weekend]],\"-\",IF(Tabulation[[#This Row],[Hour]]<10,0,\"\"),C966)","v":"0Winter0-02"},{"$f":"VLOOKUP(Tabulation[[#This Row],[Concat]],Table3[],8)","v":0.28519},{"$f":"(Tabulation[[#This Row],[AC System Output (kW)]]*Tabulation[[#This Row],[Rate]])","v":0}]
[2,9,3,0,{"$f":"Tabulation[[#This Row],[AC System Output (W)]]/1000","v":0},{"$f":"VLOOKUP(Tabulation[[#This Row],[Month]],Season,2)","v":"Winter"},{"$f":"(DATE(2021,Tabulation[[#This Row],[Month]],Tabulation[[#This Row],[Day]]))","v":"2021-02-09"},{"$f":"WEEKDAY(Tabulation[[#This Row],[Date]])","v":3},{"$f":"IF(OR(Tabulation[[#This Row],[DayNo]]=1,Tabulation[[#This Row],[DayNo]]=7),1,0)","v":0},{"$f":"COUNTIF(Holidays,Tabulation[[#This Row],[Date]])","v":0},{"$f":"CONCATENATE(Tabulation[[#This Row],[Holiday]],Tabulation[[#This Row],[Season]],Tabulation[[#This Row],[Weekend]],\"-\",IF(Tabulation[[#This Row],[Hour]]<10,0,\"\"),C967)","v":"0Winter0-03"},{"$f":"VLOOKUP(Tabulation[[#This Row],[Concat]],Table3[],8)","v":0.28519},{"$f":"(Tabulation[[#This Row],[AC System Output (kW)]]*Tabulation[[#This Row],[Rate]])","v":0}]
[2,9,4,0,{"$f":"Tabulation[[#This Row],[AC System Output (W)]]/1000","v":0},{"$f":"VLOOKUP(Tabulation[[#This Row],[Month]],Season,2)","v":"Winter"},{"$f":"(DATE(2021,Tabulation[[#This Row],[Month]],Tabulation[[#This Row],[Day]]))","v":"2021-02-09"},{"$f":"WEEKDAY(Tabulation[[#This Row],[Date]])","v":3},{"$f":"IF(OR(Tabulation[[#This Row],[DayNo]]=1,Tabulation[[#This Row],[DayNo]]=7),1,0)","v":0},{"$f":"COUNTIF(Holidays,Tabulation[[#This Row],[Date]])","v":0},{"$f":"CONCATENATE(Tabulation[[#This Row],[Holiday]],Tabulation[[#This Row],[Season]],Tabulation[[#This Row],[Weekend]],\"-\",IF(Tabulation[[#This Row],[Hour]]<10,0,\"\"),C968)","v":"0Winter0-04"},{"$f":"VLOOKUP(Tabulation[[#This Row],[Concat]],Table3[],8)","v":0.28519},{"$f":"(Tabulation[[#This Row],[AC System Output (kW)]]*Tabulation[[#This Row],[Rate]])","v":0}]
[2,9,5,0,{"$f":"Tabulation[[#This Row],[AC System Output (W)]]/1000","v":0},{"$f":"VLOOKUP(Tabulation[[#This Row],[Month]],Season,2)","v":"Winter"},{"$f":"(DATE(2021,Tabulation[[#This Row],[Month]],Tabulation[[#This Row],[Day]]))","v":"2021-02-09"},{"$f":"WEEKDAY(Tabulation[[#This Row],[Date]])","v":3},{"$f":"IF(OR(Tabulation[[#This Row],[DayNo]]=1,Tabulation[[#This Row],[DayNo]]=7),1,0)","v":0},{"$f":"COUNTIF(Holidays,Tabulation[[#This Row],[Date]])","v":0},{"$f":"CONCATENATE(Tabulation[[#This Row],[Holiday]],Tabulation[[#This Row],[Season]],Tabulation[[#This Row],[Weekend]],\"-\",IF(Tabulation[[#This Row],[Hour]]<10,0,\"\"),C969)","v":"0Winter0-05"},{"$f":"VLOOKUP(Tabulation[[#This Row],[Concat]],Table3[],8)","v":0.28519},{"$f":"(Tabulation[[#This Row],[AC System Output (kW)]]*Tabulation[[#This Row],[Rate]])","v":0}]
[2,9,6,0,{"$f":"Tabulation[[#This Row],[AC System Output (W)]]/1000","v":0},{"$f":"VLOOKUP(Tabulation[[#This Row],[Month]],Season,2)","v":"Winter"},{"$f":"(DATE(2021,Tabulation[[#This Row],[Month]],Tabulation[[#This Row],[Day]]))","v":"2021-02-09"},{"$f":"WEEKDAY(Tabulation[[#This Row],[Date]])","v":3},{"$f":"IF(OR(Tabulation[[#This Row],[DayNo]]=1,Tabulation[[#This Row],[DayNo]]=7),1,0)","v":0},{"$f":"COUNTIF(Holidays,Tabulation[[#This Row],[Date]])","v":0},{"$f":"CONCATENATE(Tabulation[[#This Row],[Holiday]],Tabulation[[#This Row],[Season]],Tabulation[[#This Row],[Weekend]],\"-\",IF(Tabulation[[#This Row],[Hour]]<10,0,\"\"),C970)","v":"0Winter0-06"},{"$f":"VLOOKUP(Tabulation[[#This Row],[Concat]],Table3[],8)","v":0.28519},{"$f":"(Tabulation[[#This Row],[AC System Output (kW)]]*Tabulation[[#This Row],[Rate]])","v":0}]
[2,9,7,381.82100000000003,{"$f":"Tabulation[[#This Row],[AC System Output (W)]]/1000","v":0.38182100000000002},{"$f":"VLOOKUP(Tabulation[[#This Row],[Month]],Season,2)","v":"Winter"},{"$f":"(DATE(2021,Tabulation[[#This Row],[Month]],Tabulation[[#This Row],[Day]]))","v":"2021-02-09"},{"$f":"WEEKDAY(Tabulation[[#This Row],[Date]])","v":3},{"$f":"IF(OR(Tabulation[[#This Row],[DayNo]]=1,Tabulation[[#This Row],[DayNo]]=7),1,0)","v":0},{"$f":"COUNTIF(Holidays,Tabulation[[#This Row],[Date]])","v":0},{"$f":"CONCATENATE(Tabulation[[#This Row],[Holiday]],Tabulation[[#This Row],[Season]],Tabulation[[#This Row],[Weekend]],\"-\",IF(Tabulation[[#This Row],[Hour]]<10,0,\"\"),C971)","v":"0Winter0-07"},{"$f":"VLOOKUP(Tabulation[[#This Row],[Concat]],Table3[],8)","v":0.28519},{"$f":"(Tabulation[[#This Row],[AC System Output (kW)]]*Tabulation[[#This Row],[Rate]])","v":0.10889153099}]
[2,9,8,1294.9549999999999,{"$f":"Tabulation[[#This Row],[AC System Output (W)]]/1000","v":1.2949549999999999},{"$f":"VLOOKUP(Tabulation[[#This Row],[Month]],Season,2)","v":"Winter"},{"$f":"(DATE(2021,Tabulation[[#This Row],[Month]],Tabulation[[#This Row],[Day]]))","v":"2021-02-09"},{"$f":"WEEKDAY(Tabulation[[#This Row],[Date]])","v":3},{"$f":"IF(OR(Tabulation[[#This Row],[DayNo]]=1,Tabulation[[#This Row],[DayNo]]=7),1,0)","v":0},{"$f":"COUNTIF(Holidays,Tabulation[[#This Row],[Date]])","v":0},{"$f":"CONCATENATE(Tabulation[[#This Row],[Holiday]],Tabulation[[#This Row],[Season]],Tabulation[[#This Row],[Weekend]],\"-\",IF(Tabulation[[#This Row],[Hour]]<10,0,\"\"),C972)","v":"0Winter0-08"},{"$f":"VLOOKUP(Tabulation[[#This Row],[Concat]],Table3[],8)","v":0.28519},{"$f":"(Tabulation[[#This Row],[AC System Output (kW)]]*Tabulation[[#This Row],[Rate]])","v":0.36930821644999995}]
[2,9,9,2067.2020000000002,{"$f":"Tabulation[[#This Row],[AC System Output (W)]]/1000","v":2.0672020000000004},{"$f":"VLOOKUP(Tabulation[[#This Row],[Month]],Season,2)","v":"Winter"},{"$f":"(DATE(2021,Tabulation[[#This Row],[Month]],Tabulation[[#This Row],[Day]]))","v":"2021-02-09"},{"$f":"WEEKDAY(Tabulation[[#This Row],[Date]])","v":3},{"$f":"IF(OR(Tabulation[[#This Row],[DayNo]]=1,Tabulation[[#This Row],[DayNo]]=7),1,0)","v":0},{"$f":"COUNTIF(Holidays,Tabulation[[#This Row],[Date]])","v":0},{"$f":"CONCATENATE(Tabulation[[#This Row],[Holiday]],Tabulation[[#This Row],[Season]],Tabulation[[#This Row],[Weekend]],\"-\",IF(Tabulation[[#This Row],[Hour]]<10,0,\"\"),C973)","v":"0Winter0-09"},{"$f":"VLOOKUP(Tabulation[[#This Row],[Concat]],Table3[],8)","v":0.28519},{"$f":"(Tabulation[[#This Row],[AC System Output (kW)]]*Tabulation[[#This Row],[Rate]])","v":0.58954533838000012}]
[2,9,10,2537.1860000000001,{"$f":"Tabulation[[#This Row],[AC System Output (W)]]/1000","v":2.5371860000000002},{"$f":"VLOOKUP(Tabulation[[#This Row],[Month]],Season,2)","v":"Winter"},{"$f":"(DATE(2021,Tabulation[[#This Row],[Month]],Tabulation[[#This Row],[Day]]))","v":"2021-02-09"},{"$f":"WEEKDAY(Tabulation[[#This Row],[Date]])","v":3},{"$f":"IF(OR(Tabulation[[#This Row],[DayNo]]=1,Tabulation[[#This Row],[DayNo]]=7),1,0)","v":0},{"$f":"COUNTIF(Holidays,Tabulation[[#This Row],[Date]])","v":0},{"$f":"CONCATENATE(Tabulation[[#This Row],[Holiday]],Tabulation[[#This Row],[Season]],Tabulation[[#This Row],[Weekend]],\"-\",IF(Tabulation[[#This Row],[Hour]]<10,0,\"\"),C974)","v":"0Winter0-10"},{"$f":"VLOOKUP(Tabulation[[#This Row],[Concat]],Table3[],8)","v":0.28519},{"$f":"(Tabulation[[#This Row],[AC System Output (kW)]]*Tabulation[[#This Row],[Rate]])","v":0.72358007534000002}]
[2,9,11,2811.924,{"$f":"Tabulation[[#This Row],[AC System Output (W)]]/1000","v":2.8119239999999999},{"$f":"VLOOKUP(Tabulation[[#This Row],[Month]],Season,2)","v":"Winter"},{"$f":"(DATE(2021,Tabulation[[#This Row],[Month]],Tabulation[[#This Row],[Day]]))","v":"2021-02-09"},{"$f":"WEEKDAY(Tabulation[[#This Row],[Date]])","v":3},{"$f":"IF(OR(Tabulation[[#This Row],[DayNo]]=1,Tabulation[[#This Row],[DayNo]]=7),1,0)","v":0},{"$f":"COUNTIF(Holidays,Tabulation[[#This Row],[Date]])","v":0},{"$f":"CONCATENATE(Tabulation[[#This Row],[Holiday]],Tabulation[[#This Row],[Season]],Tabulation[[#This Row],[Weekend]],\"-\",IF(Tabulation[[#This Row],[Hour]]<10,0,\"\"),C975)","v":"0Winter0-11"},{"$f":"VLOOKUP(Tabulation[[#This Row],[Concat]],Table3[],8)","v":0.28519},{"$f":"(Tabulation[[#This Row],[AC System Output (kW)]]*Tabulation[[#This Row],[Rate]])","v":0.80193260556000001}]
[2,9,12,2784.1289999999999,{"$f":"Tabulation[[#This Row],[AC System Output (W)]]/1000","v":2.7841290000000001},{"$f":"VLOOKUP(Tabulation[[#This Row],[Month]],Season,2)","v":"Winter"},{"$f":"(DATE(2021,Tabulation[[#This Row],[Month]],Tabulation[[#This Row],[Day]]))","v":"2021-02-09"},{"$f":"WEEKDAY(Tabulation[[#This Row],[Date]])","v":3},{"$f":"IF(OR(Tabulation[[#This Row],[DayNo]]=1,Tabulation[[#This Row],[DayNo]]=7),1,0)","v":0},{"$f":"COUNTIF(Holidays,Tabulation[[#This Row],[Date]])","v":0},{"$f":"CONCATENATE(Tabulation[[#This Row],[Holiday]],Tabulation[[#This Row],[Season]],Tabulation[[#This Row],[Weekend]],\"-\",IF(Tabulation[[#This Row],[Hour]]<10,0,\"\"),C976)","v":"0Winter0-12"},{"$f":"VLOOKUP(Tabulation[[#This Row],[Concat]],Table3[],8)","v":0.28519},{"$f":"(Tabulation[[#This Row],[AC System Output (kW)]]*Tabulation[[#This Row],[Rate]])","v":0.79400574951000003}]
[2,9,13,2634.3130000000001,{"$f":"Tabulation[[#This Row],[AC System Output (W)]]/1000","v":2.6343130000000001},{"$f":"VLOOKUP(Tabulation[[#This Row],[Month]],Season,2)","v":"Winter"},{"$f":"(DATE(2021,Tabulation[[#This Row],[Month]],Tabulation[[#This Row],[Day]]))","v":"2021-02-09"},{"$f":"WEEKDAY(Tabulation[[#This Row],[Date]])","v":3},{"$f":"IF(OR(Tabulation[[#This Row],[DayNo]]=1,Tabulation[[#This Row],[DayNo]]=7),1,0)","v":0},{"$f":"COUNTIF(Holidays,Tabulation[[#This Row],[Date]])","v":0},{"$f":"CONCATENATE(Tabulation[[#This Row],[Holiday]],Tabulation[[#This Row],[Season]],Tabulation[[#This Row],[Weekend]],\"-\",IF(Tabulation[[#This Row],[Hour]]<10,0,\"\"),C977)","v":"0Winter0-13"},{"$f":"VLOOKUP(Tabulation[[#This Row],[Concat]],Table3[],8)","v":0.28519},{"$f":"(Tabulation[[#This Row],[AC System Output (kW)]]*Tabulation[[#This Row],[Rate]])","v":0.75127972447000002}]
[2,9,14,2194.5940000000001,{"$f":"Tabulation[[#This Row],[AC System Output (W)]]/1000","v":2.1945939999999999},{"$f":"VLOOKUP(Tabulation[[#This Row],[Month]],Season,2)","v":"Winter"},{"$f":"(DATE(2021,Tabulation[[#This Row],[Month]],Tabulation[[#This Row],[Day]]))","v":"2021-02-09"},{"$f":"WEEKDAY(Tabulation[[#This Row],[Date]])","v":3},{"$f":"IF(OR(Tabulation[[#This Row],[DayNo]]=1,Tabulation[[#This Row],[DayNo]]=7),1,0)","v":0},{"$f":"COUNTIF(Holidays,Tabulation[[#This Row],[Date]])","v":0},{"$f":"CONCATENATE(Tabulation[[#This Row],[Holiday]],Tabulation[[#This Row],[Season]],Tabulation[[#This Row],[Weekend]],\"-\",IF(Tabulation[[#This Row],[Hour]]<10,0,\"\"),C978)","v":"0Winter0-14"},{"$f":"VLOOKUP(Tabulation[[#This Row],[Concat]],Table3[],8)","v":0.28519},{"$f":"(Tabulation[[#This Row],[AC System Output (kW)]]*Tabulation[[#This Row],[Rate]])","v":0.62587626285999998}]
[2,9,15,1627.931,{"$f":"Tabulation[[#This Row],[AC System Output (W)]]/1000","v":1.627931},{"$f":"VLOOKUP(Tabulation[[#This Row],[Month]],Season,2)","v":"Winter"},{"$f":"(DATE(2021,Tabulation[[#This Row],[Month]],Tabulation[[#This Row],[Day]]))","v":"2021-02-09"},{"$f":"WEEKDAY(Tabulation[[#This Row],[Date]])","v":3},{"$f":"IF(OR(Tabulation[[#This Row],[DayNo]]=1,Tabulation[[#This Row],[DayNo]]=7),1,0)","v":0},{"$f":"COUNTIF(Holidays,Tabulation[[#This Row],[Date]])","v":0},{"$f":"CONCATENATE(Tabulation[[#This Row],[Holiday]],Tabulation[[#This Row],[Season]],Tabulation[[#This Row],[Weekend]],\"-\",IF(Tabulation[[#This Row],[Hour]]<10,0,\"\"),C979)","v":"0Winter0-15"},{"$f":"VLOOKUP(Tabulation[[#This Row],[Concat]],Table3[],8)","v":0.28519},{"$f":"(Tabulation[[#This Row],[AC System Output (kW)]]*Tabulation[[#This Row],[Rate]])","v":0.46426964189000003}]
[2,9,16,834.62900000000002,{"$f":"Tabulation[[#This Row],[AC System Output (W)]]/1000","v":0.83462900000000007},{"$f":"VLOOKUP(Tabulation[[#This Row],[Month]],Season,2)","v":"Winter"},{"$f":"(DATE(2021,Tabulation[[#This Row],[Month]],Tabulation[[#This Row],[Day]]))","v":"2021-02-09"},{"$f":"WEEKDAY(Tabulation[[#This Row],[Date]])","v":3},{"$f":"IF(OR(Tabulation[[#This Row],[DayNo]]=1,Tabulation[[#This Row],[DayNo]]=7),1,0)","v":0},{"$f":"COUNTIF(Holidays,Tabulation[[#This Row],[Date]])","v":0},{"$f":"CONCATENATE(Tabulation[[#This Row],[Holiday]],Tabulation[[#This Row],[Season]],Tabulation[[#This Row],[Weekend]],\"-\",IF(Tabulation[[#This Row],[Hour]]<10,0,\"\"),C980)","v":"0Winter0-16"},{"$f":"VLOOKUP(Tabulation[[#This Row],[Concat]],Table3[],8)","v":0.28519},{"$f":"(Tabulation[[#This Row],[AC System Output (kW)]]*Tabulation[[#This Row],[Rate]])","v":0.23802784451000003}]
[2,9,17,0,{"$f":"Tabulation[[#This Row],[AC System Output (W)]]/1000","v":0},{"$f":"VLOOKUP(Tabulation[[#This Row],[Month]],Season,2)","v":"Winter"},{"$f":"(DATE(2021,Tabulation[[#This Row],[Month]],Tabulation[[#This Row],[Day]]))","v":"2021-02-09"},{"$f":"WEEKDAY(Tabulation[[#This Row],[Date]])","v":3},{"$f":"IF(OR(Tabulation[[#This Row],[DayNo]]=1,Tabulation[[#This Row],[DayNo]]=7),1,0)","v":0},{"$f":"COUNTIF(Holidays,Tabulation[[#This Row],[Date]])","v":0},{"$f":"CONCATENATE(Tabulation[[#This Row],[Holiday]],Tabulation[[#This Row],[Season]],Tabulation[[#This Row],[Weekend]],\"-\",IF(Tabulation[[#This Row],[Hour]]<10,0,\"\"),C981)","v":"0Winter0-17"},{"$f":"VLOOKUP(Tabulation[[#This Row],[Concat]],Table3[],8)","v":0.30257000000000001},{"$f":"(Tabulation[[#This Row],[AC System Output (kW)]]*Tabulation[[#This Row],[Rate]])","v":0}]
[2,9,18,0,{"$f":"Tabulation[[#This Row],[AC System Output (W)]]/1000","v":0},{"$f":"VLOOKUP(Tabulation[[#This Row],[Month]],Season,2)","v":"Winter"},{"$f":"(DATE(2021,Tabulation[[#This Row],[Month]],Tabulation[[#This Row],[Day]]))","v":"2021-02-09"},{"$f":"WEEKDAY(Tabulation[[#This Row],[Date]])","v":3},{"$f":"IF(OR(Tabulation[[#This Row],[DayNo]]=1,Tabulation[[#This Row],[DayNo]]=7),1,0)","v":0},{"$f":"COUNTIF(Holidays,Tabulation[[#This Row],[Date]])","v":0},{"$f":"CONCATENATE(Tabulation[[#This Row],[Holiday]],Tabulation[[#This Row],[Season]],Tabulation[[#This Row],[Weekend]],\"-\",IF(Tabulation[[#This Row],[Hour]]<10,0,\"\"),C982)","v":"0Winter0-18"},{"$f":"VLOOKUP(Tabulation[[#This Row],[Concat]],Table3[],8)","v":0.30257000000000001},{"$f":"(Tabulation[[#This Row],[AC System Output (kW)]]*Tabulation[[#This Row],[Rate]])","v":0}]
[2,9,19,0,{"$f":"Tabulation[[#This Row],[AC System Output (W)]]/1000","v":0},{"$f":"VLOOKUP(Tabulation[[#This Row],[Month]],Season,2)","v":"Winter"},{"$f":"(DATE(2021,Tabulation[[#This Row],[Month]],Tabulation[[#This Row],[Day]]))","v":"2021-02-09"},{"$f":"WEEKDAY(Tabulation[[#This Row],[Date]])","v":3},{"$f":"IF(OR(Tabulation[[#This Row],[DayNo]]=1,Tabulation[[#This Row],[DayNo]]=7),1,0)","v":0},{"$f":"COUNTIF(Holidays,Tabulation[[#This Row],[Date]])","v":0},{"$f":"CONCATENATE(Tabulation[[#This Row],[Holiday]],Tabulation[[#This Row],[Season]],Tabulation[[#This Row],[Weekend]],\"-\",IF(Tabulation[[#This Row],[Hour]]<10,0,\"\"),C983)","v":"0Winter0-19"},{"$f":"VLOOKUP(Tabulation[[#This Row],[Concat]],Table3[],8)","v":0.30257000000000001},{"$f":"(Tabulation[[#This Row],[AC System Output (kW)]]*Tabulation[[#This Row],[Rate]])","v":0}]
[2,9,20,0,{"$f":"Tabulation[[#This Row],[AC System Output (W)]]/1000","v":0},{"$f":"VLOOKUP(Tabulation[[#This Row],[Month]],Season,2)","v":"Winter"},{"$f":"(DATE(2021,Tabulation[[#This Row],[Month]],Tabulation[[#This Row],[Day]]))","v":"2021-02-09"},{"$f":"WEEKDAY(Tabulation[[#This Row],[Date]])","v":3},{"$f":"IF(OR(Tabulation[[#This Row],[DayNo]]=1,Tabulation[[#This Row],[DayNo]]=7),1,0)","v":0},{"$f":"COUNTIF(Holidays,Tabulation[[#This Row],[Date]])","v":0},{"$f":"CONCATENATE(Tabulation[[#This Row],[Holiday]],Tabulation[[#This Row],[Season]],Tabulation[[#This Row],[Weekend]],\"-\",IF(Tabulation[[#This Row],[Hour]]<10,0,\"\"),C984)","v":"0Winter0-20"},{"$f":"VLOOKUP(Tabulation[[#This Row],[Concat]],Table3[],8)","v":0.28519},{"$f":"(Tabulation[[#This Row],[AC System Output (kW)]]*Tabulation[[#This Row],[Rate]])","v":0}]
[2,9,21,0,{"$f":"Tabulation[[#This Row],[AC System Output (W)]]/1000","v":0},{"$f":"VLOOKUP(Tabulation[[#This Row],[Month]],Season,2)","v":"Winter"},{"$f":"(DATE(2021,Tabulation[[#This Row],[Month]],Tabulation[[#This Row],[Day]]))","v":"2021-02-09"},{"$f":"WEEKDAY(Tabulation[[#This Row],[Date]])","v":3},{"$f":"IF(OR(Tabulation[[#This Row],[DayNo]]=1,Tabulation[[#This Row],[DayNo]]=7),1,0)","v":0},{"$f":"COUNTIF(Holidays,Tabulation[[#This Row],[Date]])","v":0},{"$f":"CONCATENATE(Tabulation[[#This Row],[Holiday]],Tabulation[[#This Row],[Season]],Tabulation[[#This Row],[Weekend]],\"-\",IF(Tabulation[[#This Row],[Hour]]<10,0,\"\"),C985)","v":"0Winter0-21"},{"$f":"VLOOKUP(Tabulation[[#This Row],[Concat]],Table3[],8)","v":0.28519},{"$f":"(Tabulation[[#This Row],[AC System Output (kW)]]*Tabulation[[#This Row],[Rate]])","v":0}]
[2,9,22,0,{"$f":"Tabulation[[#This Row],[AC System Output (W)]]/1000","v":0},{"$f":"VLOOKUP(Tabulation[[#This Row],[Month]],Season,2)","v":"Winter"},{"$f":"(DATE(2021,Tabulation[[#This Row],[Month]],Tabulation[[#This Row],[Day]]))","v":"2021-02-09"},{"$f":"WEEKDAY(Tabulation[[#This Row],[Date]])","v":3},{"$f":"IF(OR(Tabulation[[#This Row],[DayNo]]=1,Tabulation[[#This Row],[DayNo]]=7),1,0)","v":0},{"$f":"COUNTIF(Holidays,Tabulation[[#This Row],[Date]])","v":0},{"$f":"CONCATENATE(Tabulation[[#This Row],[Holiday]],Tabulation[[#This Row],[Season]],Tabulation[[#This Row],[Weekend]],\"-\",IF(Tabulation[[#This Row],[Hour]]<10,0,\"\"),C986)","v":"0Winter0-22"},{"$f":"VLOOKUP(Tabulation[[#This Row],[Concat]],Table3[],8)","v":0.28519},{"$f":"(Tabulation[[#This Row],[AC System Output (kW)]]*Tabulation[[#This Row],[Rate]])","v":0}]
[2,9,23,0,{"$f":"Tabulation[[#This Row],[AC System Output (W)]]/1000","v":0},{"$f":"VLOOKUP(Tabulation[[#This Row],[Month]],Season,2)","v":"Winter"},{"$f":"(DATE(2021,Tabulation[[#This Row],[Month]],Tabulation[[#This Row],[Day]]))","v":"2021-02-09"},{"$f":"WEEKDAY(Tabulation[[#This Row],[Date]])","v":3},{"$f":"IF(OR(Tabulation[[#This Row],[DayNo]]=1,Tabulation[[#This Row],[DayNo]]=7),1,0)","v":0},{"$f":"COUNTIF(Holidays,Tabulation[[#This Row],[Date]])","v":0},{"$f":"CONCATENATE(Tabulation[[#This Row],[Holiday]],Tabulation[[#This Row],[Season]],Tabulation[[#This Row],[Weekend]],\"-\",IF(Tabulation[[#This Row],[Hour]]<10,0,\"\"),C987)","v":"0Winter0-23"},{"$f":"VLOOKUP(Tabulation[[#This Row],[Concat]],Table3[],8)","v":0.28519},{"$f":"(Tabulation[[#This Row],[AC System Output (kW)]]*Tabulation[[#This Row],[Rate]])","v":0}]
[2,10,0,0,{"$f":"Tabulation[[#This Row],[AC System Output (W)]]/1000","v":0},{"$f":"VLOOKUP(Tabulation[[#This Row],[Month]],Season,2)","v":"Winter"},{"$f":"(DATE(2021,Tabulation[[#This Row],[Month]],Tabulation[[#This Row],[Day]]))","v":"2021-02-10"},{"$f":"WEEKDAY(Tabulation[[#This Row],[Date]])","v":4},{"$f":"IF(OR(Tabulation[[#This Row],[DayNo]]=1,Tabulation[[#This Row],[DayNo]]=7),1,0)","v":0},{"$f":"COUNTIF(Holidays,Tabulation[[#This Row],[Date]])","v":0},{"$f":"CONCATENATE(Tabulation[[#This Row],[Holiday]],Tabulation[[#This Row],[Season]],Tabulation[[#This Row],[Weekend]],\"-\",IF(Tabulation[[#This Row],[Hour]]<10,0,\"\"),C988)","v":"0Winter0-00"},{"$f":"VLOOKUP(Tabulation[[#This Row],[Concat]],Table3[],8)","v":0.28519},{"$f":"(Tabulation[[#This Row],[AC System Output (kW)]]*Tabulation[[#This Row],[Rate]])","v":0}]
[2,10,1,0,{"$f":"Tabulation[[#This Row],[AC System Output (W)]]/1000","v":0},{"$f":"VLOOKUP(Tabulation[[#This Row],[Month]],Season,2)","v":"Winter"},{"$f":"(DATE(2021,Tabulation[[#This Row],[Month]],Tabulation[[#This Row],[Day]]))","v":"2021-02-10"},{"$f":"WEEKDAY(Tabulation[[#This Row],[Date]])","v":4},{"$f":"IF(OR(Tabulation[[#This Row],[DayNo]]=1,Tabulation[[#This Row],[DayNo]]=7),1,0)","v":0},{"$f":"COUNTIF(Holidays,Tabulation[[#This Row],[Date]])","v":0},{"$f":"CONCATENATE(Tabulation[[#This Row],[Holiday]],Tabulation[[#This Row],[Season]],Tabulation[[#This Row],[Weekend]],\"-\",IF(Tabulation[[#This Row],[Hour]]<10,0,\"\"),C989)","v":"0Winter0-01"},{"$f":"VLOOKUP(Tabulation[[#This Row],[Concat]],Table3[],8)","v":0.28519},{"$f":"(Tabulation[[#This Row],[AC System Output (kW)]]*Tabulation[[#This Row],[Rate]])","v":0}]
[2,10,2,0,{"$f":"Tabulation[[#This Row],[AC System Output (W)]]/1000","v":0},{"$f":"VLOOKUP(Tabulation[[#This Row],[Month]],Season,2)","v":"Winter"},{"$f":"(DATE(2021,Tabulation[[#This Row],[Month]],Tabulation[[#This Row],[Day]]))","v":"2021-02-10"},{"$f":"WEEKDAY(Tabulation[[#This Row],[Date]])","v":4},{"$f":"IF(OR(Tabulation[[#This Row],[DayNo]]=1,Tabulation[[#This Row],[DayNo]]=7),1,0)","v":0},{"$f":"COUNTIF(Holidays,Tabulation[[#This Row],[Date]])","v":0},{"$f":"CONCATENATE(Tabulation[[#This Row],[Holiday]],Tabulation[[#This Row],[Season]],Tabulation[[#This Row],[Weekend]],\"-\",IF(Tabulation[[#This Row],[Hour]]<10,0,\"\"),C990)","v":"0Winter0-02"},{"$f":"VLOOKUP(Tabulation[[#This Row],[Concat]],Table3[],8)","v":0.28519},{"$f":"(Tabulation[[#This Row],[AC System Output (kW)]]*Tabulation[[#This Row],[Rate]])","v":0}]
[2,10,3,0,{"$f":"Tabulation[[#This Row],[AC System Output (W)]]/1000","v":0},{"$f":"VLOOKUP(Tabulation[[#This Row],[Month]],Season,2)","v":"Winter"},{"$f":"(DATE(2021,Tabulation[[#This Row],[Month]],Tabulation[[#This Row],[Day]]))","v":"2021-02-10"},{"$f":"WEEKDAY(Tabulation[[#This Row],[Date]])","v":4},{"$f":"IF(OR(Tabulation[[#This Row],[DayNo]]=1,Tabulation[[#This Row],[DayNo]]=7),1,0)","v":0},{"$f":"COUNTIF(Holidays,Tabulation[[#This Row],[Date]])","v":0},{"$f":"CONCATENATE(Tabulation[[#This Row],[Holiday]],Tabulation[[#This Row],[Season]],Tabulation[[#This Row],[Weekend]],\"-\",IF(Tabulation[[#This Row],[Hour]]<10,0,\"\"),C991)","v":"0Winter0-03"},{"$f":"VLOOKUP(Tabulation[[#This Row],[Concat]],Table3[],8)","v":0.28519},{"$f":"(Tabulation[[#This Row],[AC System Output (kW)]]*Tabulation[[#This Row],[Rate]])","v":0}]
[2,10,4,0,{"$f":"Tabulation[[#This Row],[AC System Output (W)]]/1000","v":0},{"$f":"VLOOKUP(Tabulation[[#This Row],[Month]],Season,2)","v":"Winter"},{"$f":"(DATE(2021,Tabulation[[#This Row],[Month]],Tabulation[[#This Row],[Day]]))","v":"2021-02-10"},{"$f":"WEEKDAY(Tabulation[[#This Row],[Date]])","v":4},{"$f":"IF(OR(Tabulation[[#This Row],[DayNo]]=1,Tabulation[[#This Row],[DayNo]]=7),1,0)","v":0},{"$f":"COUNTIF(Holidays,Tabulation[[#This Row],[Date]])","v":0},{"$f":"CONCATENATE(Tabulation[[#This Row],[Holiday]],Tabulation[[#This Row],[Season]],Tabulation[[#This Row],[Weekend]],\"-\",IF(Tabulation[[#This Row],[Hour]]<10,0,\"\"),C992)","v":"0Winter0-04"},{"$f":"VLOOKUP(Tabulation[[#This Row],[Concat]],Table3[],8)","v":0.28519},{"$f":"(Tabulation[[#This Row],[AC System Output (kW)]]*Tabulation[[#This Row],[Rate]])","v":0}]
[2,10,5,0,{"$f":"Tabulation[[#This Row],[AC System Output (W)]]/1000","v":0},{"$f":"VLOOKUP(Tabulation[[#This Row],[Month]],Season,2)","v":"Winter"},{"$f":"(DATE(2021,Tabulation[[#This Row],[Month]],Tabulation[[#This Row],[Day]]))","v":"2021-02-10"},{"$f":"WEEKDAY(Tabulation[[#This Row],[Date]])","v":4},{"$f":"IF(OR(Tabulation[[#This Row],[DayNo]]=1,Tabulation[[#This Row],[DayNo]]=7),1,0)","v":0},{"$f":"COUNTIF(Holidays,Tabulation[[#This Row],[Date]])","v":0},{"$f":"CONCATENATE(Tabulation[[#This Row],[Holiday]],Tabulation[[#This Row],[Season]],Tabulation[[#This Row],[Weekend]],\"-\",IF(Tabulation[[#This Row],[Hour]]<10,0,\"\"),C993)","v":"0Winter0-05"},{"$f":"VLOOKUP(Tabulation[[#This Row],[Concat]],Table3[],8)","v":0.28519},{"$f":"(Tabulation[[#This Row],[AC System Output (kW)]]*Tabulation[[#This Row],[Rate]])","v":0}]
[2,10,6,0,{"$f":"Tabulation[[#This Row],[AC System Output (W)]]/1000","v":0},{"$f":"VLOOKUP(Tabulation[[#This Row],[Month]],Season,2)","v":"Winter"},{"$f":"(DATE(2021,Tabulation[[#This Row],[Month]],Tabulation[[#This Row],[Day]]))","v":"2021-02-10"},{"$f":"WEEKDAY(Tabulation[[#This Row],[Date]])","v":4},{"$f":"IF(OR(Tabulation[[#This Row],[DayNo]]=1,Tabulation[[#This Row],[DayNo]]=7),1,0)","v":0},{"$f":"COUNTIF(Holidays,Tabulation[[#This Row],[Date]])","v":0},{"$f":"CONCATENATE(Tabulation[[#This Row],[Holiday]],Tabulation[[#This Row],[Season]],Tabulation[[#This Row],[Weekend]],\"-\",IF(Tabulation[[#This Row],[Hour]]<10,0,\"\"),C994)","v":"0Winter0-06"},{"$f":"VLOOKUP(Tabulation[[#This Row],[Concat]],Table3[],8)","v":0.28519},{"$f":"(Tabulation[[#This Row],[AC System Output (kW)]]*Tabulation[[#This Row],[Rate]])","v":0}]
[2,10,7,86.632000000000005,{"$f":"Tabulation[[#This Row],[AC System Output (W)]]/1000","v":8.6632000000000001E-2},{"$f":"VLOOKUP(Tabulation[[#This Row],[Month]],Season,2)","v":"Winter"},{"$f":"(DATE(2021,Tabulation[[#This Row],[Month]],Tabulation[[#This Row],[Day]]))","v":"2021-02-10"},{"$f":"WEEKDAY(Tabulation[[#This Row],[Date]])","v":4},{"$f":"IF(OR(Tabulation[[#This Row],[DayNo]]=1,Tabulation[[#This Row],[DayNo]]=7),1,0)","v":0},{"$f":"COUNTIF(Holidays,Tabulation[[#This Row],[Date]])","v":0},{"$f":"CONCATENATE(Tabulation[[#This Row],[Holiday]],Tabulation[[#This Row],[Season]],Tabulation[[#This Row],[Weekend]],\"-\",IF(Tabulation[[#This Row],[Hour]]<10,0,\"\"),C995)","v":"0Winter0-07"},{"$f":"VLOOKUP(Tabulation[[#This Row],[Concat]],Table3[],8)","v":0.28519},{"$f":"(Tabulation[[#This Row],[AC System Output (kW)]]*Tabulation[[#This Row],[Rate]])","v":2.4706580079999999E-2}]
[2,10,8,760.07299999999998,{"$f":"Tabulation[[#This Row],[AC System Output (W)]]/1000","v":0.760073},{"$f":"VLOOKUP(Tabulation[[#This Row],[Month]],Season,2)","v":"Winter"},{"$f":"(DATE(2021,Tabulation[[#This Row],[Month]],Tabulation[[#This Row],[Day]]))","v":"2021-02-10"},{"$f":"WEEKDAY(Tabulation[[#This Row],[Date]])","v":4},{"$f":"IF(OR(Tabulation[[#This Row],[DayNo]]=1,Tabulation[[#This Row],[DayNo]]=7),1,0)","v":0},{"$f":"COUNTIF(Holidays,Tabulation[[#This Row],[Date]])","v":0},{"$f":"CONCATENATE(Tabulation[[#This Row],[Holiday]],Tabulation[[#This Row],[Season]],Tabulation[[#This Row],[Weekend]],\"-\",IF(Tabulation[[#This Row],[Hour]]<10,0,\"\"),C996)","v":"0Winter0-08"},{"$f":"VLOOKUP(Tabulation[[#This Row],[Concat]],Table3[],8)","v":0.28519},{"$f":"(Tabulation[[#This Row],[AC System Output (kW)]]*Tabulation[[#This Row],[Rate]])","v":0.21676521887}]
[2,10,9,2093.0529999999999,{"$f":"Tabulation[[#This Row],[AC System Output (W)]]/1000","v":2.0930529999999998},{"$f":"VLOOKUP(Tabulation[[#This Row],[Month]],Season,2)","v":"Winter"},{"$f":"(DATE(2021,Tabulation[[#This Row],[Month]],Tabulation[[#This Row],[Day]]))","v":"2021-02-10"},{"$f":"WEEKDAY(Tabulation[[#This Row],[Date]])","v":4},{"$f":"IF(OR(Tabulation[[#This Row],[DayNo]]=1,Tabulation[[#This Row],[DayNo]]=7),1,0)","v":0},{"$f":"COUNTIF(Holidays,Tabulation[[#This Row],[Date]])","v":0},{"$f":"CONCATENATE(Tabulation[[#This Row],[Holiday]],Tabulation[[#This Row],[Season]],Tabulation[[#This Row],[Weekend]],\"-\",IF(Tabulation[[#This Row],[Hour]]<10,0,\"\"),C997)","v":"0Winter0-09"},{"$f":"VLOOKUP(Tabulation[[#This Row],[Concat]],Table3[],8)","v":0.28519},{"$f":"(Tabulation[[#This Row],[AC System Output (kW)]]*Tabulation[[#This Row],[Rate]])","v":0.59691778506999993}]
[2,10,10,2186.5729999999999,{"$f":"Tabulation[[#This Row],[AC System Output (W)]]/1000","v":2.1865729999999997},{"$f":"VLOOKUP(Tabulation[[#This Row],[Month]],Season,2)","v":"Winter"},{"$f":"(DATE(2021,Tabulation[[#This Row],[Month]],Tabulation[[#This Row],[Day]]))","v":"2021-02-10"},{"$f":"WEEKDAY(Tabulation[[#This Row],[Date]])","v":4},{"$f":"IF(OR(Tabulation[[#This Row],[DayNo]]=1,Tabulation[[#This Row],[DayNo]]=7),1,0)","v":0},{"$f":"COUNTIF(Holidays,Tabulation[[#This Row],[Date]])","v":0},{"$f":"CONCATENATE(Tabulation[[#This Row],[Holiday]],Tabulation[[#This Row],[Season]],Tabulation[[#This Row],[Weekend]],\"-\",IF(Tabulation[[#This Row],[Hour]]<10,0,\"\"),C998)","v":"0Winter0-10"},{"$f":"VLOOKUP(Tabulation[[#This Row],[Concat]],Table3[],8)","v":0.28519},{"$f":"(Tabulation[[#This Row],[AC System Output (kW)]]*Tabulation[[#This Row],[Rate]])","v":0.6235887538699999}]
[2,10,11,2013.6079999999999,{"$f":"Tabulation[[#This Row],[AC System Output (W)]]/1000","v":2.0136080000000001},{"$f":"VLOOKUP(Tabulation[[#This Row],[Month]],Season,2)","v":"Winter"},{"$f":"(DATE(2021,Tabulation[[#This Row],[Month]],Tabulation[[#This Row],[Day]]))","v":"2021-02-10"},{"$f":"WEEKDAY(Tabulation[[#This Row],[Date]])","v":4},{"$f":"IF(OR(Tabulation[[#This Row],[DayNo]]=1,Tabulation[[#This Row],[DayNo]]=7),1,0)","v":0},{"$f":"COUNTIF(Holidays,Tabulation[[#This Row],[Date]])","v":0},{"$f":"CONCATENATE(Tabulation[[#This Row],[Holiday]],Tabulation[[#This Row],[Season]],Tabulation[[#This Row],[Weekend]],\"-\",IF(Tabulation[[#This Row],[Hour]]<10,0,\"\"),C999)","v":"0Winter0-11"},{"$f":"VLOOKUP(Tabulation[[#This Row],[Concat]],Table3[],8)","v":0.28519},{"$f":"(Tabulation[[#This Row],[AC System Output (kW)]]*Tabulation[[#This Row],[Rate]])","v":0.57426086552}]
[2,10,12,2249.846,{"$f":"Tabulation[[#This Row],[AC System Output (W)]]/1000","v":2.2498459999999998},{"$f":"VLOOKUP(Tabulation[[#This Row],[Month]],Season,2)","v":"Winter"},{"$f":"(DATE(2021,Tabulation[[#This Row],[Month]],Tabulation[[#This Row],[Day]]))","v":"2021-02-10"},{"$f":"WEEKDAY(Tabulation[[#This Row],[Date]])","v":4},{"$f":"IF(OR(Tabulation[[#This Row],[DayNo]]=1,Tabulation[[#This Row],[DayNo]]=7),1,0)","v":0},{"$f":"COUNTIF(Holidays,Tabulation[[#This Row],[Date]])","v":0},{"$f":"CONCATENATE(Tabulation[[#This Row],[Holiday]],Tabulation[[#This Row],[Season]],Tabulation[[#This Row],[Weekend]],\"-\",IF(Tabulation[[#This Row],[Hour]]<10,0,\"\"),C1000)","v":"0Winter0-12"},{"$f":"VLOOKUP(Tabulation[[#This Row],[Concat]],Table3[],8)","v":0.28519},{"$f":"(Tabulation[[#This Row],[AC System Output (kW)]]*Tabulation[[#This Row],[Rate]])","v":0.64163358073999999}]
[2,10,13,1975.4079999999999,{"$f":"Tabulation[[#This Row],[AC System Output (W)]]/1000","v":1.9754079999999998},{"$f":"VLOOKUP(Tabulation[[#This Row],[Month]],Season,2)","v":"Winter"},{"$f":"(DATE(2021,Tabulation[[#This Row],[Month]],Tabulation[[#This Row],[Day]]))","v":"2021-02-10"},{"$f":"WEEKDAY(Tabulation[[#This Row],[Date]])","v":4},{"$f":"IF(OR(Tabulation[[#This Row],[DayNo]]=1,Tabulation[[#This Row],[DayNo]]=7),1,0)","v":0},{"$f":"COUNTIF(Holidays,Tabulation[[#This Row],[Date]])","v":0},{"$f":"CONCATENATE(Tabulation[[#This Row],[Holiday]],Tabulation[[#This Row],[Season]],Tabulation[[#This Row],[Weekend]],\"-\",IF(Tabulation[[#This Row],[Hour]]<10,0,\"\"),C1001)","v":"0Winter0-13"},{"$f":"VLOOKUP(Tabulation[[#This Row],[Concat]],Table3[],8)","v":0.28519},{"$f":"(Tabulation[[#This Row],[AC System Output (kW)]]*Tabulation[[#This Row],[Rate]])","v":0.5633666075199999}]
[2,10,14,877.42700000000002,{"$f":"Tabulation[[#This Row],[AC System Output (W)]]/1000","v":0.87742700000000007},{"$f":"VLOOKUP(Tabulation[[#This Row],[Month]],Season,2)","v":"Winter"},{"$f":"(DATE(2021,Tabulation[[#This Row],[Month]],Tabulation[[#This Row],[Day]]))","v":"2021-02-10"},{"$f":"WEEKDAY(Tabulation[[#This Row],[Date]])","v":4},{"$f":"IF(OR(Tabulation[[#This Row],[DayNo]]=1,Tabulation[[#This Row],[DayNo]]=7),1,0)","v":0},{"$f":"COUNTIF(Holidays,Tabulation[[#This Row],[Date]])","v":0},{"$f":"CONCATENATE(Tabulation[[#This Row],[Holiday]],Tabulation[[#This Row],[Season]],Tabulation[[#This Row],[Weekend]],\"-\",IF(Tabulation[[#This Row],[Hour]]<10,0,\"\"),C1002)","v":"0Winter0-14"},{"$f":"VLOOKUP(Tabulation[[#This Row],[Concat]],Table3[],8)","v":0.28519},{"$f":"(Tabulation[[#This Row],[AC System Output (kW)]]*Tabulation[[#This Row],[Rate]])","v":0.25023340613}]
[2,10,15,755.52700000000004,{"$f":"Tabulation[[#This Row],[AC System Output (W)]]/1000","v":0.75552700000000006},{"$f":"VLOOKUP(Tabulation[[#This Row],[Month]],Season,2)","v":"Winter"},{"$f":"(DATE(2021,Tabulation[[#This Row],[Month]],Tabulation[[#This Row],[Day]]))","v":"2021-02-10"},{"$f":"WEEKDAY(Tabulation[[#This Row],[Date]])","v":4},{"$f":"IF(OR(Tabulation[[#This Row],[DayNo]]=1,Tabulation[[#This Row],[DayNo]]=7),1,0)","v":0},{"$f":"COUNTIF(Holidays,Tabulation[[#This Row],[Date]])","v":0},{"$f":"CONCATENATE(Tabulation[[#This Row],[Holiday]],Tabulation[[#This Row],[Season]],Tabulation[[#This Row],[Weekend]],\"-\",IF(Tabulation[[#This Row],[Hour]]<10,0,\"\"),C1003)","v":"0Winter0-15"},{"$f":"VLOOKUP(Tabulation[[#This Row],[Concat]],Table3[],8)","v":0.28519},{"$f":"(Tabulation[[#This Row],[AC System Output (kW)]]*Tabulation[[#This Row],[Rate]])","v":0.21546874513000003}]
[2,10,16,225.292,{"$f":"Tabulation[[#This Row],[AC System Output (W)]]/1000","v":0.22529199999999999},{"$f":"VLOOKUP(Tabulation[[#This Row],[Month]],Season,2)","v":"Winter"},{"$f":"(DATE(2021,Tabulation[[#This Row],[Month]],Tabulation[[#This Row],[Day]]))","v":"2021-02-10"},{"$f":"WEEKDAY(Tabulation[[#This Row],[Date]])","v":4},{"$f":"IF(OR(Tabulation[[#This Row],[DayNo]]=1,Tabulation[[#This Row],[DayNo]]=7),1,0)","v":0},{"$f":"COUNTIF(Holidays,Tabulation[[#This Row],[Date]])","v":0},{"$f":"CONCATENATE(Tabulation[[#This Row],[Holiday]],Tabulation[[#This Row],[Season]],Tabulation[[#This Row],[Weekend]],\"-\",IF(Tabulation[[#This Row],[Hour]]<10,0,\"\"),C1004)","v":"0Winter0-16"},{"$f":"VLOOKUP(Tabulation[[#This Row],[Concat]],Table3[],8)","v":0.28519},{"$f":"(Tabulation[[#This Row],[AC System Output (kW)]]*Tabulation[[#This Row],[Rate]])","v":6.4251025480000001E-2}]
[2,10,17,0,{"$f":"Tabulation[[#This Row],[AC System Output (W)]]/1000","v":0},{"$f":"VLOOKUP(Tabulation[[#This Row],[Month]],Season,2)","v":"Winter"},{"$f":"(DATE(2021,Tabulation[[#This Row],[Month]],Tabulation[[#This Row],[Day]]))","v":"2021-02-10"},{"$f":"WEEKDAY(Tabulation[[#This Row],[Date]])","v":4},{"$f":"IF(OR(Tabulation[[#This Row],[DayNo]]=1,Tabulation[[#This Row],[DayNo]]=7),1,0)","v":0},{"$f":"COUNTIF(Holidays,Tabulation[[#This Row],[Date]])","v":0},{"$f":"CONCATENATE(Tabulation[[#This Row],[Holiday]],Tabulation[[#This Row],[Season]],Tabulation[[#This Row],[Weekend]],\"-\",IF(Tabulation[[#This Row],[Hour]]<10,0,\"\"),C1005)","v":"0Winter0-17"},{"$f":"VLOOKUP(Tabulation[[#This Row],[Concat]],Table3[],8)","v":0.30257000000000001},{"$f":"(Tabulation[[#This Row],[AC System Output (kW)]]*Tabulation[[#This Row],[Rate]])","v":0}]
[2,10,18,0,{"$f":"Tabulation[[#This Row],[AC System Output (W)]]/1000","v":0},{"$f":"VLOOKUP(Tabulation[[#This Row],[Month]],Season,2)","v":"Winter"},{"$f":"(DATE(2021,Tabulation[[#This Row],[Month]],Tabulation[[#This Row],[Day]]))","v":"2021-02-10"},{"$f":"WEEKDAY(Tabulation[[#This Row],[Date]])","v":4},{"$f":"IF(OR(Tabulation[[#This Row],[DayNo]]=1,Tabulation[[#This Row],[DayNo]]=7),1,0)","v":0},{"$f":"COUNTIF(Holidays,Tabulation[[#This Row],[Date]])","v":0},{"$f":"CONCATENATE(Tabulation[[#This Row],[Holiday]],Tabulation[[#This Row],[Season]],Tabulation[[#This Row],[Weekend]],\"-\",IF(Tabulation[[#This Row],[Hour]]<10,0,\"\"),C1006)","v":"0Winter0-18"},{"$f":"VLOOKUP(Tabulation[[#This Row],[Concat]],Table3[],8)","v":0.30257000000000001},{"$f":"(Tabulation[[#This Row],[AC System Output (kW)]]*Tabulation[[#This Row],[Rate]])","v":0}]
[2,10,19,0,{"$f":"Tabulation[[#This Row],[AC System Output (W)]]/1000","v":0},{"$f":"VLOOKUP(Tabulation[[#This Row],[Month]],Season,2)","v":"Winter"},{"$f":"(DATE(2021,Tabulation[[#This Row],[Month]],Tabulation[[#This Row],[Day]]))","v":"2021-02-10"},{"$f":"WEEKDAY(Tabulation[[#This Row],[Date]])","v":4},{"$f":"IF(OR(Tabulation[[#This Row],[DayNo]]=1,Tabulation[[#This Row],[DayNo]]=7),1,0)","v":0},{"$f":"COUNTIF(Holidays,Tabulation[[#This Row],[Date]])","v":0},{"$f":"CONCATENATE(Tabulation[[#This Row],[Holiday]],Tabulation[[#This Row],[Season]],Tabulation[[#This Row],[Weekend]],\"-\",IF(Tabulation[[#This Row],[Hour]]<10,0,\"\"),C1007)","v":"0Winter0-19"},{"$f":"VLOOKUP(Tabulation[[#This Row],[Concat]],Table3[],8)","v":0.30257000000000001},{"$f":"(Tabulation[[#This Row],[AC System Output (kW)]]*Tabulation[[#This Row],[Rate]])","v":0}]
[2,10,20,0,{"$f":"Tabulation[[#This Row],[AC System Output (W)]]/1000","v":0},{"$f":"VLOOKUP(Tabulation[[#This Row],[Month]],Season,2)","v":"Winter"},{"$f":"(DATE(2021,Tabulation[[#This Row],[Month]],Tabulation[[#This Row],[Day]]))","v":"2021-02-10"},{"$f":"WEEKDAY(Tabulation[[#This Row],[Date]])","v":4},{"$f":"IF(OR(Tabulation[[#This Row],[DayNo]]=1,Tabulation[[#This Row],[DayNo]]=7),1,0)","v":0},{"$f":"COUNTIF(Holidays,Tabulation[[#This Row],[Date]])","v":0},{"$f":"CONCATENATE(Tabulation[[#This Row],[Holiday]],Tabulation[[#This Row],[Season]],Tabulation[[#This Row],[Weekend]],\"-\",IF(Tabulation[[#This Row],[Hour]]<10,0,\"\"),C1008)","v":"0Winter0-20"},{"$f":"VLOOKUP(Tabulation[[#This Row],[Concat]],Table3[],8)","v":0.28519},{"$f":"(Tabulation[[#This Row],[AC System Output (kW)]]*Tabulation[[#This Row],[Rate]])","v":0}]
[2,10,21,0,{"$f":"Tabulation[[#This Row],[AC System Output (W)]]/1000","v":0},{"$f":"VLOOKUP(Tabulation[[#This Row],[Month]],Season,2)","v":"Winter"},{"$f":"(DATE(2021,Tabulation[[#This Row],[Month]],Tabulation[[#This Row],[Day]]))","v":"2021-02-10"},{"$f":"WEEKDAY(Tabulation[[#This Row],[Date]])","v":4},{"$f":"IF(OR(Tabulation[[#This Row],[DayNo]]=1,Tabulation[[#This Row],[DayNo]]=7),1,0)","v":0},{"$f":"COUNTIF(Holidays,Tabulation[[#This Row],[Date]])","v":0},{"$f":"CONCATENATE(Tabulation[[#This Row],[Holiday]],Tabulation[[#This Row],[Season]],Tabulation[[#This Row],[Weekend]],\"-\",IF(Tabulation[[#This Row],[Hour]]<10,0,\"\"),C1009)","v":"0Winter0-21"},{"$f":"VLOOKUP(Tabulation[[#This Row],[Concat]],Table3[],8)","v":0.28519},{"$f":"(Tabulation[[#This Row],[AC System Output (kW)]]*Tabulation[[#This Row],[Rate]])","v":0}]
[2,10,22,0,{"$f":"Tabulation[[#This Row],[AC System Output (W)]]/1000","v":0},{"$f":"VLOOKUP(Tabulation[[#This Row],[Month]],Season,2)","v":"Winter"},{"$f":"(DATE(2021,Tabulation[[#This Row],[Month]],Tabulation[[#This Row],[Day]]))","v":"2021-02-10"},{"$f":"WEEKDAY(Tabulation[[#This Row],[Date]])","v":4},{"$f":"IF(OR(Tabulation[[#This Row],[DayNo]]=1,Tabulation[[#This Row],[DayNo]]=7),1,0)","v":0},{"$f":"COUNTIF(Holidays,Tabulation[[#This Row],[Date]])","v":0},{"$f":"CONCATENATE(Tabulation[[#This Row],[Holiday]],Tabulation[[#This Row],[Season]],Tabulation[[#This Row],[Weekend]],\"-\",IF(Tabulation[[#This Row],[Hour]]<10,0,\"\"),C1010)","v":"0Winter0-22"},{"$f":"VLOOKUP(Tabulation[[#This Row],[Concat]],Table3[],8)","v":0.28519},{"$f":"(Tabulation[[#This Row],[AC System Output (kW)]]*Tabulation[[#This Row],[Rate]])","v":0}]
[2,10,23,0,{"$f":"Tabulation[[#This Row],[AC System Output (W)]]/1000","v":0},{"$f":"VLOOKUP(Tabulation[[#This Row],[Month]],Season,2)","v":"Winter"},{"$f":"(DATE(2021,Tabulation[[#This Row],[Month]],Tabulation[[#This Row],[Day]]))","v":"2021-02-10"},{"$f":"WEEKDAY(Tabulation[[#This Row],[Date]])","v":4},{"$f":"IF(OR(Tabulation[[#This Row],[DayNo]]=1,Tabulation[[#This Row],[DayNo]]=7),1,0)","v":0},{"$f":"COUNTIF(Holidays,Tabulation[[#This Row],[Date]])","v":0},{"$f":"CONCATENATE(Tabulation[[#This Row],[Holiday]],Tabulation[[#This Row],[Season]],Tabulation[[#This Row],[Weekend]],\"-\",IF(Tabulation[[#This Row],[Hour]]<10,0,\"\"),C1011)","v":"0Winter0-23"},{"$f":"VLOOKUP(Tabulation[[#This Row],[Concat]],Table3[],8)","v":0.28519},{"$f":"(Tabulation[[#This Row],[AC System Output (kW)]]*Tabulation[[#This Row],[Rate]])","v":0}]
[2,11,0,0,{"$f":"Tabulation[[#This Row],[AC System Output (W)]]/1000","v":0},{"$f":"VLOOKUP(Tabulation[[#This Row],[Month]],Season,2)","v":"Winter"},{"$f":"(DATE(2021,Tabulation[[#This Row],[Month]],Tabulation[[#This Row],[Day]]))","v":"2021-02-11"},{"$f":"WEEKDAY(Tabulation[[#This Row],[Date]])","v":5},{"$f":"IF(OR(Tabulation[[#This Row],[DayNo]]=1,Tabulation[[#This Row],[DayNo]]=7),1,0)","v":0},{"$f":"COUNTIF(Holidays,Tabulation[[#This Row],[Date]])","v":0},{"$f":"CONCATENATE(Tabulation[[#This Row],[Holiday]],Tabulation[[#This Row],[Season]],Tabulation[[#This Row],[Weekend]],\"-\",IF(Tabulation[[#This Row],[Hour]]<10,0,\"\"),C1012)","v":"0Winter0-00"},{"$f":"VLOOKUP(Tabulation[[#This Row],[Concat]],Table3[],8)","v":0.28519},{"$f":"(Tabulation[[#This Row],[AC System Output (kW)]]*Tabulation[[#This Row],[Rate]])","v":0}]
[2,11,1,0,{"$f":"Tabulation[[#This Row],[AC System Output (W)]]/1000","v":0},{"$f":"VLOOKUP(Tabulation[[#This Row],[Month]],Season,2)","v":"Winter"},{"$f":"(DATE(2021,Tabulation[[#This Row],[Month]],Tabulation[[#This Row],[Day]]))","v":"2021-02-11"},{"$f":"WEEKDAY(Tabulation[[#This Row],[Date]])","v":5},{"$f":"IF(OR(Tabulation[[#This Row],[DayNo]]=1,Tabulation[[#This Row],[DayNo]]=7),1,0)","v":0},{"$f":"COUNTIF(Holidays,Tabulation[[#This Row],[Date]])","v":0},{"$f":"CONCATENATE(Tabulation[[#This Row],[Holiday]],Tabulation[[#This Row],[Season]],Tabulation[[#This Row],[Weekend]],\"-\",IF(Tabulation[[#This Row],[Hour]]<10,0,\"\"),C1013)","v":"0Winter0-01"},{"$f":"VLOOKUP(Tabulation[[#This Row],[Concat]],Table3[],8)","v":0.28519},{"$f":"(Tabulation[[#This Row],[AC System Output (kW)]]*Tabulation[[#This Row],[Rate]])","v":0}]
[2,11,2,0,{"$f":"Tabulation[[#This Row],[AC System Output (W)]]/1000","v":0},{"$f":"VLOOKUP(Tabulation[[#This Row],[Month]],Season,2)","v":"Winter"},{"$f":"(DATE(2021,Tabulation[[#This Row],[Month]],Tabulation[[#This Row],[Day]]))","v":"2021-02-11"},{"$f":"WEEKDAY(Tabulation[[#This Row],[Date]])","v":5},{"$f":"IF(OR(Tabulation[[#This Row],[DayNo]]=1,Tabulation[[#This Row],[DayNo]]=7),1,0)","v":0},{"$f":"COUNTIF(Holidays,Tabulation[[#This Row],[Date]])","v":0},{"$f":"CONCATENATE(Tabulation[[#This Row],[Holiday]],Tabulation[[#This Row],[Season]],Tabulation[[#This Row],[Weekend]],\"-\",IF(Tabulation[[#This Row],[Hour]]<10,0,\"\"),C1014)","v":"0Winter0-02"},{"$f":"VLOOKUP(Tabulation[[#This Row],[Concat]],Table3[],8)","v":0.28519},{"$f":"(Tabulation[[#This Row],[AC System Output (kW)]]*Tabulation[[#This Row],[Rate]])","v":0}]
[2,11,3,0,{"$f":"Tabulation[[#This Row],[AC System Output (W)]]/1000","v":0},{"$f":"VLOOKUP(Tabulation[[#This Row],[Month]],Season,2)","v":"Winter"},{"$f":"(DATE(2021,Tabulation[[#This Row],[Month]],Tabulation[[#This Row],[Day]]))","v":"2021-02-11"},{"$f":"WEEKDAY(Tabulation[[#This Row],[Date]])","v":5},{"$f":"IF(OR(Tabulation[[#This Row],[DayNo]]=1,Tabulation[[#This Row],[DayNo]]=7),1,0)","v":0},{"$f":"COUNTIF(Holidays,Tabulation[[#This Row],[Date]])","v":0},{"$f":"CONCATENATE(Tabulation[[#This Row],[Holiday]],Tabulation[[#This Row],[Season]],Tabulation[[#This Row],[Weekend]],\"-\",IF(Tabulation[[#This Row],[Hour]]<10,0,\"\"),C1015)","v":"0Winter0-03"},{"$f":"VLOOKUP(Tabulation[[#This Row],[Concat]],Table3[],8)","v":0.28519},{"$f":"(Tabulation[[#This Row],[AC System Output (kW)]]*Tabulation[[#This Row],[Rate]])","v":0}]
[2,11,4,0,{"$f":"Tabulation[[#This Row],[AC System Output (W)]]/1000","v":0},{"$f":"VLOOKUP(Tabulation[[#This Row],[Month]],Season,2)","v":"Winter"},{"$f":"(DATE(2021,Tabulation[[#This Row],[Month]],Tabulation[[#This Row],[Day]]))","v":"2021-02-11"},{"$f":"WEEKDAY(Tabulation[[#This Row],[Date]])","v":5},{"$f":"IF(OR(Tabulation[[#This Row],[DayNo]]=1,Tabulation[[#This Row],[DayNo]]=7),1,0)","v":0},{"$f":"COUNTIF(Holidays,Tabulation[[#This Row],[Date]])","v":0},{"$f":"CONCATENATE(Tabulation[[#This Row],[Holiday]],Tabulation[[#This Row],[Season]],Tabulation[[#This Row],[Weekend]],\"-\",IF(Tabulation[[#This Row],[Hour]]<10,0,\"\"),C1016)","v":"0Winter0-04"},{"$f":"VLOOKUP(Tabulation[[#This Row],[Concat]],Table3[],8)","v":0.28519},{"$f":"(Tabulation[[#This Row],[AC System Output (kW)]]*Tabulation[[#This Row],[Rate]])","v":0}]
[2,11,5,0,{"$f":"Tabulation[[#This Row],[AC System Output (W)]]/1000","v":0},{"$f":"VLOOKUP(Tabulation[[#This Row],[Month]],Season,2)","v":"Winter"},{"$f":"(DATE(2021,Tabulation[[#This Row],[Month]],Tabulation[[#This Row],[Day]]))","v":"2021-02-11"},{"$f":"WEEKDAY(Tabulation[[#This Row],[Date]])","v":5},{"$f":"IF(OR(Tabulation[[#This Row],[DayNo]]=1,Tabulation[[#This Row],[DayNo]]=7),1,0)","v":0},{"$f":"COUNTIF(Holidays,Tabulation[[#This Row],[Date]])","v":0},{"$f":"CONCATENATE(Tabulation[[#This Row],[Holiday]],Tabulation[[#This Row],[Season]],Tabulation[[#This Row],[Weekend]],\"-\",IF(Tabulation[[#This Row],[Hour]]<10,0,\"\"),C1017)","v":"0Winter0-05"},{"$f":"VLOOKUP(Tabulation[[#This Row],[Concat]],Table3[],8)","v":0.28519},{"$f":"(Tabulation[[#This Row],[AC System Output (kW)]]*Tabulation[[#This Row],[Rate]])","v":0}]
[2,11,6,0,{"$f":"Tabulation[[#This Row],[AC System Output (W)]]/1000","v":0},{"$f":"VLOOKUP(Tabulation[[#This Row],[Month]],Season,2)","v":"Winter"},{"$f":"(DATE(2021,Tabulation[[#This Row],[Month]],Tabulation[[#This Row],[Day]]))","v":"2021-02-11"},{"$f":"WEEKDAY(Tabulation[[#This Row],[Date]])","v":5},{"$f":"IF(OR(Tabulation[[#This Row],[DayNo]]=1,Tabulation[[#This Row],[DayNo]]=7),1,0)","v":0},{"$f":"COUNTIF(Holidays,Tabulation[[#This Row],[Date]])","v":0},{"$f":"CONCATENATE(Tabulation[[#This Row],[Holiday]],Tabulation[[#This Row],[Season]],Tabulation[[#This Row],[Weekend]],\"-\",IF(Tabulation[[#This Row],[Hour]]<10,0,\"\"),C1018)","v":"0Winter0-06"},{"$f":"VLOOKUP(Tabulation[[#This Row],[Concat]],Table3[],8)","v":0.28519},{"$f":"(Tabulation[[#This Row],[AC System Output (kW)]]*Tabulation[[#This Row],[Rate]])","v":0}]
[2,11,7,89.111000000000004,{"$f":"Tabulation[[#This Row],[AC System Output (W)]]/1000","v":8.911100000000001E-2},{"$f":"VLOOKUP(Tabulation[[#This Row],[Month]],Season,2)","v":"Winter"},{"$f":"(DATE(2021,Tabulation[[#This Row],[Month]],Tabulation[[#This Row],[Day]]))","v":"2021-02-11"},{"$f":"WEEKDAY(Tabulation[[#This Row],[Date]])","v":5},{"$f":"IF(OR(Tabulation[[#This Row],[DayNo]]=1,Tabulation[[#This Row],[DayNo]]=7),1,0)","v":0},{"$f":"COUNTIF(Holidays,Tabulation[[#This Row],[Date]])","v":0},{"$f":"CONCATENATE(Tabulation[[#This Row],[Holiday]],Tabulation[[#This Row],[Season]],Tabulation[[#This Row],[Weekend]],\"-\",IF(Tabulation[[#This Row],[Hour]]<10,0,\"\"),C1019)","v":"0Winter0-07"},{"$f":"VLOOKUP(Tabulation[[#This Row],[Concat]],Table3[],8)","v":0.28519},{"$f":"(Tabulation[[#This Row],[AC System Output (kW)]]*Tabulation[[#This Row],[Rate]])","v":2.5413566090000003E-2}]
[2,11,8,749.99400000000003,{"$f":"Tabulation[[#This Row],[AC System Output (W)]]/1000","v":0.74999400000000005},{"$f":"VLOOKUP(Tabulation[[#This Row],[Month]],Season,2)","v":"Winter"},{"$f":"(DATE(2021,Tabulation[[#This Row],[Month]],Tabulation[[#This Row],[Day]]))","v":"2021-02-11"},{"$f":"WEEKDAY(Tabulation[[#This Row],[Date]])","v":5},{"$f":"IF(OR(Tabulation[[#This Row],[DayNo]]=1,Tabulation[[#This Row],[DayNo]]=7),1,0)","v":0},{"$f":"COUNTIF(Holidays,Tabulation[[#This Row],[Date]])","v":0},{"$f":"CONCATENATE(Tabulation[[#This Row],[Holiday]],Tabulation[[#This Row],[Season]],Tabulation[[#This Row],[Weekend]],\"-\",IF(Tabulation[[#This Row],[Hour]]<10,0,\"\"),C1020)","v":"0Winter0-08"},{"$f":"VLOOKUP(Tabulation[[#This Row],[Concat]],Table3[],8)","v":0.28519},{"$f":"(Tabulation[[#This Row],[AC System Output (kW)]]*Tabulation[[#This Row],[Rate]])","v":0.21389078886000001}]
[2,11,9,253.21600000000001,{"$f":"Tabulation[[#This Row],[AC System Output (W)]]/1000","v":0.253216},{"$f":"VLOOKUP(Tabulation[[#This Row],[Month]],Season,2)","v":"Winter"},{"$f":"(DATE(2021,Tabulation[[#This Row],[Month]],Tabulation[[#This Row],[Day]]))","v":"2021-02-11"},{"$f":"WEEKDAY(Tabulation[[#This Row],[Date]])","v":5},{"$f":"IF(OR(Tabulation[[#This Row],[DayNo]]=1,Tabulation[[#This Row],[DayNo]]=7),1,0)","v":0},{"$f":"COUNTIF(Holidays,Tabulation[[#This Row],[Date]])","v":0},{"$f":"CONCATENATE(Tabulation[[#This Row],[Holiday]],Tabulation[[#This Row],[Season]],Tabulation[[#This Row],[Weekend]],\"-\",IF(Tabulation[[#This Row],[Hour]]<10,0,\"\"),C1021)","v":"0Winter0-09"},{"$f":"VLOOKUP(Tabulation[[#This Row],[Concat]],Table3[],8)","v":0.28519},{"$f":"(Tabulation[[#This Row],[AC System Output (kW)]]*Tabulation[[#This Row],[Rate]])","v":7.2214671039999997E-2}]
[2,11,10,329.02100000000002,{"$f":"Tabulation[[#This Row],[AC System Output (W)]]/1000","v":0.32902100000000001},{"$f":"VLOOKUP(Tabulation[[#This Row],[Month]],Season,2)","v":"Winter"},{"$f":"(DATE(2021,Tabulation[[#This Row],[Month]],Tabulation[[#This Row],[Day]]))","v":"2021-02-11"},{"$f":"WEEKDAY(Tabulation[[#This Row],[Date]])","v":5},{"$f":"IF(OR(Tabulation[[#This Row],[DayNo]]=1,Tabulation[[#This Row],[DayNo]]=7),1,0)","v":0},{"$f":"COUNTIF(Holidays,Tabulation[[#This Row],[Date]])","v":0},{"$f":"CONCATENATE(Tabulation[[#This Row],[Holiday]],Tabulation[[#This Row],[Season]],Tabulation[[#This Row],[Weekend]],\"-\",IF(Tabulation[[#This Row],[Hour]]<10,0,\"\"),C1022)","v":"0Winter0-10"},{"$f":"VLOOKUP(Tabulation[[#This Row],[Concat]],Table3[],8)","v":0.28519},{"$f":"(Tabulation[[#This Row],[AC System Output (kW)]]*Tabulation[[#This Row],[Rate]])","v":9.383349899E-2}]
[2,11,11,2811.0140000000001,{"$f":"Tabulation[[#This Row],[AC System Output (W)]]/1000","v":2.8110140000000001},{"$f":"VLOOKUP(Tabulation[[#This Row],[Month]],Season,2)","v":"Winter"},{"$f":"(DATE(2021,Tabulation[[#This Row],[Month]],Tabulation[[#This Row],[Day]]))","v":"2021-02-11"},{"$f":"WEEKDAY(Tabulation[[#This Row],[Date]])","v":5},{"$f":"IF(OR(Tabulation[[#This Row],[DayNo]]=1,Tabulation[[#This Row],[DayNo]]=7),1,0)","v":0},{"$f":"COUNTIF(Holidays,Tabulation[[#This Row],[Date]])","v":0},{"$f":"CONCATENATE(Tabulation[[#This Row],[Holiday]],Tabulation[[#This Row],[Season]],Tabulation[[#This Row],[Weekend]],\"-\",IF(Tabulation[[#This Row],[Hour]]<10,0,\"\"),C1023)","v":"0Winter0-11"},{"$f":"VLOOKUP(Tabulation[[#This Row],[Concat]],Table3[],8)","v":0.28519},{"$f":"(Tabulation[[#This Row],[AC System Output (kW)]]*Tabulation[[#This Row],[Rate]])","v":0.80167308266000004}]
[2,11,12,1198.694,{"$f":"Tabulation[[#This Row],[AC System Output (W)]]/1000","v":1.1986939999999999},{"$f":"VLOOKUP(Tabulation[[#This Row],[Month]],Season,2)","v":"Winter"},{"$f":"(DATE(2021,Tabulation[[#This Row],[Month]],Tabulation[[#This Row],[Day]]))","v":"2021-02-11"},{"$f":"WEEKDAY(Tabulation[[#This Row],[Date]])","v":5},{"$f":"IF(OR(Tabulation[[#This Row],[DayNo]]=1,Tabulation[[#This Row],[DayNo]]=7),1,0)","v":0},{"$f":"COUNTIF(Holidays,Tabulation[[#This Row],[Date]])","v":0},{"$f":"CONCATENATE(Tabulation[[#This Row],[Holiday]],Tabulation[[#This Row],[Season]],Tabulation[[#This Row],[Weekend]],\"-\",IF(Tabulation[[#This Row],[Hour]]<10,0,\"\"),C1024)","v":"0Winter0-12"},{"$f":"VLOOKUP(Tabulation[[#This Row],[Concat]],Table3[],8)","v":0.28519},{"$f":"(Tabulation[[#This Row],[AC System Output (kW)]]*Tabulation[[#This Row],[Rate]])","v":0.34185554186}]
[2,11,13,1761.2380000000001,{"$f":"Tabulation[[#This Row],[AC System Output (W)]]/1000","v":1.7612380000000001},{"$f":"VLOOKUP(Tabulation[[#This Row],[Month]],Season,2)","v":"Winter"},{"$f":"(DATE(2021,Tabulation[[#This Row],[Month]],Tabulation[[#This Row],[Day]]))","v":"2021-02-11"},{"$f":"WEEKDAY(Tabulation[[#This Row],[Date]])","v":5},{"$f":"IF(OR(Tabulation[[#This Row],[DayNo]]=1,Tabulation[[#This Row],[DayNo]]=7),1,0)","v":0},{"$f":"COUNTIF(Holidays,Tabulation[[#This Row],[Date]])","v":0},{"$f":"CONCATENATE(Tabulation[[#This Row],[Holiday]],Tabulation[[#This Row],[Season]],Tabulation[[#This Row],[Weekend]],\"-\",IF(Tabulation[[#This Row],[Hour]]<10,0,\"\"),C1025)","v":"0Winter0-13"},{"$f":"VLOOKUP(Tabulation[[#This Row],[Concat]],Table3[],8)","v":0.28519},{"$f":"(Tabulation[[#This Row],[AC System Output (kW)]]*Tabulation[[#This Row],[Rate]])","v":0.50228746522000001}]
[2,11,14,1617.297,{"$f":"Tabulation[[#This Row],[AC System Output (W)]]/1000","v":1.617297},{"$f":"VLOOKUP(Tabulation[[#This Row],[Month]],Season,2)","v":"Winter"},{"$f":"(DATE(2021,Tabulation[[#This Row],[Month]],Tabulation[[#This Row],[Day]]))","v":"2021-02-11"},{"$f":"WEEKDAY(Tabulation[[#This Row],[Date]])","v":5},{"$f":"IF(OR(Tabulation[[#This Row],[DayNo]]=1,Tabulation[[#This Row],[DayNo]]=7),1,0)","v":0},{"$f":"COUNTIF(Holidays,Tabulation[[#This Row],[Date]])","v":0},{"$f":"CONCATENATE(Tabulation[[#This Row],[Holiday]],Tabulation[[#This Row],[Season]],Tabulation[[#This Row],[Weekend]],\"-\",IF(Tabulation[[#This Row],[Hour]]<10,0,\"\"),C1026)","v":"0Winter0-14"},{"$f":"VLOOKUP(Tabulation[[#This Row],[Concat]],Table3[],8)","v":0.28519},{"$f":"(Tabulation[[#This Row],[AC System Output (kW)]]*Tabulation[[#This Row],[Rate]])","v":0.46123693143}]
[2,11,15,1623.6849999999999,{"$f":"Tabulation[[#This Row],[AC System Output (W)]]/1000","v":1.623685},{"$f":"VLOOKUP(Tabulation[[#This Row],[Month]],Season,2)","v":"Winter"},{"$f":"(DATE(2021,Tabulation[[#This Row],[Month]],Tabulation[[#This Row],[Day]]))","v":"2021-02-11"},{"$f":"WEEKDAY(Tabulation[[#This Row],[Date]])","v":5},{"$f":"IF(OR(Tabulation[[#This Row],[DayNo]]=1,Tabulation[[#This Row],[DayNo]]=7),1,0)","v":0},{"$f":"COUNTIF(Holidays,Tabulation[[#This Row],[Date]])","v":0},{"$f":"CONCATENATE(Tabulation[[#This Row],[Holiday]],Tabulation[[#This Row],[Season]],Tabulation[[#This Row],[Weekend]],\"-\",IF(Tabulation[[#This Row],[Hour]]<10,0,\"\"),C1027)","v":"0Winter0-15"},{"$f":"VLOOKUP(Tabulation[[#This Row],[Concat]],Table3[],8)","v":0.28519},{"$f":"(Tabulation[[#This Row],[AC System Output (kW)]]*Tabulation[[#This Row],[Rate]])","v":0.46305872515000002}]
[2,11,16,299.75599999999997,{"$f":"Tabulation[[#This Row],[AC System Output (W)]]/1000","v":0.29975599999999997},{"$f":"VLOOKUP(Tabulation[[#This Row],[Month]],Season,2)","v":"Winter"},{"$f":"(DATE(2021,Tabulation[[#This Row],[Month]],Tabulation[[#This Row],[Day]]))","v":"2021-02-11"},{"$f":"WEEKDAY(Tabulation[[#This Row],[Date]])","v":5},{"$f":"IF(OR(Tabulation[[#This Row],[DayNo]]=1,Tabulation[[#This Row],[DayNo]]=7),1,0)","v":0},{"$f":"COUNTIF(Holidays,Tabulation[[#This Row],[Date]])","v":0},{"$f":"CONCATENATE(Tabulation[[#This Row],[Holiday]],Tabulation[[#This Row],[Season]],Tabulation[[#This Row],[Weekend]],\"-\",IF(Tabulation[[#This Row],[Hour]]<10,0,\"\"),C1028)","v":"0Winter0-16"},{"$f":"VLOOKUP(Tabulation[[#This Row],[Concat]],Table3[],8)","v":0.28519},{"$f":"(Tabulation[[#This Row],[AC System Output (kW)]]*Tabulation[[#This Row],[Rate]])","v":8.5487413639999996E-2}]
[2,11,17,67.62,{"$f":"Tabulation[[#This Row],[AC System Output (W)]]/1000","v":6.762E-2},{"$f":"VLOOKUP(Tabulation[[#This Row],[Month]],Season,2)","v":"Winter"},{"$f":"(DATE(2021,Tabulation[[#This Row],[Month]],Tabulation[[#This Row],[Day]]))","v":"2021-02-11"},{"$f":"WEEKDAY(Tabulation[[#This Row],[Date]])","v":5},{"$f":"IF(OR(Tabulation[[#This Row],[DayNo]]=1,Tabulation[[#This Row],[DayNo]]=7),1,0)","v":0},{"$f":"COUNTIF(Holidays,Tabulation[[#This Row],[Date]])","v":0},{"$f":"CONCATENATE(Tabulation[[#This Row],[Holiday]],Tabulation[[#This Row],[Season]],Tabulation[[#This Row],[Weekend]],\"-\",IF(Tabulation[[#This Row],[Hour]]<10,0,\"\"),C1029)","v":"0Winter0-17"},{"$f":"VLOOKUP(Tabulation[[#This Row],[Concat]],Table3[],8)","v":0.30257000000000001},{"$f":"(Tabulation[[#This Row],[AC System Output (kW)]]*Tabulation[[#This Row],[Rate]])","v":2.0459783400000001E-2}]
[2,11,18,0,{"$f":"Tabulation[[#This Row],[AC System Output (W)]]/1000","v":0},{"$f":"VLOOKUP(Tabulation[[#This Row],[Month]],Season,2)","v":"Winter"},{"$f":"(DATE(2021,Tabulation[[#This Row],[Month]],Tabulation[[#This Row],[Day]]))","v":"2021-02-11"},{"$f":"WEEKDAY(Tabulation[[#This Row],[Date]])","v":5},{"$f":"IF(OR(Tabulation[[#This Row],[DayNo]]=1,Tabulation[[#This Row],[DayNo]]=7),1,0)","v":0},{"$f":"COUNTIF(Holidays,Tabulation[[#This Row],[Date]])","v":0},{"$f":"CONCATENATE(Tabulation[[#This Row],[Holiday]],Tabulation[[#This Row],[Season]],Tabulation[[#This Row],[Weekend]],\"-\",IF(Tabulation[[#This Row],[Hour]]<10,0,\"\"),C1030)","v":"0Winter0-18"},{"$f":"VLOOKUP(Tabulation[[#This Row],[Concat]],Table3[],8)","v":0.30257000000000001},{"$f":"(Tabulation[[#This Row],[AC System Output (kW)]]*Tabulation[[#This Row],[Rate]])","v":0}]
[2,11,19,0,{"$f":"Tabulation[[#This Row],[AC System Output (W)]]/1000","v":0},{"$f":"VLOOKUP(Tabulation[[#This Row],[Month]],Season,2)","v":"Winter"},{"$f":"(DATE(2021,Tabulation[[#This Row],[Month]],Tabulation[[#This Row],[Day]]))","v":"2021-02-11"},{"$f":"WEEKDAY(Tabulation[[#This Row],[Date]])","v":5},{"$f":"IF(OR(Tabulation[[#This Row],[DayNo]]=1,Tabulation[[#This Row],[DayNo]]=7),1,0)","v":0},{"$f":"COUNTIF(Holidays,Tabulation[[#This Row],[Date]])","v":0},{"$f":"CONCATENATE(Tabulation[[#This Row],[Holiday]],Tabulation[[#This Row],[Season]],Tabulation[[#This Row],[Weekend]],\"-\",IF(Tabulation[[#This Row],[Hour]]<10,0,\"\"),C1031)","v":"0Winter0-19"},{"$f":"VLOOKUP(Tabulation[[#This Row],[Concat]],Table3[],8)","v":0.30257000000000001},{"$f":"(Tabulation[[#This Row],[AC System Output (kW)]]*Tabulation[[#This Row],[Rate]])","v":0}]
[2,11,20,0,{"$f":"Tabulation[[#This Row],[AC System Output (W)]]/1000","v":0},{"$f":"VLOOKUP(Tabulation[[#This Row],[Month]],Season,2)","v":"Winter"},{"$f":"(DATE(2021,Tabulation[[#This Row],[Month]],Tabulation[[#This Row],[Day]]))","v":"2021-02-11"},{"$f":"WEEKDAY(Tabulation[[#This Row],[Date]])","v":5},{"$f":"IF(OR(Tabulation[[#This Row],[DayNo]]=1,Tabulation[[#This Row],[DayNo]]=7),1,0)","v":0},{"$f":"COUNTIF(Holidays,Tabulation[[#This Row],[Date]])","v":0},{"$f":"CONCATENATE(Tabulation[[#This Row],[Holiday]],Tabulation[[#This Row],[Season]],Tabulation[[#This Row],[Weekend]],\"-\",IF(Tabulation[[#This Row],[Hour]]<10,0,\"\"),C1032)","v":"0Winter0-20"},{"$f":"VLOOKUP(Tabulation[[#This Row],[Concat]],Table3[],8)","v":0.28519},{"$f":"(Tabulation[[#This Row],[AC System Output (kW)]]*Tabulation[[#This Row],[Rate]])","v":0}]
[2,11,21,0,{"$f":"Tabulation[[#This Row],[AC System Output (W)]]/1000","v":0},{"$f":"VLOOKUP(Tabulation[[#This Row],[Month]],Season,2)","v":"Winter"},{"$f":"(DATE(2021,Tabulation[[#This Row],[Month]],Tabulation[[#This Row],[Day]]))","v":"2021-02-11"},{"$f":"WEEKDAY(Tabulation[[#This Row],[Date]])","v":5},{"$f":"IF(OR(Tabulation[[#This Row],[DayNo]]=1,Tabulation[[#This Row],[DayNo]]=7),1,0)","v":0},{"$f":"COUNTIF(Holidays,Tabulation[[#This Row],[Date]])","v":0},{"$f":"CONCATENATE(Tabulation[[#This Row],[Holiday]],Tabulation[[#This Row],[Season]],Tabulation[[#This Row],[Weekend]],\"-\",IF(Tabulation[[#This Row],[Hour]]<10,0,\"\"),C1033)","v":"0Winter0-21"},{"$f":"VLOOKUP(Tabulation[[#This Row],[Concat]],Table3[],8)","v":0.28519},{"$f":"(Tabulation[[#This Row],[AC System Output (kW)]]*Tabulation[[#This Row],[Rate]])","v":0}]
[2,11,22,0,{"$f":"Tabulation[[#This Row],[AC System Output (W)]]/1000","v":0},{"$f":"VLOOKUP(Tabulation[[#This Row],[Month]],Season,2)","v":"Winter"},{"$f":"(DATE(2021,Tabulation[[#This Row],[Month]],Tabulation[[#This Row],[Day]]))","v":"2021-02-11"},{"$f":"WEEKDAY(Tabulation[[#This Row],[Date]])","v":5},{"$f":"IF(OR(Tabulation[[#This Row],[DayNo]]=1,Tabulation[[#This Row],[DayNo]]=7),1,0)","v":0},{"$f":"COUNTIF(Holidays,Tabulation[[#This Row],[Date]])","v":0},{"$f":"CONCATENATE(Tabulation[[#This Row],[Holiday]],Tabulation[[#This Row],[Season]],Tabulation[[#This Row],[Weekend]],\"-\",IF(Tabulation[[#This Row],[Hour]]<10,0,\"\"),C1034)","v":"0Winter0-22"},{"$f":"VLOOKUP(Tabulation[[#This Row],[Concat]],Table3[],8)","v":0.28519},{"$f":"(Tabulation[[#This Row],[AC System Output (kW)]]*Tabulation[[#This Row],[Rate]])","v":0}]
[2,11,23,0,{"$f":"Tabulation[[#This Row],[AC System Output (W)]]/1000","v":0},{"$f":"VLOOKUP(Tabulation[[#This Row],[Month]],Season,2)","v":"Winter"},{"$f":"(DATE(2021,Tabulation[[#This Row],[Month]],Tabulation[[#This Row],[Day]]))","v":"2021-02-11"},{"$f":"WEEKDAY(Tabulation[[#This Row],[Date]])","v":5},{"$f":"IF(OR(Tabulation[[#This Row],[DayNo]]=1,Tabulation[[#This Row],[DayNo]]=7),1,0)","v":0},{"$f":"COUNTIF(Holidays,Tabulation[[#This Row],[Date]])","v":0},{"$f":"CONCATENATE(Tabulation[[#This Row],[Holiday]],Tabulation[[#This Row],[Season]],Tabulation[[#This Row],[Weekend]],\"-\",IF(Tabulation[[#This Row],[Hour]]<10,0,\"\"),C1035)","v":"0Winter0-23"},{"$f":"VLOOKUP(Tabulation[[#This Row],[Concat]],Table3[],8)","v":0.28519},{"$f":"(Tabulation[[#This Row],[AC System Output (kW)]]*Tabulation[[#This Row],[Rate]])","v":0}]
[2,12,0,0,{"$f":"Tabulation[[#This Row],[AC System Output (W)]]/1000","v":0},{"$f":"VLOOKUP(Tabulation[[#This Row],[Month]],Season,2)","v":"Winter"},{"$f":"(DATE(2021,Tabulation[[#This Row],[Month]],Tabulation[[#This Row],[Day]]))","v":"2021-02-12"},{"$f":"WEEKDAY(Tabulation[[#This Row],[Date]])","v":6},{"$f":"IF(OR(Tabulation[[#This Row],[DayNo]]=1,Tabulation[[#This Row],[DayNo]]=7),1,0)","v":0},{"$f":"COUNTIF(Holidays,Tabulation[[#This Row],[Date]])","v":0},{"$f":"CONCATENATE(Tabulation[[#This Row],[Holiday]],Tabulation[[#This Row],[Season]],Tabulation[[#This Row],[Weekend]],\"-\",IF(Tabulation[[#This Row],[Hour]]<10,0,\"\"),C1036)","v":"0Winter0-00"},{"$f":"VLOOKUP(Tabulation[[#This Row],[Concat]],Table3[],8)","v":0.28519},{"$f":"(Tabulation[[#This Row],[AC System Output (kW)]]*Tabulation[[#This Row],[Rate]])","v":0}]
[2,12,1,0,{"$f":"Tabulation[[#This Row],[AC System Output (W)]]/1000","v":0},{"$f":"VLOOKUP(Tabulation[[#This Row],[Month]],Season,2)","v":"Winter"},{"$f":"(DATE(2021,Tabulation[[#This Row],[Month]],Tabulation[[#This Row],[Day]]))","v":"2021-02-12"},{"$f":"WEEKDAY(Tabulation[[#This Row],[Date]])","v":6},{"$f":"IF(OR(Tabulation[[#This Row],[DayNo]]=1,Tabulation[[#This Row],[DayNo]]=7),1,0)","v":0},{"$f":"COUNTIF(Holidays,Tabulation[[#This Row],[Date]])","v":0},{"$f":"CONCATENATE(Tabulation[[#This Row],[Holiday]],Tabulation[[#This Row],[Season]],Tabulation[[#This Row],[Weekend]],\"-\",IF(Tabulation[[#This Row],[Hour]]<10,0,\"\"),C1037)","v":"0Winter0-01"},{"$f":"VLOOKUP(Tabulation[[#This Row],[Concat]],Table3[],8)","v":0.28519},{"$f":"(Tabulation[[#This Row],[AC System Output (kW)]]*Tabulation[[#This Row],[Rate]])","v":0}]
[2,12,2,0,{"$f":"Tabulation[[#This Row],[AC System Output (W)]]/1000","v":0},{"$f":"VLOOKUP(Tabulation[[#This Row],[Month]],Season,2)","v":"Winter"},{"$f":"(DATE(2021,Tabulation[[#This Row],[Month]],Tabulation[[#This Row],[Day]]))","v":"2021-02-12"},{"$f":"WEEKDAY(Tabulation[[#This Row],[Date]])","v":6},{"$f":"IF(OR(Tabulation[[#This Row],[DayNo]]=1,Tabulation[[#This Row],[DayNo]]=7),1,0)","v":0},{"$f":"COUNTIF(Holidays,Tabulation[[#This Row],[Date]])","v":0},{"$f":"CONCATENATE(Tabulation[[#This Row],[Holiday]],Tabulation[[#This Row],[Season]],Tabulation[[#This Row],[Weekend]],\"-\",IF(Tabulation[[#This Row],[Hour]]<10,0,\"\"),C1038)","v":"0Winter0-02"},{"$f":"VLOOKUP(Tabulation[[#This Row],[Concat]],Table3[],8)","v":0.28519},{"$f":"(Tabulation[[#This Row],[AC System Output (kW)]]*Tabulation[[#This Row],[Rate]])","v":0}]
[2,12,3,0,{"$f":"Tabulation[[#This Row],[AC System Output (W)]]/1000","v":0},{"$f":"VLOOKUP(Tabulation[[#This Row],[Month]],Season,2)","v":"Winter"},{"$f":"(DATE(2021,Tabulation[[#This Row],[Month]],Tabulation[[#This Row],[Day]]))","v":"2021-02-12"},{"$f":"WEEKDAY(Tabulation[[#This Row],[Date]])","v":6},{"$f":"IF(OR(Tabulation[[#This Row],[DayNo]]=1,Tabulation[[#This Row],[DayNo]]=7),1,0)","v":0},{"$f":"COUNTIF(Holidays,Tabulation[[#This Row],[Date]])","v":0},{"$f":"CONCATENATE(Tabulation[[#This Row],[Holiday]],Tabulation[[#This Row],[Season]],Tabulation[[#This Row],[Weekend]],\"-\",IF(Tabulation[[#This Row],[Hour]]<10,0,\"\"),C1039)","v":"0Winter0-03"},{"$f":"VLOOKUP(Tabulation[[#This Row],[Concat]],Table3[],8)","v":0.28519},{"$f":"(Tabulation[[#This Row],[AC System Output (kW)]]*Tabulation[[#This Row],[Rate]])","v":0}]
[2,12,4,0,{"$f":"Tabulation[[#This Row],[AC System Output (W)]]/1000","v":0},{"$f":"VLOOKUP(Tabulation[[#This Row],[Month]],Season,2)","v":"Winter"},{"$f":"(DATE(2021,Tabulation[[#This Row],[Month]],Tabulation[[#This Row],[Day]]))","v":"2021-02-12"},{"$f":"WEEKDAY(Tabulation[[#This Row],[Date]])","v":6},{"$f":"IF(OR(Tabulation[[#This Row],[DayNo]]=1,Tabulation[[#This Row],[DayNo]]=7),1,0)","v":0},{"$f":"COUNTIF(Holidays,Tabulation[[#This Row],[Date]])","v":0},{"$f":"CONCATENATE(Tabulation[[#This Row],[Holiday]],Tabulation[[#This Row],[Season]],Tabulation[[#This Row],[Weekend]],\"-\",IF(Tabulation[[#This Row],[Hour]]<10,0,\"\"),C1040)","v":"0Winter0-04"},{"$f":"VLOOKUP(Tabulation[[#This Row],[Concat]],Table3[],8)","v":0.28519},{"$f":"(Tabulation[[#This Row],[AC System Output (kW)]]*Tabulation[[#This Row],[Rate]])","v":0}]
[2,12,5,0,{"$f":"Tabulation[[#This Row],[AC System Output (W)]]/1000","v":0},{"$f":"VLOOKUP(Tabulation[[#This Row],[Month]],Season,2)","v":"Winter"},{"$f":"(DATE(2021,Tabulation[[#This Row],[Month]],Tabulation[[#This Row],[Day]]))","v":"2021-02-12"},{"$f":"WEEKDAY(Tabulation[[#This Row],[Date]])","v":6},{"$f":"IF(OR(Tabulation[[#This Row],[DayNo]]=1,Tabulation[[#This Row],[DayNo]]=7),1,0)","v":0},{"$f":"COUNTIF(Holidays,Tabulation[[#This Row],[Date]])","v":0},{"$f":"CONCATENATE(Tabulation[[#This Row],[Holiday]],Tabulation[[#This Row],[Season]],Tabulation[[#This Row],[Weekend]],\"-\",IF(Tabulation[[#This Row],[Hour]]<10,0,\"\"),C1041)","v":"0Winter0-05"},{"$f":"VLOOKUP(Tabulation[[#This Row],[Concat]],Table3[],8)","v":0.28519},{"$f":"(Tabulation[[#This Row],[AC System Output (kW)]]*Tabulation[[#This Row],[Rate]])","v":0}]
[2,12,6,0,{"$f":"Tabulation[[#This Row],[AC System Output (W)]]/1000","v":0},{"$f":"VLOOKUP(Tabulation[[#This Row],[Month]],Season,2)","v":"Winter"},{"$f":"(DATE(2021,Tabulation[[#This Row],[Month]],Tabulation[[#This Row],[Day]]))","v":"2021-02-12"},{"$f":"WEEKDAY(Tabulation[[#This Row],[Date]])","v":6},{"$f":"IF(OR(Tabulation[[#This Row],[DayNo]]=1,Tabulation[[#This Row],[DayNo]]=7),1,0)","v":0},{"$f":"COUNTIF(Holidays,Tabulation[[#This Row],[Date]])","v":0},{"$f":"CONCATENATE(Tabulation[[#This Row],[Holiday]],Tabulation[[#This Row],[Season]],Tabulation[[#This Row],[Weekend]],\"-\",IF(Tabulation[[#This Row],[Hour]]<10,0,\"\"),C1042)","v":"0Winter0-06"},{"$f":"VLOOKUP(Tabulation[[#This Row],[Concat]],Table3[],8)","v":0.28519},{"$f":"(Tabulation[[#This Row],[AC System Output (kW)]]*Tabulation[[#This Row],[Rate]])","v":0}]
[2,12,7,357.21100000000001,{"$f":"Tabulation[[#This Row],[AC System Output (W)]]/1000","v":0.357211},{"$f":"VLOOKUP(Tabulation[[#This Row],[Month]],Season,2)","v":"Winter"},{"$f":"(DATE(2021,Tabulation[[#This Row],[Month]],Tabulation[[#This Row],[Day]]))","v":"2021-02-12"},{"$f":"WEEKDAY(Tabulation[[#This Row],[Date]])","v":6},{"$f":"IF(OR(Tabulation[[#This Row],[DayNo]]=1,Tabulation[[#This Row],[DayNo]]=7),1,0)","v":0},{"$f":"COUNTIF(Holidays,Tabulation[[#This Row],[Date]])","v":0},{"$f":"CONCATENATE(Tabulation[[#This Row],[Holiday]],Tabulation[[#This Row],[Season]],Tabulation[[#This Row],[Weekend]],\"-\",IF(Tabulation[[#This Row],[Hour]]<10,0,\"\"),C1043)","v":"0Winter0-07"},{"$f":"VLOOKUP(Tabulation[[#This Row],[Concat]],Table3[],8)","v":0.28519},{"$f":"(Tabulation[[#This Row],[AC System Output (kW)]]*Tabulation[[#This Row],[Rate]])","v":0.10187300509}]
[2,12,8,188.751,{"$f":"Tabulation[[#This Row],[AC System Output (W)]]/1000","v":0.188751},{"$f":"VLOOKUP(Tabulation[[#This Row],[Month]],Season,2)","v":"Winter"},{"$f":"(DATE(2021,Tabulation[[#This Row],[Month]],Tabulation[[#This Row],[Day]]))","v":"2021-02-12"},{"$f":"WEEKDAY(Tabulation[[#This Row],[Date]])","v":6},{"$f":"IF(OR(Tabulation[[#This Row],[DayNo]]=1,Tabulation[[#This Row],[DayNo]]=7),1,0)","v":0},{"$f":"COUNTIF(Holidays,Tabulation[[#This Row],[Date]])","v":0},{"$f":"CONCATENATE(Tabulation[[#This Row],[Holiday]],Tabulation[[#This Row],[Season]],Tabulation[[#This Row],[Weekend]],\"-\",IF(Tabulation[[#This Row],[Hour]]<10,0,\"\"),C1044)","v":"0Winter0-08"},{"$f":"VLOOKUP(Tabulation[[#This Row],[Concat]],Table3[],8)","v":0.28519},{"$f":"(Tabulation[[#This Row],[AC System Output (kW)]]*Tabulation[[#This Row],[Rate]])","v":5.3829897690000003E-2}]
[2,12,9,348.02300000000002,{"$f":"Tabulation[[#This Row],[AC System Output (W)]]/1000","v":0.34802300000000003},{"$f":"VLOOKUP(Tabulation[[#This Row],[Month]],Season,2)","v":"Winter"},{"$f":"(DATE(2021,Tabulation[[#This Row],[Month]],Tabulation[[#This Row],[Day]]))","v":"2021-02-12"},{"$f":"WEEKDAY(Tabulation[[#This Row],[Date]])","v":6},{"$f":"IF(OR(Tabulation[[#This Row],[DayNo]]=1,Tabulation[[#This Row],[DayNo]]=7),1,0)","v":0},{"$f":"COUNTIF(Holidays,Tabulation[[#This Row],[Date]])","v":0},{"$f":"CONCATENATE(Tabulation[[#This Row],[Holiday]],Tabulation[[#This Row],[Season]],Tabulation[[#This Row],[Weekend]],\"-\",IF(Tabulation[[#This Row],[Hour]]<10,0,\"\"),C1045)","v":"0Winter0-09"},{"$f":"VLOOKUP(Tabulation[[#This Row],[Concat]],Table3[],8)","v":0.28519},{"$f":"(Tabulation[[#This Row],[AC System Output (kW)]]*Tabulation[[#This Row],[Rate]])","v":9.9252679370000013E-2}]
[2,12,10,370.36799999999999,{"$f":"Tabulation[[#This Row],[AC System Output (W)]]/1000","v":0.37036799999999998},{"$f":"VLOOKUP(Tabulation[[#This Row],[Month]],Season,2)","v":"Winter"},{"$f":"(DATE(2021,Tabulation[[#This Row],[Month]],Tabulation[[#This Row],[Day]]))","v":"2021-02-12"},{"$f":"WEEKDAY(Tabulation[[#This Row],[Date]])","v":6},{"$f":"IF(OR(Tabulation[[#This Row],[DayNo]]=1,Tabulation[[#This Row],[DayNo]]=7),1,0)","v":0},{"$f":"COUNTIF(Holidays,Tabulation[[#This Row],[Date]])","v":0},{"$f":"CONCATENATE(Tabulation[[#This Row],[Holiday]],Tabulation[[#This Row],[Season]],Tabulation[[#This Row],[Weekend]],\"-\",IF(Tabulation[[#This Row],[Hour]]<10,0,\"\"),C1046)","v":"0Winter0-10"},{"$f":"VLOOKUP(Tabulation[[#This Row],[Concat]],Table3[],8)","v":0.28519},{"$f":"(Tabulation[[#This Row],[AC System Output (kW)]]*Tabulation[[#This Row],[Rate]])","v":0.10562524992}]
[2,12,11,484.77,{"$f":"Tabulation[[#This Row],[AC System Output (W)]]/1000","v":0.48476999999999998},{"$f":"VLOOKUP(Tabulation[[#This Row],[Month]],Season,2)","v":"Winter"},{"$f":"(DATE(2021,Tabulation[[#This Row],[Month]],Tabulation[[#This Row],[Day]]))","v":"2021-02-12"},{"$f":"WEEKDAY(Tabulation[[#This Row],[Date]])","v":6},{"$f":"IF(OR(Tabulation[[#This Row],[DayNo]]=1,Tabulation[[#This Row],[DayNo]]=7),1,0)","v":0},{"$f":"COUNTIF(Holidays,Tabulation[[#This Row],[Date]])","v":0},{"$f":"CONCATENATE(Tabulation[[#This Row],[Holiday]],Tabulation[[#This Row],[Season]],Tabulation[[#This Row],[Weekend]],\"-\",IF(Tabulation[[#This Row],[Hour]]<10,0,\"\"),C1047)","v":"0Winter0-11"},{"$f":"VLOOKUP(Tabulation[[#This Row],[Concat]],Table3[],8)","v":0.28519},{"$f":"(Tabulation[[#This Row],[AC System Output (kW)]]*Tabulation[[#This Row],[Rate]])","v":0.13825155629999999}]
[2,12,12,498.19200000000001,{"$f":"Tabulation[[#This Row],[AC System Output (W)]]/1000","v":0.49819200000000002},{"$f":"VLOOKUP(Tabulation[[#This Row],[Month]],Season,2)","v":"Winter"},{"$f":"(DATE(2021,Tabulation[[#This Row],[Month]],Tabulation[[#This Row],[Day]]))","v":"2021-02-12"},{"$f":"WEEKDAY(Tabulation[[#This Row],[Date]])","v":6},{"$f":"IF(OR(Tabulation[[#This Row],[DayNo]]=1,Tabulation[[#This Row],[DayNo]]=7),1,0)","v":0},{"$f":"COUNTIF(Holidays,Tabulation[[#This Row],[Date]])","v":0},{"$f":"CONCATENATE(Tabulation[[#This Row],[Holiday]],Tabulation[[#This Row],[Season]],Tabulation[[#This Row],[Weekend]],\"-\",IF(Tabulation[[#This Row],[Hour]]<10,0,\"\"),C1048)","v":"0Winter0-12"},{"$f":"VLOOKUP(Tabulation[[#This Row],[Concat]],Table3[],8)","v":0.28519},{"$f":"(Tabulation[[#This Row],[AC System Output (kW)]]*Tabulation[[#This Row],[Rate]])","v":0.14207937648000002}]
[2,12,13,1151.0139999999999,{"$f":"Tabulation[[#This Row],[AC System Output (W)]]/1000","v":1.151014},{"$f":"VLOOKUP(Tabulation[[#This Row],[Month]],Season,2)","v":"Winter"},{"$f":"(DATE(2021,Tabulation[[#This Row],[Month]],Tabulation[[#This Row],[Day]]))","v":"2021-02-12"},{"$f":"WEEKDAY(Tabulation[[#This Row],[Date]])","v":6},{"$f":"IF(OR(Tabulation[[#This Row],[DayNo]]=1,Tabulation[[#This Row],[DayNo]]=7),1,0)","v":0},{"$f":"COUNTIF(Holidays,Tabulation[[#This Row],[Date]])","v":0},{"$f":"CONCATENATE(Tabulation[[#This Row],[Holiday]],Tabulation[[#This Row],[Season]],Tabulation[[#This Row],[Weekend]],\"-\",IF(Tabulation[[#This Row],[Hour]]<10,0,\"\"),C1049)","v":"0Winter0-13"},{"$f":"VLOOKUP(Tabulation[[#This Row],[Concat]],Table3[],8)","v":0.28519},{"$f":"(Tabulation[[#This Row],[AC System Output (kW)]]*Tabulation[[#This Row],[Rate]])","v":0.32825768265999999}]
[2,12,14,622.79600000000005,{"$f":"Tabulation[[#This Row],[AC System Output (W)]]/1000","v":0.62279600000000002},{"$f":"VLOOKUP(Tabulation[[#This Row],[Month]],Season,2)","v":"Winter"},{"$f":"(DATE(2021,Tabulation[[#This Row],[Month]],Tabulation[[#This Row],[Day]]))","v":"2021-02-12"},{"$f":"WEEKDAY(Tabulation[[#This Row],[Date]])","v":6},{"$f":"IF(OR(Tabulation[[#This Row],[DayNo]]=1,Tabulation[[#This Row],[DayNo]]=7),1,0)","v":0},{"$f":"COUNTIF(Holidays,Tabulation[[#This Row],[Date]])","v":0},{"$f":"CONCATENATE(Tabulation[[#This Row],[Holiday]],Tabulation[[#This Row],[Season]],Tabulation[[#This Row],[Weekend]],\"-\",IF(Tabulation[[#This Row],[Hour]]<10,0,\"\"),C1050)","v":"0Winter0-14"},{"$f":"VLOOKUP(Tabulation[[#This Row],[Concat]],Table3[],8)","v":0.28519},{"$f":"(Tabulation[[#This Row],[AC System Output (kW)]]*Tabulation[[#This Row],[Rate]])","v":0.17761519124}]
[2,12,15,601.78,{"$f":"Tabulation[[#This Row],[AC System Output (W)]]/1000","v":0.60177999999999998},{"$f":"VLOOKUP(Tabulation[[#This Row],[Month]],Season,2)","v":"Winter"},{"$f":"(DATE(2021,Tabulation[[#This Row],[Month]],Tabulation[[#This Row],[Day]]))","v":"2021-02-12"},{"$f":"WEEKDAY(Tabulation[[#This Row],[Date]])","v":6},{"$f":"IF(OR(Tabulation[[#This Row],[DayNo]]=1,Tabulation[[#This Row],[DayNo]]=7),1,0)","v":0},{"$f":"COUNTIF(Holidays,Tabulation[[#This Row],[Date]])","v":0},{"$f":"CONCATENATE(Tabulation[[#This Row],[Holiday]],Tabulation[[#This Row],[Season]],Tabulation[[#This Row],[Weekend]],\"-\",IF(Tabulation[[#This Row],[Hour]]<10,0,\"\"),C1051)","v":"0Winter0-15"},{"$f":"VLOOKUP(Tabulation[[#This Row],[Concat]],Table3[],8)","v":0.28519},{"$f":"(Tabulation[[#This Row],[AC System Output (kW)]]*Tabulation[[#This Row],[Rate]])","v":0.17162163819999998}]
[2,12,16,141.99199999999999,{"$f":"Tabulation[[#This Row],[AC System Output (W)]]/1000","v":0.14199199999999998},{"$f":"VLOOKUP(Tabulation[[#This Row],[Month]],Season,2)","v":"Winter"},{"$f":"(DATE(2021,Tabulation[[#This Row],[Month]],Tabulation[[#This Row],[Day]]))","v":"2021-02-12"},{"$f":"WEEKDAY(Tabulation[[#This Row],[Date]])","v":6},{"$f":"IF(OR(Tabulation[[#This Row],[DayNo]]=1,Tabulation[[#This Row],[DayNo]]=7),1,0)","v":0},{"$f":"COUNTIF(Holidays,Tabulation[[#This Row],[Date]])","v":0},{"$f":"CONCATENATE(Tabulation[[#This Row],[Holiday]],Tabulation[[#This Row],[Season]],Tabulation[[#This Row],[Weekend]],\"-\",IF(Tabulation[[#This Row],[Hour]]<10,0,\"\"),C1052)","v":"0Winter0-16"},{"$f":"VLOOKUP(Tabulation[[#This Row],[Concat]],Table3[],8)","v":0.28519},{"$f":"(Tabulation[[#This Row],[AC System Output (kW)]]*Tabulation[[#This Row],[Rate]])","v":4.0494698479999994E-2}]
[2,12,17,0,{"$f":"Tabulation[[#This Row],[AC System Output (W)]]/1000","v":0},{"$f":"VLOOKUP(Tabulation[[#This Row],[Month]],Season,2)","v":"Winter"},{"$f":"(DATE(2021,Tabulation[[#This Row],[Month]],Tabulation[[#This Row],[Day]]))","v":"2021-02-12"},{"$f":"WEEKDAY(Tabulation[[#This Row],[Date]])","v":6},{"$f":"IF(OR(Tabulation[[#This Row],[DayNo]]=1,Tabulation[[#This Row],[DayNo]]=7),1,0)","v":0},{"$f":"COUNTIF(Holidays,Tabulation[[#This Row],[Date]])","v":0},{"$f":"CONCATENATE(Tabulation[[#This Row],[Holiday]],Tabulation[[#This Row],[Season]],Tabulation[[#This Row],[Weekend]],\"-\",IF(Tabulation[[#This Row],[Hour]]<10,0,\"\"),C1053)","v":"0Winter0-17"},{"$f":"VLOOKUP(Tabulation[[#This Row],[Concat]],Table3[],8)","v":0.30257000000000001},{"$f":"(Tabulation[[#This Row],[AC System Output (kW)]]*Tabulation[[#This Row],[Rate]])","v":0}]
[2,12,18,0,{"$f":"Tabulation[[#This Row],[AC System Output (W)]]/1000","v":0},{"$f":"VLOOKUP(Tabulation[[#This Row],[Month]],Season,2)","v":"Winter"},{"$f":"(DATE(2021,Tabulation[[#This Row],[Month]],Tabulation[[#This Row],[Day]]))","v":"2021-02-12"},{"$f":"WEEKDAY(Tabulation[[#This Row],[Date]])","v":6},{"$f":"IF(OR(Tabulation[[#This Row],[DayNo]]=1,Tabulation[[#This Row],[DayNo]]=7),1,0)","v":0},{"$f":"COUNTIF(Holidays,Tabulation[[#This Row],[Date]])","v":0},{"$f":"CONCATENATE(Tabulation[[#This Row],[Holiday]],Tabulation[[#This Row],[Season]],Tabulation[[#This Row],[Weekend]],\"-\",IF(Tabulation[[#This Row],[Hour]]<10,0,\"\"),C1054)","v":"0Winter0-18"},{"$f":"VLOOKUP(Tabulation[[#This Row],[Concat]],Table3[],8)","v":0.30257000000000001},{"$f":"(Tabulation[[#This Row],[AC System Output (kW)]]*Tabulation[[#This Row],[Rate]])","v":0}]
[2,12,19,0,{"$f":"Tabulation[[#This Row],[AC System Output (W)]]/1000","v":0},{"$f":"VLOOKUP(Tabulation[[#This Row],[Month]],Season,2)","v":"Winter"},{"$f":"(DATE(2021,Tabulation[[#This Row],[Month]],Tabulation[[#This Row],[Day]]))","v":"2021-02-12"},{"$f":"WEEKDAY(Tabulation[[#This Row],[Date]])","v":6},{"$f":"IF(OR(Tabulation[[#This Row],[DayNo]]=1,Tabulation[[#This Row],[DayNo]]=7),1,0)","v":0},{"$f":"COUNTIF(Holidays,Tabulation[[#This Row],[Date]])","v":0},{"$f":"CONCATENATE(Tabulation[[#This Row],[Holiday]],Tabulation[[#This Row],[Season]],Tabulation[[#This Row],[Weekend]],\"-\",IF(Tabulation[[#This Row],[Hour]]<10,0,\"\"),C1055)","v":"0Winter0-19"},{"$f":"VLOOKUP(Tabulation[[#This Row],[Concat]],Table3[],8)","v":0.30257000000000001},{"$f":"(Tabulation[[#This Row],[AC System Output (kW)]]*Tabulation[[#This Row],[Rate]])","v":0}]
[2,12,20,0,{"$f":"Tabulation[[#This Row],[AC System Output (W)]]/1000","v":0},{"$f":"VLOOKUP(Tabulation[[#This Row],[Month]],Season,2)","v":"Winter"},{"$f":"(DATE(2021,Tabulation[[#This Row],[Month]],Tabulation[[#This Row],[Day]]))","v":"2021-02-12"},{"$f":"WEEKDAY(Tabulation[[#This Row],[Date]])","v":6},{"$f":"IF(OR(Tabulation[[#This Row],[DayNo]]=1,Tabulation[[#This Row],[DayNo]]=7),1,0)","v":0},{"$f":"COUNTIF(Holidays,Tabulation[[#This Row],[Date]])","v":0},{"$f":"CONCATENATE(Tabulation[[#This Row],[Holiday]],Tabulation[[#This Row],[Season]],Tabulation[[#This Row],[Weekend]],\"-\",IF(Tabulation[[#This Row],[Hour]]<10,0,\"\"),C1056)","v":"0Winter0-20"},{"$f":"VLOOKUP(Tabulation[[#This Row],[Concat]],Table3[],8)","v":0.28519},{"$f":"(Tabulation[[#This Row],[AC System Output (kW)]]*Tabulation[[#This Row],[Rate]])","v":0}]
[2,12,21,0,{"$f":"Tabulation[[#This Row],[AC System Output (W)]]/1000","v":0},{"$f":"VLOOKUP(Tabulation[[#This Row],[Month]],Season,2)","v":"Winter"},{"$f":"(DATE(2021,Tabulation[[#This Row],[Month]],Tabulation[[#This Row],[Day]]))","v":"2021-02-12"},{"$f":"WEEKDAY(Tabulation[[#This Row],[Date]])","v":6},{"$f":"IF(OR(Tabulation[[#This Row],[DayNo]]=1,Tabulation[[#This Row],[DayNo]]=7),1,0)","v":0},{"$f":"COUNTIF(Holidays,Tabulation[[#This Row],[Date]])","v":0},{"$f":"CONCATENATE(Tabulation[[#This Row],[Holiday]],Tabulation[[#This Row],[Season]],Tabulation[[#This Row],[Weekend]],\"-\",IF(Tabulation[[#This Row],[Hour]]<10,0,\"\"),C1057)","v":"0Winter0-21"},{"$f":"VLOOKUP(Tabulation[[#This Row],[Concat]],Table3[],8)","v":0.28519},{"$f":"(Tabulation[[#This Row],[AC System Output (kW)]]*Tabulation[[#This Row],[Rate]])","v":0}]
[2,12,22,0,{"$f":"Tabulation[[#This Row],[AC System Output (W)]]/1000","v":0},{"$f":"VLOOKUP(Tabulation[[#This Row],[Month]],Season,2)","v":"Winter"},{"$f":"(DATE(2021,Tabulation[[#This Row],[Month]],Tabulation[[#This Row],[Day]]))","v":"2021-02-12"},{"$f":"WEEKDAY(Tabulation[[#This Row],[Date]])","v":6},{"$f":"IF(OR(Tabulation[[#This Row],[DayNo]]=1,Tabulation[[#This Row],[DayNo]]=7),1,0)","v":0},{"$f":"COUNTIF(Holidays,Tabulation[[#This Row],[Date]])","v":0},{"$f":"CONCATENATE(Tabulation[[#This Row],[Holiday]],Tabulation[[#This Row],[Season]],Tabulation[[#This Row],[Weekend]],\"-\",IF(Tabulation[[#This Row],[Hour]]<10,0,\"\"),C1058)","v":"0Winter0-22"},{"$f":"VLOOKUP(Tabulation[[#This Row],[Concat]],Table3[],8)","v":0.28519},{"$f":"(Tabulation[[#This Row],[AC System Output (kW)]]*Tabulation[[#This Row],[Rate]])","v":0}]
[2,12,23,0,{"$f":"Tabulation[[#This Row],[AC System Output (W)]]/1000","v":0},{"$f":"VLOOKUP(Tabulation[[#This Row],[Month]],Season,2)","v":"Winter"},{"$f":"(DATE(2021,Tabulation[[#This Row],[Month]],Tabulation[[#This Row],[Day]]))","v":"2021-02-12"},{"$f":"WEEKDAY(Tabulation[[#This Row],[Date]])","v":6},{"$f":"IF(OR(Tabulation[[#This Row],[DayNo]]=1,Tabulation[[#This Row],[DayNo]]=7),1,0)","v":0},{"$f":"COUNTIF(Holidays,Tabulation[[#This Row],[Date]])","v":0},{"$f":"CONCATENATE(Tabulation[[#This Row],[Holiday]],Tabulation[[#This Row],[Season]],Tabulation[[#This Row],[Weekend]],\"-\",IF(Tabulation[[#This Row],[Hour]]<10,0,\"\"),C1059)","v":"0Winter0-23"},{"$f":"VLOOKUP(Tabulation[[#This Row],[Concat]],Table3[],8)","v":0.28519},{"$f":"(Tabulation[[#This Row],[AC System Output (kW)]]*Tabulation[[#This Row],[Rate]])","v":0}]
[2,13,0,0,{"$f":"Tabulation[[#This Row],[AC System Output (W)]]/1000","v":0},{"$f":"VLOOKUP(Tabulation[[#This Row],[Month]],Season,2)","v":"Winter"},{"$f":"(DATE(2021,Tabulation[[#This Row],[Month]],Tabulation[[#This Row],[Day]]))","v":"2021-02-13"},{"$f":"WEEKDAY(Tabulation[[#This Row],[Date]])","v":7},{"$f":"IF(OR(Tabulation[[#This Row],[DayNo]]=1,Tabulation[[#This Row],[DayNo]]=7),1,0)","v":1},{"$f":"COUNTIF(Holidays,Tabulation[[#This Row],[Date]])","v":0},{"$f":"CONCATENATE(Tabulation[[#This Row],[Holiday]],Tabulation[[#This Row],[Season]],Tabulation[[#This Row],[Weekend]],\"-\",IF(Tabulation[[#This Row],[Hour]]<10,0,\"\"),C1060)","v":"0Winter1-00"},{"$f":"VLOOKUP(Tabulation[[#This Row],[Concat]],Table3[],8)","v":0.28519},{"$f":"(Tabulation[[#This Row],[AC System Output (kW)]]*Tabulation[[#This Row],[Rate]])","v":0}]
[2,13,1,0,{"$f":"Tabulation[[#This Row],[AC System Output (W)]]/1000","v":0},{"$f":"VLOOKUP(Tabulation[[#This Row],[Month]],Season,2)","v":"Winter"},{"$f":"(DATE(2021,Tabulation[[#This Row],[Month]],Tabulation[[#This Row],[Day]]))","v":"2021-02-13"},{"$f":"WEEKDAY(Tabulation[[#This Row],[Date]])","v":7},{"$f":"IF(OR(Tabulation[[#This Row],[DayNo]]=1,Tabulation[[#This Row],[DayNo]]=7),1,0)","v":1},{"$f":"COUNTIF(Holidays,Tabulation[[#This Row],[Date]])","v":0},{"$f":"CONCATENATE(Tabulation[[#This Row],[Holiday]],Tabulation[[#This Row],[Season]],Tabulation[[#This Row],[Weekend]],\"-\",IF(Tabulation[[#This Row],[Hour]]<10,0,\"\"),C1061)","v":"0Winter1-01"},{"$f":"VLOOKUP(Tabulation[[#This Row],[Concat]],Table3[],8)","v":0.28519},{"$f":"(Tabulation[[#This Row],[AC System Output (kW)]]*Tabulation[[#This Row],[Rate]])","v":0}]
[2,13,2,0,{"$f":"Tabulation[[#This Row],[AC System Output (W)]]/1000","v":0},{"$f":"VLOOKUP(Tabulation[[#This Row],[Month]],Season,2)","v":"Winter"},{"$f":"(DATE(2021,Tabulation[[#This Row],[Month]],Tabulation[[#This Row],[Day]]))","v":"2021-02-13"},{"$f":"WEEKDAY(Tabulation[[#This Row],[Date]])","v":7},{"$f":"IF(OR(Tabulation[[#This Row],[DayNo]]=1,Tabulation[[#This Row],[DayNo]]=7),1,0)","v":1},{"$f":"COUNTIF(Holidays,Tabulation[[#This Row],[Date]])","v":0},{"$f":"CONCATENATE(Tabulation[[#This Row],[Holiday]],Tabulation[[#This Row],[Season]],Tabulation[[#This Row],[Weekend]],\"-\",IF(Tabulation[[#This Row],[Hour]]<10,0,\"\"),C1062)","v":"0Winter1-02"},{"$f":"VLOOKUP(Tabulation[[#This Row],[Concat]],Table3[],8)","v":0.28519},{"$f":"(Tabulation[[#This Row],[AC System Output (kW)]]*Tabulation[[#This Row],[Rate]])","v":0}]
[2,13,3,0,{"$f":"Tabulation[[#This Row],[AC System Output (W)]]/1000","v":0},{"$f":"VLOOKUP(Tabulation[[#This Row],[Month]],Season,2)","v":"Winter"},{"$f":"(DATE(2021,Tabulation[[#This Row],[Month]],Tabulation[[#This Row],[Day]]))","v":"2021-02-13"},{"$f":"WEEKDAY(Tabulation[[#This Row],[Date]])","v":7},{"$f":"IF(OR(Tabulation[[#This Row],[DayNo]]=1,Tabulation[[#This Row],[DayNo]]=7),1,0)","v":1},{"$f":"COUNTIF(Holidays,Tabulation[[#This Row],[Date]])","v":0},{"$f":"CONCATENATE(Tabulation[[#This Row],[Holiday]],Tabulation[[#This Row],[Season]],Tabulation[[#This Row],[Weekend]],\"-\",IF(Tabulation[[#This Row],[Hour]]<10,0,\"\"),C1063)","v":"0Winter1-03"},{"$f":"VLOOKUP(Tabulation[[#This Row],[Concat]],Table3[],8)","v":0.28519},{"$f":"(Tabulation[[#This Row],[AC System Output (kW)]]*Tabulation[[#This Row],[Rate]])","v":0}]
[2,13,4,0,{"$f":"Tabulation[[#This Row],[AC System Output (W)]]/1000","v":0},{"$f":"VLOOKUP(Tabulation[[#This Row],[Month]],Season,2)","v":"Winter"},{"$f":"(DATE(2021,Tabulation[[#This Row],[Month]],Tabulation[[#This Row],[Day]]))","v":"2021-02-13"},{"$f":"WEEKDAY(Tabulation[[#This Row],[Date]])","v":7},{"$f":"IF(OR(Tabulation[[#This Row],[DayNo]]=1,Tabulation[[#This Row],[DayNo]]=7),1,0)","v":1},{"$f":"COUNTIF(Holidays,Tabulation[[#This Row],[Date]])","v":0},{"$f":"CONCATENATE(Tabulation[[#This Row],[Holiday]],Tabulation[[#This Row],[Season]],Tabulation[[#This Row],[Weekend]],\"-\",IF(Tabulation[[#This Row],[Hour]]<10,0,\"\"),C1064)","v":"0Winter1-04"},{"$f":"VLOOKUP(Tabulation[[#This Row],[Concat]],Table3[],8)","v":0.28519},{"$f":"(Tabulation[[#This Row],[AC System Output (kW)]]*Tabulation[[#This Row],[Rate]])","v":0}]
[2,13,5,0,{"$f":"Tabulation[[#This Row],[AC System Output (W)]]/1000","v":0},{"$f":"VLOOKUP(Tabulation[[#This Row],[Month]],Season,2)","v":"Winter"},{"$f":"(DATE(2021,Tabulation[[#This Row],[Month]],Tabulation[[#This Row],[Day]]))","v":"2021-02-13"},{"$f":"WEEKDAY(Tabulation[[#This Row],[Date]])","v":7},{"$f":"IF(OR(Tabulation[[#This Row],[DayNo]]=1,Tabulation[[#This Row],[DayNo]]=7),1,0)","v":1},{"$f":"COUNTIF(Holidays,Tabulation[[#This Row],[Date]])","v":0},{"$f":"CONCATENATE(Tabulation[[#This Row],[Holiday]],Tabulation[[#This Row],[Season]],Tabulation[[#This Row],[Weekend]],\"-\",IF(Tabulation[[#This Row],[Hour]]<10,0,\"\"),C1065)","v":"0Winter1-05"},{"$f":"VLOOKUP(Tabulation[[#This Row],[Concat]],Table3[],8)","v":0.28519},{"$f":"(Tabulation[[#This Row],[AC System Output (kW)]]*Tabulation[[#This Row],[Rate]])","v":0}]
[2,13,6,0,{"$f":"Tabulation[[#This Row],[AC System Output (W)]]/1000","v":0},{"$f":"VLOOKUP(Tabulation[[#This Row],[Month]],Season,2)","v":"Winter"},{"$f":"(DATE(2021,Tabulation[[#This Row],[Month]],Tabulation[[#This Row],[Day]]))","v":"2021-02-13"},{"$f":"WEEKDAY(Tabulation[[#This Row],[Date]])","v":7},{"$f":"IF(OR(Tabulation[[#This Row],[DayNo]]=1,Tabulation[[#This Row],[DayNo]]=7),1,0)","v":1},{"$f":"COUNTIF(Holidays,Tabulation[[#This Row],[Date]])","v":0},{"$f":"CONCATENATE(Tabulation[[#This Row],[Holiday]],Tabulation[[#This Row],[Season]],Tabulation[[#This Row],[Weekend]],\"-\",IF(Tabulation[[#This Row],[Hour]]<10,0,\"\"),C1066)","v":"0Winter1-06"},{"$f":"VLOOKUP(Tabulation[[#This Row],[Concat]],Table3[],8)","v":0.28519},{"$f":"(Tabulation[[#This Row],[AC System Output (kW)]]*Tabulation[[#This Row],[Rate]])","v":0}]
[2,13,7,404.37900000000002,{"$f":"Tabulation[[#This Row],[AC System Output (W)]]/1000","v":0.40437900000000004},{"$f":"VLOOKUP(Tabulation[[#This Row],[Month]],Season,2)","v":"Winter"},{"$f":"(DATE(2021,Tabulation[[#This Row],[Month]],Tabulation[[#This Row],[Day]]))","v":"2021-02-13"},{"$f":"WEEKDAY(Tabulation[[#This Row],[Date]])","v":7},{"$f":"IF(OR(Tabulation[[#This Row],[DayNo]]=1,Tabulation[[#This Row],[DayNo]]=7),1,0)","v":1},{"$f":"COUNTIF(Holidays,Tabulation[[#This Row],[Date]])","v":0},{"$f":"CONCATENATE(Tabulation[[#This Row],[Holiday]],Tabulation[[#This Row],[Season]],Tabulation[[#This Row],[Weekend]],\"-\",IF(Tabulation[[#This Row],[Hour]]<10,0,\"\"),C1067)","v":"0Winter1-07"},{"$f":"VLOOKUP(Tabulation[[#This Row],[Concat]],Table3[],8)","v":0.28519},{"$f":"(Tabulation[[#This Row],[AC System Output (kW)]]*Tabulation[[#This Row],[Rate]])","v":0.11532484701000001}]
[2,13,8,1268.691,{"$f":"Tabulation[[#This Row],[AC System Output (W)]]/1000","v":1.268691},{"$f":"VLOOKUP(Tabulation[[#This Row],[Month]],Season,2)","v":"Winter"},{"$f":"(DATE(2021,Tabulation[[#This Row],[Month]],Tabulation[[#This Row],[Day]]))","v":"2021-02-13"},{"$f":"WEEKDAY(Tabulation[[#This Row],[Date]])","v":7},{"$f":"IF(OR(Tabulation[[#This Row],[DayNo]]=1,Tabulation[[#This Row],[DayNo]]=7),1,0)","v":1},{"$f":"COUNTIF(Holidays,Tabulation[[#This Row],[Date]])","v":0},{"$f":"CONCATENATE(Tabulation[[#This Row],[Holiday]],Tabulation[[#This Row],[Season]],Tabulation[[#This Row],[Weekend]],\"-\",IF(Tabulation[[#This Row],[Hour]]<10,0,\"\"),C1068)","v":"0Winter1-08"},{"$f":"VLOOKUP(Tabulation[[#This Row],[Concat]],Table3[],8)","v":0.28519},{"$f":"(Tabulation[[#This Row],[AC System Output (kW)]]*Tabulation[[#This Row],[Rate]])","v":0.36181798629}]
[2,13,9,461.21100000000001,{"$f":"Tabulation[[#This Row],[AC System Output (W)]]/1000","v":0.46121100000000004},{"$f":"VLOOKUP(Tabulation[[#This Row],[Month]],Season,2)","v":"Winter"},{"$f":"(DATE(2021,Tabulation[[#This Row],[Month]],Tabulation[[#This Row],[Day]]))","v":"2021-02-13"},{"$f":"WEEKDAY(Tabulation[[#This Row],[Date]])","v":7},{"$f":"IF(OR(Tabulation[[#This Row],[DayNo]]=1,Tabulation[[#This Row],[DayNo]]=7),1,0)","v":1},{"$f":"COUNTIF(Holidays,Tabulation[[#This Row],[Date]])","v":0},{"$f":"CONCATENATE(Tabulation[[#This Row],[Holiday]],Tabulation[[#This Row],[Season]],Tabulation[[#This Row],[Weekend]],\"-\",IF(Tabulation[[#This Row],[Hour]]<10,0,\"\"),C1069)","v":"0Winter1-09"},{"$f":"VLOOKUP(Tabulation[[#This Row],[Concat]],Table3[],8)","v":0.28519},{"$f":"(Tabulation[[#This Row],[AC System Output (kW)]]*Tabulation[[#This Row],[Rate]])","v":0.13153276509}]
[2,13,10,2536.223,{"$f":"Tabulation[[#This Row],[AC System Output (W)]]/1000","v":2.5362230000000001},{"$f":"VLOOKUP(Tabulation[[#This Row],[Month]],Season,2)","v":"Winter"},{"$f":"(DATE(2021,Tabulation[[#This Row],[Month]],Tabulation[[#This Row],[Day]]))","v":"2021-02-13"},{"$f":"WEEKDAY(Tabulation[[#This Row],[Date]])","v":7},{"$f":"IF(OR(Tabulation[[#This Row],[DayNo]]=1,Tabulation[[#This Row],[DayNo]]=7),1,0)","v":1},{"$f":"COUNTIF(Holidays,Tabulation[[#This Row],[Date]])","v":0},{"$f":"CONCATENATE(Tabulation[[#This Row],[Holiday]],Tabulation[[#This Row],[Season]],Tabulation[[#This Row],[Weekend]],\"-\",IF(Tabulation[[#This Row],[Hour]]<10,0,\"\"),C1070)","v":"0Winter1-10"},{"$f":"VLOOKUP(Tabulation[[#This Row],[Concat]],Table3[],8)","v":0.28519},{"$f":"(Tabulation[[#This Row],[AC System Output (kW)]]*Tabulation[[#This Row],[Rate]])","v":0.72330543737000008}]
[2,13,11,1909.4549999999999,{"$f":"Tabulation[[#This Row],[AC System Output (W)]]/1000","v":1.9094549999999999},{"$f":"VLOOKUP(Tabulation[[#This Row],[Month]],Season,2)","v":"Winter"},{"$f":"(DATE(2021,Tabulation[[#This Row],[Month]],Tabulation[[#This Row],[Day]]))","v":"2021-02-13"},{"$f":"WEEKDAY(Tabulation[[#This Row],[Date]])","v":7},{"$f":"IF(OR(Tabulation[[#This Row],[DayNo]]=1,Tabulation[[#This Row],[DayNo]]=7),1,0)","v":1},{"$f":"COUNTIF(Holidays,Tabulation[[#This Row],[Date]])","v":0},{"$f":"CONCATENATE(Tabulation[[#This Row],[Holiday]],Tabulation[[#This Row],[Season]],Tabulation[[#This Row],[Weekend]],\"-\",IF(Tabulation[[#This Row],[Hour]]<10,0,\"\"),C1071)","v":"0Winter1-11"},{"$f":"VLOOKUP(Tabulation[[#This Row],[Concat]],Table3[],8)","v":0.28519},{"$f":"(Tabulation[[#This Row],[AC System Output (kW)]]*Tabulation[[#This Row],[Rate]])","v":0.54455747145}]
[2,13,12,1609.7449999999999,{"$f":"Tabulation[[#This Row],[AC System Output (W)]]/1000","v":1.609745},{"$f":"VLOOKUP(Tabulation[[#This Row],[Month]],Season,2)","v":"Winter"},{"$f":"(DATE(2021,Tabulation[[#This Row],[Month]],Tabulation[[#This Row],[Day]]))","v":"2021-02-13"},{"$f":"WEEKDAY(Tabulation[[#This Row],[Date]])","v":7},{"$f":"IF(OR(Tabulation[[#This Row],[DayNo]]=1,Tabulation[[#This Row],[DayNo]]=7),1,0)","v":1},{"$f":"COUNTIF(Holidays,Tabulation[[#This Row],[Date]])","v":0},{"$f":"CONCATENATE(Tabulation[[#This Row],[Holiday]],Tabulation[[#This Row],[Season]],Tabulation[[#This Row],[Weekend]],\"-\",IF(Tabulation[[#This Row],[Hour]]<10,0,\"\"),C1072)","v":"0Winter1-12"},{"$f":"VLOOKUP(Tabulation[[#This Row],[Concat]],Table3[],8)","v":0.28519},{"$f":"(Tabulation[[#This Row],[AC System Output (kW)]]*Tabulation[[#This Row],[Rate]])","v":0.45908317654999997}]
[2,13,13,1284.3869999999999,{"$f":"Tabulation[[#This Row],[AC System Output (W)]]/1000","v":1.2843869999999999},{"$f":"VLOOKUP(Tabulation[[#This Row],[Month]],Season,2)","v":"Winter"},{"$f":"(DATE(2021,Tabulation[[#This Row],[Month]],Tabulation[[#This Row],[Day]]))","v":"2021-02-13"},{"$f":"WEEKDAY(Tabulation[[#This Row],[Date]])","v":7},{"$f":"IF(OR(Tabulation[[#This Row],[DayNo]]=1,Tabulation[[#This Row],[DayNo]]=7),1,0)","v":1},{"$f":"COUNTIF(Holidays,Tabulation[[#This Row],[Date]])","v":0},{"$f":"CONCATENATE(Tabulation[[#This Row],[Holiday]],Tabulation[[#This Row],[Season]],Tabulation[[#This Row],[Weekend]],\"-\",IF(Tabulation[[#This Row],[Hour]]<10,0,\"\"),C1073)","v":"0Winter1-13"},{"$f":"VLOOKUP(Tabulation[[#This Row],[Concat]],Table3[],8)","v":0.28519},{"$f":"(Tabulation[[#This Row],[AC System Output (kW)]]*Tabulation[[#This Row],[Rate]])","v":0.36629432852999999}]
[2,13,14,1213.5419999999999,{"$f":"Tabulation[[#This Row],[AC System Output (W)]]/1000","v":1.2135419999999999},{"$f":"VLOOKUP(Tabulation[[#This Row],[Month]],Season,2)","v":"Winter"},{"$f":"(DATE(2021,Tabulation[[#This Row],[Month]],Tabulation[[#This Row],[Day]]))","v":"2021-02-13"},{"$f":"WEEKDAY(Tabulation[[#This Row],[Date]])","v":7},{"$f":"IF(OR(Tabulation[[#This Row],[DayNo]]=1,Tabulation[[#This Row],[DayNo]]=7),1,0)","v":1},{"$f":"COUNTIF(Holidays,Tabulation[[#This Row],[Date]])","v":0},{"$f":"CONCATENATE(Tabulation[[#This Row],[Holiday]],Tabulation[[#This Row],[Season]],Tabulation[[#This Row],[Weekend]],\"-\",IF(Tabulation[[#This Row],[Hour]]<10,0,\"\"),C1074)","v":"0Winter1-14"},{"$f":"VLOOKUP(Tabulation[[#This Row],[Concat]],Table3[],8)","v":0.28519},{"$f":"(Tabulation[[#This Row],[AC System Output (kW)]]*Tabulation[[#This Row],[Rate]])","v":0.34609004297999996}]
[2,13,15,471.13299999999998,{"$f":"Tabulation[[#This Row],[AC System Output (W)]]/1000","v":0.47113299999999997},{"$f":"VLOOKUP(Tabulation[[#This Row],[Month]],Season,2)","v":"Winter"},{"$f":"(DATE(2021,Tabulation[[#This Row],[Month]],Tabulation[[#This Row],[Day]]))","v":"2021-02-13"},{"$f":"WEEKDAY(Tabulation[[#This Row],[Date]])","v":7},{"$f":"IF(OR(Tabulation[[#This Row],[DayNo]]=1,Tabulation[[#This Row],[DayNo]]=7),1,0)","v":1},{"$f":"COUNTIF(Holidays,Tabulation[[#This Row],[Date]])","v":0},{"$f":"CONCATENATE(Tabulation[[#This Row],[Holiday]],Tabulation[[#This Row],[Season]],Tabulation[[#This Row],[Weekend]],\"-\",IF(Tabulation[[#This Row],[Hour]]<10,0,\"\"),C1075)","v":"0Winter1-15"},{"$f":"VLOOKUP(Tabulation[[#This Row],[Concat]],Table3[],8)","v":0.28519},{"$f":"(Tabulation[[#This Row],[AC System Output (kW)]]*Tabulation[[#This Row],[Rate]])","v":0.13436242026999998}]
[2,13,16,305.577,{"$f":"Tabulation[[#This Row],[AC System Output (W)]]/1000","v":0.30557699999999999},{"$f":"VLOOKUP(Tabulation[[#This Row],[Month]],Season,2)","v":"Winter"},{"$f":"(DATE(2021,Tabulation[[#This Row],[Month]],Tabulation[[#This Row],[Day]]))","v":"2021-02-13"},{"$f":"WEEKDAY(Tabulation[[#This Row],[Date]])","v":7},{"$f":"IF(OR(Tabulation[[#This Row],[DayNo]]=1,Tabulation[[#This Row],[DayNo]]=7),1,0)","v":1},{"$f":"COUNTIF(Holidays,Tabulation[[#This Row],[Date]])","v":0},{"$f":"CONCATENATE(Tabulation[[#This Row],[Holiday]],Tabulation[[#This Row],[Season]],Tabulation[[#This Row],[Weekend]],\"-\",IF(Tabulation[[#This Row],[Hour]]<10,0,\"\"),C1076)","v":"0Winter1-16"},{"$f":"VLOOKUP(Tabulation[[#This Row],[Concat]],Table3[],8)","v":0.28519},{"$f":"(Tabulation[[#This Row],[AC System Output (kW)]]*Tabulation[[#This Row],[Rate]])","v":8.7147504629999997E-2}]
[2,13,17,123.714,{"$f":"Tabulation[[#This Row],[AC System Output (W)]]/1000","v":0.123714},{"$f":"VLOOKUP(Tabulation[[#This Row],[Month]],Season,2)","v":"Winter"},{"$f":"(DATE(2021,Tabulation[[#This Row],[Month]],Tabulation[[#This Row],[Day]]))","v":"2021-02-13"},{"$f":"WEEKDAY(Tabulation[[#This Row],[Date]])","v":7},{"$f":"IF(OR(Tabulation[[#This Row],[DayNo]]=1,Tabulation[[#This Row],[DayNo]]=7),1,0)","v":1},{"$f":"COUNTIF(Holidays,Tabulation[[#This Row],[Date]])","v":0},{"$f":"CONCATENATE(Tabulation[[#This Row],[Holiday]],Tabulation[[#This Row],[Season]],Tabulation[[#This Row],[Weekend]],\"-\",IF(Tabulation[[#This Row],[Hour]]<10,0,\"\"),C1077)","v":"0Winter1-17"},{"$f":"VLOOKUP(Tabulation[[#This Row],[Concat]],Table3[],8)","v":0.28519},{"$f":"(Tabulation[[#This Row],[AC System Output (kW)]]*Tabulation[[#This Row],[Rate]])","v":3.5281995660000003E-2}]
[2,13,18,0,{"$f":"Tabulation[[#This Row],[AC System Output (W)]]/1000","v":0},{"$f":"VLOOKUP(Tabulation[[#This Row],[Month]],Season,2)","v":"Winter"},{"$f":"(DATE(2021,Tabulation[[#This Row],[Month]],Tabulation[[#This Row],[Day]]))","v":"2021-02-13"},{"$f":"WEEKDAY(Tabulation[[#This Row],[Date]])","v":7},{"$f":"IF(OR(Tabulation[[#This Row],[DayNo]]=1,Tabulation[[#This Row],[DayNo]]=7),1,0)","v":1},{"$f":"COUNTIF(Holidays,Tabulation[[#This Row],[Date]])","v":0},{"$f":"CONCATENATE(Tabulation[[#This Row],[Holiday]],Tabulation[[#This Row],[Season]],Tabulation[[#This Row],[Weekend]],\"-\",IF(Tabulation[[#This Row],[Hour]]<10,0,\"\"),C1078)","v":"0Winter1-18"},{"$f":"VLOOKUP(Tabulation[[#This Row],[Concat]],Table3[],8)","v":0.28519},{"$f":"(Tabulation[[#This Row],[AC System Output (kW)]]*Tabulation[[#This Row],[Rate]])","v":0}]
[2,13,19,0,{"$f":"Tabulation[[#This Row],[AC System Output (W)]]/1000","v":0},{"$f":"VLOOKUP(Tabulation[[#This Row],[Month]],Season,2)","v":"Winter"},{"$f":"(DATE(2021,Tabulation[[#This Row],[Month]],Tabulation[[#This Row],[Day]]))","v":"2021-02-13"},{"$f":"WEEKDAY(Tabulation[[#This Row],[Date]])","v":7},{"$f":"IF(OR(Tabulation[[#This Row],[DayNo]]=1,Tabulation[[#This Row],[DayNo]]=7),1,0)","v":1},{"$f":"COUNTIF(Holidays,Tabulation[[#This Row],[Date]])","v":0},{"$f":"CONCATENATE(Tabulation[[#This Row],[Holiday]],Tabulation[[#This Row],[Season]],Tabulation[[#This Row],[Weekend]],\"-\",IF(Tabulation[[#This Row],[Hour]]<10,0,\"\"),C1079)","v":"0Winter1-19"},{"$f":"VLOOKUP(Tabulation[[#This Row],[Concat]],Table3[],8)","v":0.28519},{"$f":"(Tabulation[[#This Row],[AC System Output (kW)]]*Tabulation[[#This Row],[Rate]])","v":0}]
[2,13,20,0,{"$f":"Tabulation[[#This Row],[AC System Output (W)]]/1000","v":0},{"$f":"VLOOKUP(Tabulation[[#This Row],[Month]],Season,2)","v":"Winter"},{"$f":"(DATE(2021,Tabulation[[#This Row],[Month]],Tabulation[[#This Row],[Day]]))","v":"2021-02-13"},{"$f":"WEEKDAY(Tabulation[[#This Row],[Date]])","v":7},{"$f":"IF(OR(Tabulation[[#This Row],[DayNo]]=1,Tabulation[[#This Row],[DayNo]]=7),1,0)","v":1},{"$f":"COUNTIF(Holidays,Tabulation[[#This Row],[Date]])","v":0},{"$f":"CONCATENATE(Tabulation[[#This Row],[Holiday]],Tabulation[[#This Row],[Season]],Tabulation[[#This Row],[Weekend]],\"-\",IF(Tabulation[[#This Row],[Hour]]<10,0,\"\"),C1080)","v":"0Winter1-20"},{"$f":"VLOOKUP(Tabulation[[#This Row],[Concat]],Table3[],8)","v":0.28519},{"$f":"(Tabulation[[#This Row],[AC System Output (kW)]]*Tabulation[[#This Row],[Rate]])","v":0}]
[2,13,21,0,{"$f":"Tabulation[[#This Row],[AC System Output (W)]]/1000","v":0},{"$f":"VLOOKUP(Tabulation[[#This Row],[Month]],Season,2)","v":"Winter"},{"$f":"(DATE(2021,Tabulation[[#This Row],[Month]],Tabulation[[#This Row],[Day]]))","v":"2021-02-13"},{"$f":"WEEKDAY(Tabulation[[#This Row],[Date]])","v":7},{"$f":"IF(OR(Tabulation[[#This Row],[DayNo]]=1,Tabulation[[#This Row],[DayNo]]=7),1,0)","v":1},{"$f":"COUNTIF(Holidays,Tabulation[[#This Row],[Date]])","v":0},{"$f":"CONCATENATE(Tabulation[[#This Row],[Holiday]],Tabulation[[#This Row],[Season]],Tabulation[[#This Row],[Weekend]],\"-\",IF(Tabulation[[#This Row],[Hour]]<10,0,\"\"),C1081)","v":"0Winter1-21"},{"$f":"VLOOKUP(Tabulation[[#This Row],[Concat]],Table3[],8)","v":0.28519},{"$f":"(Tabulation[[#This Row],[AC System Output (kW)]]*Tabulation[[#This Row],[Rate]])","v":0}]
[2,13,22,0,{"$f":"Tabulation[[#This Row],[AC System Output (W)]]/1000","v":0},{"$f":"VLOOKUP(Tabulation[[#This Row],[Month]],Season,2)","v":"Winter"},{"$f":"(DATE(2021,Tabulation[[#This Row],[Month]],Tabulation[[#This Row],[Day]]))","v":"2021-02-13"},{"$f":"WEEKDAY(Tabulation[[#This Row],[Date]])","v":7},{"$f":"IF(OR(Tabulation[[#This Row],[DayNo]]=1,Tabulation[[#This Row],[DayNo]]=7),1,0)","v":1},{"$f":"COUNTIF(Holidays,Tabulation[[#This Row],[Date]])","v":0},{"$f":"CONCATENATE(Tabulation[[#This Row],[Holiday]],Tabulation[[#This Row],[Season]],Tabulation[[#This Row],[Weekend]],\"-\",IF(Tabulation[[#This Row],[Hour]]<10,0,\"\"),C1082)","v":"0Winter1-22"},{"$f":"VLOOKUP(Tabulation[[#This Row],[Concat]],Table3[],8)","v":0.28519},{"$f":"(Tabulation[[#This Row],[AC System Output (kW)]]*Tabulation[[#This Row],[Rate]])","v":0}]
[2,13,23,0,{"$f":"Tabulation[[#This Row],[AC System Output (W)]]/1000","v":0},{"$f":"VLOOKUP(Tabulation[[#This Row],[Month]],Season,2)","v":"Winter"},{"$f":"(DATE(2021,Tabulation[[#This Row],[Month]],Tabulation[[#This Row],[Day]]))","v":"2021-02-13"},{"$f":"WEEKDAY(Tabulation[[#This Row],[Date]])","v":7},{"$f":"IF(OR(Tabulation[[#This Row],[DayNo]]=1,Tabulation[[#This Row],[DayNo]]=7),1,0)","v":1},{"$f":"COUNTIF(Holidays,Tabulation[[#This Row],[Date]])","v":0},{"$f":"CONCATENATE(Tabulation[[#This Row],[Holiday]],Tabulation[[#This Row],[Season]],Tabulation[[#This Row],[Weekend]],\"-\",IF(Tabulation[[#This Row],[Hour]]<10,0,\"\"),C1083)","v":"0Winter1-23"},{"$f":"VLOOKUP(Tabulation[[#This Row],[Concat]],Table3[],8)","v":0.28519},{"$f":"(Tabulation[[#This Row],[AC System Output (kW)]]*Tabulation[[#This Row],[Rate]])","v":0}]
[2,14,0,0,{"$f":"Tabulation[[#This Row],[AC System Output (W)]]/1000","v":0},{"$f":"VLOOKUP(Tabulation[[#This Row],[Month]],Season,2)","v":"Winter"},{"$f":"(DATE(2021,Tabulation[[#This Row],[Month]],Tabulation[[#This Row],[Day]]))","v":"2021-02-14"},{"$f":"WEEKDAY(Tabulation[[#This Row],[Date]])","v":1},{"$f":"IF(OR(Tabulation[[#This Row],[DayNo]]=1,Tabulation[[#This Row],[DayNo]]=7),1,0)","v":1},{"$f":"COUNTIF(Holidays,Tabulation[[#This Row],[Date]])","v":0},{"$f":"CONCATENATE(Tabulation[[#This Row],[Holiday]],Tabulation[[#This Row],[Season]],Tabulation[[#This Row],[Weekend]],\"-\",IF(Tabulation[[#This Row],[Hour]]<10,0,\"\"),C1084)","v":"0Winter1-00"},{"$f":"VLOOKUP(Tabulation[[#This Row],[Concat]],Table3[],8)","v":0.28519},{"$f":"(Tabulation[[#This Row],[AC System Output (kW)]]*Tabulation[[#This Row],[Rate]])","v":0}]
[2,14,1,0,{"$f":"Tabulation[[#This Row],[AC System Output (W)]]/1000","v":0},{"$f":"VLOOKUP(Tabulation[[#This Row],[Month]],Season,2)","v":"Winter"},{"$f":"(DATE(2021,Tabulation[[#This Row],[Month]],Tabulation[[#This Row],[Day]]))","v":"2021-02-14"},{"$f":"WEEKDAY(Tabulation[[#This Row],[Date]])","v":1},{"$f":"IF(OR(Tabulation[[#This Row],[DayNo]]=1,Tabulation[[#This Row],[DayNo]]=7),1,0)","v":1},{"$f":"COUNTIF(Holidays,Tabulation[[#This Row],[Date]])","v":0},{"$f":"CONCATENATE(Tabulation[[#This Row],[Holiday]],Tabulation[[#This Row],[Season]],Tabulation[[#This Row],[Weekend]],\"-\",IF(Tabulation[[#This Row],[Hour]]<10,0,\"\"),C1085)","v":"0Winter1-01"},{"$f":"VLOOKUP(Tabulation[[#This Row],[Concat]],Table3[],8)","v":0.28519},{"$f":"(Tabulation[[#This Row],[AC System Output (kW)]]*Tabulation[[#This Row],[Rate]])","v":0}]
[2,14,2,0,{"$f":"Tabulation[[#This Row],[AC System Output (W)]]/1000","v":0},{"$f":"VLOOKUP(Tabulation[[#This Row],[Month]],Season,2)","v":"Winter"},{"$f":"(DATE(2021,Tabulation[[#This Row],[Month]],Tabulation[[#This Row],[Day]]))","v":"2021-02-14"},{"$f":"WEEKDAY(Tabulation[[#This Row],[Date]])","v":1},{"$f":"IF(OR(Tabulation[[#This Row],[DayNo]]=1,Tabulation[[#This Row],[DayNo]]=7),1,0)","v":1},{"$f":"COUNTIF(Holidays,Tabulation[[#This Row],[Date]])","v":0},{"$f":"CONCATENATE(Tabulation[[#This Row],[Holiday]],Tabulation[[#This Row],[Season]],Tabulation[[#This Row],[Weekend]],\"-\",IF(Tabulation[[#This Row],[Hour]]<10,0,\"\"),C1086)","v":"0Winter1-02"},{"$f":"VLOOKUP(Tabulation[[#This Row],[Concat]],Table3[],8)","v":0.28519},{"$f":"(Tabulation[[#This Row],[AC System Output (kW)]]*Tabulation[[#This Row],[Rate]])","v":0}]
[2,14,3,0,{"$f":"Tabulation[[#This Row],[AC System Output (W)]]/1000","v":0},{"$f":"VLOOKUP(Tabulation[[#This Row],[Month]],Season,2)","v":"Winter"},{"$f":"(DATE(2021,Tabulation[[#This Row],[Month]],Tabulation[[#This Row],[Day]]))","v":"2021-02-14"},{"$f":"WEEKDAY(Tabulation[[#This Row],[Date]])","v":1},{"$f":"IF(OR(Tabulation[[#This Row],[DayNo]]=1,Tabulation[[#This Row],[DayNo]]=7),1,0)","v":1},{"$f":"COUNTIF(Holidays,Tabulation[[#This Row],[Date]])","v":0},{"$f":"CONCATENATE(Tabulation[[#This Row],[Holiday]],Tabulation[[#This Row],[Season]],Tabulation[[#This Row],[Weekend]],\"-\",IF(Tabulation[[#This Row],[Hour]]<10,0,\"\"),C1087)","v":"0Winter1-03"},{"$f":"VLOOKUP(Tabulation[[#This Row],[Concat]],Table3[],8)","v":0.28519},{"$f":"(Tabulation[[#This Row],[AC System Output (kW)]]*Tabulation[[#This Row],[Rate]])","v":0}]
[2,14,4,0,{"$f":"Tabulation[[#This Row],[AC System Output (W)]]/1000","v":0},{"$f":"VLOOKUP(Tabulation[[#This Row],[Month]],Season,2)","v":"Winter"},{"$f":"(DATE(2021,Tabulation[[#This Row],[Month]],Tabulation[[#This Row],[Day]]))","v":"2021-02-14"},{"$f":"WEEKDAY(Tabulation[[#This Row],[Date]])","v":1},{"$f":"IF(OR(Tabulation[[#This Row],[DayNo]]=1,Tabulation[[#This Row],[DayNo]]=7),1,0)","v":1},{"$f":"COUNTIF(Holidays,Tabulation[[#This Row],[Date]])","v":0},{"$f":"CONCATENATE(Tabulation[[#This Row],[Holiday]],Tabulation[[#This Row],[Season]],Tabulation[[#This Row],[Weekend]],\"-\",IF(Tabulation[[#This Row],[Hour]]<10,0,\"\"),C1088)","v":"0Winter1-04"},{"$f":"VLOOKUP(Tabulation[[#This Row],[Concat]],Table3[],8)","v":0.28519},{"$f":"(Tabulation[[#This Row],[AC System Output (kW)]]*Tabulation[[#This Row],[Rate]])","v":0}]
[2,14,5,0,{"$f":"Tabulation[[#This Row],[AC System Output (W)]]/1000","v":0},{"$f":"VLOOKUP(Tabulation[[#This Row],[Month]],Season,2)","v":"Winter"},{"$f":"(DATE(2021,Tabulation[[#This Row],[Month]],Tabulation[[#This Row],[Day]]))","v":"2021-02-14"},{"$f":"WEEKDAY(Tabulation[[#This Row],[Date]])","v":1},{"$f":"IF(OR(Tabulation[[#This Row],[DayNo]]=1,Tabulation[[#This Row],[DayNo]]=7),1,0)","v":1},{"$f":"COUNTIF(Holidays,Tabulation[[#This Row],[Date]])","v":0},{"$f":"CONCATENATE(Tabulation[[#This Row],[Holiday]],Tabulation[[#This Row],[Season]],Tabulation[[#This Row],[Weekend]],\"-\",IF(Tabulation[[#This Row],[Hour]]<10,0,\"\"),C1089)","v":"0Winter1-05"},{"$f":"VLOOKUP(Tabulation[[#This Row],[Concat]],Table3[],8)","v":0.28519},{"$f":"(Tabulation[[#This Row],[AC System Output (kW)]]*Tabulation[[#This Row],[Rate]])","v":0}]
[2,14,6,0,{"$f":"Tabulation[[#This Row],[AC System Output (W)]]/1000","v":0},{"$f":"VLOOKUP(Tabulation[[#This Row],[Month]],Season,2)","v":"Winter"},{"$f":"(DATE(2021,Tabulation[[#This Row],[Month]],Tabulation[[#This Row],[Day]]))","v":"2021-02-14"},{"$f":"WEEKDAY(Tabulation[[#This Row],[Date]])","v":1},{"$f":"IF(OR(Tabulation[[#This Row],[DayNo]]=1,Tabulation[[#This Row],[DayNo]]=7),1,0)","v":1},{"$f":"COUNTIF(Holidays,Tabulation[[#This Row],[Date]])","v":0},{"$f":"CONCATENATE(Tabulation[[#This Row],[Holiday]],Tabulation[[#This Row],[Season]],Tabulation[[#This Row],[Weekend]],\"-\",IF(Tabulation[[#This Row],[Hour]]<10,0,\"\"),C1090)","v":"0Winter1-06"},{"$f":"VLOOKUP(Tabulation[[#This Row],[Concat]],Table3[],8)","v":0.28519},{"$f":"(Tabulation[[#This Row],[AC System Output (kW)]]*Tabulation[[#This Row],[Rate]])","v":0}]
[2,14,7,412.60700000000003,{"$f":"Tabulation[[#This Row],[AC System Output (W)]]/1000","v":0.412607},{"$f":"VLOOKUP(Tabulation[[#This Row],[Month]],Season,2)","v":"Winter"},{"$f":"(DATE(2021,Tabulation[[#This Row],[Month]],Tabulation[[#This Row],[Day]]))","v":"2021-02-14"},{"$f":"WEEKDAY(Tabulation[[#This Row],[Date]])","v":1},{"$f":"IF(OR(Tabulation[[#This Row],[DayNo]]=1,Tabulation[[#This Row],[DayNo]]=7),1,0)","v":1},{"$f":"COUNTIF(Holidays,Tabulation[[#This Row],[Date]])","v":0},{"$f":"CONCATENATE(Tabulation[[#This Row],[Holiday]],Tabulation[[#This Row],[Season]],Tabulation[[#This Row],[Weekend]],\"-\",IF(Tabulation[[#This Row],[Hour]]<10,0,\"\"),C1091)","v":"0Winter1-07"},{"$f":"VLOOKUP(Tabulation[[#This Row],[Concat]],Table3[],8)","v":0.28519},{"$f":"(Tabulation[[#This Row],[AC System Output (kW)]]*Tabulation[[#This Row],[Rate]])","v":0.11767139033}]
[2,14,8,1281.924,{"$f":"Tabulation[[#This Row],[AC System Output (W)]]/1000","v":1.2819240000000001},{"$f":"VLOOKUP(Tabulation[[#This Row],[Month]],Season,2)","v":"Winter"},{"$f":"(DATE(2021,Tabulation[[#This Row],[Month]],Tabulation[[#This Row],[Day]]))","v":"2021-02-14"},{"$f":"WEEKDAY(Tabulation[[#This Row],[Date]])","v":1},{"$f":"IF(OR(Tabulation[[#This Row],[DayNo]]=1,Tabulation[[#This Row],[DayNo]]=7),1,0)","v":1},{"$f":"COUNTIF(Holidays,Tabulation[[#This Row],[Date]])","v":0},{"$f":"CONCATENATE(Tabulation[[#This Row],[Holiday]],Tabulation[[#This Row],[Season]],Tabulation[[#This Row],[Weekend]],\"-\",IF(Tabulation[[#This Row],[Hour]]<10,0,\"\"),C1092)","v":"0Winter1-08"},{"$f":"VLOOKUP(Tabulation[[#This Row],[Concat]],Table3[],8)","v":0.28519},{"$f":"(Tabulation[[#This Row],[AC System Output (kW)]]*Tabulation[[#This Row],[Rate]])","v":0.36559190556000004}]
[2,14,9,2012.403,{"$f":"Tabulation[[#This Row],[AC System Output (W)]]/1000","v":2.0124029999999999},{"$f":"VLOOKUP(Tabulation[[#This Row],[Month]],Season,2)","v":"Winter"},{"$f":"(DATE(2021,Tabulation[[#This Row],[Month]],Tabulation[[#This Row],[Day]]))","v":"2021-02-14"},{"$f":"WEEKDAY(Tabulation[[#This Row],[Date]])","v":1},{"$f":"IF(OR(Tabulation[[#This Row],[DayNo]]=1,Tabulation[[#This Row],[DayNo]]=7),1,0)","v":1},{"$f":"COUNTIF(Holidays,Tabulation[[#This Row],[Date]])","v":0},{"$f":"CONCATENATE(Tabulation[[#This Row],[Holiday]],Tabulation[[#This Row],[Season]],Tabulation[[#This Row],[Weekend]],\"-\",IF(Tabulation[[#This Row],[Hour]]<10,0,\"\"),C1093)","v":"0Winter1-09"},{"$f":"VLOOKUP(Tabulation[[#This Row],[Concat]],Table3[],8)","v":0.28519},{"$f":"(Tabulation[[#This Row],[AC System Output (kW)]]*Tabulation[[#This Row],[Rate]])","v":0.57391721156999997}]
[2,14,10,2500.5239999999999,{"$f":"Tabulation[[#This Row],[AC System Output (W)]]/1000","v":2.500524},{"$f":"VLOOKUP(Tabulation[[#This Row],[Month]],Season,2)","v":"Winter"},{"$f":"(DATE(2021,Tabulation[[#This Row],[Month]],Tabulation[[#This Row],[Day]]))","v":"2021-02-14"},{"$f":"WEEKDAY(Tabulation[[#This Row],[Date]])","v":1},{"$f":"IF(OR(Tabulation[[#This Row],[DayNo]]=1,Tabulation[[#This Row],[DayNo]]=7),1,0)","v":1},{"$f":"COUNTIF(Holidays,Tabulation[[#This Row],[Date]])","v":0},{"$f":"CONCATENATE(Tabulation[[#This Row],[Holiday]],Tabulation[[#This Row],[Season]],Tabulation[[#This Row],[Weekend]],\"-\",IF(Tabulation[[#This Row],[Hour]]<10,0,\"\"),C1094)","v":"0Winter1-10"},{"$f":"VLOOKUP(Tabulation[[#This Row],[Concat]],Table3[],8)","v":0.28519},{"$f":"(Tabulation[[#This Row],[AC System Output (kW)]]*Tabulation[[#This Row],[Rate]])","v":0.71312443955999993}]
[2,14,11,1360.347,{"$f":"Tabulation[[#This Row],[AC System Output (W)]]/1000","v":1.360347},{"$f":"VLOOKUP(Tabulation[[#This Row],[Month]],Season,2)","v":"Winter"},{"$f":"(DATE(2021,Tabulation[[#This Row],[Month]],Tabulation[[#This Row],[Day]]))","v":"2021-02-14"},{"$f":"WEEKDAY(Tabulation[[#This Row],[Date]])","v":1},{"$f":"IF(OR(Tabulation[[#This Row],[DayNo]]=1,Tabulation[[#This Row],[DayNo]]=7),1,0)","v":1},{"$f":"COUNTIF(Holidays,Tabulation[[#This Row],[Date]])","v":0},{"$f":"CONCATENATE(Tabulation[[#This Row],[Holiday]],Tabulation[[#This Row],[Season]],Tabulation[[#This Row],[Weekend]],\"-\",IF(Tabulation[[#This Row],[Hour]]<10,0,\"\"),C1095)","v":"0Winter1-11"},{"$f":"VLOOKUP(Tabulation[[#This Row],[Concat]],Table3[],8)","v":0.28519},{"$f":"(Tabulation[[#This Row],[AC System Output (kW)]]*Tabulation[[#This Row],[Rate]])","v":0.38795736092999999}]
[2,14,12,759.70399999999995,{"$f":"Tabulation[[#This Row],[AC System Output (W)]]/1000","v":0.75970399999999993},{"$f":"VLOOKUP(Tabulation[[#This Row],[Month]],Season,2)","v":"Winter"},{"$f":"(DATE(2021,Tabulation[[#This Row],[Month]],Tabulation[[#This Row],[Day]]))","v":"2021-02-14"},{"$f":"WEEKDAY(Tabulation[[#This Row],[Date]])","v":1},{"$f":"IF(OR(Tabulation[[#This Row],[DayNo]]=1,Tabulation[[#This Row],[DayNo]]=7),1,0)","v":1},{"$f":"COUNTIF(Holidays,Tabulation[[#This Row],[Date]])","v":0},{"$f":"CONCATENATE(Tabulation[[#This Row],[Holiday]],Tabulation[[#This Row],[Season]],Tabulation[[#This Row],[Weekend]],\"-\",IF(Tabulation[[#This Row],[Hour]]<10,0,\"\"),C1096)","v":"0Winter1-12"},{"$f":"VLOOKUP(Tabulation[[#This Row],[Concat]],Table3[],8)","v":0.28519},{"$f":"(Tabulation[[#This Row],[AC System Output (kW)]]*Tabulation[[#This Row],[Rate]])","v":0.21665998375999998}]
[2,14,13,1273.905,{"$f":"Tabulation[[#This Row],[AC System Output (W)]]/1000","v":1.2739050000000001},{"$f":"VLOOKUP(Tabulation[[#This Row],[Month]],Season,2)","v":"Winter"},{"$f":"(DATE(2021,Tabulation[[#This Row],[Month]],Tabulation[[#This Row],[Day]]))","v":"2021-02-14"},{"$f":"WEEKDAY(Tabulation[[#This Row],[Date]])","v":1},{"$f":"IF(OR(Tabulation[[#This Row],[DayNo]]=1,Tabulation[[#This Row],[DayNo]]=7),1,0)","v":1},{"$f":"COUNTIF(Holidays,Tabulation[[#This Row],[Date]])","v":0},{"$f":"CONCATENATE(Tabulation[[#This Row],[Holiday]],Tabulation[[#This Row],[Season]],Tabulation[[#This Row],[Weekend]],\"-\",IF(Tabulation[[#This Row],[Hour]]<10,0,\"\"),C1097)","v":"0Winter1-13"},{"$f":"VLOOKUP(Tabulation[[#This Row],[Concat]],Table3[],8)","v":0.28519},{"$f":"(Tabulation[[#This Row],[AC System Output (kW)]]*Tabulation[[#This Row],[Rate]])","v":0.36330496695000003}]
[2,14,14,1551.402,{"$f":"Tabulation[[#This Row],[AC System Output (W)]]/1000","v":1.5514019999999999},{"$f":"VLOOKUP(Tabulation[[#This Row],[Month]],Season,2)","v":"Winter"},{"$f":"(DATE(2021,Tabulation[[#This Row],[Month]],Tabulation[[#This Row],[Day]]))","v":"2021-02-14"},{"$f":"WEEKDAY(Tabulation[[#This Row],[Date]])","v":1},{"$f":"IF(OR(Tabulation[[#This Row],[DayNo]]=1,Tabulation[[#This Row],[DayNo]]=7),1,0)","v":1},{"$f":"COUNTIF(Holidays,Tabulation[[#This Row],[Date]])","v":0},{"$f":"CONCATENATE(Tabulation[[#This Row],[Holiday]],Tabulation[[#This Row],[Season]],Tabulation[[#This Row],[Weekend]],\"-\",IF(Tabulation[[#This Row],[Hour]]<10,0,\"\"),C1098)","v":"0Winter1-14"},{"$f":"VLOOKUP(Tabulation[[#This Row],[Concat]],Table3[],8)","v":0.28519},{"$f":"(Tabulation[[#This Row],[AC System Output (kW)]]*Tabulation[[#This Row],[Rate]])","v":0.44244433637999997}]
[2,14,15,1668.7090000000001,{"$f":"Tabulation[[#This Row],[AC System Output (W)]]/1000","v":1.668709},{"$f":"VLOOKUP(Tabulation[[#This Row],[Month]],Season,2)","v":"Winter"},{"$f":"(DATE(2021,Tabulation[[#This Row],[Month]],Tabulation[[#This Row],[Day]]))","v":"2021-02-14"},{"$f":"WEEKDAY(Tabulation[[#This Row],[Date]])","v":1},{"$f":"IF(OR(Tabulation[[#This Row],[DayNo]]=1,Tabulation[[#This Row],[DayNo]]=7),1,0)","v":1},{"$f":"COUNTIF(Holidays,Tabulation[[#This Row],[Date]])","v":0},{"$f":"CONCATENATE(Tabulation[[#This Row],[Holiday]],Tabulation[[#This Row],[Season]],Tabulation[[#This Row],[Weekend]],\"-\",IF(Tabulation[[#This Row],[Hour]]<10,0,\"\"),C1099)","v":"0Winter1-15"},{"$f":"VLOOKUP(Tabulation[[#This Row],[Concat]],Table3[],8)","v":0.28519},{"$f":"(Tabulation[[#This Row],[AC System Output (kW)]]*Tabulation[[#This Row],[Rate]])","v":0.47589911970999998}]
[2,14,16,440.41199999999998,{"$f":"Tabulation[[#This Row],[AC System Output (W)]]/1000","v":0.44041199999999997},{"$f":"VLOOKUP(Tabulation[[#This Row],[Month]],Season,2)","v":"Winter"},{"$f":"(DATE(2021,Tabulation[[#This Row],[Month]],Tabulation[[#This Row],[Day]]))","v":"2021-02-14"},{"$f":"WEEKDAY(Tabulation[[#This Row],[Date]])","v":1},{"$f":"IF(OR(Tabulation[[#This Row],[DayNo]]=1,Tabulation[[#This Row],[DayNo]]=7),1,0)","v":1},{"$f":"COUNTIF(Holidays,Tabulation[[#This Row],[Date]])","v":0},{"$f":"CONCATENATE(Tabulation[[#This Row],[Holiday]],Tabulation[[#This Row],[Season]],Tabulation[[#This Row],[Weekend]],\"-\",IF(Tabulation[[#This Row],[Hour]]<10,0,\"\"),C1100)","v":"0Winter1-16"},{"$f":"VLOOKUP(Tabulation[[#This Row],[Concat]],Table3[],8)","v":0.28519},{"$f":"(Tabulation[[#This Row],[AC System Output (kW)]]*Tabulation[[#This Row],[Rate]])","v":0.12560109827999999}]
[2,14,17,85.096000000000004,{"$f":"Tabulation[[#This Row],[AC System Output (W)]]/1000","v":8.5096000000000005E-2},{"$f":"VLOOKUP(Tabulation[[#This Row],[Month]],Season,2)","v":"Winter"},{"$f":"(DATE(2021,Tabulation[[#This Row],[Month]],Tabulation[[#This Row],[Day]]))","v":"2021-02-14"},{"$f":"WEEKDAY(Tabulation[[#This Row],[Date]])","v":1},{"$f":"IF(OR(Tabulation[[#This Row],[DayNo]]=1,Tabulation[[#This Row],[DayNo]]=7),1,0)","v":1},{"$f":"COUNTIF(Holidays,Tabulation[[#This Row],[Date]])","v":0},{"$f":"CONCATENATE(Tabulation[[#This Row],[Holiday]],Tabulation[[#This Row],[Season]],Tabulation[[#This Row],[Weekend]],\"-\",IF(Tabulation[[#This Row],[Hour]]<10,0,\"\"),C1101)","v":"0Winter1-17"},{"$f":"VLOOKUP(Tabulation[[#This Row],[Concat]],Table3[],8)","v":0.28519},{"$f":"(Tabulation[[#This Row],[AC System Output (kW)]]*Tabulation[[#This Row],[Rate]])","v":2.426852824E-2}]
[2,14,18,0,{"$f":"Tabulation[[#This Row],[AC System Output (W)]]/1000","v":0},{"$f":"VLOOKUP(Tabulation[[#This Row],[Month]],Season,2)","v":"Winter"},{"$f":"(DATE(2021,Tabulation[[#This Row],[Month]],Tabulation[[#This Row],[Day]]))","v":"2021-02-14"},{"$f":"WEEKDAY(Tabulation[[#This Row],[Date]])","v":1},{"$f":"IF(OR(Tabulation[[#This Row],[DayNo]]=1,Tabulation[[#This Row],[DayNo]]=7),1,0)","v":1},{"$f":"COUNTIF(Holidays,Tabulation[[#This Row],[Date]])","v":0},{"$f":"CONCATENATE(Tabulation[[#This Row],[Holiday]],Tabulation[[#This Row],[Season]],Tabulation[[#This Row],[Weekend]],\"-\",IF(Tabulation[[#This Row],[Hour]]<10,0,\"\"),C1102)","v":"0Winter1-18"},{"$f":"VLOOKUP(Tabulation[[#This Row],[Concat]],Table3[],8)","v":0.28519},{"$f":"(Tabulation[[#This Row],[AC System Output (kW)]]*Tabulation[[#This Row],[Rate]])","v":0}]
[2,14,19,0,{"$f":"Tabulation[[#This Row],[AC System Output (W)]]/1000","v":0},{"$f":"VLOOKUP(Tabulation[[#This Row],[Month]],Season,2)","v":"Winter"},{"$f":"(DATE(2021,Tabulation[[#This Row],[Month]],Tabulation[[#This Row],[Day]]))","v":"2021-02-14"},{"$f":"WEEKDAY(Tabulation[[#This Row],[Date]])","v":1},{"$f":"IF(OR(Tabulation[[#This Row],[DayNo]]=1,Tabulation[[#This Row],[DayNo]]=7),1,0)","v":1},{"$f":"COUNTIF(Holidays,Tabulation[[#This Row],[Date]])","v":0},{"$f":"CONCATENATE(Tabulation[[#This Row],[Holiday]],Tabulation[[#This Row],[Season]],Tabulation[[#This Row],[Weekend]],\"-\",IF(Tabulation[[#This Row],[Hour]]<10,0,\"\"),C1103)","v":"0Winter1-19"},{"$f":"VLOOKUP(Tabulation[[#This Row],[Concat]],Table3[],8)","v":0.28519},{"$f":"(Tabulation[[#This Row],[AC System Output (kW)]]*Tabulation[[#This Row],[Rate]])","v":0}]
[2,14,20,0,{"$f":"Tabulation[[#This Row],[AC System Output (W)]]/1000","v":0},{"$f":"VLOOKUP(Tabulation[[#This Row],[Month]],Season,2)","v":"Winter"},{"$f":"(DATE(2021,Tabulation[[#This Row],[Month]],Tabulation[[#This Row],[Day]]))","v":"2021-02-14"},{"$f":"WEEKDAY(Tabulation[[#This Row],[Date]])","v":1},{"$f":"IF(OR(Tabulation[[#This Row],[DayNo]]=1,Tabulation[[#This Row],[DayNo]]=7),1,0)","v":1},{"$f":"COUNTIF(Holidays,Tabulation[[#This Row],[Date]])","v":0},{"$f":"CONCATENATE(Tabulation[[#This Row],[Holiday]],Tabulation[[#This Row],[Season]],Tabulation[[#This Row],[Weekend]],\"-\",IF(Tabulation[[#This Row],[Hour]]<10,0,\"\"),C1104)","v":"0Winter1-20"},{"$f":"VLOOKUP(Tabulation[[#This Row],[Concat]],Table3[],8)","v":0.28519},{"$f":"(Tabulation[[#This Row],[AC System Output (kW)]]*Tabulation[[#This Row],[Rate]])","v":0}]
[2,14,21,0,{"$f":"Tabulation[[#This Row],[AC System Output (W)]]/1000","v":0},{"$f":"VLOOKUP(Tabulation[[#This Row],[Month]],Season,2)","v":"Winter"},{"$f":"(DATE(2021,Tabulation[[#This Row],[Month]],Tabulation[[#This Row],[Day]]))","v":"2021-02-14"},{"$f":"WEEKDAY(Tabulation[[#This Row],[Date]])","v":1},{"$f":"IF(OR(Tabulation[[#This Row],[DayNo]]=1,Tabulation[[#This Row],[DayNo]]=7),1,0)","v":1},{"$f":"COUNTIF(Holidays,Tabulation[[#This Row],[Date]])","v":0},{"$f":"CONCATENATE(Tabulation[[#This Row],[Holiday]],Tabulation[[#This Row],[Season]],Tabulation[[#This Row],[Weekend]],\"-\",IF(Tabulation[[#This Row],[Hour]]<10,0,\"\"),C1105)","v":"0Winter1-21"},{"$f":"VLOOKUP(Tabulation[[#This Row],[Concat]],Table3[],8)","v":0.28519},{"$f":"(Tabulation[[#This Row],[AC System Output (kW)]]*Tabulation[[#This Row],[Rate]])","v":0}]
[2,14,22,0,{"$f":"Tabulation[[#This Row],[AC System Output (W)]]/1000","v":0},{"$f":"VLOOKUP(Tabulation[[#This Row],[Month]],Season,2)","v":"Winter"},{"$f":"(DATE(2021,Tabulation[[#This Row],[Month]],Tabulation[[#This Row],[Day]]))","v":"2021-02-14"},{"$f":"WEEKDAY(Tabulation[[#This Row],[Date]])","v":1},{"$f":"IF(OR(Tabulation[[#This Row],[DayNo]]=1,Tabulation[[#This Row],[DayNo]]=7),1,0)","v":1},{"$f":"COUNTIF(Holidays,Tabulation[[#This Row],[Date]])","v":0},{"$f":"CONCATENATE(Tabulation[[#This Row],[Holiday]],Tabulation[[#This Row],[Season]],Tabulation[[#This Row],[Weekend]],\"-\",IF(Tabulation[[#This Row],[Hour]]<10,0,\"\"),C1106)","v":"0Winter1-22"},{"$f":"VLOOKUP(Tabulation[[#This Row],[Concat]],Table3[],8)","v":0.28519},{"$f":"(Tabulation[[#This Row],[AC System Output (kW)]]*Tabulation[[#This Row],[Rate]])","v":0}]
[2,14,23,0,{"$f":"Tabulation[[#This Row],[AC System Output (W)]]/1000","v":0},{"$f":"VLOOKUP(Tabulation[[#This Row],[Month]],Season,2)","v":"Winter"},{"$f":"(DATE(2021,Tabulation[[#This Row],[Month]],Tabulation[[#This Row],[Day]]))","v":"2021-02-14"},{"$f":"WEEKDAY(Tabulation[[#This Row],[Date]])","v":1},{"$f":"IF(OR(Tabulation[[#This Row],[DayNo]]=1,Tabulation[[#This Row],[DayNo]]=7),1,0)","v":1},{"$f":"COUNTIF(Holidays,Tabulation[[#This Row],[Date]])","v":0},{"$f":"CONCATENATE(Tabulation[[#This Row],[Holiday]],Tabulation[[#This Row],[Season]],Tabulation[[#This Row],[Weekend]],\"-\",IF(Tabulation[[#This Row],[Hour]]<10,0,\"\"),C1107)","v":"0Winter1-23"},{"$f":"VLOOKUP(Tabulation[[#This Row],[Concat]],Table3[],8)","v":0.28519},{"$f":"(Tabulation[[#This Row],[AC System Output (kW)]]*Tabulation[[#This Row],[Rate]])","v":0}]
[2,15,0,0,{"$f":"Tabulation[[#This Row],[AC System Output (W)]]/1000","v":0},{"$f":"VLOOKUP(Tabulation[[#This Row],[Month]],Season,2)","v":"Winter"},{"$f":"(DATE(2021,Tabulation[[#This Row],[Month]],Tabulation[[#This Row],[Day]]))","v":"2021-02-15"},{"$f":"WEEKDAY(Tabulation[[#This Row],[Date]])","v":2},{"$f":"IF(OR(Tabulation[[#This Row],[DayNo]]=1,Tabulation[[#This Row],[DayNo]]=7),1,0)","v":0},{"$f":"COUNTIF(Holidays,Tabulation[[#This Row],[Date]])","v":1},{"$f":"CONCATENATE(Tabulation[[#This Row],[Holiday]],Tabulation[[#This Row],[Season]],Tabulation[[#This Row],[Weekend]],\"-\",IF(Tabulation[[#This Row],[Hour]]<10,0,\"\"),C1108)","v":"1Winter0-00"},{"$f":"VLOOKUP(Tabulation[[#This Row],[Concat]],Table3[],8)","v":0.28519},{"$f":"(Tabulation[[#This Row],[AC System Output (kW)]]*Tabulation[[#This Row],[Rate]])","v":0}]
[2,15,1,0,{"$f":"Tabulation[[#This Row],[AC System Output (W)]]/1000","v":0},{"$f":"VLOOKUP(Tabulation[[#This Row],[Month]],Season,2)","v":"Winter"},{"$f":"(DATE(2021,Tabulation[[#This Row],[Month]],Tabulation[[#This Row],[Day]]))","v":"2021-02-15"},{"$f":"WEEKDAY(Tabulation[[#This Row],[Date]])","v":2},{"$f":"IF(OR(Tabulation[[#This Row],[DayNo]]=1,Tabulation[[#This Row],[DayNo]]=7),1,0)","v":0},{"$f":"COUNTIF(Holidays,Tabulation[[#This Row],[Date]])","v":1},{"$f":"CONCATENATE(Tabulation[[#This Row],[Holiday]],Tabulation[[#This Row],[Season]],Tabulation[[#This Row],[Weekend]],\"-\",IF(Tabulation[[#This Row],[Hour]]<10,0,\"\"),C1109)","v":"1Winter0-01"},{"$f":"VLOOKUP(Tabulation[[#This Row],[Concat]],Table3[],8)","v":0.28519},{"$f":"(Tabulation[[#This Row],[AC System Output (kW)]]*Tabulation[[#This Row],[Rate]])","v":0}]
[2,15,2,0,{"$f":"Tabulation[[#This Row],[AC System Output (W)]]/1000","v":0},{"$f":"VLOOKUP(Tabulation[[#This Row],[Month]],Season,2)","v":"Winter"},{"$f":"(DATE(2021,Tabulation[[#This Row],[Month]],Tabulation[[#This Row],[Day]]))","v":"2021-02-15"},{"$f":"WEEKDAY(Tabulation[[#This Row],[Date]])","v":2},{"$f":"IF(OR(Tabulation[[#This Row],[DayNo]]=1,Tabulation[[#This Row],[DayNo]]=7),1,0)","v":0},{"$f":"COUNTIF(Holidays,Tabulation[[#This Row],[Date]])","v":1},{"$f":"CONCATENATE(Tabulation[[#This Row],[Holiday]],Tabulation[[#This Row],[Season]],Tabulation[[#This Row],[Weekend]],\"-\",IF(Tabulation[[#This Row],[Hour]]<10,0,\"\"),C1110)","v":"1Winter0-02"},{"$f":"VLOOKUP(Tabulation[[#This Row],[Concat]],Table3[],8)","v":0.28519},{"$f":"(Tabulation[[#This Row],[AC System Output (kW)]]*Tabulation[[#This Row],[Rate]])","v":0}]
[2,15,3,0,{"$f":"Tabulation[[#This Row],[AC System Output (W)]]/1000","v":0},{"$f":"VLOOKUP(Tabulation[[#This Row],[Month]],Season,2)","v":"Winter"},{"$f":"(DATE(2021,Tabulation[[#This Row],[Month]],Tabulation[[#This Row],[Day]]))","v":"2021-02-15"},{"$f":"WEEKDAY(Tabulation[[#This Row],[Date]])","v":2},{"$f":"IF(OR(Tabulation[[#This Row],[DayNo]]=1,Tabulation[[#This Row],[DayNo]]=7),1,0)","v":0},{"$f":"COUNTIF(Holidays,Tabulation[[#This Row],[Date]])","v":1},{"$f":"CONCATENATE(Tabulation[[#This Row],[Holiday]],Tabulation[[#This Row],[Season]],Tabulation[[#This Row],[Weekend]],\"-\",IF(Tabulation[[#This Row],[Hour]]<10,0,\"\"),C1111)","v":"1Winter0-03"},{"$f":"VLOOKUP(Tabulation[[#This Row],[Concat]],Table3[],8)","v":0.28519},{"$f":"(Tabulation[[#This Row],[AC System Output (kW)]]*Tabulation[[#This Row],[Rate]])","v":0}]
[2,15,4,0,{"$f":"Tabulation[[#This Row],[AC System Output (W)]]/1000","v":0},{"$f":"VLOOKUP(Tabulation[[#This Row],[Month]],Season,2)","v":"Winter"},{"$f":"(DATE(2021,Tabulation[[#This Row],[Month]],Tabulation[[#This Row],[Day]]))","v":"2021-02-15"},{"$f":"WEEKDAY(Tabulation[[#This Row],[Date]])","v":2},{"$f":"IF(OR(Tabulation[[#This Row],[DayNo]]=1,Tabulation[[#This Row],[DayNo]]=7),1,0)","v":0},{"$f":"COUNTIF(Holidays,Tabulation[[#This Row],[Date]])","v":1},{"$f":"CONCATENATE(Tabulation[[#This Row],[Holiday]],Tabulation[[#This Row],[Season]],Tabulation[[#This Row],[Weekend]],\"-\",IF(Tabulation[[#This Row],[Hour]]<10,0,\"\"),C1112)","v":"1Winter0-04"},{"$f":"VLOOKUP(Tabulation[[#This Row],[Concat]],Table3[],8)","v":0.28519},{"$f":"(Tabulation[[#This Row],[AC System Output (kW)]]*Tabulation[[#This Row],[Rate]])","v":0}]
[2,15,5,0,{"$f":"Tabulation[[#This Row],[AC System Output (W)]]/1000","v":0},{"$f":"VLOOKUP(Tabulation[[#This Row],[Month]],Season,2)","v":"Winter"},{"$f":"(DATE(2021,Tabulation[[#This Row],[Month]],Tabulation[[#This Row],[Day]]))","v":"2021-02-15"},{"$f":"WEEKDAY(Tabulation[[#This Row],[Date]])","v":2},{"$f":"IF(OR(Tabulation[[#This Row],[DayNo]]=1,Tabulation[[#This Row],[DayNo]]=7),1,0)","v":0},{"$f":"COUNTIF(Holidays,Tabulation[[#This Row],[Date]])","v":1},{"$f":"CONCATENATE(Tabulation[[#This Row],[Holiday]],Tabulation[[#This Row],[Season]],Tabulation[[#This Row],[Weekend]],\"-\",IF(Tabulation[[#This Row],[Hour]]<10,0,\"\"),C1113)","v":"1Winter0-05"},{"$f":"VLOOKUP(Tabulation[[#This Row],[Concat]],Table3[],8)","v":0.28519},{"$f":"(Tabulation[[#This Row],[AC System Output (kW)]]*Tabulation[[#This Row],[Rate]])","v":0}]
[2,15,6,0,{"$f":"Tabulation[[#This Row],[AC System Output (W)]]/1000","v":0},{"$f":"VLOOKUP(Tabulation[[#This Row],[Month]],Season,2)","v":"Winter"},{"$f":"(DATE(2021,Tabulation[[#This Row],[Month]],Tabulation[[#This Row],[Day]]))","v":"2021-02-15"},{"$f":"WEEKDAY(Tabulation[[#This Row],[Date]])","v":2},{"$f":"IF(OR(Tabulation[[#This Row],[DayNo]]=1,Tabulation[[#This Row],[DayNo]]=7),1,0)","v":0},{"$f":"COUNTIF(Holidays,Tabulation[[#This Row],[Date]])","v":1},{"$f":"CONCATENATE(Tabulation[[#This Row],[Holiday]],Tabulation[[#This Row],[Season]],Tabulation[[#This Row],[Weekend]],\"-\",IF(Tabulation[[#This Row],[Hour]]<10,0,\"\"),C1114)","v":"1Winter0-06"},{"$f":"VLOOKUP(Tabulation[[#This Row],[Concat]],Table3[],8)","v":0.28519},{"$f":"(Tabulation[[#This Row],[AC System Output (kW)]]*Tabulation[[#This Row],[Rate]])","v":0}]
[2,15,7,7.3940000000000001,{"$f":"Tabulation[[#This Row],[AC System Output (W)]]/1000","v":7.3940000000000004E-3},{"$f":"VLOOKUP(Tabulation[[#This Row],[Month]],Season,2)","v":"Winter"},{"$f":"(DATE(2021,Tabulation[[#This Row],[Month]],Tabulation[[#This Row],[Day]]))","v":"2021-02-15"},{"$f":"WEEKDAY(Tabulation[[#This Row],[Date]])","v":2},{"$f":"IF(OR(Tabulation[[#This Row],[DayNo]]=1,Tabulation[[#This Row],[DayNo]]=7),1,0)","v":0},{"$f":"COUNTIF(Holidays,Tabulation[[#This Row],[Date]])","v":1},{"$f":"CONCATENATE(Tabulation[[#This Row],[Holiday]],Tabulation[[#This Row],[Season]],Tabulation[[#This Row],[Weekend]],\"-\",IF(Tabulation[[#This Row],[Hour]]<10,0,\"\"),C1115)","v":"1Winter0-07"},{"$f":"VLOOKUP(Tabulation[[#This Row],[Concat]],Table3[],8)","v":0.28519},{"$f":"(Tabulation[[#This Row],[AC System Output (kW)]]*Tabulation[[#This Row],[Rate]])","v":2.10869486E-3}]
[2,15,8,0.36699999999999999,{"$f":"Tabulation[[#This Row],[AC System Output (W)]]/1000","v":3.6699999999999998E-4},{"$f":"VLOOKUP(Tabulation[[#This Row],[Month]],Season,2)","v":"Winter"},{"$f":"(DATE(2021,Tabulation[[#This Row],[Month]],Tabulation[[#This Row],[Day]]))","v":"2021-02-15"},{"$f":"WEEKDAY(Tabulation[[#This Row],[Date]])","v":2},{"$f":"IF(OR(Tabulation[[#This Row],[DayNo]]=1,Tabulation[[#This Row],[DayNo]]=7),1,0)","v":0},{"$f":"COUNTIF(Holidays,Tabulation[[#This Row],[Date]])","v":1},{"$f":"CONCATENATE(Tabulation[[#This Row],[Holiday]],Tabulation[[#This Row],[Season]],Tabulation[[#This Row],[Weekend]],\"-\",IF(Tabulation[[#This Row],[Hour]]<10,0,\"\"),C1116)","v":"1Winter0-08"},{"$f":"VLOOKUP(Tabulation[[#This Row],[Concat]],Table3[],8)","v":0.28519},{"$f":"(Tabulation[[#This Row],[AC System Output (kW)]]*Tabulation[[#This Row],[Rate]])","v":1.0466473E-4}]
[2,15,9,1254.9349999999999,{"$f":"Tabulation[[#This Row],[AC System Output (W)]]/1000","v":1.2549349999999999},{"$f":"VLOOKUP(Tabulation[[#This Row],[Month]],Season,2)","v":"Winter"},{"$f":"(DATE(2021,Tabulation[[#This Row],[Month]],Tabulation[[#This Row],[Day]]))","v":"2021-02-15"},{"$f":"WEEKDAY(Tabulation[[#This Row],[Date]])","v":2},{"$f":"IF(OR(Tabulation[[#This Row],[DayNo]]=1,Tabulation[[#This Row],[DayNo]]=7),1,0)","v":0},{"$f":"COUNTIF(Holidays,Tabulation[[#This Row],[Date]])","v":1},{"$f":"CONCATENATE(Tabulation[[#This Row],[Holiday]],Tabulation[[#This Row],[Season]],Tabulation[[#This Row],[Weekend]],\"-\",IF(Tabulation[[#This Row],[Hour]]<10,0,\"\"),C1117)","v":"1Winter0-09"},{"$f":"VLOOKUP(Tabulation[[#This Row],[Concat]],Table3[],8)","v":0.28519},{"$f":"(Tabulation[[#This Row],[AC System Output (kW)]]*Tabulation[[#This Row],[Rate]])","v":0.35789491264999995}]
[2,15,10,1850.018,{"$f":"Tabulation[[#This Row],[AC System Output (W)]]/1000","v":1.8500179999999999},{"$f":"VLOOKUP(Tabulation[[#This Row],[Month]],Season,2)","v":"Winter"},{"$f":"(DATE(2021,Tabulation[[#This Row],[Month]],Tabulation[[#This Row],[Day]]))","v":"2021-02-15"},{"$f":"WEEKDAY(Tabulation[[#This Row],[Date]])","v":2},{"$f":"IF(OR(Tabulation[[#This Row],[DayNo]]=1,Tabulation[[#This Row],[DayNo]]=7),1,0)","v":0},{"$f":"COUNTIF(Holidays,Tabulation[[#This Row],[Date]])","v":1},{"$f":"CONCATENATE(Tabulation[[#This Row],[Holiday]],Tabulation[[#This Row],[Season]],Tabulation[[#This Row],[Weekend]],\"-\",IF(Tabulation[[#This Row],[Hour]]<10,0,\"\"),C1118)","v":"1Winter0-10"},{"$f":"VLOOKUP(Tabulation[[#This Row],[Concat]],Table3[],8)","v":0.28519},{"$f":"(Tabulation[[#This Row],[AC System Output (kW)]]*Tabulation[[#This Row],[Rate]])","v":0.52760663342000003}]
[2,15,11,1405.0809999999999,{"$f":"Tabulation[[#This Row],[AC System Output (W)]]/1000","v":1.4050809999999998},{"$f":"VLOOKUP(Tabulation[[#This Row],[Month]],Season,2)","v":"Winter"},{"$f":"(DATE(2021,Tabulation[[#This Row],[Month]],Tabulation[[#This Row],[Day]]))","v":"2021-02-15"},{"$f":"WEEKDAY(Tabulation[[#This Row],[Date]])","v":2},{"$f":"IF(OR(Tabulation[[#This Row],[DayNo]]=1,Tabulation[[#This Row],[DayNo]]=7),1,0)","v":0},{"$f":"COUNTIF(Holidays,Tabulation[[#This Row],[Date]])","v":1},{"$f":"CONCATENATE(Tabulation[[#This Row],[Holiday]],Tabulation[[#This Row],[Season]],Tabulation[[#This Row],[Weekend]],\"-\",IF(Tabulation[[#This Row],[Hour]]<10,0,\"\"),C1119)","v":"1Winter0-11"},{"$f":"VLOOKUP(Tabulation[[#This Row],[Concat]],Table3[],8)","v":0.28519},{"$f":"(Tabulation[[#This Row],[AC System Output (kW)]]*Tabulation[[#This Row],[Rate]])","v":0.40071505038999994}]
[2,15,12,2155.1309999999999,{"$f":"Tabulation[[#This Row],[AC System Output (W)]]/1000","v":2.1551309999999999},{"$f":"VLOOKUP(Tabulation[[#This Row],[Month]],Season,2)","v":"Winter"},{"$f":"(DATE(2021,Tabulation[[#This Row],[Month]],Tabulation[[#This Row],[Day]]))","v":"2021-02-15"},{"$f":"WEEKDAY(Tabulation[[#This Row],[Date]])","v":2},{"$f":"IF(OR(Tabulation[[#This Row],[DayNo]]=1,Tabulation[[#This Row],[DayNo]]=7),1,0)","v":0},{"$f":"COUNTIF(Holidays,Tabulation[[#This Row],[Date]])","v":1},{"$f":"CONCATENATE(Tabulation[[#This Row],[Holiday]],Tabulation[[#This Row],[Season]],Tabulation[[#This Row],[Weekend]],\"-\",IF(Tabulation[[#This Row],[Hour]]<10,0,\"\"),C1120)","v":"1Winter0-12"},{"$f":"VLOOKUP(Tabulation[[#This Row],[Concat]],Table3[],8)","v":0.28519},{"$f":"(Tabulation[[#This Row],[AC System Output (kW)]]*Tabulation[[#This Row],[Rate]])","v":0.61462180988999993}]
[2,15,13,1973.3989999999999,{"$f":"Tabulation[[#This Row],[AC System Output (W)]]/1000","v":1.9733989999999999},{"$f":"VLOOKUP(Tabulation[[#This Row],[Month]],Season,2)","v":"Winter"},{"$f":"(DATE(2021,Tabulation[[#This Row],[Month]],Tabulation[[#This Row],[Day]]))","v":"2021-02-15"},{"$f":"WEEKDAY(Tabulation[[#This Row],[Date]])","v":2},{"$f":"IF(OR(Tabulation[[#This Row],[DayNo]]=1,Tabulation[[#This Row],[DayNo]]=7),1,0)","v":0},{"$f":"COUNTIF(Holidays,Tabulation[[#This Row],[Date]])","v":1},{"$f":"CONCATENATE(Tabulation[[#This Row],[Holiday]],Tabulation[[#This Row],[Season]],Tabulation[[#This Row],[Weekend]],\"-\",IF(Tabulation[[#This Row],[Hour]]<10,0,\"\"),C1121)","v":"1Winter0-13"},{"$f":"VLOOKUP(Tabulation[[#This Row],[Concat]],Table3[],8)","v":0.28519},{"$f":"(Tabulation[[#This Row],[AC System Output (kW)]]*Tabulation[[#This Row],[Rate]])","v":0.56279366080999993}]
[2,15,14,1029.0719999999999,{"$f":"Tabulation[[#This Row],[AC System Output (W)]]/1000","v":1.029072},{"$f":"VLOOKUP(Tabulation[[#This Row],[Month]],Season,2)","v":"Winter"},{"$f":"(DATE(2021,Tabulation[[#This Row],[Month]],Tabulation[[#This Row],[Day]]))","v":"2021-02-15"},{"$f":"WEEKDAY(Tabulation[[#This Row],[Date]])","v":2},{"$f":"IF(OR(Tabulation[[#This Row],[DayNo]]=1,Tabulation[[#This Row],[DayNo]]=7),1,0)","v":0},{"$f":"COUNTIF(Holidays,Tabulation[[#This Row],[Date]])","v":1},{"$f":"CONCATENATE(Tabulation[[#This Row],[Holiday]],Tabulation[[#This Row],[Season]],Tabulation[[#This Row],[Weekend]],\"-\",IF(Tabulation[[#This Row],[Hour]]<10,0,\"\"),C1122)","v":"1Winter0-14"},{"$f":"VLOOKUP(Tabulation[[#This Row],[Concat]],Table3[],8)","v":0.28519},{"$f":"(Tabulation[[#This Row],[AC System Output (kW)]]*Tabulation[[#This Row],[Rate]])","v":0.29348104368}]
[2,15,15,736.67700000000002,{"$f":"Tabulation[[#This Row],[AC System Output (W)]]/1000","v":0.73667700000000003},{"$f":"VLOOKUP(Tabulation[[#This Row],[Month]],Season,2)","v":"Winter"},{"$f":"(DATE(2021,Tabulation[[#This Row],[Month]],Tabulation[[#This Row],[Day]]))","v":"2021-02-15"},{"$f":"WEEKDAY(Tabulation[[#This Row],[Date]])","v":2},{"$f":"IF(OR(Tabulation[[#This Row],[DayNo]]=1,Tabulation[[#This Row],[DayNo]]=7),1,0)","v":0},{"$f":"COUNTIF(Holidays,Tabulation[[#This Row],[Date]])","v":1},{"$f":"CONCATENATE(Tabulation[[#This Row],[Holiday]],Tabulation[[#This Row],[Season]],Tabulation[[#This Row],[Weekend]],\"-\",IF(Tabulation[[#This Row],[Hour]]<10,0,\"\"),C1123)","v":"1Winter0-15"},{"$f":"VLOOKUP(Tabulation[[#This Row],[Concat]],Table3[],8)","v":0.28519},{"$f":"(Tabulation[[#This Row],[AC System Output (kW)]]*Tabulation[[#This Row],[Rate]])","v":0.21009291363000002}]
[2,15,16,96.185000000000002,{"$f":"Tabulation[[#This Row],[AC System Output (W)]]/1000","v":9.6185000000000007E-2},{"$f":"VLOOKUP(Tabulation[[#This Row],[Month]],Season,2)","v":"Winter"},{"$f":"(DATE(2021,Tabulation[[#This Row],[Month]],Tabulation[[#This Row],[Day]]))","v":"2021-02-15"},{"$f":"WEEKDAY(Tabulation[[#This Row],[Date]])","v":2},{"$f":"IF(OR(Tabulation[[#This Row],[DayNo]]=1,Tabulation[[#This Row],[DayNo]]=7),1,0)","v":0},{"$f":"COUNTIF(Holidays,Tabulation[[#This Row],[Date]])","v":1},{"$f":"CONCATENATE(Tabulation[[#This Row],[Holiday]],Tabulation[[#This Row],[Season]],Tabulation[[#This Row],[Weekend]],\"-\",IF(Tabulation[[#This Row],[Hour]]<10,0,\"\"),C1124)","v":"1Winter0-16"},{"$f":"VLOOKUP(Tabulation[[#This Row],[Concat]],Table3[],8)","v":0.28519},{"$f":"(Tabulation[[#This Row],[AC System Output (kW)]]*Tabulation[[#This Row],[Rate]])","v":2.7431000150000003E-2}]
[2,15,17,0,{"$f":"Tabulation[[#This Row],[AC System Output (W)]]/1000","v":0},{"$f":"VLOOKUP(Tabulation[[#This Row],[Month]],Season,2)","v":"Winter"},{"$f":"(DATE(2021,Tabulation[[#This Row],[Month]],Tabulation[[#This Row],[Day]]))","v":"2021-02-15"},{"$f":"WEEKDAY(Tabulation[[#This Row],[Date]])","v":2},{"$f":"IF(OR(Tabulation[[#This Row],[DayNo]]=1,Tabulation[[#This Row],[DayNo]]=7),1,0)","v":0},{"$f":"COUNTIF(Holidays,Tabulation[[#This Row],[Date]])","v":1},{"$f":"CONCATENATE(Tabulation[[#This Row],[Holiday]],Tabulation[[#This Row],[Season]],Tabulation[[#This Row],[Weekend]],\"-\",IF(Tabulation[[#This Row],[Hour]]<10,0,\"\"),C1125)","v":"1Winter0-17"},{"$f":"VLOOKUP(Tabulation[[#This Row],[Concat]],Table3[],8)","v":0.28519},{"$f":"(Tabulation[[#This Row],[AC System Output (kW)]]*Tabulation[[#This Row],[Rate]])","v":0}]
[2,15,18,0,{"$f":"Tabulation[[#This Row],[AC System Output (W)]]/1000","v":0},{"$f":"VLOOKUP(Tabulation[[#This Row],[Month]],Season,2)","v":"Winter"},{"$f":"(DATE(2021,Tabulation[[#This Row],[Month]],Tabulation[[#This Row],[Day]]))","v":"2021-02-15"},{"$f":"WEEKDAY(Tabulation[[#This Row],[Date]])","v":2},{"$f":"IF(OR(Tabulation[[#This Row],[DayNo]]=1,Tabulation[[#This Row],[DayNo]]=7),1,0)","v":0},{"$f":"COUNTIF(Holidays,Tabulation[[#This Row],[Date]])","v":1},{"$f":"CONCATENATE(Tabulation[[#This Row],[Holiday]],Tabulation[[#This Row],[Season]],Tabulation[[#This Row],[Weekend]],\"-\",IF(Tabulation[[#This Row],[Hour]]<10,0,\"\"),C1126)","v":"1Winter0-18"},{"$f":"VLOOKUP(Tabulation[[#This Row],[Concat]],Table3[],8)","v":0.28519},{"$f":"(Tabulation[[#This Row],[AC System Output (kW)]]*Tabulation[[#This Row],[Rate]])","v":0}]
[2,15,19,0,{"$f":"Tabulation[[#This Row],[AC System Output (W)]]/1000","v":0},{"$f":"VLOOKUP(Tabulation[[#This Row],[Month]],Season,2)","v":"Winter"},{"$f":"(DATE(2021,Tabulation[[#This Row],[Month]],Tabulation[[#This Row],[Day]]))","v":"2021-02-15"},{"$f":"WEEKDAY(Tabulation[[#This Row],[Date]])","v":2},{"$f":"IF(OR(Tabulation[[#This Row],[DayNo]]=1,Tabulation[[#This Row],[DayNo]]=7),1,0)","v":0},{"$f":"COUNTIF(Holidays,Tabulation[[#This Row],[Date]])","v":1},{"$f":"CONCATENATE(Tabulation[[#This Row],[Holiday]],Tabulation[[#This Row],[Season]],Tabulation[[#This Row],[Weekend]],\"-\",IF(Tabulation[[#This Row],[Hour]]<10,0,\"\"),C1127)","v":"1Winter0-19"},{"$f":"VLOOKUP(Tabulation[[#This Row],[Concat]],Table3[],8)","v":0.28519},{"$f":"(Tabulation[[#This Row],[AC System Output (kW)]]*Tabulation[[#This Row],[Rate]])","v":0}]
[2,15,20,0,{"$f":"Tabulation[[#This Row],[AC System Output (W)]]/1000","v":0},{"$f":"VLOOKUP(Tabulation[[#This Row],[Month]],Season,2)","v":"Winter"},{"$f":"(DATE(2021,Tabulation[[#This Row],[Month]],Tabulation[[#This Row],[Day]]))","v":"2021-02-15"},{"$f":"WEEKDAY(Tabulation[[#This Row],[Date]])","v":2},{"$f":"IF(OR(Tabulation[[#This Row],[DayNo]]=1,Tabulation[[#This Row],[DayNo]]=7),1,0)","v":0},{"$f":"COUNTIF(Holidays,Tabulation[[#This Row],[Date]])","v":1},{"$f":"CONCATENATE(Tabulation[[#This Row],[Holiday]],Tabulation[[#This Row],[Season]],Tabulation[[#This Row],[Weekend]],\"-\",IF(Tabulation[[#This Row],[Hour]]<10,0,\"\"),C1128)","v":"1Winter0-20"},{"$f":"VLOOKUP(Tabulation[[#This Row],[Concat]],Table3[],8)","v":0.28519},{"$f":"(Tabulation[[#This Row],[AC System Output (kW)]]*Tabulation[[#This Row],[Rate]])","v":0}]
[2,15,21,0,{"$f":"Tabulation[[#This Row],[AC System Output (W)]]/1000","v":0},{"$f":"VLOOKUP(Tabulation[[#This Row],[Month]],Season,2)","v":"Winter"},{"$f":"(DATE(2021,Tabulation[[#This Row],[Month]],Tabulation[[#This Row],[Day]]))","v":"2021-02-15"},{"$f":"WEEKDAY(Tabulation[[#This Row],[Date]])","v":2},{"$f":"IF(OR(Tabulation[[#This Row],[DayNo]]=1,Tabulation[[#This Row],[DayNo]]=7),1,0)","v":0},{"$f":"COUNTIF(Holidays,Tabulation[[#This Row],[Date]])","v":1},{"$f":"CONCATENATE(Tabulation[[#This Row],[Holiday]],Tabulation[[#This Row],[Season]],Tabulation[[#This Row],[Weekend]],\"-\",IF(Tabulation[[#This Row],[Hour]]<10,0,\"\"),C1129)","v":"1Winter0-21"},{"$f":"VLOOKUP(Tabulation[[#This Row],[Concat]],Table3[],8)","v":0.28519},{"$f":"(Tabulation[[#This Row],[AC System Output (kW)]]*Tabulation[[#This Row],[Rate]])","v":0}]
[2,15,22,0,{"$f":"Tabulation[[#This Row],[AC System Output (W)]]/1000","v":0},{"$f":"VLOOKUP(Tabulation[[#This Row],[Month]],Season,2)","v":"Winter"},{"$f":"(DATE(2021,Tabulation[[#This Row],[Month]],Tabulation[[#This Row],[Day]]))","v":"2021-02-15"},{"$f":"WEEKDAY(Tabulation[[#This Row],[Date]])","v":2},{"$f":"IF(OR(Tabulation[[#This Row],[DayNo]]=1,Tabulation[[#This Row],[DayNo]]=7),1,0)","v":0},{"$f":"COUNTIF(Holidays,Tabulation[[#This Row],[Date]])","v":1},{"$f":"CONCATENATE(Tabulation[[#This Row],[Holiday]],Tabulation[[#This Row],[Season]],Tabulation[[#This Row],[Weekend]],\"-\",IF(Tabulation[[#This Row],[Hour]]<10,0,\"\"),C1130)","v":"1Winter0-22"},{"$f":"VLOOKUP(Tabulation[[#This Row],[Concat]],Table3[],8)","v":0.28519},{"$f":"(Tabulation[[#This Row],[AC System Output (kW)]]*Tabulation[[#This Row],[Rate]])","v":0}]
[2,15,23,0,{"$f":"Tabulation[[#This Row],[AC System Output (W)]]/1000","v":0},{"$f":"VLOOKUP(Tabulation[[#This Row],[Month]],Season,2)","v":"Winter"},{"$f":"(DATE(2021,Tabulation[[#This Row],[Month]],Tabulation[[#This Row],[Day]]))","v":"2021-02-15"},{"$f":"WEEKDAY(Tabulation[[#This Row],[Date]])","v":2},{"$f":"IF(OR(Tabulation[[#This Row],[DayNo]]=1,Tabulation[[#This Row],[DayNo]]=7),1,0)","v":0},{"$f":"COUNTIF(Holidays,Tabulation[[#This Row],[Date]])","v":1},{"$f":"CONCATENATE(Tabulation[[#This Row],[Holiday]],Tabulation[[#This Row],[Season]],Tabulation[[#This Row],[Weekend]],\"-\",IF(Tabulation[[#This Row],[Hour]]<10,0,\"\"),C1131)","v":"1Winter0-23"},{"$f":"VLOOKUP(Tabulation[[#This Row],[Concat]],Table3[],8)","v":0.28519},{"$f":"(Tabulation[[#This Row],[AC System Output (kW)]]*Tabulation[[#This Row],[Rate]])","v":0}]
[2,16,0,0,{"$f":"Tabulation[[#This Row],[AC System Output (W)]]/1000","v":0},{"$f":"VLOOKUP(Tabulation[[#This Row],[Month]],Season,2)","v":"Winter"},{"$f":"(DATE(2021,Tabulation[[#This Row],[Month]],Tabulation[[#This Row],[Day]]))","v":"2021-02-16"},{"$f":"WEEKDAY(Tabulation[[#This Row],[Date]])","v":3},{"$f":"IF(OR(Tabulation[[#This Row],[DayNo]]=1,Tabulation[[#This Row],[DayNo]]=7),1,0)","v":0},{"$f":"COUNTIF(Holidays,Tabulation[[#This Row],[Date]])","v":0},{"$f":"CONCATENATE(Tabulation[[#This Row],[Holiday]],Tabulation[[#This Row],[Season]],Tabulation[[#This Row],[Weekend]],\"-\",IF(Tabulation[[#This Row],[Hour]]<10,0,\"\"),C1132)","v":"0Winter0-00"},{"$f":"VLOOKUP(Tabulation[[#This Row],[Concat]],Table3[],8)","v":0.28519},{"$f":"(Tabulation[[#This Row],[AC System Output (kW)]]*Tabulation[[#This Row],[Rate]])","v":0}]
[2,16,1,0,{"$f":"Tabulation[[#This Row],[AC System Output (W)]]/1000","v":0},{"$f":"VLOOKUP(Tabulation[[#This Row],[Month]],Season,2)","v":"Winter"},{"$f":"(DATE(2021,Tabulation[[#This Row],[Month]],Tabulation[[#This Row],[Day]]))","v":"2021-02-16"},{"$f":"WEEKDAY(Tabulation[[#This Row],[Date]])","v":3},{"$f":"IF(OR(Tabulation[[#This Row],[DayNo]]=1,Tabulation[[#This Row],[DayNo]]=7),1,0)","v":0},{"$f":"COUNTIF(Holidays,Tabulation[[#This Row],[Date]])","v":0},{"$f":"CONCATENATE(Tabulation[[#This Row],[Holiday]],Tabulation[[#This Row],[Season]],Tabulation[[#This Row],[Weekend]],\"-\",IF(Tabulation[[#This Row],[Hour]]<10,0,\"\"),C1133)","v":"0Winter0-01"},{"$f":"VLOOKUP(Tabulation[[#This Row],[Concat]],Table3[],8)","v":0.28519},{"$f":"(Tabulation[[#This Row],[AC System Output (kW)]]*Tabulation[[#This Row],[Rate]])","v":0}]
[2,16,2,0,{"$f":"Tabulation[[#This Row],[AC System Output (W)]]/1000","v":0},{"$f":"VLOOKUP(Tabulation[[#This Row],[Month]],Season,2)","v":"Winter"},{"$f":"(DATE(2021,Tabulation[[#This Row],[Month]],Tabulation[[#This Row],[Day]]))","v":"2021-02-16"},{"$f":"WEEKDAY(Tabulation[[#This Row],[Date]])","v":3},{"$f":"IF(OR(Tabulation[[#This Row],[DayNo]]=1,Tabulation[[#This Row],[DayNo]]=7),1,0)","v":0},{"$f":"COUNTIF(Holidays,Tabulation[[#This Row],[Date]])","v":0},{"$f":"CONCATENATE(Tabulation[[#This Row],[Holiday]],Tabulation[[#This Row],[Season]],Tabulation[[#This Row],[Weekend]],\"-\",IF(Tabulation[[#This Row],[Hour]]<10,0,\"\"),C1134)","v":"0Winter0-02"},{"$f":"VLOOKUP(Tabulation[[#This Row],[Concat]],Table3[],8)","v":0.28519},{"$f":"(Tabulation[[#This Row],[AC System Output (kW)]]*Tabulation[[#This Row],[Rate]])","v":0}]
[2,16,3,0,{"$f":"Tabulation[[#This Row],[AC System Output (W)]]/1000","v":0},{"$f":"VLOOKUP(Tabulation[[#This Row],[Month]],Season,2)","v":"Winter"},{"$f":"(DATE(2021,Tabulation[[#This Row],[Month]],Tabulation[[#This Row],[Day]]))","v":"2021-02-16"},{"$f":"WEEKDAY(Tabulation[[#This Row],[Date]])","v":3},{"$f":"IF(OR(Tabulation[[#This Row],[DayNo]]=1,Tabulation[[#This Row],[DayNo]]=7),1,0)","v":0},{"$f":"COUNTIF(Holidays,Tabulation[[#This Row],[Date]])","v":0},{"$f":"CONCATENATE(Tabulation[[#This Row],[Holiday]],Tabulation[[#This Row],[Season]],Tabulation[[#This Row],[Weekend]],\"-\",IF(Tabulation[[#This Row],[Hour]]<10,0,\"\"),C1135)","v":"0Winter0-03"},{"$f":"VLOOKUP(Tabulation[[#This Row],[Concat]],Table3[],8)","v":0.28519},{"$f":"(Tabulation[[#This Row],[AC System Output (kW)]]*Tabulation[[#This Row],[Rate]])","v":0}]
[2,16,4,0,{"$f":"Tabulation[[#This Row],[AC System Output (W)]]/1000","v":0},{"$f":"VLOOKUP(Tabulation[[#This Row],[Month]],Season,2)","v":"Winter"},{"$f":"(DATE(2021,Tabulation[[#This Row],[Month]],Tabulation[[#This Row],[Day]]))","v":"2021-02-16"},{"$f":"WEEKDAY(Tabulation[[#This Row],[Date]])","v":3},{"$f":"IF(OR(Tabulation[[#This Row],[DayNo]]=1,Tabulation[[#This Row],[DayNo]]=7),1,0)","v":0},{"$f":"COUNTIF(Holidays,Tabulation[[#This Row],[Date]])","v":0},{"$f":"CONCATENATE(Tabulation[[#This Row],[Holiday]],Tabulation[[#This Row],[Season]],Tabulation[[#This Row],[Weekend]],\"-\",IF(Tabulation[[#This Row],[Hour]]<10,0,\"\"),C1136)","v":"0Winter0-04"},{"$f":"VLOOKUP(Tabulation[[#This Row],[Concat]],Table3[],8)","v":0.28519},{"$f":"(Tabulation[[#This Row],[AC System Output (kW)]]*Tabulation[[#This Row],[Rate]])","v":0}]
[2,16,5,0,{"$f":"Tabulation[[#This Row],[AC System Output (W)]]/1000","v":0},{"$f":"VLOOKUP(Tabulation[[#This Row],[Month]],Season,2)","v":"Winter"},{"$f":"(DATE(2021,Tabulation[[#This Row],[Month]],Tabulation[[#This Row],[Day]]))","v":"2021-02-16"},{"$f":"WEEKDAY(Tabulation[[#This Row],[Date]])","v":3},{"$f":"IF(OR(Tabulation[[#This Row],[DayNo]]=1,Tabulation[[#This Row],[DayNo]]=7),1,0)","v":0},{"$f":"COUNTIF(Holidays,Tabulation[[#This Row],[Date]])","v":0},{"$f":"CONCATENATE(Tabulation[[#This Row],[Holiday]],Tabulation[[#This Row],[Season]],Tabulation[[#This Row],[Weekend]],\"-\",IF(Tabulation[[#This Row],[Hour]]<10,0,\"\"),C1137)","v":"0Winter0-05"},{"$f":"VLOOKUP(Tabulation[[#This Row],[Concat]],Table3[],8)","v":0.28519},{"$f":"(Tabulation[[#This Row],[AC System Output (kW)]]*Tabulation[[#This Row],[Rate]])","v":0}]
[2,16,6,0,{"$f":"Tabulation[[#This Row],[AC System Output (W)]]/1000","v":0},{"$f":"VLOOKUP(Tabulation[[#This Row],[Month]],Season,2)","v":"Winter"},{"$f":"(DATE(2021,Tabulation[[#This Row],[Month]],Tabulation[[#This Row],[Day]]))","v":"2021-02-16"},{"$f":"WEEKDAY(Tabulation[[#This Row],[Date]])","v":3},{"$f":"IF(OR(Tabulation[[#This Row],[DayNo]]=1,Tabulation[[#This Row],[DayNo]]=7),1,0)","v":0},{"$f":"COUNTIF(Holidays,Tabulation[[#This Row],[Date]])","v":0},{"$f":"CONCATENATE(Tabulation[[#This Row],[Holiday]],Tabulation[[#This Row],[Season]],Tabulation[[#This Row],[Weekend]],\"-\",IF(Tabulation[[#This Row],[Hour]]<10,0,\"\"),C1138)","v":"0Winter0-06"},{"$f":"VLOOKUP(Tabulation[[#This Row],[Concat]],Table3[],8)","v":0.28519},{"$f":"(Tabulation[[#This Row],[AC System Output (kW)]]*Tabulation[[#This Row],[Rate]])","v":0}]
[2,16,7,185.86600000000001,{"$f":"Tabulation[[#This Row],[AC System Output (W)]]/1000","v":0.185866},{"$f":"VLOOKUP(Tabulation[[#This Row],[Month]],Season,2)","v":"Winter"},{"$f":"(DATE(2021,Tabulation[[#This Row],[Month]],Tabulation[[#This Row],[Day]]))","v":"2021-02-16"},{"$f":"WEEKDAY(Tabulation[[#This Row],[Date]])","v":3},{"$f":"IF(OR(Tabulation[[#This Row],[DayNo]]=1,Tabulation[[#This Row],[DayNo]]=7),1,0)","v":0},{"$f":"COUNTIF(Holidays,Tabulation[[#This Row],[Date]])","v":0},{"$f":"CONCATENATE(Tabulation[[#This Row],[Holiday]],Tabulation[[#This Row],[Season]],Tabulation[[#This Row],[Weekend]],\"-\",IF(Tabulation[[#This Row],[Hour]]<10,0,\"\"),C1139)","v":"0Winter0-07"},{"$f":"VLOOKUP(Tabulation[[#This Row],[Concat]],Table3[],8)","v":0.28519},{"$f":"(Tabulation[[#This Row],[AC System Output (kW)]]*Tabulation[[#This Row],[Rate]])","v":5.3007124539999999E-2}]
[2,16,8,674.25800000000004,{"$f":"Tabulation[[#This Row],[AC System Output (W)]]/1000","v":0.67425800000000002},{"$f":"VLOOKUP(Tabulation[[#This Row],[Month]],Season,2)","v":"Winter"},{"$f":"(DATE(2021,Tabulation[[#This Row],[Month]],Tabulation[[#This Row],[Day]]))","v":"2021-02-16"},{"$f":"WEEKDAY(Tabulation[[#This Row],[Date]])","v":3},{"$f":"IF(OR(Tabulation[[#This Row],[DayNo]]=1,Tabulation[[#This Row],[DayNo]]=7),1,0)","v":0},{"$f":"COUNTIF(Holidays,Tabulation[[#This Row],[Date]])","v":0},{"$f":"CONCATENATE(Tabulation[[#This Row],[Holiday]],Tabulation[[#This Row],[Season]],Tabulation[[#This Row],[Weekend]],\"-\",IF(Tabulation[[#This Row],[Hour]]<10,0,\"\"),C1140)","v":"0Winter0-08"},{"$f":"VLOOKUP(Tabulation[[#This Row],[Concat]],Table3[],8)","v":0.28519},{"$f":"(Tabulation[[#This Row],[AC System Output (kW)]]*Tabulation[[#This Row],[Rate]])","v":0.19229163902000002}]
[2,16,9,2103.9850000000001,{"$f":"Tabulation[[#This Row],[AC System Output (W)]]/1000","v":2.1039850000000002},{"$f":"VLOOKUP(Tabulation[[#This Row],[Month]],Season,2)","v":"Winter"},{"$f":"(DATE(2021,Tabulation[[#This Row],[Month]],Tabulation[[#This Row],[Day]]))","v":"2021-02-16"},{"$f":"WEEKDAY(Tabulation[[#This Row],[Date]])","v":3},{"$f":"IF(OR(Tabulation[[#This Row],[DayNo]]=1,Tabulation[[#This Row],[DayNo]]=7),1,0)","v":0},{"$f":"COUNTIF(Holidays,Tabulation[[#This Row],[Date]])","v":0},{"$f":"CONCATENATE(Tabulation[[#This Row],[Holiday]],Tabulation[[#This Row],[Season]],Tabulation[[#This Row],[Weekend]],\"-\",IF(Tabulation[[#This Row],[Hour]]<10,0,\"\"),C1141)","v":"0Winter0-09"},{"$f":"VLOOKUP(Tabulation[[#This Row],[Concat]],Table3[],8)","v":0.28519},{"$f":"(Tabulation[[#This Row],[AC System Output (kW)]]*Tabulation[[#This Row],[Rate]])","v":0.60003548215000002}]
[2,16,10,2543.0749999999998,{"$f":"Tabulation[[#This Row],[AC System Output (W)]]/1000","v":2.543075},{"$f":"VLOOKUP(Tabulation[[#This Row],[Month]],Season,2)","v":"Winter"},{"$f":"(DATE(2021,Tabulation[[#This Row],[Month]],Tabulation[[#This Row],[Day]]))","v":"2021-02-16"},{"$f":"WEEKDAY(Tabulation[[#This Row],[Date]])","v":3},{"$f":"IF(OR(Tabulation[[#This Row],[DayNo]]=1,Tabulation[[#This Row],[DayNo]]=7),1,0)","v":0},{"$f":"COUNTIF(Holidays,Tabulation[[#This Row],[Date]])","v":0},{"$f":"CONCATENATE(Tabulation[[#This Row],[Holiday]],Tabulation[[#This Row],[Season]],Tabulation[[#This Row],[Weekend]],\"-\",IF(Tabulation[[#This Row],[Hour]]<10,0,\"\"),C1142)","v":"0Winter0-10"},{"$f":"VLOOKUP(Tabulation[[#This Row],[Concat]],Table3[],8)","v":0.28519},{"$f":"(Tabulation[[#This Row],[AC System Output (kW)]]*Tabulation[[#This Row],[Rate]])","v":0.72525955924999996}]
[2,16,11,2229.0650000000001,{"$f":"Tabulation[[#This Row],[AC System Output (W)]]/1000","v":2.2290649999999999},{"$f":"VLOOKUP(Tabulation[[#This Row],[Month]],Season,2)","v":"Winter"},{"$f":"(DATE(2021,Tabulation[[#This Row],[Month]],Tabulation[[#This Row],[Day]]))","v":"2021-02-16"},{"$f":"WEEKDAY(Tabulation[[#This Row],[Date]])","v":3},{"$f":"IF(OR(Tabulation[[#This Row],[DayNo]]=1,Tabulation[[#This Row],[DayNo]]=7),1,0)","v":0},{"$f":"COUNTIF(Holidays,Tabulation[[#This Row],[Date]])","v":0},{"$f":"CONCATENATE(Tabulation[[#This Row],[Holiday]],Tabulation[[#This Row],[Season]],Tabulation[[#This Row],[Weekend]],\"-\",IF(Tabulation[[#This Row],[Hour]]<10,0,\"\"),C1143)","v":"0Winter0-11"},{"$f":"VLOOKUP(Tabulation[[#This Row],[Concat]],Table3[],8)","v":0.28519},{"$f":"(Tabulation[[#This Row],[AC System Output (kW)]]*Tabulation[[#This Row],[Rate]])","v":0.63570704734999994}]
[2,16,12,2874.8180000000002,{"$f":"Tabulation[[#This Row],[AC System Output (W)]]/1000","v":2.8748180000000003},{"$f":"VLOOKUP(Tabulation[[#This Row],[Month]],Season,2)","v":"Winter"},{"$f":"(DATE(2021,Tabulation[[#This Row],[Month]],Tabulation[[#This Row],[Day]]))","v":"2021-02-16"},{"$f":"WEEKDAY(Tabulation[[#This Row],[Date]])","v":3},{"$f":"IF(OR(Tabulation[[#This Row],[DayNo]]=1,Tabulation[[#This Row],[DayNo]]=7),1,0)","v":0},{"$f":"COUNTIF(Holidays,Tabulation[[#This Row],[Date]])","v":0},{"$f":"CONCATENATE(Tabulation[[#This Row],[Holiday]],Tabulation[[#This Row],[Season]],Tabulation[[#This Row],[Weekend]],\"-\",IF(Tabulation[[#This Row],[Hour]]<10,0,\"\"),C1144)","v":"0Winter0-12"},{"$f":"VLOOKUP(Tabulation[[#This Row],[Concat]],Table3[],8)","v":0.28519},{"$f":"(Tabulation[[#This Row],[AC System Output (kW)]]*Tabulation[[#This Row],[Rate]])","v":0.81986934542000012}]
[2,16,13,2136.5729999999999,{"$f":"Tabulation[[#This Row],[AC System Output (W)]]/1000","v":2.1365729999999998},{"$f":"VLOOKUP(Tabulation[[#This Row],[Month]],Season,2)","v":"Winter"},{"$f":"(DATE(2021,Tabulation[[#This Row],[Month]],Tabulation[[#This Row],[Day]]))","v":"2021-02-16"},{"$f":"WEEKDAY(Tabulation[[#This Row],[Date]])","v":3},{"$f":"IF(OR(Tabulation[[#This Row],[DayNo]]=1,Tabulation[[#This Row],[DayNo]]=7),1,0)","v":0},{"$f":"COUNTIF(Holidays,Tabulation[[#This Row],[Date]])","v":0},{"$f":"CONCATENATE(Tabulation[[#This Row],[Holiday]],Tabulation[[#This Row],[Season]],Tabulation[[#This Row],[Weekend]],\"-\",IF(Tabulation[[#This Row],[Hour]]<10,0,\"\"),C1145)","v":"0Winter0-13"},{"$f":"VLOOKUP(Tabulation[[#This Row],[Concat]],Table3[],8)","v":0.28519},{"$f":"(Tabulation[[#This Row],[AC System Output (kW)]]*Tabulation[[#This Row],[Rate]])","v":0.60932925386999992}]
[2,16,14,2000.8,{"$f":"Tabulation[[#This Row],[AC System Output (W)]]/1000","v":2.0007999999999999},{"$f":"VLOOKUP(Tabulation[[#This Row],[Month]],Season,2)","v":"Winter"},{"$f":"(DATE(2021,Tabulation[[#This Row],[Month]],Tabulation[[#This Row],[Day]]))","v":"2021-02-16"},{"$f":"WEEKDAY(Tabulation[[#This Row],[Date]])","v":3},{"$f":"IF(OR(Tabulation[[#This Row],[DayNo]]=1,Tabulation[[#This Row],[DayNo]]=7),1,0)","v":0},{"$f":"COUNTIF(Holidays,Tabulation[[#This Row],[Date]])","v":0},{"$f":"CONCATENATE(Tabulation[[#This Row],[Holiday]],Tabulation[[#This Row],[Season]],Tabulation[[#This Row],[Weekend]],\"-\",IF(Tabulation[[#This Row],[Hour]]<10,0,\"\"),C1146)","v":"0Winter0-14"},{"$f":"VLOOKUP(Tabulation[[#This Row],[Concat]],Table3[],8)","v":0.28519},{"$f":"(Tabulation[[#This Row],[AC System Output (kW)]]*Tabulation[[#This Row],[Rate]])","v":0.57060815199999992}]
[2,16,15,1061.902,{"$f":"Tabulation[[#This Row],[AC System Output (W)]]/1000","v":1.0619020000000001},{"$f":"VLOOKUP(Tabulation[[#This Row],[Month]],Season,2)","v":"Winter"},{"$f":"(DATE(2021,Tabulation[[#This Row],[Month]],Tabulation[[#This Row],[Day]]))","v":"2021-02-16"},{"$f":"WEEKDAY(Tabulation[[#This Row],[Date]])","v":3},{"$f":"IF(OR(Tabulation[[#This Row],[DayNo]]=1,Tabulation[[#This Row],[DayNo]]=7),1,0)","v":0},{"$f":"COUNTIF(Holidays,Tabulation[[#This Row],[Date]])","v":0},{"$f":"CONCATENATE(Tabulation[[#This Row],[Holiday]],Tabulation[[#This Row],[Season]],Tabulation[[#This Row],[Weekend]],\"-\",IF(Tabulation[[#This Row],[Hour]]<10,0,\"\"),C1147)","v":"0Winter0-15"},{"$f":"VLOOKUP(Tabulation[[#This Row],[Concat]],Table3[],8)","v":0.28519},{"$f":"(Tabulation[[#This Row],[AC System Output (kW)]]*Tabulation[[#This Row],[Rate]])","v":0.30284383138000004}]
[2,16,16,658.55100000000004,{"$f":"Tabulation[[#This Row],[AC System Output (W)]]/1000","v":0.658551},{"$f":"VLOOKUP(Tabulation[[#This Row],[Month]],Season,2)","v":"Winter"},{"$f":"(DATE(2021,Tabulation[[#This Row],[Month]],Tabulation[[#This Row],[Day]]))","v":"2021-02-16"},{"$f":"WEEKDAY(Tabulation[[#This Row],[Date]])","v":3},{"$f":"IF(OR(Tabulation[[#This Row],[DayNo]]=1,Tabulation[[#This Row],[DayNo]]=7),1,0)","v":0},{"$f":"COUNTIF(Holidays,Tabulation[[#This Row],[Date]])","v":0},{"$f":"CONCATENATE(Tabulation[[#This Row],[Holiday]],Tabulation[[#This Row],[Season]],Tabulation[[#This Row],[Weekend]],\"-\",IF(Tabulation[[#This Row],[Hour]]<10,0,\"\"),C1148)","v":"0Winter0-16"},{"$f":"VLOOKUP(Tabulation[[#This Row],[Concat]],Table3[],8)","v":0.28519},{"$f":"(Tabulation[[#This Row],[AC System Output (kW)]]*Tabulation[[#This Row],[Rate]])","v":0.18781215969000001}]
[2,16,17,38.018999999999998,{"$f":"Tabulation[[#This Row],[AC System Output (W)]]/1000","v":3.8018999999999997E-2},{"$f":"VLOOKUP(Tabulation[[#This Row],[Month]],Season,2)","v":"Winter"},{"$f":"(DATE(2021,Tabulation[[#This Row],[Month]],Tabulation[[#This Row],[Day]]))","v":"2021-02-16"},{"$f":"WEEKDAY(Tabulation[[#This Row],[Date]])","v":3},{"$f":"IF(OR(Tabulation[[#This Row],[DayNo]]=1,Tabulation[[#This Row],[DayNo]]=7),1,0)","v":0},{"$f":"COUNTIF(Holidays,Tabulation[[#This Row],[Date]])","v":0},{"$f":"CONCATENATE(Tabulation[[#This Row],[Holiday]],Tabulation[[#This Row],[Season]],Tabulation[[#This Row],[Weekend]],\"-\",IF(Tabulation[[#This Row],[Hour]]<10,0,\"\"),C1149)","v":"0Winter0-17"},{"$f":"VLOOKUP(Tabulation[[#This Row],[Concat]],Table3[],8)","v":0.30257000000000001},{"$f":"(Tabulation[[#This Row],[AC System Output (kW)]]*Tabulation[[#This Row],[Rate]])","v":1.1503408829999999E-2}]
[2,16,18,0,{"$f":"Tabulation[[#This Row],[AC System Output (W)]]/1000","v":0},{"$f":"VLOOKUP(Tabulation[[#This Row],[Month]],Season,2)","v":"Winter"},{"$f":"(DATE(2021,Tabulation[[#This Row],[Month]],Tabulation[[#This Row],[Day]]))","v":"2021-02-16"},{"$f":"WEEKDAY(Tabulation[[#This Row],[Date]])","v":3},{"$f":"IF(OR(Tabulation[[#This Row],[DayNo]]=1,Tabulation[[#This Row],[DayNo]]=7),1,0)","v":0},{"$f":"COUNTIF(Holidays,Tabulation[[#This Row],[Date]])","v":0},{"$f":"CONCATENATE(Tabulation[[#This Row],[Holiday]],Tabulation[[#This Row],[Season]],Tabulation[[#This Row],[Weekend]],\"-\",IF(Tabulation[[#This Row],[Hour]]<10,0,\"\"),C1150)","v":"0Winter0-18"},{"$f":"VLOOKUP(Tabulation[[#This Row],[Concat]],Table3[],8)","v":0.30257000000000001},{"$f":"(Tabulation[[#This Row],[AC System Output (kW)]]*Tabulation[[#This Row],[Rate]])","v":0}]
[2,16,19,0,{"$f":"Tabulation[[#This Row],[AC System Output (W)]]/1000","v":0},{"$f":"VLOOKUP(Tabulation[[#This Row],[Month]],Season,2)","v":"Winter"},{"$f":"(DATE(2021,Tabulation[[#This Row],[Month]],Tabulation[[#This Row],[Day]]))","v":"2021-02-16"},{"$f":"WEEKDAY(Tabulation[[#This Row],[Date]])","v":3},{"$f":"IF(OR(Tabulation[[#This Row],[DayNo]]=1,Tabulation[[#This Row],[DayNo]]=7),1,0)","v":0},{"$f":"COUNTIF(Holidays,Tabulation[[#This Row],[Date]])","v":0},{"$f":"CONCATENATE(Tabulation[[#This Row],[Holiday]],Tabulation[[#This Row],[Season]],Tabulation[[#This Row],[Weekend]],\"-\",IF(Tabulation[[#This Row],[Hour]]<10,0,\"\"),C1151)","v":"0Winter0-19"},{"$f":"VLOOKUP(Tabulation[[#This Row],[Concat]],Table3[],8)","v":0.30257000000000001},{"$f":"(Tabulation[[#This Row],[AC System Output (kW)]]*Tabulation[[#This Row],[Rate]])","v":0}]
[2,16,20,0,{"$f":"Tabulation[[#This Row],[AC System Output (W)]]/1000","v":0},{"$f":"VLOOKUP(Tabulation[[#This Row],[Month]],Season,2)","v":"Winter"},{"$f":"(DATE(2021,Tabulation[[#This Row],[Month]],Tabulation[[#This Row],[Day]]))","v":"2021-02-16"},{"$f":"WEEKDAY(Tabulation[[#This Row],[Date]])","v":3},{"$f":"IF(OR(Tabulation[[#This Row],[DayNo]]=1,Tabulation[[#This Row],[DayNo]]=7),1,0)","v":0},{"$f":"COUNTIF(Holidays,Tabulation[[#This Row],[Date]])","v":0},{"$f":"CONCATENATE(Tabulation[[#This Row],[Holiday]],Tabulation[[#This Row],[Season]],Tabulation[[#This Row],[Weekend]],\"-\",IF(Tabulation[[#This Row],[Hour]]<10,0,\"\"),C1152)","v":"0Winter0-20"},{"$f":"VLOOKUP(Tabulation[[#This Row],[Concat]],Table3[],8)","v":0.28519},{"$f":"(Tabulation[[#This Row],[AC System Output (kW)]]*Tabulation[[#This Row],[Rate]])","v":0}]
[2,16,21,0,{"$f":"Tabulation[[#This Row],[AC System Output (W)]]/1000","v":0},{"$f":"VLOOKUP(Tabulation[[#This Row],[Month]],Season,2)","v":"Winter"},{"$f":"(DATE(2021,Tabulation[[#This Row],[Month]],Tabulation[[#This Row],[Day]]))","v":"2021-02-16"},{"$f":"WEEKDAY(Tabulation[[#This Row],[Date]])","v":3},{"$f":"IF(OR(Tabulation[[#This Row],[DayNo]]=1,Tabulation[[#This Row],[DayNo]]=7),1,0)","v":0},{"$f":"COUNTIF(Holidays,Tabulation[[#This Row],[Date]])","v":0},{"$f":"CONCATENATE(Tabulation[[#This Row],[Holiday]],Tabulation[[#This Row],[Season]],Tabulation[[#This Row],[Weekend]],\"-\",IF(Tabulation[[#This Row],[Hour]]<10,0,\"\"),C1153)","v":"0Winter0-21"},{"$f":"VLOOKUP(Tabulation[[#This Row],[Concat]],Table3[],8)","v":0.28519},{"$f":"(Tabulation[[#This Row],[AC System Output (kW)]]*Tabulation[[#This Row],[Rate]])","v":0}]
[2,16,22,0,{"$f":"Tabulation[[#This Row],[AC System Output (W)]]/1000","v":0},{"$f":"VLOOKUP(Tabulation[[#This Row],[Month]],Season,2)","v":"Winter"},{"$f":"(DATE(2021,Tabulation[[#This Row],[Month]],Tabulation[[#This Row],[Day]]))","v":"2021-02-16"},{"$f":"WEEKDAY(Tabulation[[#This Row],[Date]])","v":3},{"$f":"IF(OR(Tabulation[[#This Row],[DayNo]]=1,Tabulation[[#This Row],[DayNo]]=7),1,0)","v":0},{"$f":"COUNTIF(Holidays,Tabulation[[#This Row],[Date]])","v":0},{"$f":"CONCATENATE(Tabulation[[#This Row],[Holiday]],Tabulation[[#This Row],[Season]],Tabulation[[#This Row],[Weekend]],\"-\",IF(Tabulation[[#This Row],[Hour]]<10,0,\"\"),C1154)","v":"0Winter0-22"},{"$f":"VLOOKUP(Tabulation[[#This Row],[Concat]],Table3[],8)","v":0.28519},{"$f":"(Tabulation[[#This Row],[AC System Output (kW)]]*Tabulation[[#This Row],[Rate]])","v":0}]
[2,16,23,0,{"$f":"Tabulation[[#This Row],[AC System Output (W)]]/1000","v":0},{"$f":"VLOOKUP(Tabulation[[#This Row],[Month]],Season,2)","v":"Winter"},{"$f":"(DATE(2021,Tabulation[[#This Row],[Month]],Tabulation[[#This Row],[Day]]))","v":"2021-02-16"},{"$f":"WEEKDAY(Tabulation[[#This Row],[Date]])","v":3},{"$f":"IF(OR(Tabulation[[#This Row],[DayNo]]=1,Tabulation[[#This Row],[DayNo]]=7),1,0)","v":0},{"$f":"COUNTIF(Holidays,Tabulation[[#This Row],[Date]])","v":0},{"$f":"CONCATENATE(Tabulation[[#This Row],[Holiday]],Tabulation[[#This Row],[Season]],Tabulation[[#This Row],[Weekend]],\"-\",IF(Tabulation[[#This Row],[Hour]]<10,0,\"\"),C1155)","v":"0Winter0-23"},{"$f":"VLOOKUP(Tabulation[[#This Row],[Concat]],Table3[],8)","v":0.28519},{"$f":"(Tabulation[[#This Row],[AC System Output (kW)]]*Tabulation[[#This Row],[Rate]])","v":0}]
[2,17,0,0,{"$f":"Tabulation[[#This Row],[AC System Output (W)]]/1000","v":0},{"$f":"VLOOKUP(Tabulation[[#This Row],[Month]],Season,2)","v":"Winter"},{"$f":"(DATE(2021,Tabulation[[#This Row],[Month]],Tabulation[[#This Row],[Day]]))","v":"2021-02-17"},{"$f":"WEEKDAY(Tabulation[[#This Row],[Date]])","v":4},{"$f":"IF(OR(Tabulation[[#This Row],[DayNo]]=1,Tabulation[[#This Row],[DayNo]]=7),1,0)","v":0},{"$f":"COUNTIF(Holidays,Tabulation[[#This Row],[Date]])","v":0},{"$f":"CONCATENATE(Tabulation[[#This Row],[Holiday]],Tabulation[[#This Row],[Season]],Tabulation[[#This Row],[Weekend]],\"-\",IF(Tabulation[[#This Row],[Hour]]<10,0,\"\"),C1156)","v":"0Winter0-00"},{"$f":"VLOOKUP(Tabulation[[#This Row],[Concat]],Table3[],8)","v":0.28519},{"$f":"(Tabulation[[#This Row],[AC System Output (kW)]]*Tabulation[[#This Row],[Rate]])","v":0}]
[2,17,1,0,{"$f":"Tabulation[[#This Row],[AC System Output (W)]]/1000","v":0},{"$f":"VLOOKUP(Tabulation[[#This Row],[Month]],Season,2)","v":"Winter"},{"$f":"(DATE(2021,Tabulation[[#This Row],[Month]],Tabulation[[#This Row],[Day]]))","v":"2021-02-17"},{"$f":"WEEKDAY(Tabulation[[#This Row],[Date]])","v":4},{"$f":"IF(OR(Tabulation[[#This Row],[DayNo]]=1,Tabulation[[#This Row],[DayNo]]=7),1,0)","v":0},{"$f":"COUNTIF(Holidays,Tabulation[[#This Row],[Date]])","v":0},{"$f":"CONCATENATE(Tabulation[[#This Row],[Holiday]],Tabulation[[#This Row],[Season]],Tabulation[[#This Row],[Weekend]],\"-\",IF(Tabulation[[#This Row],[Hour]]<10,0,\"\"),C1157)","v":"0Winter0-01"},{"$f":"VLOOKUP(Tabulation[[#This Row],[Concat]],Table3[],8)","v":0.28519},{"$f":"(Tabulation[[#This Row],[AC System Output (kW)]]*Tabulation[[#This Row],[Rate]])","v":0}]
[2,17,2,0,{"$f":"Tabulation[[#This Row],[AC System Output (W)]]/1000","v":0},{"$f":"VLOOKUP(Tabulation[[#This Row],[Month]],Season,2)","v":"Winter"},{"$f":"(DATE(2021,Tabulation[[#This Row],[Month]],Tabulation[[#This Row],[Day]]))","v":"2021-02-17"},{"$f":"WEEKDAY(Tabulation[[#This Row],[Date]])","v":4},{"$f":"IF(OR(Tabulation[[#This Row],[DayNo]]=1,Tabulation[[#This Row],[DayNo]]=7),1,0)","v":0},{"$f":"COUNTIF(Holidays,Tabulation[[#This Row],[Date]])","v":0},{"$f":"CONCATENATE(Tabulation[[#This Row],[Holiday]],Tabulation[[#This Row],[Season]],Tabulation[[#This Row],[Weekend]],\"-\",IF(Tabulation[[#This Row],[Hour]]<10,0,\"\"),C1158)","v":"0Winter0-02"},{"$f":"VLOOKUP(Tabulation[[#This Row],[Concat]],Table3[],8)","v":0.28519},{"$f":"(Tabulation[[#This Row],[AC System Output (kW)]]*Tabulation[[#This Row],[Rate]])","v":0}]
[2,17,3,0,{"$f":"Tabulation[[#This Row],[AC System Output (W)]]/1000","v":0},{"$f":"VLOOKUP(Tabulation[[#This Row],[Month]],Season,2)","v":"Winter"},{"$f":"(DATE(2021,Tabulation[[#This Row],[Month]],Tabulation[[#This Row],[Day]]))","v":"2021-02-17"},{"$f":"WEEKDAY(Tabulation[[#This Row],[Date]])","v":4},{"$f":"IF(OR(Tabulation[[#This Row],[DayNo]]=1,Tabulation[[#This Row],[DayNo]]=7),1,0)","v":0},{"$f":"COUNTIF(Holidays,Tabulation[[#This Row],[Date]])","v":0},{"$f":"CONCATENATE(Tabulation[[#This Row],[Holiday]],Tabulation[[#This Row],[Season]],Tabulation[[#This Row],[Weekend]],\"-\",IF(Tabulation[[#This Row],[Hour]]<10,0,\"\"),C1159)","v":"0Winter0-03"},{"$f":"VLOOKUP(Tabulation[[#This Row],[Concat]],Table3[],8)","v":0.28519},{"$f":"(Tabulation[[#This Row],[AC System Output (kW)]]*Tabulation[[#This Row],[Rate]])","v":0}]
[2,17,4,0,{"$f":"Tabulation[[#This Row],[AC System Output (W)]]/1000","v":0},{"$f":"VLOOKUP(Tabulation[[#This Row],[Month]],Season,2)","v":"Winter"},{"$f":"(DATE(2021,Tabulation[[#This Row],[Month]],Tabulation[[#This Row],[Day]]))","v":"2021-02-17"},{"$f":"WEEKDAY(Tabulation[[#This Row],[Date]])","v":4},{"$f":"IF(OR(Tabulation[[#This Row],[DayNo]]=1,Tabulation[[#This Row],[DayNo]]=7),1,0)","v":0},{"$f":"COUNTIF(Holidays,Tabulation[[#This Row],[Date]])","v":0},{"$f":"CONCATENATE(Tabulation[[#This Row],[Holiday]],Tabulation[[#This Row],[Season]],Tabulation[[#This Row],[Weekend]],\"-\",IF(Tabulation[[#This Row],[Hour]]<10,0,\"\"),C1160)","v":"0Winter0-04"},{"$f":"VLOOKUP(Tabulation[[#This Row],[Concat]],Table3[],8)","v":0.28519},{"$f":"(Tabulation[[#This Row],[AC System Output (kW)]]*Tabulation[[#This Row],[Rate]])","v":0}]
[2,17,5,0,{"$f":"Tabulation[[#This Row],[AC System Output (W)]]/1000","v":0},{"$f":"VLOOKUP(Tabulation[[#This Row],[Month]],Season,2)","v":"Winter"},{"$f":"(DATE(2021,Tabulation[[#This Row],[Month]],Tabulation[[#This Row],[Day]]))","v":"2021-02-17"},{"$f":"WEEKDAY(Tabulation[[#This Row],[Date]])","v":4},{"$f":"IF(OR(Tabulation[[#This Row],[DayNo]]=1,Tabulation[[#This Row],[DayNo]]=7),1,0)","v":0},{"$f":"COUNTIF(Holidays,Tabulation[[#This Row],[Date]])","v":0},{"$f":"CONCATENATE(Tabulation[[#This Row],[Holiday]],Tabulation[[#This Row],[Season]],Tabulation[[#This Row],[Weekend]],\"-\",IF(Tabulation[[#This Row],[Hour]]<10,0,\"\"),C1161)","v":"0Winter0-05"},{"$f":"VLOOKUP(Tabulation[[#This Row],[Concat]],Table3[],8)","v":0.28519},{"$f":"(Tabulation[[#This Row],[AC System Output (kW)]]*Tabulation[[#This Row],[Rate]])","v":0}]
[2,17,6,0,{"$f":"Tabulation[[#This Row],[AC System Output (W)]]/1000","v":0},{"$f":"VLOOKUP(Tabulation[[#This Row],[Month]],Season,2)","v":"Winter"},{"$f":"(DATE(2021,Tabulation[[#This Row],[Month]],Tabulation[[#This Row],[Day]]))","v":"2021-02-17"},{"$f":"WEEKDAY(Tabulation[[#This Row],[Date]])","v":4},{"$f":"IF(OR(Tabulation[[#This Row],[DayNo]]=1,Tabulation[[#This Row],[DayNo]]=7),1,0)","v":0},{"$f":"COUNTIF(Holidays,Tabulation[[#This Row],[Date]])","v":0},{"$f":"CONCATENATE(Tabulation[[#This Row],[Holiday]],Tabulation[[#This Row],[Season]],Tabulation[[#This Row],[Weekend]],\"-\",IF(Tabulation[[#This Row],[Hour]]<10,0,\"\"),C1162)","v":"0Winter0-06"},{"$f":"VLOOKUP(Tabulation[[#This Row],[Concat]],Table3[],8)","v":0.28519},{"$f":"(Tabulation[[#This Row],[AC System Output (kW)]]*Tabulation[[#This Row],[Rate]])","v":0}]
[2,17,7,254.017,{"$f":"Tabulation[[#This Row],[AC System Output (W)]]/1000","v":0.25401699999999999},{"$f":"VLOOKUP(Tabulation[[#This Row],[Month]],Season,2)","v":"Winter"},{"$f":"(DATE(2021,Tabulation[[#This Row],[Month]],Tabulation[[#This Row],[Day]]))","v":"2021-02-17"},{"$f":"WEEKDAY(Tabulation[[#This Row],[Date]])","v":4},{"$f":"IF(OR(Tabulation[[#This Row],[DayNo]]=1,Tabulation[[#This Row],[DayNo]]=7),1,0)","v":0},{"$f":"COUNTIF(Holidays,Tabulation[[#This Row],[Date]])","v":0},{"$f":"CONCATENATE(Tabulation[[#This Row],[Holiday]],Tabulation[[#This Row],[Season]],Tabulation[[#This Row],[Weekend]],\"-\",IF(Tabulation[[#This Row],[Hour]]<10,0,\"\"),C1163)","v":"0Winter0-07"},{"$f":"VLOOKUP(Tabulation[[#This Row],[Concat]],Table3[],8)","v":0.28519},{"$f":"(Tabulation[[#This Row],[AC System Output (kW)]]*Tabulation[[#This Row],[Rate]])","v":7.2443108229999997E-2}]
[2,17,8,456.56,{"$f":"Tabulation[[#This Row],[AC System Output (W)]]/1000","v":0.45656000000000002},{"$f":"VLOOKUP(Tabulation[[#This Row],[Month]],Season,2)","v":"Winter"},{"$f":"(DATE(2021,Tabulation[[#This Row],[Month]],Tabulation[[#This Row],[Day]]))","v":"2021-02-17"},{"$f":"WEEKDAY(Tabulation[[#This Row],[Date]])","v":4},{"$f":"IF(OR(Tabulation[[#This Row],[DayNo]]=1,Tabulation[[#This Row],[DayNo]]=7),1,0)","v":0},{"$f":"COUNTIF(Holidays,Tabulation[[#This Row],[Date]])","v":0},{"$f":"CONCATENATE(Tabulation[[#This Row],[Holiday]],Tabulation[[#This Row],[Season]],Tabulation[[#This Row],[Weekend]],\"-\",IF(Tabulation[[#This Row],[Hour]]<10,0,\"\"),C1164)","v":"0Winter0-08"},{"$f":"VLOOKUP(Tabulation[[#This Row],[Concat]],Table3[],8)","v":0.28519},{"$f":"(Tabulation[[#This Row],[AC System Output (kW)]]*Tabulation[[#This Row],[Rate]])","v":0.13020634640000001}]
[2,17,9,1251.2449999999999,{"$f":"Tabulation[[#This Row],[AC System Output (W)]]/1000","v":1.2512449999999999},{"$f":"VLOOKUP(Tabulation[[#This Row],[Month]],Season,2)","v":"Winter"},{"$f":"(DATE(2021,Tabulation[[#This Row],[Month]],Tabulation[[#This Row],[Day]]))","v":"2021-02-17"},{"$f":"WEEKDAY(Tabulation[[#This Row],[Date]])","v":4},{"$f":"IF(OR(Tabulation[[#This Row],[DayNo]]=1,Tabulation[[#This Row],[DayNo]]=7),1,0)","v":0},{"$f":"COUNTIF(Holidays,Tabulation[[#This Row],[Date]])","v":0},{"$f":"CONCATENATE(Tabulation[[#This Row],[Holiday]],Tabulation[[#This Row],[Season]],Tabulation[[#This Row],[Weekend]],\"-\",IF(Tabulation[[#This Row],[Hour]]<10,0,\"\"),C1165)","v":"0Winter0-09"},{"$f":"VLOOKUP(Tabulation[[#This Row],[Concat]],Table3[],8)","v":0.28519},{"$f":"(Tabulation[[#This Row],[AC System Output (kW)]]*Tabulation[[#This Row],[Rate]])","v":0.35684256154999999}]
[2,17,10,1265.7860000000001,{"$f":"Tabulation[[#This Row],[AC System Output (W)]]/1000","v":1.2657860000000001},{"$f":"VLOOKUP(Tabulation[[#This Row],[Month]],Season,2)","v":"Winter"},{"$f":"(DATE(2021,Tabulation[[#This Row],[Month]],Tabulation[[#This Row],[Day]]))","v":"2021-02-17"},{"$f":"WEEKDAY(Tabulation[[#This Row],[Date]])","v":4},{"$f":"IF(OR(Tabulation[[#This Row],[DayNo]]=1,Tabulation[[#This Row],[DayNo]]=7),1,0)","v":0},{"$f":"COUNTIF(Holidays,Tabulation[[#This Row],[Date]])","v":0},{"$f":"CONCATENATE(Tabulation[[#This Row],[Holiday]],Tabulation[[#This Row],[Season]],Tabulation[[#This Row],[Weekend]],\"-\",IF(Tabulation[[#This Row],[Hour]]<10,0,\"\"),C1166)","v":"0Winter0-10"},{"$f":"VLOOKUP(Tabulation[[#This Row],[Concat]],Table3[],8)","v":0.28519},{"$f":"(Tabulation[[#This Row],[AC System Output (kW)]]*Tabulation[[#This Row],[Rate]])","v":0.36098950934000001}]
[2,17,11,2284.4850000000001,{"$f":"Tabulation[[#This Row],[AC System Output (W)]]/1000","v":2.2844850000000001},{"$f":"VLOOKUP(Tabulation[[#This Row],[Month]],Season,2)","v":"Winter"},{"$f":"(DATE(2021,Tabulation[[#This Row],[Month]],Tabulation[[#This Row],[Day]]))","v":"2021-02-17"},{"$f":"WEEKDAY(Tabulation[[#This Row],[Date]])","v":4},{"$f":"IF(OR(Tabulation[[#This Row],[DayNo]]=1,Tabulation[[#This Row],[DayNo]]=7),1,0)","v":0},{"$f":"COUNTIF(Holidays,Tabulation[[#This Row],[Date]])","v":0},{"$f":"CONCATENATE(Tabulation[[#This Row],[Holiday]],Tabulation[[#This Row],[Season]],Tabulation[[#This Row],[Weekend]],\"-\",IF(Tabulation[[#This Row],[Hour]]<10,0,\"\"),C1167)","v":"0Winter0-11"},{"$f":"VLOOKUP(Tabulation[[#This Row],[Concat]],Table3[],8)","v":0.28519},{"$f":"(Tabulation[[#This Row],[AC System Output (kW)]]*Tabulation[[#This Row],[Rate]])","v":0.65151227715000004}]
[2,17,12,1731.5830000000001,{"$f":"Tabulation[[#This Row],[AC System Output (W)]]/1000","v":1.7315830000000001},{"$f":"VLOOKUP(Tabulation[[#This Row],[Month]],Season,2)","v":"Winter"},{"$f":"(DATE(2021,Tabulation[[#This Row],[Month]],Tabulation[[#This Row],[Day]]))","v":"2021-02-17"},{"$f":"WEEKDAY(Tabulation[[#This Row],[Date]])","v":4},{"$f":"IF(OR(Tabulation[[#This Row],[DayNo]]=1,Tabulation[[#This Row],[DayNo]]=7),1,0)","v":0},{"$f":"COUNTIF(Holidays,Tabulation[[#This Row],[Date]])","v":0},{"$f":"CONCATENATE(Tabulation[[#This Row],[Holiday]],Tabulation[[#This Row],[Season]],Tabulation[[#This Row],[Weekend]],\"-\",IF(Tabulation[[#This Row],[Hour]]<10,0,\"\"),C1168)","v":"0Winter0-12"},{"$f":"VLOOKUP(Tabulation[[#This Row],[Concat]],Table3[],8)","v":0.28519},{"$f":"(Tabulation[[#This Row],[AC System Output (kW)]]*Tabulation[[#This Row],[Rate]])","v":0.49383015577}]
[2,17,13,1118.229,{"$f":"Tabulation[[#This Row],[AC System Output (W)]]/1000","v":1.1182290000000001},{"$f":"VLOOKUP(Tabulation[[#This Row],[Month]],Season,2)","v":"Winter"},{"$f":"(DATE(2021,Tabulation[[#This Row],[Month]],Tabulation[[#This Row],[Day]]))","v":"2021-02-17"},{"$f":"WEEKDAY(Tabulation[[#This Row],[Date]])","v":4},{"$f":"IF(OR(Tabulation[[#This Row],[DayNo]]=1,Tabulation[[#This Row],[DayNo]]=7),1,0)","v":0},{"$f":"COUNTIF(Holidays,Tabulation[[#This Row],[Date]])","v":0},{"$f":"CONCATENATE(Tabulation[[#This Row],[Holiday]],Tabulation[[#This Row],[Season]],Tabulation[[#This Row],[Weekend]],\"-\",IF(Tabulation[[#This Row],[Hour]]<10,0,\"\"),C1169)","v":"0Winter0-13"},{"$f":"VLOOKUP(Tabulation[[#This Row],[Concat]],Table3[],8)","v":0.28519},{"$f":"(Tabulation[[#This Row],[AC System Output (kW)]]*Tabulation[[#This Row],[Rate]])","v":0.31890772851000004}]
[2,17,14,868.98199999999997,{"$f":"Tabulation[[#This Row],[AC System Output (W)]]/1000","v":0.86898199999999992},{"$f":"VLOOKUP(Tabulation[[#This Row],[Month]],Season,2)","v":"Winter"},{"$f":"(DATE(2021,Tabulation[[#This Row],[Month]],Tabulation[[#This Row],[Day]]))","v":"2021-02-17"},{"$f":"WEEKDAY(Tabulation[[#This Row],[Date]])","v":4},{"$f":"IF(OR(Tabulation[[#This Row],[DayNo]]=1,Tabulation[[#This Row],[DayNo]]=7),1,0)","v":0},{"$f":"COUNTIF(Holidays,Tabulation[[#This Row],[Date]])","v":0},{"$f":"CONCATENATE(Tabulation[[#This Row],[Holiday]],Tabulation[[#This Row],[Season]],Tabulation[[#This Row],[Weekend]],\"-\",IF(Tabulation[[#This Row],[Hour]]<10,0,\"\"),C1170)","v":"0Winter0-14"},{"$f":"VLOOKUP(Tabulation[[#This Row],[Concat]],Table3[],8)","v":0.28519},{"$f":"(Tabulation[[#This Row],[AC System Output (kW)]]*Tabulation[[#This Row],[Rate]])","v":0.24782497657999997}]
[2,17,15,711.36400000000003,{"$f":"Tabulation[[#This Row],[AC System Output (W)]]/1000","v":0.711364},{"$f":"VLOOKUP(Tabulation[[#This Row],[Month]],Season,2)","v":"Winter"},{"$f":"(DATE(2021,Tabulation[[#This Row],[Month]],Tabulation[[#This Row],[Day]]))","v":"2021-02-17"},{"$f":"WEEKDAY(Tabulation[[#This Row],[Date]])","v":4},{"$f":"IF(OR(Tabulation[[#This Row],[DayNo]]=1,Tabulation[[#This Row],[DayNo]]=7),1,0)","v":0},{"$f":"COUNTIF(Holidays,Tabulation[[#This Row],[Date]])","v":0},{"$f":"CONCATENATE(Tabulation[[#This Row],[Holiday]],Tabulation[[#This Row],[Season]],Tabulation[[#This Row],[Weekend]],\"-\",IF(Tabulation[[#This Row],[Hour]]<10,0,\"\"),C1171)","v":"0Winter0-15"},{"$f":"VLOOKUP(Tabulation[[#This Row],[Concat]],Table3[],8)","v":0.28519},{"$f":"(Tabulation[[#This Row],[AC System Output (kW)]]*Tabulation[[#This Row],[Rate]])","v":0.20287389916000001}]
[2,17,16,448.98899999999998,{"$f":"Tabulation[[#This Row],[AC System Output (W)]]/1000","v":0.44898899999999997},{"$f":"VLOOKUP(Tabulation[[#This Row],[Month]],Season,2)","v":"Winter"},{"$f":"(DATE(2021,Tabulation[[#This Row],[Month]],Tabulation[[#This Row],[Day]]))","v":"2021-02-17"},{"$f":"WEEKDAY(Tabulation[[#This Row],[Date]])","v":4},{"$f":"IF(OR(Tabulation[[#This Row],[DayNo]]=1,Tabulation[[#This Row],[DayNo]]=7),1,0)","v":0},{"$f":"COUNTIF(Holidays,Tabulation[[#This Row],[Date]])","v":0},{"$f":"CONCATENATE(Tabulation[[#This Row],[Holiday]],Tabulation[[#This Row],[Season]],Tabulation[[#This Row],[Weekend]],\"-\",IF(Tabulation[[#This Row],[Hour]]<10,0,\"\"),C1172)","v":"0Winter0-16"},{"$f":"VLOOKUP(Tabulation[[#This Row],[Concat]],Table3[],8)","v":0.28519},{"$f":"(Tabulation[[#This Row],[AC System Output (kW)]]*Tabulation[[#This Row],[Rate]])","v":0.12804717290999998}]
[2,17,17,28,{"$f":"Tabulation[[#This Row],[AC System Output (W)]]/1000","v":2.8000000000000001E-2},{"$f":"VLOOKUP(Tabulation[[#This Row],[Month]],Season,2)","v":"Winter"},{"$f":"(DATE(2021,Tabulation[[#This Row],[Month]],Tabulation[[#This Row],[Day]]))","v":"2021-02-17"},{"$f":"WEEKDAY(Tabulation[[#This Row],[Date]])","v":4},{"$f":"IF(OR(Tabulation[[#This Row],[DayNo]]=1,Tabulation[[#This Row],[DayNo]]=7),1,0)","v":0},{"$f":"COUNTIF(Holidays,Tabulation[[#This Row],[Date]])","v":0},{"$f":"CONCATENATE(Tabulation[[#This Row],[Holiday]],Tabulation[[#This Row],[Season]],Tabulation[[#This Row],[Weekend]],\"-\",IF(Tabulation[[#This Row],[Hour]]<10,0,\"\"),C1173)","v":"0Winter0-17"},{"$f":"VLOOKUP(Tabulation[[#This Row],[Concat]],Table3[],8)","v":0.30257000000000001},{"$f":"(Tabulation[[#This Row],[AC System Output (kW)]]*Tabulation[[#This Row],[Rate]])","v":8.4719600000000006E-3}]
[2,17,18,0,{"$f":"Tabulation[[#This Row],[AC System Output (W)]]/1000","v":0},{"$f":"VLOOKUP(Tabulation[[#This Row],[Month]],Season,2)","v":"Winter"},{"$f":"(DATE(2021,Tabulation[[#This Row],[Month]],Tabulation[[#This Row],[Day]]))","v":"2021-02-17"},{"$f":"WEEKDAY(Tabulation[[#This Row],[Date]])","v":4},{"$f":"IF(OR(Tabulation[[#This Row],[DayNo]]=1,Tabulation[[#This Row],[DayNo]]=7),1,0)","v":0},{"$f":"COUNTIF(Holidays,Tabulation[[#This Row],[Date]])","v":0},{"$f":"CONCATENATE(Tabulation[[#This Row],[Holiday]],Tabulation[[#This Row],[Season]],Tabulation[[#This Row],[Weekend]],\"-\",IF(Tabulation[[#This Row],[Hour]]<10,0,\"\"),C1174)","v":"0Winter0-18"},{"$f":"VLOOKUP(Tabulation[[#This Row],[Concat]],Table3[],8)","v":0.30257000000000001},{"$f":"(Tabulation[[#This Row],[AC System Output (kW)]]*Tabulation[[#This Row],[Rate]])","v":0}]
[2,17,19,0,{"$f":"Tabulation[[#This Row],[AC System Output (W)]]/1000","v":0},{"$f":"VLOOKUP(Tabulation[[#This Row],[Month]],Season,2)","v":"Winter"},{"$f":"(DATE(2021,Tabulation[[#This Row],[Month]],Tabulation[[#This Row],[Day]]))","v":"2021-02-17"},{"$f":"WEEKDAY(Tabulation[[#This Row],[Date]])","v":4},{"$f":"IF(OR(Tabulation[[#This Row],[DayNo]]=1,Tabulation[[#This Row],[DayNo]]=7),1,0)","v":0},{"$f":"COUNTIF(Holidays,Tabulation[[#This Row],[Date]])","v":0},{"$f":"CONCATENATE(Tabulation[[#This Row],[Holiday]],Tabulation[[#This Row],[Season]],Tabulation[[#This Row],[Weekend]],\"-\",IF(Tabulation[[#This Row],[Hour]]<10,0,\"\"),C1175)","v":"0Winter0-19"},{"$f":"VLOOKUP(Tabulation[[#This Row],[Concat]],Table3[],8)","v":0.30257000000000001},{"$f":"(Tabulation[[#This Row],[AC System Output (kW)]]*Tabulation[[#This Row],[Rate]])","v":0}]
[2,17,20,0,{"$f":"Tabulation[[#This Row],[AC System Output (W)]]/1000","v":0},{"$f":"VLOOKUP(Tabulation[[#This Row],[Month]],Season,2)","v":"Winter"},{"$f":"(DATE(2021,Tabulation[[#This Row],[Month]],Tabulation[[#This Row],[Day]]))","v":"2021-02-17"},{"$f":"WEEKDAY(Tabulation[[#This Row],[Date]])","v":4},{"$f":"IF(OR(Tabulation[[#This Row],[DayNo]]=1,Tabulation[[#This Row],[DayNo]]=7),1,0)","v":0},{"$f":"COUNTIF(Holidays,Tabulation[[#This Row],[Date]])","v":0},{"$f":"CONCATENATE(Tabulation[[#This Row],[Holiday]],Tabulation[[#This Row],[Season]],Tabulation[[#This Row],[Weekend]],\"-\",IF(Tabulation[[#This Row],[Hour]]<10,0,\"\"),C1176)","v":"0Winter0-20"},{"$f":"VLOOKUP(Tabulation[[#This Row],[Concat]],Table3[],8)","v":0.28519},{"$f":"(Tabulation[[#This Row],[AC System Output (kW)]]*Tabulation[[#This Row],[Rate]])","v":0}]
[2,17,21,0,{"$f":"Tabulation[[#This Row],[AC System Output (W)]]/1000","v":0},{"$f":"VLOOKUP(Tabulation[[#This Row],[Month]],Season,2)","v":"Winter"},{"$f":"(DATE(2021,Tabulation[[#This Row],[Month]],Tabulation[[#This Row],[Day]]))","v":"2021-02-17"},{"$f":"WEEKDAY(Tabulation[[#This Row],[Date]])","v":4},{"$f":"IF(OR(Tabulation[[#This Row],[DayNo]]=1,Tabulation[[#This Row],[DayNo]]=7),1,0)","v":0},{"$f":"COUNTIF(Holidays,Tabulation[[#This Row],[Date]])","v":0},{"$f":"CONCATENATE(Tabulation[[#This Row],[Holiday]],Tabulation[[#This Row],[Season]],Tabulation[[#This Row],[Weekend]],\"-\",IF(Tabulation[[#This Row],[Hour]]<10,0,\"\"),C1177)","v":"0Winter0-21"},{"$f":"VLOOKUP(Tabulation[[#This Row],[Concat]],Table3[],8)","v":0.28519},{"$f":"(Tabulation[[#This Row],[AC System Output (kW)]]*Tabulation[[#This Row],[Rate]])","v":0}]
[2,17,22,0,{"$f":"Tabulation[[#This Row],[AC System Output (W)]]/1000","v":0},{"$f":"VLOOKUP(Tabulation[[#This Row],[Month]],Season,2)","v":"Winter"},{"$f":"(DATE(2021,Tabulation[[#This Row],[Month]],Tabulation[[#This Row],[Day]]))","v":"2021-02-17"},{"$f":"WEEKDAY(Tabulation[[#This Row],[Date]])","v":4},{"$f":"IF(OR(Tabulation[[#This Row],[DayNo]]=1,Tabulation[[#This Row],[DayNo]]=7),1,0)","v":0},{"$f":"COUNTIF(Holidays,Tabulation[[#This Row],[Date]])","v":0},{"$f":"CONCATENATE(Tabulation[[#This Row],[Holiday]],Tabulation[[#This Row],[Season]],Tabulation[[#This Row],[Weekend]],\"-\",IF(Tabulation[[#This Row],[Hour]]<10,0,\"\"),C1178)","v":"0Winter0-22"},{"$f":"VLOOKUP(Tabulation[[#This Row],[Concat]],Table3[],8)","v":0.28519},{"$f":"(Tabulation[[#This Row],[AC System Output (kW)]]*Tabulation[[#This Row],[Rate]])","v":0}]
[2,17,23,0,{"$f":"Tabulation[[#This Row],[AC System Output (W)]]/1000","v":0},{"$f":"VLOOKUP(Tabulation[[#This Row],[Month]],Season,2)","v":"Winter"},{"$f":"(DATE(2021,Tabulation[[#This Row],[Month]],Tabulation[[#This Row],[Day]]))","v":"2021-02-17"},{"$f":"WEEKDAY(Tabulation[[#This Row],[Date]])","v":4},{"$f":"IF(OR(Tabulation[[#This Row],[DayNo]]=1,Tabulation[[#This Row],[DayNo]]=7),1,0)","v":0},{"$f":"COUNTIF(Holidays,Tabulation[[#This Row],[Date]])","v":0},{"$f":"CONCATENATE(Tabulation[[#This Row],[Holiday]],Tabulation[[#This Row],[Season]],Tabulation[[#This Row],[Weekend]],\"-\",IF(Tabulation[[#This Row],[Hour]]<10,0,\"\"),C1179)","v":"0Winter0-23"},{"$f":"VLOOKUP(Tabulation[[#This Row],[Concat]],Table3[],8)","v":0.28519},{"$f":"(Tabulation[[#This Row],[AC System Output (kW)]]*Tabulation[[#This Row],[Rate]])","v":0}]
[2,18,0,0,{"$f":"Tabulation[[#This Row],[AC System Output (W)]]/1000","v":0},{"$f":"VLOOKUP(Tabulation[[#This Row],[Month]],Season,2)","v":"Winter"},{"$f":"(DATE(2021,Tabulation[[#This Row],[Month]],Tabulation[[#This Row],[Day]]))","v":"2021-02-18"},{"$f":"WEEKDAY(Tabulation[[#This Row],[Date]])","v":5},{"$f":"IF(OR(Tabulation[[#This Row],[DayNo]]=1,Tabulation[[#This Row],[DayNo]]=7),1,0)","v":0},{"$f":"COUNTIF(Holidays,Tabulation[[#This Row],[Date]])","v":0},{"$f":"CONCATENATE(Tabulation[[#This Row],[Holiday]],Tabulation[[#This Row],[Season]],Tabulation[[#This Row],[Weekend]],\"-\",IF(Tabulation[[#This Row],[Hour]]<10,0,\"\"),C1180)","v":"0Winter0-00"},{"$f":"VLOOKUP(Tabulation[[#This Row],[Concat]],Table3[],8)","v":0.28519},{"$f":"(Tabulation[[#This Row],[AC System Output (kW)]]*Tabulation[[#This Row],[Rate]])","v":0}]
[2,18,1,0,{"$f":"Tabulation[[#This Row],[AC System Output (W)]]/1000","v":0},{"$f":"VLOOKUP(Tabulation[[#This Row],[Month]],Season,2)","v":"Winter"},{"$f":"(DATE(2021,Tabulation[[#This Row],[Month]],Tabulation[[#This Row],[Day]]))","v":"2021-02-18"},{"$f":"WEEKDAY(Tabulation[[#This Row],[Date]])","v":5},{"$f":"IF(OR(Tabulation[[#This Row],[DayNo]]=1,Tabulation[[#This Row],[DayNo]]=7),1,0)","v":0},{"$f":"COUNTIF(Holidays,Tabulation[[#This Row],[Date]])","v":0},{"$f":"CONCATENATE(Tabulation[[#This Row],[Holiday]],Tabulation[[#This Row],[Season]],Tabulation[[#This Row],[Weekend]],\"-\",IF(Tabulation[[#This Row],[Hour]]<10,0,\"\"),C1181)","v":"0Winter0-01"},{"$f":"VLOOKUP(Tabulation[[#This Row],[Concat]],Table3[],8)","v":0.28519},{"$f":"(Tabulation[[#This Row],[AC System Output (kW)]]*Tabulation[[#This Row],[Rate]])","v":0}]
[2,18,2,0,{"$f":"Tabulation[[#This Row],[AC System Output (W)]]/1000","v":0},{"$f":"VLOOKUP(Tabulation[[#This Row],[Month]],Season,2)","v":"Winter"},{"$f":"(DATE(2021,Tabulation[[#This Row],[Month]],Tabulation[[#This Row],[Day]]))","v":"2021-02-18"},{"$f":"WEEKDAY(Tabulation[[#This Row],[Date]])","v":5},{"$f":"IF(OR(Tabulation[[#This Row],[DayNo]]=1,Tabulation[[#This Row],[DayNo]]=7),1,0)","v":0},{"$f":"COUNTIF(Holidays,Tabulation[[#This Row],[Date]])","v":0},{"$f":"CONCATENATE(Tabulation[[#This Row],[Holiday]],Tabulation[[#This Row],[Season]],Tabulation[[#This Row],[Weekend]],\"-\",IF(Tabulation[[#This Row],[Hour]]<10,0,\"\"),C1182)","v":"0Winter0-02"},{"$f":"VLOOKUP(Tabulation[[#This Row],[Concat]],Table3[],8)","v":0.28519},{"$f":"(Tabulation[[#This Row],[AC System Output (kW)]]*Tabulation[[#This Row],[Rate]])","v":0}]
[2,18,3,0,{"$f":"Tabulation[[#This Row],[AC System Output (W)]]/1000","v":0},{"$f":"VLOOKUP(Tabulation[[#This Row],[Month]],Season,2)","v":"Winter"},{"$f":"(DATE(2021,Tabulation[[#This Row],[Month]],Tabulation[[#This Row],[Day]]))","v":"2021-02-18"},{"$f":"WEEKDAY(Tabulation[[#This Row],[Date]])","v":5},{"$f":"IF(OR(Tabulation[[#This Row],[DayNo]]=1,Tabulation[[#This Row],[DayNo]]=7),1,0)","v":0},{"$f":"COUNTIF(Holidays,Tabulation[[#This Row],[Date]])","v":0},{"$f":"CONCATENATE(Tabulation[[#This Row],[Holiday]],Tabulation[[#This Row],[Season]],Tabulation[[#This Row],[Weekend]],\"-\",IF(Tabulation[[#This Row],[Hour]]<10,0,\"\"),C1183)","v":"0Winter0-03"},{"$f":"VLOOKUP(Tabulation[[#This Row],[Concat]],Table3[],8)","v":0.28519},{"$f":"(Tabulation[[#This Row],[AC System Output (kW)]]*Tabulation[[#This Row],[Rate]])","v":0}]
[2,18,4,0,{"$f":"Tabulation[[#This Row],[AC System Output (W)]]/1000","v":0},{"$f":"VLOOKUP(Tabulation[[#This Row],[Month]],Season,2)","v":"Winter"},{"$f":"(DATE(2021,Tabulation[[#This Row],[Month]],Tabulation[[#This Row],[Day]]))","v":"2021-02-18"},{"$f":"WEEKDAY(Tabulation[[#This Row],[Date]])","v":5},{"$f":"IF(OR(Tabulation[[#This Row],[DayNo]]=1,Tabulation[[#This Row],[DayNo]]=7),1,0)","v":0},{"$f":"COUNTIF(Holidays,Tabulation[[#This Row],[Date]])","v":0},{"$f":"CONCATENATE(Tabulation[[#This Row],[Holiday]],Tabulation[[#This Row],[Season]],Tabulation[[#This Row],[Weekend]],\"-\",IF(Tabulation[[#This Row],[Hour]]<10,0,\"\"),C1184)","v":"0Winter0-04"},{"$f":"VLOOKUP(Tabulation[[#This Row],[Concat]],Table3[],8)","v":0.28519},{"$f":"(Tabulation[[#This Row],[AC System Output (kW)]]*Tabulation[[#This Row],[Rate]])","v":0}]
[2,18,5,0,{"$f":"Tabulation[[#This Row],[AC System Output (W)]]/1000","v":0},{"$f":"VLOOKUP(Tabulation[[#This Row],[Month]],Season,2)","v":"Winter"},{"$f":"(DATE(2021,Tabulation[[#This Row],[Month]],Tabulation[[#This Row],[Day]]))","v":"2021-02-18"},{"$f":"WEEKDAY(Tabulation[[#This Row],[Date]])","v":5},{"$f":"IF(OR(Tabulation[[#This Row],[DayNo]]=1,Tabulation[[#This Row],[DayNo]]=7),1,0)","v":0},{"$f":"COUNTIF(Holidays,Tabulation[[#This Row],[Date]])","v":0},{"$f":"CONCATENATE(Tabulation[[#This Row],[Holiday]],Tabulation[[#This Row],[Season]],Tabulation[[#This Row],[Weekend]],\"-\",IF(Tabulation[[#This Row],[Hour]]<10,0,\"\"),C1185)","v":"0Winter0-05"},{"$f":"VLOOKUP(Tabulation[[#This Row],[Concat]],Table3[],8)","v":0.28519},{"$f":"(Tabulation[[#This Row],[AC System Output (kW)]]*Tabulation[[#This Row],[Rate]])","v":0}]
[2,18,6,0,{"$f":"Tabulation[[#This Row],[AC System Output (W)]]/1000","v":0},{"$f":"VLOOKUP(Tabulation[[#This Row],[Month]],Season,2)","v":"Winter"},{"$f":"(DATE(2021,Tabulation[[#This Row],[Month]],Tabulation[[#This Row],[Day]]))","v":"2021-02-18"},{"$f":"WEEKDAY(Tabulation[[#This Row],[Date]])","v":5},{"$f":"IF(OR(Tabulation[[#This Row],[DayNo]]=1,Tabulation[[#This Row],[DayNo]]=7),1,0)","v":0},{"$f":"COUNTIF(Holidays,Tabulation[[#This Row],[Date]])","v":0},{"$f":"CONCATENATE(Tabulation[[#This Row],[Holiday]],Tabulation[[#This Row],[Season]],Tabulation[[#This Row],[Weekend]],\"-\",IF(Tabulation[[#This Row],[Hour]]<10,0,\"\"),C1186)","v":"0Winter0-06"},{"$f":"VLOOKUP(Tabulation[[#This Row],[Concat]],Table3[],8)","v":0.28519},{"$f":"(Tabulation[[#This Row],[AC System Output (kW)]]*Tabulation[[#This Row],[Rate]])","v":0}]
[2,18,7,476.26,{"$f":"Tabulation[[#This Row],[AC System Output (W)]]/1000","v":0.47626000000000002},{"$f":"VLOOKUP(Tabulation[[#This Row],[Month]],Season,2)","v":"Winter"},{"$f":"(DATE(2021,Tabulation[[#This Row],[Month]],Tabulation[[#This Row],[Day]]))","v":"2021-02-18"},{"$f":"WEEKDAY(Tabulation[[#This Row],[Date]])","v":5},{"$f":"IF(OR(Tabulation[[#This Row],[DayNo]]=1,Tabulation[[#This Row],[DayNo]]=7),1,0)","v":0},{"$f":"COUNTIF(Holidays,Tabulation[[#This Row],[Date]])","v":0},{"$f":"CONCATENATE(Tabulation[[#This Row],[Holiday]],Tabulation[[#This Row],[Season]],Tabulation[[#This Row],[Weekend]],\"-\",IF(Tabulation[[#This Row],[Hour]]<10,0,\"\"),C1187)","v":"0Winter0-07"},{"$f":"VLOOKUP(Tabulation[[#This Row],[Concat]],Table3[],8)","v":0.28519},{"$f":"(Tabulation[[#This Row],[AC System Output (kW)]]*Tabulation[[#This Row],[Rate]])","v":0.1358245894}]
[2,18,8,1392.2070000000001,{"$f":"Tabulation[[#This Row],[AC System Output (W)]]/1000","v":1.3922070000000002},{"$f":"VLOOKUP(Tabulation[[#This Row],[Month]],Season,2)","v":"Winter"},{"$f":"(DATE(2021,Tabulation[[#This Row],[Month]],Tabulation[[#This Row],[Day]]))","v":"2021-02-18"},{"$f":"WEEKDAY(Tabulation[[#This Row],[Date]])","v":5},{"$f":"IF(OR(Tabulation[[#This Row],[DayNo]]=1,Tabulation[[#This Row],[DayNo]]=7),1,0)","v":0},{"$f":"COUNTIF(Holidays,Tabulation[[#This Row],[Date]])","v":0},{"$f":"CONCATENATE(Tabulation[[#This Row],[Holiday]],Tabulation[[#This Row],[Season]],Tabulation[[#This Row],[Weekend]],\"-\",IF(Tabulation[[#This Row],[Hour]]<10,0,\"\"),C1188)","v":"0Winter0-08"},{"$f":"VLOOKUP(Tabulation[[#This Row],[Concat]],Table3[],8)","v":0.28519},{"$f":"(Tabulation[[#This Row],[AC System Output (kW)]]*Tabulation[[#This Row],[Rate]])","v":0.39704351433000007}]
[2,18,9,2160.567,{"$f":"Tabulation[[#This Row],[AC System Output (W)]]/1000","v":2.1605669999999999},{"$f":"VLOOKUP(Tabulation[[#This Row],[Month]],Season,2)","v":"Winter"},{"$f":"(DATE(2021,Tabulation[[#This Row],[Month]],Tabulation[[#This Row],[Day]]))","v":"2021-02-18"},{"$f":"WEEKDAY(Tabulation[[#This Row],[Date]])","v":5},{"$f":"IF(OR(Tabulation[[#This Row],[DayNo]]=1,Tabulation[[#This Row],[DayNo]]=7),1,0)","v":0},{"$f":"COUNTIF(Holidays,Tabulation[[#This Row],[Date]])","v":0},{"$f":"CONCATENATE(Tabulation[[#This Row],[Holiday]],Tabulation[[#This Row],[Season]],Tabulation[[#This Row],[Weekend]],\"-\",IF(Tabulation[[#This Row],[Hour]]<10,0,\"\"),C1189)","v":"0Winter0-09"},{"$f":"VLOOKUP(Tabulation[[#This Row],[Concat]],Table3[],8)","v":0.28519},{"$f":"(Tabulation[[#This Row],[AC System Output (kW)]]*Tabulation[[#This Row],[Rate]])","v":0.61617210273}]
[2,18,10,2645.672,{"$f":"Tabulation[[#This Row],[AC System Output (W)]]/1000","v":2.6456720000000002},{"$f":"VLOOKUP(Tabulation[[#This Row],[Month]],Season,2)","v":"Winter"},{"$f":"(DATE(2021,Tabulation[[#This Row],[Month]],Tabulation[[#This Row],[Day]]))","v":"2021-02-18"},{"$f":"WEEKDAY(Tabulation[[#This Row],[Date]])","v":5},{"$f":"IF(OR(Tabulation[[#This Row],[DayNo]]=1,Tabulation[[#This Row],[DayNo]]=7),1,0)","v":0},{"$f":"COUNTIF(Holidays,Tabulation[[#This Row],[Date]])","v":0},{"$f":"CONCATENATE(Tabulation[[#This Row],[Holiday]],Tabulation[[#This Row],[Season]],Tabulation[[#This Row],[Weekend]],\"-\",IF(Tabulation[[#This Row],[Hour]]<10,0,\"\"),C1190)","v":"0Winter0-10"},{"$f":"VLOOKUP(Tabulation[[#This Row],[Concat]],Table3[],8)","v":0.28519},{"$f":"(Tabulation[[#This Row],[AC System Output (kW)]]*Tabulation[[#This Row],[Rate]])","v":0.75451919768000009}]
[2,18,11,2920.3009999999999,{"$f":"Tabulation[[#This Row],[AC System Output (W)]]/1000","v":2.9203009999999998},{"$f":"VLOOKUP(Tabulation[[#This Row],[Month]],Season,2)","v":"Winter"},{"$f":"(DATE(2021,Tabulation[[#This Row],[Month]],Tabulation[[#This Row],[Day]]))","v":"2021-02-18"},{"$f":"WEEKDAY(Tabulation[[#This Row],[Date]])","v":5},{"$f":"IF(OR(Tabulation[[#This Row],[DayNo]]=1,Tabulation[[#This Row],[DayNo]]=7),1,0)","v":0},{"$f":"COUNTIF(Holidays,Tabulation[[#This Row],[Date]])","v":0},{"$f":"CONCATENATE(Tabulation[[#This Row],[Holiday]],Tabulation[[#This Row],[Season]],Tabulation[[#This Row],[Weekend]],\"-\",IF(Tabulation[[#This Row],[Hour]]<10,0,\"\"),C1191)","v":"0Winter0-11"},{"$f":"VLOOKUP(Tabulation[[#This Row],[Concat]],Table3[],8)","v":0.28519},{"$f":"(Tabulation[[#This Row],[AC System Output (kW)]]*Tabulation[[#This Row],[Rate]])","v":0.83284064218999998}]
[2,18,12,2959.6030000000001,{"$f":"Tabulation[[#This Row],[AC System Output (W)]]/1000","v":2.959603},{"$f":"VLOOKUP(Tabulation[[#This Row],[Month]],Season,2)","v":"Winter"},{"$f":"(DATE(2021,Tabulation[[#This Row],[Month]],Tabulation[[#This Row],[Day]]))","v":"2021-02-18"},{"$f":"WEEKDAY(Tabulation[[#This Row],[Date]])","v":5},{"$f":"IF(OR(Tabulation[[#This Row],[DayNo]]=1,Tabulation[[#This Row],[DayNo]]=7),1,0)","v":0},{"$f":"COUNTIF(Holidays,Tabulation[[#This Row],[Date]])","v":0},{"$f":"CONCATENATE(Tabulation[[#This Row],[Holiday]],Tabulation[[#This Row],[Season]],Tabulation[[#This Row],[Weekend]],\"-\",IF(Tabulation[[#This Row],[Hour]]<10,0,\"\"),C1192)","v":"0Winter0-12"},{"$f":"VLOOKUP(Tabulation[[#This Row],[Concat]],Table3[],8)","v":0.28519},{"$f":"(Tabulation[[#This Row],[AC System Output (kW)]]*Tabulation[[#This Row],[Rate]])","v":0.84404917957000003}]
[2,18,13,2755.9630000000002,{"$f":"Tabulation[[#This Row],[AC System Output (W)]]/1000","v":2.7559630000000004},{"$f":"VLOOKUP(Tabulation[[#This Row],[Month]],Season,2)","v":"Winter"},{"$f":"(DATE(2021,Tabulation[[#This Row],[Month]],Tabulation[[#This Row],[Day]]))","v":"2021-02-18"},{"$f":"WEEKDAY(Tabulation[[#This Row],[Date]])","v":5},{"$f":"IF(OR(Tabulation[[#This Row],[DayNo]]=1,Tabulation[[#This Row],[DayNo]]=7),1,0)","v":0},{"$f":"COUNTIF(Holidays,Tabulation[[#This Row],[Date]])","v":0},{"$f":"CONCATENATE(Tabulation[[#This Row],[Holiday]],Tabulation[[#This Row],[Season]],Tabulation[[#This Row],[Weekend]],\"-\",IF(Tabulation[[#This Row],[Hour]]<10,0,\"\"),C1193)","v":"0Winter0-13"},{"$f":"VLOOKUP(Tabulation[[#This Row],[Concat]],Table3[],8)","v":0.28519},{"$f":"(Tabulation[[#This Row],[AC System Output (kW)]]*Tabulation[[#This Row],[Rate]])","v":0.78597308797000009}]
[2,18,14,2375.6799999999998,{"$f":"Tabulation[[#This Row],[AC System Output (W)]]/1000","v":2.37568},{"$f":"VLOOKUP(Tabulation[[#This Row],[Month]],Season,2)","v":"Winter"},{"$f":"(DATE(2021,Tabulation[[#This Row],[Month]],Tabulation[[#This Row],[Day]]))","v":"2021-02-18"},{"$f":"WEEKDAY(Tabulation[[#This Row],[Date]])","v":5},{"$f":"IF(OR(Tabulation[[#This Row],[DayNo]]=1,Tabulation[[#This Row],[DayNo]]=7),1,0)","v":0},{"$f":"COUNTIF(Holidays,Tabulation[[#This Row],[Date]])","v":0},{"$f":"CONCATENATE(Tabulation[[#This Row],[Holiday]],Tabulation[[#This Row],[Season]],Tabulation[[#This Row],[Weekend]],\"-\",IF(Tabulation[[#This Row],[Hour]]<10,0,\"\"),C1194)","v":"0Winter0-14"},{"$f":"VLOOKUP(Tabulation[[#This Row],[Concat]],Table3[],8)","v":0.28519},{"$f":"(Tabulation[[#This Row],[AC System Output (kW)]]*Tabulation[[#This Row],[Rate]])","v":0.67752017919999996}]
[2,18,15,1735.018,{"$f":"Tabulation[[#This Row],[AC System Output (W)]]/1000","v":1.7350179999999999},{"$f":"VLOOKUP(Tabulation[[#This Row],[Month]],Season,2)","v":"Winter"},{"$f":"(DATE(2021,Tabulation[[#This Row],[Month]],Tabulation[[#This Row],[Day]]))","v":"2021-02-18"},{"$f":"WEEKDAY(Tabulation[[#This Row],[Date]])","v":5},{"$f":"IF(OR(Tabulation[[#This Row],[DayNo]]=1,Tabulation[[#This Row],[DayNo]]=7),1,0)","v":0},{"$f":"COUNTIF(Holidays,Tabulation[[#This Row],[Date]])","v":0},{"$f":"CONCATENATE(Tabulation[[#This Row],[Holiday]],Tabulation[[#This Row],[Season]],Tabulation[[#This Row],[Weekend]],\"-\",IF(Tabulation[[#This Row],[Hour]]<10,0,\"\"),C1195)","v":"0Winter0-15"},{"$f":"VLOOKUP(Tabulation[[#This Row],[Concat]],Table3[],8)","v":0.28519},{"$f":"(Tabulation[[#This Row],[AC System Output (kW)]]*Tabulation[[#This Row],[Rate]])","v":0.49480978341999998}]
[2,18,16,940.12300000000005,{"$f":"Tabulation[[#This Row],[AC System Output (W)]]/1000","v":0.94012300000000004},{"$f":"VLOOKUP(Tabulation[[#This Row],[Month]],Season,2)","v":"Winter"},{"$f":"(DATE(2021,Tabulation[[#This Row],[Month]],Tabulation[[#This Row],[Day]]))","v":"2021-02-18"},{"$f":"WEEKDAY(Tabulation[[#This Row],[Date]])","v":5},{"$f":"IF(OR(Tabulation[[#This Row],[DayNo]]=1,Tabulation[[#This Row],[DayNo]]=7),1,0)","v":0},{"$f":"COUNTIF(Holidays,Tabulation[[#This Row],[Date]])","v":0},{"$f":"CONCATENATE(Tabulation[[#This Row],[Holiday]],Tabulation[[#This Row],[Season]],Tabulation[[#This Row],[Weekend]],\"-\",IF(Tabulation[[#This Row],[Hour]]<10,0,\"\"),C1196)","v":"0Winter0-16"},{"$f":"VLOOKUP(Tabulation[[#This Row],[Concat]],Table3[],8)","v":0.28519},{"$f":"(Tabulation[[#This Row],[AC System Output (kW)]]*Tabulation[[#This Row],[Rate]])","v":0.26811367837}]
[2,18,17,148.602,{"$f":"Tabulation[[#This Row],[AC System Output (W)]]/1000","v":0.14860200000000001},{"$f":"VLOOKUP(Tabulation[[#This Row],[Month]],Season,2)","v":"Winter"},{"$f":"(DATE(2021,Tabulation[[#This Row],[Month]],Tabulation[[#This Row],[Day]]))","v":"2021-02-18"},{"$f":"WEEKDAY(Tabulation[[#This Row],[Date]])","v":5},{"$f":"IF(OR(Tabulation[[#This Row],[DayNo]]=1,Tabulation[[#This Row],[DayNo]]=7),1,0)","v":0},{"$f":"COUNTIF(Holidays,Tabulation[[#This Row],[Date]])","v":0},{"$f":"CONCATENATE(Tabulation[[#This Row],[Holiday]],Tabulation[[#This Row],[Season]],Tabulation[[#This Row],[Weekend]],\"-\",IF(Tabulation[[#This Row],[Hour]]<10,0,\"\"),C1197)","v":"0Winter0-17"},{"$f":"VLOOKUP(Tabulation[[#This Row],[Concat]],Table3[],8)","v":0.30257000000000001},{"$f":"(Tabulation[[#This Row],[AC System Output (kW)]]*Tabulation[[#This Row],[Rate]])","v":4.4962507140000003E-2}]
[2,18,18,0,{"$f":"Tabulation[[#This Row],[AC System Output (W)]]/1000","v":0},{"$f":"VLOOKUP(Tabulation[[#This Row],[Month]],Season,2)","v":"Winter"},{"$f":"(DATE(2021,Tabulation[[#This Row],[Month]],Tabulation[[#This Row],[Day]]))","v":"2021-02-18"},{"$f":"WEEKDAY(Tabulation[[#This Row],[Date]])","v":5},{"$f":"IF(OR(Tabulation[[#This Row],[DayNo]]=1,Tabulation[[#This Row],[DayNo]]=7),1,0)","v":0},{"$f":"COUNTIF(Holidays,Tabulation[[#This Row],[Date]])","v":0},{"$f":"CONCATENATE(Tabulation[[#This Row],[Holiday]],Tabulation[[#This Row],[Season]],Tabulation[[#This Row],[Weekend]],\"-\",IF(Tabulation[[#This Row],[Hour]]<10,0,\"\"),C1198)","v":"0Winter0-18"},{"$f":"VLOOKUP(Tabulation[[#This Row],[Concat]],Table3[],8)","v":0.30257000000000001},{"$f":"(Tabulation[[#This Row],[AC System Output (kW)]]*Tabulation[[#This Row],[Rate]])","v":0}]
[2,18,19,0,{"$f":"Tabulation[[#This Row],[AC System Output (W)]]/1000","v":0},{"$f":"VLOOKUP(Tabulation[[#This Row],[Month]],Season,2)","v":"Winter"},{"$f":"(DATE(2021,Tabulation[[#This Row],[Month]],Tabulation[[#This Row],[Day]]))","v":"2021-02-18"},{"$f":"WEEKDAY(Tabulation[[#This Row],[Date]])","v":5},{"$f":"IF(OR(Tabulation[[#This Row],[DayNo]]=1,Tabulation[[#This Row],[DayNo]]=7),1,0)","v":0},{"$f":"COUNTIF(Holidays,Tabulation[[#This Row],[Date]])","v":0},{"$f":"CONCATENATE(Tabulation[[#This Row],[Holiday]],Tabulation[[#This Row],[Season]],Tabulation[[#This Row],[Weekend]],\"-\",IF(Tabulation[[#This Row],[Hour]]<10,0,\"\"),C1199)","v":"0Winter0-19"},{"$f":"VLOOKUP(Tabulation[[#This Row],[Concat]],Table3[],8)","v":0.30257000000000001},{"$f":"(Tabulation[[#This Row],[AC System Output (kW)]]*Tabulation[[#This Row],[Rate]])","v":0}]
[2,18,20,0,{"$f":"Tabulation[[#This Row],[AC System Output (W)]]/1000","v":0},{"$f":"VLOOKUP(Tabulation[[#This Row],[Month]],Season,2)","v":"Winter"},{"$f":"(DATE(2021,Tabulation[[#This Row],[Month]],Tabulation[[#This Row],[Day]]))","v":"2021-02-18"},{"$f":"WEEKDAY(Tabulation[[#This Row],[Date]])","v":5},{"$f":"IF(OR(Tabulation[[#This Row],[DayNo]]=1,Tabulation[[#This Row],[DayNo]]=7),1,0)","v":0},{"$f":"COUNTIF(Holidays,Tabulation[[#This Row],[Date]])","v":0},{"$f":"CONCATENATE(Tabulation[[#This Row],[Holiday]],Tabulation[[#This Row],[Season]],Tabulation[[#This Row],[Weekend]],\"-\",IF(Tabulation[[#This Row],[Hour]]<10,0,\"\"),C1200)","v":"0Winter0-20"},{"$f":"VLOOKUP(Tabulation[[#This Row],[Concat]],Table3[],8)","v":0.28519},{"$f":"(Tabulation[[#This Row],[AC System Output (kW)]]*Tabulation[[#This Row],[Rate]])","v":0}]
[2,18,21,0,{"$f":"Tabulation[[#This Row],[AC System Output (W)]]/1000","v":0},{"$f":"VLOOKUP(Tabulation[[#This Row],[Month]],Season,2)","v":"Winter"},{"$f":"(DATE(2021,Tabulation[[#This Row],[Month]],Tabulation[[#This Row],[Day]]))","v":"2021-02-18"},{"$f":"WEEKDAY(Tabulation[[#This Row],[Date]])","v":5},{"$f":"IF(OR(Tabulation[[#This Row],[DayNo]]=1,Tabulation[[#This Row],[DayNo]]=7),1,0)","v":0},{"$f":"COUNTIF(Holidays,Tabulation[[#This Row],[Date]])","v":0},{"$f":"CONCATENATE(Tabulation[[#This Row],[Holiday]],Tabulation[[#This Row],[Season]],Tabulation[[#This Row],[Weekend]],\"-\",IF(Tabulation[[#This Row],[Hour]]<10,0,\"\"),C1201)","v":"0Winter0-21"},{"$f":"VLOOKUP(Tabulation[[#This Row],[Concat]],Table3[],8)","v":0.28519},{"$f":"(Tabulation[[#This Row],[AC System Output (kW)]]*Tabulation[[#This Row],[Rate]])","v":0}]
[2,18,22,0,{"$f":"Tabulation[[#This Row],[AC System Output (W)]]/1000","v":0},{"$f":"VLOOKUP(Tabulation[[#This Row],[Month]],Season,2)","v":"Winter"},{"$f":"(DATE(2021,Tabulation[[#This Row],[Month]],Tabulation[[#This Row],[Day]]))","v":"2021-02-18"},{"$f":"WEEKDAY(Tabulation[[#This Row],[Date]])","v":5},{"$f":"IF(OR(Tabulation[[#This Row],[DayNo]]=1,Tabulation[[#This Row],[DayNo]]=7),1,0)","v":0},{"$f":"COUNTIF(Holidays,Tabulation[[#This Row],[Date]])","v":0},{"$f":"CONCATENATE(Tabulation[[#This Row],[Holiday]],Tabulation[[#This Row],[Season]],Tabulation[[#This Row],[Weekend]],\"-\",IF(Tabulation[[#This Row],[Hour]]<10,0,\"\"),C1202)","v":"0Winter0-22"},{"$f":"VLOOKUP(Tabulation[[#This Row],[Concat]],Table3[],8)","v":0.28519},{"$f":"(Tabulation[[#This Row],[AC System Output (kW)]]*Tabulation[[#This Row],[Rate]])","v":0}]
[2,18,23,0,{"$f":"Tabulation[[#This Row],[AC System Output (W)]]/1000","v":0},{"$f":"VLOOKUP(Tabulation[[#This Row],[Month]],Season,2)","v":"Winter"},{"$f":"(DATE(2021,Tabulation[[#This Row],[Month]],Tabulation[[#This Row],[Day]]))","v":"2021-02-18"},{"$f":"WEEKDAY(Tabulation[[#This Row],[Date]])","v":5},{"$f":"IF(OR(Tabulation[[#This Row],[DayNo]]=1,Tabulation[[#This Row],[DayNo]]=7),1,0)","v":0},{"$f":"COUNTIF(Holidays,Tabulation[[#This Row],[Date]])","v":0},{"$f":"CONCATENATE(Tabulation[[#This Row],[Holiday]],Tabulation[[#This Row],[Season]],Tabulation[[#This Row],[Weekend]],\"-\",IF(Tabulation[[#This Row],[Hour]]<10,0,\"\"),C1203)","v":"0Winter0-23"},{"$f":"VLOOKUP(Tabulation[[#This Row],[Concat]],Table3[],8)","v":0.28519},{"$f":"(Tabulation[[#This Row],[AC System Output (kW)]]*Tabulation[[#This Row],[Rate]])","v":0}]
[2,19,0,0,{"$f":"Tabulation[[#This Row],[AC System Output (W)]]/1000","v":0},{"$f":"VLOOKUP(Tabulation[[#This Row],[Month]],Season,2)","v":"Winter"},{"$f":"(DATE(2021,Tabulation[[#This Row],[Month]],Tabulation[[#This Row],[Day]]))","v":"2021-02-19"},{"$f":"WEEKDAY(Tabulation[[#This Row],[Date]])","v":6},{"$f":"IF(OR(Tabulation[[#This Row],[DayNo]]=1,Tabulation[[#This Row],[DayNo]]=7),1,0)","v":0},{"$f":"COUNTIF(Holidays,Tabulation[[#This Row],[Date]])","v":0},{"$f":"CONCATENATE(Tabulation[[#This Row],[Holiday]],Tabulation[[#This Row],[Season]],Tabulation[[#This Row],[Weekend]],\"-\",IF(Tabulation[[#This Row],[Hour]]<10,0,\"\"),C1204)","v":"0Winter0-00"},{"$f":"VLOOKUP(Tabulation[[#This Row],[Concat]],Table3[],8)","v":0.28519},{"$f":"(Tabulation[[#This Row],[AC System Output (kW)]]*Tabulation[[#This Row],[Rate]])","v":0}]
[2,19,1,0,{"$f":"Tabulation[[#This Row],[AC System Output (W)]]/1000","v":0},{"$f":"VLOOKUP(Tabulation[[#This Row],[Month]],Season,2)","v":"Winter"},{"$f":"(DATE(2021,Tabulation[[#This Row],[Month]],Tabulation[[#This Row],[Day]]))","v":"2021-02-19"},{"$f":"WEEKDAY(Tabulation[[#This Row],[Date]])","v":6},{"$f":"IF(OR(Tabulation[[#This Row],[DayNo]]=1,Tabulation[[#This Row],[DayNo]]=7),1,0)","v":0},{"$f":"COUNTIF(Holidays,Tabulation[[#This Row],[Date]])","v":0},{"$f":"CONCATENATE(Tabulation[[#This Row],[Holiday]],Tabulation[[#This Row],[Season]],Tabulation[[#This Row],[Weekend]],\"-\",IF(Tabulation[[#This Row],[Hour]]<10,0,\"\"),C1205)","v":"0Winter0-01"},{"$f":"VLOOKUP(Tabulation[[#This Row],[Concat]],Table3[],8)","v":0.28519},{"$f":"(Tabulation[[#This Row],[AC System Output (kW)]]*Tabulation[[#This Row],[Rate]])","v":0}]
[2,19,2,0,{"$f":"Tabulation[[#This Row],[AC System Output (W)]]/1000","v":0},{"$f":"VLOOKUP(Tabulation[[#This Row],[Month]],Season,2)","v":"Winter"},{"$f":"(DATE(2021,Tabulation[[#This Row],[Month]],Tabulation[[#This Row],[Day]]))","v":"2021-02-19"},{"$f":"WEEKDAY(Tabulation[[#This Row],[Date]])","v":6},{"$f":"IF(OR(Tabulation[[#This Row],[DayNo]]=1,Tabulation[[#This Row],[DayNo]]=7),1,0)","v":0},{"$f":"COUNTIF(Holidays,Tabulation[[#This Row],[Date]])","v":0},{"$f":"CONCATENATE(Tabulation[[#This Row],[Holiday]],Tabulation[[#This Row],[Season]],Tabulation[[#This Row],[Weekend]],\"-\",IF(Tabulation[[#This Row],[Hour]]<10,0,\"\"),C1206)","v":"0Winter0-02"},{"$f":"VLOOKUP(Tabulation[[#This Row],[Concat]],Table3[],8)","v":0.28519},{"$f":"(Tabulation[[#This Row],[AC System Output (kW)]]*Tabulation[[#This Row],[Rate]])","v":0}]
[2,19,3,0,{"$f":"Tabulation[[#This Row],[AC System Output (W)]]/1000","v":0},{"$f":"VLOOKUP(Tabulation[[#This Row],[Month]],Season,2)","v":"Winter"},{"$f":"(DATE(2021,Tabulation[[#This Row],[Month]],Tabulation[[#This Row],[Day]]))","v":"2021-02-19"},{"$f":"WEEKDAY(Tabulation[[#This Row],[Date]])","v":6},{"$f":"IF(OR(Tabulation[[#This Row],[DayNo]]=1,Tabulation[[#This Row],[DayNo]]=7),1,0)","v":0},{"$f":"COUNTIF(Holidays,Tabulation[[#This Row],[Date]])","v":0},{"$f":"CONCATENATE(Tabulation[[#This Row],[Holiday]],Tabulation[[#This Row],[Season]],Tabulation[[#This Row],[Weekend]],\"-\",IF(Tabulation[[#This Row],[Hour]]<10,0,\"\"),C1207)","v":"0Winter0-03"},{"$f":"VLOOKUP(Tabulation[[#This Row],[Concat]],Table3[],8)","v":0.28519},{"$f":"(Tabulation[[#This Row],[AC System Output (kW)]]*Tabulation[[#This Row],[Rate]])","v":0}]
[2,19,4,0,{"$f":"Tabulation[[#This Row],[AC System Output (W)]]/1000","v":0},{"$f":"VLOOKUP(Tabulation[[#This Row],[Month]],Season,2)","v":"Winter"},{"$f":"(DATE(2021,Tabulation[[#This Row],[Month]],Tabulation[[#This Row],[Day]]))","v":"2021-02-19"},{"$f":"WEEKDAY(Tabulation[[#This Row],[Date]])","v":6},{"$f":"IF(OR(Tabulation[[#This Row],[DayNo]]=1,Tabulation[[#This Row],[DayNo]]=7),1,0)","v":0},{"$f":"COUNTIF(Holidays,Tabulation[[#This Row],[Date]])","v":0},{"$f":"CONCATENATE(Tabulation[[#This Row],[Holiday]],Tabulation[[#This Row],[Season]],Tabulation[[#This Row],[Weekend]],\"-\",IF(Tabulation[[#This Row],[Hour]]<10,0,\"\"),C1208)","v":"0Winter0-04"},{"$f":"VLOOKUP(Tabulation[[#This Row],[Concat]],Table3[],8)","v":0.28519},{"$f":"(Tabulation[[#This Row],[AC System Output (kW)]]*Tabulation[[#This Row],[Rate]])","v":0}]
[2,19,5,0,{"$f":"Tabulation[[#This Row],[AC System Output (W)]]/1000","v":0},{"$f":"VLOOKUP(Tabulation[[#This Row],[Month]],Season,2)","v":"Winter"},{"$f":"(DATE(2021,Tabulation[[#This Row],[Month]],Tabulation[[#This Row],[Day]]))","v":"2021-02-19"},{"$f":"WEEKDAY(Tabulation[[#This Row],[Date]])","v":6},{"$f":"IF(OR(Tabulation[[#This Row],[DayNo]]=1,Tabulation[[#This Row],[DayNo]]=7),1,0)","v":0},{"$f":"COUNTIF(Holidays,Tabulation[[#This Row],[Date]])","v":0},{"$f":"CONCATENATE(Tabulation[[#This Row],[Holiday]],Tabulation[[#This Row],[Season]],Tabulation[[#This Row],[Weekend]],\"-\",IF(Tabulation[[#This Row],[Hour]]<10,0,\"\"),C1209)","v":"0Winter0-05"},{"$f":"VLOOKUP(Tabulation[[#This Row],[Concat]],Table3[],8)","v":0.28519},{"$f":"(Tabulation[[#This Row],[AC System Output (kW)]]*Tabulation[[#This Row],[Rate]])","v":0}]
[2,19,6,0,{"$f":"Tabulation[[#This Row],[AC System Output (W)]]/1000","v":0},{"$f":"VLOOKUP(Tabulation[[#This Row],[Month]],Season,2)","v":"Winter"},{"$f":"(DATE(2021,Tabulation[[#This Row],[Month]],Tabulation[[#This Row],[Day]]))","v":"2021-02-19"},{"$f":"WEEKDAY(Tabulation[[#This Row],[Date]])","v":6},{"$f":"IF(OR(Tabulation[[#This Row],[DayNo]]=1,Tabulation[[#This Row],[DayNo]]=7),1,0)","v":0},{"$f":"COUNTIF(Holidays,Tabulation[[#This Row],[Date]])","v":0},{"$f":"CONCATENATE(Tabulation[[#This Row],[Holiday]],Tabulation[[#This Row],[Season]],Tabulation[[#This Row],[Weekend]],\"-\",IF(Tabulation[[#This Row],[Hour]]<10,0,\"\"),C1210)","v":"0Winter0-06"},{"$f":"VLOOKUP(Tabulation[[#This Row],[Concat]],Table3[],8)","v":0.28519},{"$f":"(Tabulation[[#This Row],[AC System Output (kW)]]*Tabulation[[#This Row],[Rate]])","v":0}]
[2,19,7,113.857,{"$f":"Tabulation[[#This Row],[AC System Output (W)]]/1000","v":0.113857},{"$f":"VLOOKUP(Tabulation[[#This Row],[Month]],Season,2)","v":"Winter"},{"$f":"(DATE(2021,Tabulation[[#This Row],[Month]],Tabulation[[#This Row],[Day]]))","v":"2021-02-19"},{"$f":"WEEKDAY(Tabulation[[#This Row],[Date]])","v":6},{"$f":"IF(OR(Tabulation[[#This Row],[DayNo]]=1,Tabulation[[#This Row],[DayNo]]=7),1,0)","v":0},{"$f":"COUNTIF(Holidays,Tabulation[[#This Row],[Date]])","v":0},{"$f":"CONCATENATE(Tabulation[[#This Row],[Holiday]],Tabulation[[#This Row],[Season]],Tabulation[[#This Row],[Weekend]],\"-\",IF(Tabulation[[#This Row],[Hour]]<10,0,\"\"),C1211)","v":"0Winter0-07"},{"$f":"VLOOKUP(Tabulation[[#This Row],[Concat]],Table3[],8)","v":0.28519},{"$f":"(Tabulation[[#This Row],[AC System Output (kW)]]*Tabulation[[#This Row],[Rate]])","v":3.2470877830000001E-2}]
[2,19,8,728.55200000000002,{"$f":"Tabulation[[#This Row],[AC System Output (W)]]/1000","v":0.72855199999999998},{"$f":"VLOOKUP(Tabulation[[#This Row],[Month]],Season,2)","v":"Winter"},{"$f":"(DATE(2021,Tabulation[[#This Row],[Month]],Tabulation[[#This Row],[Day]]))","v":"2021-02-19"},{"$f":"WEEKDAY(Tabulation[[#This Row],[Date]])","v":6},{"$f":"IF(OR(Tabulation[[#This Row],[DayNo]]=1,Tabulation[[#This Row],[DayNo]]=7),1,0)","v":0},{"$f":"COUNTIF(Holidays,Tabulation[[#This Row],[Date]])","v":0},{"$f":"CONCATENATE(Tabulation[[#This Row],[Holiday]],Tabulation[[#This Row],[Season]],Tabulation[[#This Row],[Weekend]],\"-\",IF(Tabulation[[#This Row],[Hour]]<10,0,\"\"),C1212)","v":"0Winter0-08"},{"$f":"VLOOKUP(Tabulation[[#This Row],[Concat]],Table3[],8)","v":0.28519},{"$f":"(Tabulation[[#This Row],[AC System Output (kW)]]*Tabulation[[#This Row],[Rate]])","v":0.20777574488}]
[2,19,9,1396.915,{"$f":"Tabulation[[#This Row],[AC System Output (W)]]/1000","v":1.3969149999999999},{"$f":"VLOOKUP(Tabulation[[#This Row],[Month]],Season,2)","v":"Winter"},{"$f":"(DATE(2021,Tabulation[[#This Row],[Month]],Tabulation[[#This Row],[Day]]))","v":"2021-02-19"},{"$f":"WEEKDAY(Tabulation[[#This Row],[Date]])","v":6},{"$f":"IF(OR(Tabulation[[#This Row],[DayNo]]=1,Tabulation[[#This Row],[DayNo]]=7),1,0)","v":0},{"$f":"COUNTIF(Holidays,Tabulation[[#This Row],[Date]])","v":0},{"$f":"CONCATENATE(Tabulation[[#This Row],[Holiday]],Tabulation[[#This Row],[Season]],Tabulation[[#This Row],[Weekend]],\"-\",IF(Tabulation[[#This Row],[Hour]]<10,0,\"\"),C1213)","v":"0Winter0-09"},{"$f":"VLOOKUP(Tabulation[[#This Row],[Concat]],Table3[],8)","v":0.28519},{"$f":"(Tabulation[[#This Row],[AC System Output (kW)]]*Tabulation[[#This Row],[Rate]])","v":0.39838618884999999}]
[2,19,10,2175.9639999999999,{"$f":"Tabulation[[#This Row],[AC System Output (W)]]/1000","v":2.175964},{"$f":"VLOOKUP(Tabulation[[#This Row],[Month]],Season,2)","v":"Winter"},{"$f":"(DATE(2021,Tabulation[[#This Row],[Month]],Tabulation[[#This Row],[Day]]))","v":"2021-02-19"},{"$f":"WEEKDAY(Tabulation[[#This Row],[Date]])","v":6},{"$f":"IF(OR(Tabulation[[#This Row],[DayNo]]=1,Tabulation[[#This Row],[DayNo]]=7),1,0)","v":0},{"$f":"COUNTIF(Holidays,Tabulation[[#This Row],[Date]])","v":0},{"$f":"CONCATENATE(Tabulation[[#This Row],[Holiday]],Tabulation[[#This Row],[Season]],Tabulation[[#This Row],[Weekend]],\"-\",IF(Tabulation[[#This Row],[Hour]]<10,0,\"\"),C1214)","v":"0Winter0-10"},{"$f":"VLOOKUP(Tabulation[[#This Row],[Concat]],Table3[],8)","v":0.28519},{"$f":"(Tabulation[[#This Row],[AC System Output (kW)]]*Tabulation[[#This Row],[Rate]])","v":0.62056317315999998}]
[2,19,11,1803.1990000000001,{"$f":"Tabulation[[#This Row],[AC System Output (W)]]/1000","v":1.803199},{"$f":"VLOOKUP(Tabulation[[#This Row],[Month]],Season,2)","v":"Winter"},{"$f":"(DATE(2021,Tabulation[[#This Row],[Month]],Tabulation[[#This Row],[Day]]))","v":"2021-02-19"},{"$f":"WEEKDAY(Tabulation[[#This Row],[Date]])","v":6},{"$f":"IF(OR(Tabulation[[#This Row],[DayNo]]=1,Tabulation[[#This Row],[DayNo]]=7),1,0)","v":0},{"$f":"COUNTIF(Holidays,Tabulation[[#This Row],[Date]])","v":0},{"$f":"CONCATENATE(Tabulation[[#This Row],[Holiday]],Tabulation[[#This Row],[Season]],Tabulation[[#This Row],[Weekend]],\"-\",IF(Tabulation[[#This Row],[Hour]]<10,0,\"\"),C1215)","v":"0Winter0-11"},{"$f":"VLOOKUP(Tabulation[[#This Row],[Concat]],Table3[],8)","v":0.28519},{"$f":"(Tabulation[[#This Row],[AC System Output (kW)]]*Tabulation[[#This Row],[Rate]])","v":0.51425432280999994}]
[2,19,12,2122.9699999999998,{"$f":"Tabulation[[#This Row],[AC System Output (W)]]/1000","v":2.1229699999999996},{"$f":"VLOOKUP(Tabulation[[#This Row],[Month]],Season,2)","v":"Winter"},{"$f":"(DATE(2021,Tabulation[[#This Row],[Month]],Tabulation[[#This Row],[Day]]))","v":"2021-02-19"},{"$f":"WEEKDAY(Tabulation[[#This Row],[Date]])","v":6},{"$f":"IF(OR(Tabulation[[#This Row],[DayNo]]=1,Tabulation[[#This Row],[DayNo]]=7),1,0)","v":0},{"$f":"COUNTIF(Holidays,Tabulation[[#This Row],[Date]])","v":0},{"$f":"CONCATENATE(Tabulation[[#This Row],[Holiday]],Tabulation[[#This Row],[Season]],Tabulation[[#This Row],[Weekend]],\"-\",IF(Tabulation[[#This Row],[Hour]]<10,0,\"\"),C1216)","v":"0Winter0-12"},{"$f":"VLOOKUP(Tabulation[[#This Row],[Concat]],Table3[],8)","v":0.28519},{"$f":"(Tabulation[[#This Row],[AC System Output (kW)]]*Tabulation[[#This Row],[Rate]])","v":0.60544981429999989}]
[2,19,13,600.82799999999997,{"$f":"Tabulation[[#This Row],[AC System Output (W)]]/1000","v":0.60082800000000003},{"$f":"VLOOKUP(Tabulation[[#This Row],[Month]],Season,2)","v":"Winter"},{"$f":"(DATE(2021,Tabulation[[#This Row],[Month]],Tabulation[[#This Row],[Day]]))","v":"2021-02-19"},{"$f":"WEEKDAY(Tabulation[[#This Row],[Date]])","v":6},{"$f":"IF(OR(Tabulation[[#This Row],[DayNo]]=1,Tabulation[[#This Row],[DayNo]]=7),1,0)","v":0},{"$f":"COUNTIF(Holidays,Tabulation[[#This Row],[Date]])","v":0},{"$f":"CONCATENATE(Tabulation[[#This Row],[Holiday]],Tabulation[[#This Row],[Season]],Tabulation[[#This Row],[Weekend]],\"-\",IF(Tabulation[[#This Row],[Hour]]<10,0,\"\"),C1217)","v":"0Winter0-13"},{"$f":"VLOOKUP(Tabulation[[#This Row],[Concat]],Table3[],8)","v":0.28519},{"$f":"(Tabulation[[#This Row],[AC System Output (kW)]]*Tabulation[[#This Row],[Rate]])","v":0.17135013732000001}]
[2,19,14,183.47300000000001,{"$f":"Tabulation[[#This Row],[AC System Output (W)]]/1000","v":0.18347300000000002},{"$f":"VLOOKUP(Tabulation[[#This Row],[Month]],Season,2)","v":"Winter"},{"$f":"(DATE(2021,Tabulation[[#This Row],[Month]],Tabulation[[#This Row],[Day]]))","v":"2021-02-19"},{"$f":"WEEKDAY(Tabulation[[#This Row],[Date]])","v":6},{"$f":"IF(OR(Tabulation[[#This Row],[DayNo]]=1,Tabulation[[#This Row],[DayNo]]=7),1,0)","v":0},{"$f":"COUNTIF(Holidays,Tabulation[[#This Row],[Date]])","v":0},{"$f":"CONCATENATE(Tabulation[[#This Row],[Holiday]],Tabulation[[#This Row],[Season]],Tabulation[[#This Row],[Weekend]],\"-\",IF(Tabulation[[#This Row],[Hour]]<10,0,\"\"),C1218)","v":"0Winter0-14"},{"$f":"VLOOKUP(Tabulation[[#This Row],[Concat]],Table3[],8)","v":0.28519},{"$f":"(Tabulation[[#This Row],[AC System Output (kW)]]*Tabulation[[#This Row],[Rate]])","v":5.2324664870000009E-2}]
[2,19,15,1812.971,{"$f":"Tabulation[[#This Row],[AC System Output (W)]]/1000","v":1.8129710000000001},{"$f":"VLOOKUP(Tabulation[[#This Row],[Month]],Season,2)","v":"Winter"},{"$f":"(DATE(2021,Tabulation[[#This Row],[Month]],Tabulation[[#This Row],[Day]]))","v":"2021-02-19"},{"$f":"WEEKDAY(Tabulation[[#This Row],[Date]])","v":6},{"$f":"IF(OR(Tabulation[[#This Row],[DayNo]]=1,Tabulation[[#This Row],[DayNo]]=7),1,0)","v":0},{"$f":"COUNTIF(Holidays,Tabulation[[#This Row],[Date]])","v":0},{"$f":"CONCATENATE(Tabulation[[#This Row],[Holiday]],Tabulation[[#This Row],[Season]],Tabulation[[#This Row],[Weekend]],\"-\",IF(Tabulation[[#This Row],[Hour]]<10,0,\"\"),C1219)","v":"0Winter0-15"},{"$f":"VLOOKUP(Tabulation[[#This Row],[Concat]],Table3[],8)","v":0.28519},{"$f":"(Tabulation[[#This Row],[AC System Output (kW)]]*Tabulation[[#This Row],[Rate]])","v":0.51704119949000005}]
[2,19,16,965.14099999999996,{"$f":"Tabulation[[#This Row],[AC System Output (W)]]/1000","v":0.96514099999999992},{"$f":"VLOOKUP(Tabulation[[#This Row],[Month]],Season,2)","v":"Winter"},{"$f":"(DATE(2021,Tabulation[[#This Row],[Month]],Tabulation[[#This Row],[Day]]))","v":"2021-02-19"},{"$f":"WEEKDAY(Tabulation[[#This Row],[Date]])","v":6},{"$f":"IF(OR(Tabulation[[#This Row],[DayNo]]=1,Tabulation[[#This Row],[DayNo]]=7),1,0)","v":0},{"$f":"COUNTIF(Holidays,Tabulation[[#This Row],[Date]])","v":0},{"$f":"CONCATENATE(Tabulation[[#This Row],[Holiday]],Tabulation[[#This Row],[Season]],Tabulation[[#This Row],[Weekend]],\"-\",IF(Tabulation[[#This Row],[Hour]]<10,0,\"\"),C1220)","v":"0Winter0-16"},{"$f":"VLOOKUP(Tabulation[[#This Row],[Concat]],Table3[],8)","v":0.28519},{"$f":"(Tabulation[[#This Row],[AC System Output (kW)]]*Tabulation[[#This Row],[Rate]])","v":0.27524856178999996}]
[2,19,17,154.328,{"$f":"Tabulation[[#This Row],[AC System Output (W)]]/1000","v":0.15432799999999999},{"$f":"VLOOKUP(Tabulation[[#This Row],[Month]],Season,2)","v":"Winter"},{"$f":"(DATE(2021,Tabulation[[#This Row],[Month]],Tabulation[[#This Row],[Day]]))","v":"2021-02-19"},{"$f":"WEEKDAY(Tabulation[[#This Row],[Date]])","v":6},{"$f":"IF(OR(Tabulation[[#This Row],[DayNo]]=1,Tabulation[[#This Row],[DayNo]]=7),1,0)","v":0},{"$f":"COUNTIF(Holidays,Tabulation[[#This Row],[Date]])","v":0},{"$f":"CONCATENATE(Tabulation[[#This Row],[Holiday]],Tabulation[[#This Row],[Season]],Tabulation[[#This Row],[Weekend]],\"-\",IF(Tabulation[[#This Row],[Hour]]<10,0,\"\"),C1221)","v":"0Winter0-17"},{"$f":"VLOOKUP(Tabulation[[#This Row],[Concat]],Table3[],8)","v":0.30257000000000001},{"$f":"(Tabulation[[#This Row],[AC System Output (kW)]]*Tabulation[[#This Row],[Rate]])","v":4.6695022959999999E-2}]
[2,19,18,0,{"$f":"Tabulation[[#This Row],[AC System Output (W)]]/1000","v":0},{"$f":"VLOOKUP(Tabulation[[#This Row],[Month]],Season,2)","v":"Winter"},{"$f":"(DATE(2021,Tabulation[[#This Row],[Month]],Tabulation[[#This Row],[Day]]))","v":"2021-02-19"},{"$f":"WEEKDAY(Tabulation[[#This Row],[Date]])","v":6},{"$f":"IF(OR(Tabulation[[#This Row],[DayNo]]=1,Tabulation[[#This Row],[DayNo]]=7),1,0)","v":0},{"$f":"COUNTIF(Holidays,Tabulation[[#This Row],[Date]])","v":0},{"$f":"CONCATENATE(Tabulation[[#This Row],[Holiday]],Tabulation[[#This Row],[Season]],Tabulation[[#This Row],[Weekend]],\"-\",IF(Tabulation[[#This Row],[Hour]]<10,0,\"\"),C1222)","v":"0Winter0-18"},{"$f":"VLOOKUP(Tabulation[[#This Row],[Concat]],Table3[],8)","v":0.30257000000000001},{"$f":"(Tabulation[[#This Row],[AC System Output (kW)]]*Tabulation[[#This Row],[Rate]])","v":0}]
[2,19,19,0,{"$f":"Tabulation[[#This Row],[AC System Output (W)]]/1000","v":0},{"$f":"VLOOKUP(Tabulation[[#This Row],[Month]],Season,2)","v":"Winter"},{"$f":"(DATE(2021,Tabulation[[#This Row],[Month]],Tabulation[[#This Row],[Day]]))","v":"2021-02-19"},{"$f":"WEEKDAY(Tabulation[[#This Row],[Date]])","v":6},{"$f":"IF(OR(Tabulation[[#This Row],[DayNo]]=1,Tabulation[[#This Row],[DayNo]]=7),1,0)","v":0},{"$f":"COUNTIF(Holidays,Tabulation[[#This Row],[Date]])","v":0},{"$f":"CONCATENATE(Tabulation[[#This Row],[Holiday]],Tabulation[[#This Row],[Season]],Tabulation[[#This Row],[Weekend]],\"-\",IF(Tabulation[[#This Row],[Hour]]<10,0,\"\"),C1223)","v":"0Winter0-19"},{"$f":"VLOOKUP(Tabulation[[#This Row],[Concat]],Table3[],8)","v":0.30257000000000001},{"$f":"(Tabulation[[#This Row],[AC System Output (kW)]]*Tabulation[[#This Row],[Rate]])","v":0}]
[2,19,20,0,{"$f":"Tabulation[[#This Row],[AC System Output (W)]]/1000","v":0},{"$f":"VLOOKUP(Tabulation[[#This Row],[Month]],Season,2)","v":"Winter"},{"$f":"(DATE(2021,Tabulation[[#This Row],[Month]],Tabulation[[#This Row],[Day]]))","v":"2021-02-19"},{"$f":"WEEKDAY(Tabulation[[#This Row],[Date]])","v":6},{"$f":"IF(OR(Tabulation[[#This Row],[DayNo]]=1,Tabulation[[#This Row],[DayNo]]=7),1,0)","v":0},{"$f":"COUNTIF(Holidays,Tabulation[[#This Row],[Date]])","v":0},{"$f":"CONCATENATE(Tabulation[[#This Row],[Holiday]],Tabulation[[#This Row],[Season]],Tabulation[[#This Row],[Weekend]],\"-\",IF(Tabulation[[#This Row],[Hour]]<10,0,\"\"),C1224)","v":"0Winter0-20"},{"$f":"VLOOKUP(Tabulation[[#This Row],[Concat]],Table3[],8)","v":0.28519},{"$f":"(Tabulation[[#This Row],[AC System Output (kW)]]*Tabulation[[#This Row],[Rate]])","v":0}]
[2,19,21,0,{"$f":"Tabulation[[#This Row],[AC System Output (W)]]/1000","v":0},{"$f":"VLOOKUP(Tabulation[[#This Row],[Month]],Season,2)","v":"Winter"},{"$f":"(DATE(2021,Tabulation[[#This Row],[Month]],Tabulation[[#This Row],[Day]]))","v":"2021-02-19"},{"$f":"WEEKDAY(Tabulation[[#This Row],[Date]])","v":6},{"$f":"IF(OR(Tabulation[[#This Row],[DayNo]]=1,Tabulation[[#This Row],[DayNo]]=7),1,0)","v":0},{"$f":"COUNTIF(Holidays,Tabulation[[#This Row],[Date]])","v":0},{"$f":"CONCATENATE(Tabulation[[#This Row],[Holiday]],Tabulation[[#This Row],[Season]],Tabulation[[#This Row],[Weekend]],\"-\",IF(Tabulation[[#This Row],[Hour]]<10,0,\"\"),C1225)","v":"0Winter0-21"},{"$f":"VLOOKUP(Tabulation[[#This Row],[Concat]],Table3[],8)","v":0.28519},{"$f":"(Tabulation[[#This Row],[AC System Output (kW)]]*Tabulation[[#This Row],[Rate]])","v":0}]
[2,19,22,0,{"$f":"Tabulation[[#This Row],[AC System Output (W)]]/1000","v":0},{"$f":"VLOOKUP(Tabulation[[#This Row],[Month]],Season,2)","v":"Winter"},{"$f":"(DATE(2021,Tabulation[[#This Row],[Month]],Tabulation[[#This Row],[Day]]))","v":"2021-02-19"},{"$f":"WEEKDAY(Tabulation[[#This Row],[Date]])","v":6},{"$f":"IF(OR(Tabulation[[#This Row],[DayNo]]=1,Tabulation[[#This Row],[DayNo]]=7),1,0)","v":0},{"$f":"COUNTIF(Holidays,Tabulation[[#This Row],[Date]])","v":0},{"$f":"CONCATENATE(Tabulation[[#This Row],[Holiday]],Tabulation[[#This Row],[Season]],Tabulation[[#This Row],[Weekend]],\"-\",IF(Tabulation[[#This Row],[Hour]]<10,0,\"\"),C1226)","v":"0Winter0-22"},{"$f":"VLOOKUP(Tabulation[[#This Row],[Concat]],Table3[],8)","v":0.28519},{"$f":"(Tabulation[[#This Row],[AC System Output (kW)]]*Tabulation[[#This Row],[Rate]])","v":0}]
[2,19,23,0,{"$f":"Tabulation[[#This Row],[AC System Output (W)]]/1000","v":0},{"$f":"VLOOKUP(Tabulation[[#This Row],[Month]],Season,2)","v":"Winter"},{"$f":"(DATE(2021,Tabulation[[#This Row],[Month]],Tabulation[[#This Row],[Day]]))","v":"2021-02-19"},{"$f":"WEEKDAY(Tabulation[[#This Row],[Date]])","v":6},{"$f":"IF(OR(Tabulation[[#This Row],[DayNo]]=1,Tabulation[[#This Row],[DayNo]]=7),1,0)","v":0},{"$f":"COUNTIF(Holidays,Tabulation[[#This Row],[Date]])","v":0},{"$f":"CONCATENATE(Tabulation[[#This Row],[Holiday]],Tabulation[[#This Row],[Season]],Tabulation[[#This Row],[Weekend]],\"-\",IF(Tabulation[[#This Row],[Hour]]<10,0,\"\"),C1227)","v":"0Winter0-23"},{"$f":"VLOOKUP(Tabulation[[#This Row],[Concat]],Table3[],8)","v":0.28519},{"$f":"(Tabulation[[#This Row],[AC System Output (kW)]]*Tabulation[[#This Row],[Rate]])","v":0}]
[2,20,0,0,{"$f":"Tabulation[[#This Row],[AC System Output (W)]]/1000","v":0},{"$f":"VLOOKUP(Tabulation[[#This Row],[Month]],Season,2)","v":"Winter"},{"$f":"(DATE(2021,Tabulation[[#This Row],[Month]],Tabulation[[#This Row],[Day]]))","v":"2021-02-20"},{"$f":"WEEKDAY(Tabulation[[#This Row],[Date]])","v":7},{"$f":"IF(OR(Tabulation[[#This Row],[DayNo]]=1,Tabulation[[#This Row],[DayNo]]=7),1,0)","v":1},{"$f":"COUNTIF(Holidays,Tabulation[[#This Row],[Date]])","v":0},{"$f":"CONCATENATE(Tabulation[[#This Row],[Holiday]],Tabulation[[#This Row],[Season]],Tabulation[[#This Row],[Weekend]],\"-\",IF(Tabulation[[#This Row],[Hour]]<10,0,\"\"),C1228)","v":"0Winter1-00"},{"$f":"VLOOKUP(Tabulation[[#This Row],[Concat]],Table3[],8)","v":0.28519},{"$f":"(Tabulation[[#This Row],[AC System Output (kW)]]*Tabulation[[#This Row],[Rate]])","v":0}]
[2,20,1,0,{"$f":"Tabulation[[#This Row],[AC System Output (W)]]/1000","v":0},{"$f":"VLOOKUP(Tabulation[[#This Row],[Month]],Season,2)","v":"Winter"},{"$f":"(DATE(2021,Tabulation[[#This Row],[Month]],Tabulation[[#This Row],[Day]]))","v":"2021-02-20"},{"$f":"WEEKDAY(Tabulation[[#This Row],[Date]])","v":7},{"$f":"IF(OR(Tabulation[[#This Row],[DayNo]]=1,Tabulation[[#This Row],[DayNo]]=7),1,0)","v":1},{"$f":"COUNTIF(Holidays,Tabulation[[#This Row],[Date]])","v":0},{"$f":"CONCATENATE(Tabulation[[#This Row],[Holiday]],Tabulation[[#This Row],[Season]],Tabulation[[#This Row],[Weekend]],\"-\",IF(Tabulation[[#This Row],[Hour]]<10,0,\"\"),C1229)","v":"0Winter1-01"},{"$f":"VLOOKUP(Tabulation[[#This Row],[Concat]],Table3[],8)","v":0.28519},{"$f":"(Tabulation[[#This Row],[AC System Output (kW)]]*Tabulation[[#This Row],[Rate]])","v":0}]
[2,20,2,0,{"$f":"Tabulation[[#This Row],[AC System Output (W)]]/1000","v":0},{"$f":"VLOOKUP(Tabulation[[#This Row],[Month]],Season,2)","v":"Winter"},{"$f":"(DATE(2021,Tabulation[[#This Row],[Month]],Tabulation[[#This Row],[Day]]))","v":"2021-02-20"},{"$f":"WEEKDAY(Tabulation[[#This Row],[Date]])","v":7},{"$f":"IF(OR(Tabulation[[#This Row],[DayNo]]=1,Tabulation[[#This Row],[DayNo]]=7),1,0)","v":1},{"$f":"COUNTIF(Holidays,Tabulation[[#This Row],[Date]])","v":0},{"$f":"CONCATENATE(Tabulation[[#This Row],[Holiday]],Tabulation[[#This Row],[Season]],Tabulation[[#This Row],[Weekend]],\"-\",IF(Tabulation[[#This Row],[Hour]]<10,0,\"\"),C1230)","v":"0Winter1-02"},{"$f":"VLOOKUP(Tabulation[[#This Row],[Concat]],Table3[],8)","v":0.28519},{"$f":"(Tabulation[[#This Row],[AC System Output (kW)]]*Tabulation[[#This Row],[Rate]])","v":0}]
[2,20,3,0,{"$f":"Tabulation[[#This Row],[AC System Output (W)]]/1000","v":0},{"$f":"VLOOKUP(Tabulation[[#This Row],[Month]],Season,2)","v":"Winter"},{"$f":"(DATE(2021,Tabulation[[#This Row],[Month]],Tabulation[[#This Row],[Day]]))","v":"2021-02-20"},{"$f":"WEEKDAY(Tabulation[[#This Row],[Date]])","v":7},{"$f":"IF(OR(Tabulation[[#This Row],[DayNo]]=1,Tabulation[[#This Row],[DayNo]]=7),1,0)","v":1},{"$f":"COUNTIF(Holidays,Tabulation[[#This Row],[Date]])","v":0},{"$f":"CONCATENATE(Tabulation[[#This Row],[Holiday]],Tabulation[[#This Row],[Season]],Tabulation[[#This Row],[Weekend]],\"-\",IF(Tabulation[[#This Row],[Hour]]<10,0,\"\"),C1231)","v":"0Winter1-03"},{"$f":"VLOOKUP(Tabulation[[#This Row],[Concat]],Table3[],8)","v":0.28519},{"$f":"(Tabulation[[#This Row],[AC System Output (kW)]]*Tabulation[[#This Row],[Rate]])","v":0}]
[2,20,4,0,{"$f":"Tabulation[[#This Row],[AC System Output (W)]]/1000","v":0},{"$f":"VLOOKUP(Tabulation[[#This Row],[Month]],Season,2)","v":"Winter"},{"$f":"(DATE(2021,Tabulation[[#This Row],[Month]],Tabulation[[#This Row],[Day]]))","v":"2021-02-20"},{"$f":"WEEKDAY(Tabulation[[#This Row],[Date]])","v":7},{"$f":"IF(OR(Tabulation[[#This Row],[DayNo]]=1,Tabulation[[#This Row],[DayNo]]=7),1,0)","v":1},{"$f":"COUNTIF(Holidays,Tabulation[[#This Row],[Date]])","v":0},{"$f":"CONCATENATE(Tabulation[[#This Row],[Holiday]],Tabulation[[#This Row],[Season]],Tabulation[[#This Row],[Weekend]],\"-\",IF(Tabulation[[#This Row],[Hour]]<10,0,\"\"),C1232)","v":"0Winter1-04"},{"$f":"VLOOKUP(Tabulation[[#This Row],[Concat]],Table3[],8)","v":0.28519},{"$f":"(Tabulation[[#This Row],[AC System Output (kW)]]*Tabulation[[#This Row],[Rate]])","v":0}]
[2,20,5,0,{"$f":"Tabulation[[#This Row],[AC System Output (W)]]/1000","v":0},{"$f":"VLOOKUP(Tabulation[[#This Row],[Month]],Season,2)","v":"Winter"},{"$f":"(DATE(2021,Tabulation[[#This Row],[Month]],Tabulation[[#This Row],[Day]]))","v":"2021-02-20"},{"$f":"WEEKDAY(Tabulation[[#This Row],[Date]])","v":7},{"$f":"IF(OR(Tabulation[[#This Row],[DayNo]]=1,Tabulation[[#This Row],[DayNo]]=7),1,0)","v":1},{"$f":"COUNTIF(Holidays,Tabulation[[#This Row],[Date]])","v":0},{"$f":"CONCATENATE(Tabulation[[#This Row],[Holiday]],Tabulation[[#This Row],[Season]],Tabulation[[#This Row],[Weekend]],\"-\",IF(Tabulation[[#This Row],[Hour]]<10,0,\"\"),C1233)","v":"0Winter1-05"},{"$f":"VLOOKUP(Tabulation[[#This Row],[Concat]],Table3[],8)","v":0.28519},{"$f":"(Tabulation[[#This Row],[AC System Output (kW)]]*Tabulation[[#This Row],[Rate]])","v":0}]
[2,20,6,0,{"$f":"Tabulation[[#This Row],[AC System Output (W)]]/1000","v":0},{"$f":"VLOOKUP(Tabulation[[#This Row],[Month]],Season,2)","v":"Winter"},{"$f":"(DATE(2021,Tabulation[[#This Row],[Month]],Tabulation[[#This Row],[Day]]))","v":"2021-02-20"},{"$f":"WEEKDAY(Tabulation[[#This Row],[Date]])","v":7},{"$f":"IF(OR(Tabulation[[#This Row],[DayNo]]=1,Tabulation[[#This Row],[DayNo]]=7),1,0)","v":1},{"$f":"COUNTIF(Holidays,Tabulation[[#This Row],[Date]])","v":0},{"$f":"CONCATENATE(Tabulation[[#This Row],[Holiday]],Tabulation[[#This Row],[Season]],Tabulation[[#This Row],[Weekend]],\"-\",IF(Tabulation[[#This Row],[Hour]]<10,0,\"\"),C1234)","v":"0Winter1-06"},{"$f":"VLOOKUP(Tabulation[[#This Row],[Concat]],Table3[],8)","v":0.28519},{"$f":"(Tabulation[[#This Row],[AC System Output (kW)]]*Tabulation[[#This Row],[Rate]])","v":0}]
[2,20,7,503.67200000000003,{"$f":"Tabulation[[#This Row],[AC System Output (W)]]/1000","v":0.50367200000000001},{"$f":"VLOOKUP(Tabulation[[#This Row],[Month]],Season,2)","v":"Winter"},{"$f":"(DATE(2021,Tabulation[[#This Row],[Month]],Tabulation[[#This Row],[Day]]))","v":"2021-02-20"},{"$f":"WEEKDAY(Tabulation[[#This Row],[Date]])","v":7},{"$f":"IF(OR(Tabulation[[#This Row],[DayNo]]=1,Tabulation[[#This Row],[DayNo]]=7),1,0)","v":1},{"$f":"COUNTIF(Holidays,Tabulation[[#This Row],[Date]])","v":0},{"$f":"CONCATENATE(Tabulation[[#This Row],[Holiday]],Tabulation[[#This Row],[Season]],Tabulation[[#This Row],[Weekend]],\"-\",IF(Tabulation[[#This Row],[Hour]]<10,0,\"\"),C1235)","v":"0Winter1-07"},{"$f":"VLOOKUP(Tabulation[[#This Row],[Concat]],Table3[],8)","v":0.28519},{"$f":"(Tabulation[[#This Row],[AC System Output (kW)]]*Tabulation[[#This Row],[Rate]])","v":0.14364221767999999}]
[2,20,8,1418.367,{"$f":"Tabulation[[#This Row],[AC System Output (W)]]/1000","v":1.4183669999999999},{"$f":"VLOOKUP(Tabulation[[#This Row],[Month]],Season,2)","v":"Winter"},{"$f":"(DATE(2021,Tabulation[[#This Row],[Month]],Tabulation[[#This Row],[Day]]))","v":"2021-02-20"},{"$f":"WEEKDAY(Tabulation[[#This Row],[Date]])","v":7},{"$f":"IF(OR(Tabulation[[#This Row],[DayNo]]=1,Tabulation[[#This Row],[DayNo]]=7),1,0)","v":1},{"$f":"COUNTIF(Holidays,Tabulation[[#This Row],[Date]])","v":0},{"$f":"CONCATENATE(Tabulation[[#This Row],[Holiday]],Tabulation[[#This Row],[Season]],Tabulation[[#This Row],[Weekend]],\"-\",IF(Tabulation[[#This Row],[Hour]]<10,0,\"\"),C1236)","v":"0Winter1-08"},{"$f":"VLOOKUP(Tabulation[[#This Row],[Concat]],Table3[],8)","v":0.28519},{"$f":"(Tabulation[[#This Row],[AC System Output (kW)]]*Tabulation[[#This Row],[Rate]])","v":0.40450408472999999}]
[2,20,9,2179.5610000000001,{"$f":"Tabulation[[#This Row],[AC System Output (W)]]/1000","v":2.1795610000000001},{"$f":"VLOOKUP(Tabulation[[#This Row],[Month]],Season,2)","v":"Winter"},{"$f":"(DATE(2021,Tabulation[[#This Row],[Month]],Tabulation[[#This Row],[Day]]))","v":"2021-02-20"},{"$f":"WEEKDAY(Tabulation[[#This Row],[Date]])","v":7},{"$f":"IF(OR(Tabulation[[#This Row],[DayNo]]=1,Tabulation[[#This Row],[DayNo]]=7),1,0)","v":1},{"$f":"COUNTIF(Holidays,Tabulation[[#This Row],[Date]])","v":0},{"$f":"CONCATENATE(Tabulation[[#This Row],[Holiday]],Tabulation[[#This Row],[Season]],Tabulation[[#This Row],[Weekend]],\"-\",IF(Tabulation[[#This Row],[Hour]]<10,0,\"\"),C1237)","v":"0Winter1-09"},{"$f":"VLOOKUP(Tabulation[[#This Row],[Concat]],Table3[],8)","v":0.28519},{"$f":"(Tabulation[[#This Row],[AC System Output (kW)]]*Tabulation[[#This Row],[Rate]])","v":0.62158900158999997}]
[2,20,10,2679.05,{"$f":"Tabulation[[#This Row],[AC System Output (W)]]/1000","v":2.6790500000000002},{"$f":"VLOOKUP(Tabulation[[#This Row],[Month]],Season,2)","v":"Winter"},{"$f":"(DATE(2021,Tabulation[[#This Row],[Month]],Tabulation[[#This Row],[Day]]))","v":"2021-02-20"},{"$f":"WEEKDAY(Tabulation[[#This Row],[Date]])","v":7},{"$f":"IF(OR(Tabulation[[#This Row],[DayNo]]=1,Tabulation[[#This Row],[DayNo]]=7),1,0)","v":1},{"$f":"COUNTIF(Holidays,Tabulation[[#This Row],[Date]])","v":0},{"$f":"CONCATENATE(Tabulation[[#This Row],[Holiday]],Tabulation[[#This Row],[Season]],Tabulation[[#This Row],[Weekend]],\"-\",IF(Tabulation[[#This Row],[Hour]]<10,0,\"\"),C1238)","v":"0Winter1-10"},{"$f":"VLOOKUP(Tabulation[[#This Row],[Concat]],Table3[],8)","v":0.28519},{"$f":"(Tabulation[[#This Row],[AC System Output (kW)]]*Tabulation[[#This Row],[Rate]])","v":0.76403826950000009}]
[2,20,11,2955.1129999999998,{"$f":"Tabulation[[#This Row],[AC System Output (W)]]/1000","v":2.9551129999999999},{"$f":"VLOOKUP(Tabulation[[#This Row],[Month]],Season,2)","v":"Winter"},{"$f":"(DATE(2021,Tabulation[[#This Row],[Month]],Tabulation[[#This Row],[Day]]))","v":"2021-02-20"},{"$f":"WEEKDAY(Tabulation[[#This Row],[Date]])","v":7},{"$f":"IF(OR(Tabulation[[#This Row],[DayNo]]=1,Tabulation[[#This Row],[DayNo]]=7),1,0)","v":1},{"$f":"COUNTIF(Holidays,Tabulation[[#This Row],[Date]])","v":0},{"$f":"CONCATENATE(Tabulation[[#This Row],[Holiday]],Tabulation[[#This Row],[Season]],Tabulation[[#This Row],[Weekend]],\"-\",IF(Tabulation[[#This Row],[Hour]]<10,0,\"\"),C1239)","v":"0Winter1-11"},{"$f":"VLOOKUP(Tabulation[[#This Row],[Concat]],Table3[],8)","v":0.28519},{"$f":"(Tabulation[[#This Row],[AC System Output (kW)]]*Tabulation[[#This Row],[Rate]])","v":0.84276867646999998}]
[2,20,12,2996.587,{"$f":"Tabulation[[#This Row],[AC System Output (W)]]/1000","v":2.9965869999999999},{"$f":"VLOOKUP(Tabulation[[#This Row],[Month]],Season,2)","v":"Winter"},{"$f":"(DATE(2021,Tabulation[[#This Row],[Month]],Tabulation[[#This Row],[Day]]))","v":"2021-02-20"},{"$f":"WEEKDAY(Tabulation[[#This Row],[Date]])","v":7},{"$f":"IF(OR(Tabulation[[#This Row],[DayNo]]=1,Tabulation[[#This Row],[DayNo]]=7),1,0)","v":1},{"$f":"COUNTIF(Holidays,Tabulation[[#This Row],[Date]])","v":0},{"$f":"CONCATENATE(Tabulation[[#This Row],[Holiday]],Tabulation[[#This Row],[Season]],Tabulation[[#This Row],[Weekend]],\"-\",IF(Tabulation[[#This Row],[Hour]]<10,0,\"\"),C1240)","v":"0Winter1-12"},{"$f":"VLOOKUP(Tabulation[[#This Row],[Concat]],Table3[],8)","v":0.28519},{"$f":"(Tabulation[[#This Row],[AC System Output (kW)]]*Tabulation[[#This Row],[Rate]])","v":0.85459664653}]
[2,20,13,2809.26,{"$f":"Tabulation[[#This Row],[AC System Output (W)]]/1000","v":2.8092600000000001},{"$f":"VLOOKUP(Tabulation[[#This Row],[Month]],Season,2)","v":"Winter"},{"$f":"(DATE(2021,Tabulation[[#This Row],[Month]],Tabulation[[#This Row],[Day]]))","v":"2021-02-20"},{"$f":"WEEKDAY(Tabulation[[#This Row],[Date]])","v":7},{"$f":"IF(OR(Tabulation[[#This Row],[DayNo]]=1,Tabulation[[#This Row],[DayNo]]=7),1,0)","v":1},{"$f":"COUNTIF(Holidays,Tabulation[[#This Row],[Date]])","v":0},{"$f":"CONCATENATE(Tabulation[[#This Row],[Holiday]],Tabulation[[#This Row],[Season]],Tabulation[[#This Row],[Weekend]],\"-\",IF(Tabulation[[#This Row],[Hour]]<10,0,\"\"),C1241)","v":"0Winter1-13"},{"$f":"VLOOKUP(Tabulation[[#This Row],[Concat]],Table3[],8)","v":0.28519},{"$f":"(Tabulation[[#This Row],[AC System Output (kW)]]*Tabulation[[#This Row],[Rate]])","v":0.80117285940000005}]
[2,20,14,2417.1799999999998,{"$f":"Tabulation[[#This Row],[AC System Output (W)]]/1000","v":2.4171799999999997},{"$f":"VLOOKUP(Tabulation[[#This Row],[Month]],Season,2)","v":"Winter"},{"$f":"(DATE(2021,Tabulation[[#This Row],[Month]],Tabulation[[#This Row],[Day]]))","v":"2021-02-20"},{"$f":"WEEKDAY(Tabulation[[#This Row],[Date]])","v":7},{"$f":"IF(OR(Tabulation[[#This Row],[DayNo]]=1,Tabulation[[#This Row],[DayNo]]=7),1,0)","v":1},{"$f":"COUNTIF(Holidays,Tabulation[[#This Row],[Date]])","v":0},{"$f":"CONCATENATE(Tabulation[[#This Row],[Holiday]],Tabulation[[#This Row],[Season]],Tabulation[[#This Row],[Weekend]],\"-\",IF(Tabulation[[#This Row],[Hour]]<10,0,\"\"),C1242)","v":"0Winter1-14"},{"$f":"VLOOKUP(Tabulation[[#This Row],[Concat]],Table3[],8)","v":0.28519},{"$f":"(Tabulation[[#This Row],[AC System Output (kW)]]*Tabulation[[#This Row],[Rate]])","v":0.68935556419999988}]
[2,20,15,1390.175,{"$f":"Tabulation[[#This Row],[AC System Output (W)]]/1000","v":1.3901749999999999},{"$f":"VLOOKUP(Tabulation[[#This Row],[Month]],Season,2)","v":"Winter"},{"$f":"(DATE(2021,Tabulation[[#This Row],[Month]],Tabulation[[#This Row],[Day]]))","v":"2021-02-20"},{"$f":"WEEKDAY(Tabulation[[#This Row],[Date]])","v":7},{"$f":"IF(OR(Tabulation[[#This Row],[DayNo]]=1,Tabulation[[#This Row],[DayNo]]=7),1,0)","v":1},{"$f":"COUNTIF(Holidays,Tabulation[[#This Row],[Date]])","v":0},{"$f":"CONCATENATE(Tabulation[[#This Row],[Holiday]],Tabulation[[#This Row],[Season]],Tabulation[[#This Row],[Weekend]],\"-\",IF(Tabulation[[#This Row],[Hour]]<10,0,\"\"),C1243)","v":"0Winter1-15"},{"$f":"VLOOKUP(Tabulation[[#This Row],[Concat]],Table3[],8)","v":0.28519},{"$f":"(Tabulation[[#This Row],[AC System Output (kW)]]*Tabulation[[#This Row],[Rate]])","v":0.39646400825}]
[2,20,16,375.57,{"$f":"Tabulation[[#This Row],[AC System Output (W)]]/1000","v":0.37557000000000001},{"$f":"VLOOKUP(Tabulation[[#This Row],[Month]],Season,2)","v":"Winter"},{"$f":"(DATE(2021,Tabulation[[#This Row],[Month]],Tabulation[[#This Row],[Day]]))","v":"2021-02-20"},{"$f":"WEEKDAY(Tabulation[[#This Row],[Date]])","v":7},{"$f":"IF(OR(Tabulation[[#This Row],[DayNo]]=1,Tabulation[[#This Row],[DayNo]]=7),1,0)","v":1},{"$f":"COUNTIF(Holidays,Tabulation[[#This Row],[Date]])","v":0},{"$f":"CONCATENATE(Tabulation[[#This Row],[Holiday]],Tabulation[[#This Row],[Season]],Tabulation[[#This Row],[Weekend]],\"-\",IF(Tabulation[[#This Row],[Hour]]<10,0,\"\"),C1244)","v":"0Winter1-16"},{"$f":"VLOOKUP(Tabulation[[#This Row],[Concat]],Table3[],8)","v":0.28519},{"$f":"(Tabulation[[#This Row],[AC System Output (kW)]]*Tabulation[[#This Row],[Rate]])","v":0.10710880830000001}]
[2,20,17,14.177,{"$f":"Tabulation[[#This Row],[AC System Output (W)]]/1000","v":1.4177E-2},{"$f":"VLOOKUP(Tabulation[[#This Row],[Month]],Season,2)","v":"Winter"},{"$f":"(DATE(2021,Tabulation[[#This Row],[Month]],Tabulation[[#This Row],[Day]]))","v":"2021-02-20"},{"$f":"WEEKDAY(Tabulation[[#This Row],[Date]])","v":7},{"$f":"IF(OR(Tabulation[[#This Row],[DayNo]]=1,Tabulation[[#This Row],[DayNo]]=7),1,0)","v":1},{"$f":"COUNTIF(Holidays,Tabulation[[#This Row],[Date]])","v":0},{"$f":"CONCATENATE(Tabulation[[#This Row],[Holiday]],Tabulation[[#This Row],[Season]],Tabulation[[#This Row],[Weekend]],\"-\",IF(Tabulation[[#This Row],[Hour]]<10,0,\"\"),C1245)","v":"0Winter1-17"},{"$f":"VLOOKUP(Tabulation[[#This Row],[Concat]],Table3[],8)","v":0.28519},{"$f":"(Tabulation[[#This Row],[AC System Output (kW)]]*Tabulation[[#This Row],[Rate]])","v":4.04313863E-3}]
[2,20,18,0,{"$f":"Tabulation[[#This Row],[AC System Output (W)]]/1000","v":0},{"$f":"VLOOKUP(Tabulation[[#This Row],[Month]],Season,2)","v":"Winter"},{"$f":"(DATE(2021,Tabulation[[#This Row],[Month]],Tabulation[[#This Row],[Day]]))","v":"2021-02-20"},{"$f":"WEEKDAY(Tabulation[[#This Row],[Date]])","v":7},{"$f":"IF(OR(Tabulation[[#This Row],[DayNo]]=1,Tabulation[[#This Row],[DayNo]]=7),1,0)","v":1},{"$f":"COUNTIF(Holidays,Tabulation[[#This Row],[Date]])","v":0},{"$f":"CONCATENATE(Tabulation[[#This Row],[Holiday]],Tabulation[[#This Row],[Season]],Tabulation[[#This Row],[Weekend]],\"-\",IF(Tabulation[[#This Row],[Hour]]<10,0,\"\"),C1246)","v":"0Winter1-18"},{"$f":"VLOOKUP(Tabulation[[#This Row],[Concat]],Table3[],8)","v":0.28519},{"$f":"(Tabulation[[#This Row],[AC System Output (kW)]]*Tabulation[[#This Row],[Rate]])","v":0}]
[2,20,19,0,{"$f":"Tabulation[[#This Row],[AC System Output (W)]]/1000","v":0},{"$f":"VLOOKUP(Tabulation[[#This Row],[Month]],Season,2)","v":"Winter"},{"$f":"(DATE(2021,Tabulation[[#This Row],[Month]],Tabulation[[#This Row],[Day]]))","v":"2021-02-20"},{"$f":"WEEKDAY(Tabulation[[#This Row],[Date]])","v":7},{"$f":"IF(OR(Tabulation[[#This Row],[DayNo]]=1,Tabulation[[#This Row],[DayNo]]=7),1,0)","v":1},{"$f":"COUNTIF(Holidays,Tabulation[[#This Row],[Date]])","v":0},{"$f":"CONCATENATE(Tabulation[[#This Row],[Holiday]],Tabulation[[#This Row],[Season]],Tabulation[[#This Row],[Weekend]],\"-\",IF(Tabulation[[#This Row],[Hour]]<10,0,\"\"),C1247)","v":"0Winter1-19"},{"$f":"VLOOKUP(Tabulation[[#This Row],[Concat]],Table3[],8)","v":0.28519},{"$f":"(Tabulation[[#This Row],[AC System Output (kW)]]*Tabulation[[#This Row],[Rate]])","v":0}]
[2,20,20,0,{"$f":"Tabulation[[#This Row],[AC System Output (W)]]/1000","v":0},{"$f":"VLOOKUP(Tabulation[[#This Row],[Month]],Season,2)","v":"Winter"},{"$f":"(DATE(2021,Tabulation[[#This Row],[Month]],Tabulation[[#This Row],[Day]]))","v":"2021-02-20"},{"$f":"WEEKDAY(Tabulation[[#This Row],[Date]])","v":7},{"$f":"IF(OR(Tabulation[[#This Row],[DayNo]]=1,Tabulation[[#This Row],[DayNo]]=7),1,0)","v":1},{"$f":"COUNTIF(Holidays,Tabulation[[#This Row],[Date]])","v":0},{"$f":"CONCATENATE(Tabulation[[#This Row],[Holiday]],Tabulation[[#This Row],[Season]],Tabulation[[#This Row],[Weekend]],\"-\",IF(Tabulation[[#This Row],[Hour]]<10,0,\"\"),C1248)","v":"0Winter1-20"},{"$f":"VLOOKUP(Tabulation[[#This Row],[Concat]],Table3[],8)","v":0.28519},{"$f":"(Tabulation[[#This Row],[AC System Output (kW)]]*Tabulation[[#This Row],[Rate]])","v":0}]
[2,20,21,0,{"$f":"Tabulation[[#This Row],[AC System Output (W)]]/1000","v":0},{"$f":"VLOOKUP(Tabulation[[#This Row],[Month]],Season,2)","v":"Winter"},{"$f":"(DATE(2021,Tabulation[[#This Row],[Month]],Tabulation[[#This Row],[Day]]))","v":"2021-02-20"},{"$f":"WEEKDAY(Tabulation[[#This Row],[Date]])","v":7},{"$f":"IF(OR(Tabulation[[#This Row],[DayNo]]=1,Tabulation[[#This Row],[DayNo]]=7),1,0)","v":1},{"$f":"COUNTIF(Holidays,Tabulation[[#This Row],[Date]])","v":0},{"$f":"CONCATENATE(Tabulation[[#This Row],[Holiday]],Tabulation[[#This Row],[Season]],Tabulation[[#This Row],[Weekend]],\"-\",IF(Tabulation[[#This Row],[Hour]]<10,0,\"\"),C1249)","v":"0Winter1-21"},{"$f":"VLOOKUP(Tabulation[[#This Row],[Concat]],Table3[],8)","v":0.28519},{"$f":"(Tabulation[[#This Row],[AC System Output (kW)]]*Tabulation[[#This Row],[Rate]])","v":0}]
[2,20,22,0,{"$f":"Tabulation[[#This Row],[AC System Output (W)]]/1000","v":0},{"$f":"VLOOKUP(Tabulation[[#This Row],[Month]],Season,2)","v":"Winter"},{"$f":"(DATE(2021,Tabulation[[#This Row],[Month]],Tabulation[[#This Row],[Day]]))","v":"2021-02-20"},{"$f":"WEEKDAY(Tabulation[[#This Row],[Date]])","v":7},{"$f":"IF(OR(Tabulation[[#This Row],[DayNo]]=1,Tabulation[[#This Row],[DayNo]]=7),1,0)","v":1},{"$f":"COUNTIF(Holidays,Tabulation[[#This Row],[Date]])","v":0},{"$f":"CONCATENATE(Tabulation[[#This Row],[Holiday]],Tabulation[[#This Row],[Season]],Tabulation[[#This Row],[Weekend]],\"-\",IF(Tabulation[[#This Row],[Hour]]<10,0,\"\"),C1250)","v":"0Winter1-22"},{"$f":"VLOOKUP(Tabulation[[#This Row],[Concat]],Table3[],8)","v":0.28519},{"$f":"(Tabulation[[#This Row],[AC System Output (kW)]]*Tabulation[[#This Row],[Rate]])","v":0}]
[2,20,23,0,{"$f":"Tabulation[[#This Row],[AC System Output (W)]]/1000","v":0},{"$f":"VLOOKUP(Tabulation[[#This Row],[Month]],Season,2)","v":"Winter"},{"$f":"(DATE(2021,Tabulation[[#This Row],[Month]],Tabulation[[#This Row],[Day]]))","v":"2021-02-20"},{"$f":"WEEKDAY(Tabulation[[#This Row],[Date]])","v":7},{"$f":"IF(OR(Tabulation[[#This Row],[DayNo]]=1,Tabulation[[#This Row],[DayNo]]=7),1,0)","v":1},{"$f":"COUNTIF(Holidays,Tabulation[[#This Row],[Date]])","v":0},{"$f":"CONCATENATE(Tabulation[[#This Row],[Holiday]],Tabulation[[#This Row],[Season]],Tabulation[[#This Row],[Weekend]],\"-\",IF(Tabulation[[#This Row],[Hour]]<10,0,\"\"),C1251)","v":"0Winter1-23"},{"$f":"VLOOKUP(Tabulation[[#This Row],[Concat]],Table3[],8)","v":0.28519},{"$f":"(Tabulation[[#This Row],[AC System Output (kW)]]*Tabulation[[#This Row],[Rate]])","v":0}]
[2,21,0,0,{"$f":"Tabulation[[#This Row],[AC System Output (W)]]/1000","v":0},{"$f":"VLOOKUP(Tabulation[[#This Row],[Month]],Season,2)","v":"Winter"},{"$f":"(DATE(2021,Tabulation[[#This Row],[Month]],Tabulation[[#This Row],[Day]]))","v":"2021-02-21"},{"$f":"WEEKDAY(Tabulation[[#This Row],[Date]])","v":1},{"$f":"IF(OR(Tabulation[[#This Row],[DayNo]]=1,Tabulation[[#This Row],[DayNo]]=7),1,0)","v":1},{"$f":"COUNTIF(Holidays,Tabulation[[#This Row],[Date]])","v":0},{"$f":"CONCATENATE(Tabulation[[#This Row],[Holiday]],Tabulation[[#This Row],[Season]],Tabulation[[#This Row],[Weekend]],\"-\",IF(Tabulation[[#This Row],[Hour]]<10,0,\"\"),C1252)","v":"0Winter1-00"},{"$f":"VLOOKUP(Tabulation[[#This Row],[Concat]],Table3[],8)","v":0.28519},{"$f":"(Tabulation[[#This Row],[AC System Output (kW)]]*Tabulation[[#This Row],[Rate]])","v":0}]
[2,21,1,0,{"$f":"Tabulation[[#This Row],[AC System Output (W)]]/1000","v":0},{"$f":"VLOOKUP(Tabulation[[#This Row],[Month]],Season,2)","v":"Winter"},{"$f":"(DATE(2021,Tabulation[[#This Row],[Month]],Tabulation[[#This Row],[Day]]))","v":"2021-02-21"},{"$f":"WEEKDAY(Tabulation[[#This Row],[Date]])","v":1},{"$f":"IF(OR(Tabulation[[#This Row],[DayNo]]=1,Tabulation[[#This Row],[DayNo]]=7),1,0)","v":1},{"$f":"COUNTIF(Holidays,Tabulation[[#This Row],[Date]])","v":0},{"$f":"CONCATENATE(Tabulation[[#This Row],[Holiday]],Tabulation[[#This Row],[Season]],Tabulation[[#This Row],[Weekend]],\"-\",IF(Tabulation[[#This Row],[Hour]]<10,0,\"\"),C1253)","v":"0Winter1-01"},{"$f":"VLOOKUP(Tabulation[[#This Row],[Concat]],Table3[],8)","v":0.28519},{"$f":"(Tabulation[[#This Row],[AC System Output (kW)]]*Tabulation[[#This Row],[Rate]])","v":0}]
[2,21,2,0,{"$f":"Tabulation[[#This Row],[AC System Output (W)]]/1000","v":0},{"$f":"VLOOKUP(Tabulation[[#This Row],[Month]],Season,2)","v":"Winter"},{"$f":"(DATE(2021,Tabulation[[#This Row],[Month]],Tabulation[[#This Row],[Day]]))","v":"2021-02-21"},{"$f":"WEEKDAY(Tabulation[[#This Row],[Date]])","v":1},{"$f":"IF(OR(Tabulation[[#This Row],[DayNo]]=1,Tabulation[[#This Row],[DayNo]]=7),1,0)","v":1},{"$f":"COUNTIF(Holidays,Tabulation[[#This Row],[Date]])","v":0},{"$f":"CONCATENATE(Tabulation[[#This Row],[Holiday]],Tabulation[[#This Row],[Season]],Tabulation[[#This Row],[Weekend]],\"-\",IF(Tabulation[[#This Row],[Hour]]<10,0,\"\"),C1254)","v":"0Winter1-02"},{"$f":"VLOOKUP(Tabulation[[#This Row],[Concat]],Table3[],8)","v":0.28519},{"$f":"(Tabulation[[#This Row],[AC System Output (kW)]]*Tabulation[[#This Row],[Rate]])","v":0}]
[2,21,3,0,{"$f":"Tabulation[[#This Row],[AC System Output (W)]]/1000","v":0},{"$f":"VLOOKUP(Tabulation[[#This Row],[Month]],Season,2)","v":"Winter"},{"$f":"(DATE(2021,Tabulation[[#This Row],[Month]],Tabulation[[#This Row],[Day]]))","v":"2021-02-21"},{"$f":"WEEKDAY(Tabulation[[#This Row],[Date]])","v":1},{"$f":"IF(OR(Tabulation[[#This Row],[DayNo]]=1,Tabulation[[#This Row],[DayNo]]=7),1,0)","v":1},{"$f":"COUNTIF(Holidays,Tabulation[[#This Row],[Date]])","v":0},{"$f":"CONCATENATE(Tabulation[[#This Row],[Holiday]],Tabulation[[#This Row],[Season]],Tabulation[[#This Row],[Weekend]],\"-\",IF(Tabulation[[#This Row],[Hour]]<10,0,\"\"),C1255)","v":"0Winter1-03"},{"$f":"VLOOKUP(Tabulation[[#This Row],[Concat]],Table3[],8)","v":0.28519},{"$f":"(Tabulation[[#This Row],[AC System Output (kW)]]*Tabulation[[#This Row],[Rate]])","v":0}]
[2,21,4,0,{"$f":"Tabulation[[#This Row],[AC System Output (W)]]/1000","v":0},{"$f":"VLOOKUP(Tabulation[[#This Row],[Month]],Season,2)","v":"Winter"},{"$f":"(DATE(2021,Tabulation[[#This Row],[Month]],Tabulation[[#This Row],[Day]]))","v":"2021-02-21"},{"$f":"WEEKDAY(Tabulation[[#This Row],[Date]])","v":1},{"$f":"IF(OR(Tabulation[[#This Row],[DayNo]]=1,Tabulation[[#This Row],[DayNo]]=7),1,0)","v":1},{"$f":"COUNTIF(Holidays,Tabulation[[#This Row],[Date]])","v":0},{"$f":"CONCATENATE(Tabulation[[#This Row],[Holiday]],Tabulation[[#This Row],[Season]],Tabulation[[#This Row],[Weekend]],\"-\",IF(Tabulation[[#This Row],[Hour]]<10,0,\"\"),C1256)","v":"0Winter1-04"},{"$f":"VLOOKUP(Tabulation[[#This Row],[Concat]],Table3[],8)","v":0.28519},{"$f":"(Tabulation[[#This Row],[AC System Output (kW)]]*Tabulation[[#This Row],[Rate]])","v":0}]
[2,21,5,0,{"$f":"Tabulation[[#This Row],[AC System Output (W)]]/1000","v":0},{"$f":"VLOOKUP(Tabulation[[#This Row],[Month]],Season,2)","v":"Winter"},{"$f":"(DATE(2021,Tabulation[[#This Row],[Month]],Tabulation[[#This Row],[Day]]))","v":"2021-02-21"},{"$f":"WEEKDAY(Tabulation[[#This Row],[Date]])","v":1},{"$f":"IF(OR(Tabulation[[#This Row],[DayNo]]=1,Tabulation[[#This Row],[DayNo]]=7),1,0)","v":1},{"$f":"COUNTIF(Holidays,Tabulation[[#This Row],[Date]])","v":0},{"$f":"CONCATENATE(Tabulation[[#This Row],[Holiday]],Tabulation[[#This Row],[Season]],Tabulation[[#This Row],[Weekend]],\"-\",IF(Tabulation[[#This Row],[Hour]]<10,0,\"\"),C1257)","v":"0Winter1-05"},{"$f":"VLOOKUP(Tabulation[[#This Row],[Concat]],Table3[],8)","v":0.28519},{"$f":"(Tabulation[[#This Row],[AC System Output (kW)]]*Tabulation[[#This Row],[Rate]])","v":0}]
[2,21,6,0,{"$f":"Tabulation[[#This Row],[AC System Output (W)]]/1000","v":0},{"$f":"VLOOKUP(Tabulation[[#This Row],[Month]],Season,2)","v":"Winter"},{"$f":"(DATE(2021,Tabulation[[#This Row],[Month]],Tabulation[[#This Row],[Day]]))","v":"2021-02-21"},{"$f":"WEEKDAY(Tabulation[[#This Row],[Date]])","v":1},{"$f":"IF(OR(Tabulation[[#This Row],[DayNo]]=1,Tabulation[[#This Row],[DayNo]]=7),1,0)","v":1},{"$f":"COUNTIF(Holidays,Tabulation[[#This Row],[Date]])","v":0},{"$f":"CONCATENATE(Tabulation[[#This Row],[Holiday]],Tabulation[[#This Row],[Season]],Tabulation[[#This Row],[Weekend]],\"-\",IF(Tabulation[[#This Row],[Hour]]<10,0,\"\"),C1258)","v":"0Winter1-06"},{"$f":"VLOOKUP(Tabulation[[#This Row],[Concat]],Table3[],8)","v":0.28519},{"$f":"(Tabulation[[#This Row],[AC System Output (kW)]]*Tabulation[[#This Row],[Rate]])","v":0}]
[2,21,7,489.75,{"$f":"Tabulation[[#This Row],[AC System Output (W)]]/1000","v":0.48975000000000002},{"$f":"VLOOKUP(Tabulation[[#This Row],[Month]],Season,2)","v":"Winter"},{"$f":"(DATE(2021,Tabulation[[#This Row],[Month]],Tabulation[[#This Row],[Day]]))","v":"2021-02-21"},{"$f":"WEEKDAY(Tabulation[[#This Row],[Date]])","v":1},{"$f":"IF(OR(Tabulation[[#This Row],[DayNo]]=1,Tabulation[[#This Row],[DayNo]]=7),1,0)","v":1},{"$f":"COUNTIF(Holidays,Tabulation[[#This Row],[Date]])","v":0},{"$f":"CONCATENATE(Tabulation[[#This Row],[Holiday]],Tabulation[[#This Row],[Season]],Tabulation[[#This Row],[Weekend]],\"-\",IF(Tabulation[[#This Row],[Hour]]<10,0,\"\"),C1259)","v":"0Winter1-07"},{"$f":"VLOOKUP(Tabulation[[#This Row],[Concat]],Table3[],8)","v":0.28519},{"$f":"(Tabulation[[#This Row],[AC System Output (kW)]]*Tabulation[[#This Row],[Rate]])","v":0.1396718025}]
[2,21,8,1392.2460000000001,{"$f":"Tabulation[[#This Row],[AC System Output (W)]]/1000","v":1.3922460000000001},{"$f":"VLOOKUP(Tabulation[[#This Row],[Month]],Season,2)","v":"Winter"},{"$f":"(DATE(2021,Tabulation[[#This Row],[Month]],Tabulation[[#This Row],[Day]]))","v":"2021-02-21"},{"$f":"WEEKDAY(Tabulation[[#This Row],[Date]])","v":1},{"$f":"IF(OR(Tabulation[[#This Row],[DayNo]]=1,Tabulation[[#This Row],[DayNo]]=7),1,0)","v":1},{"$f":"COUNTIF(Holidays,Tabulation[[#This Row],[Date]])","v":0},{"$f":"CONCATENATE(Tabulation[[#This Row],[Holiday]],Tabulation[[#This Row],[Season]],Tabulation[[#This Row],[Weekend]],\"-\",IF(Tabulation[[#This Row],[Hour]]<10,0,\"\"),C1260)","v":"0Winter1-08"},{"$f":"VLOOKUP(Tabulation[[#This Row],[Concat]],Table3[],8)","v":0.28519},{"$f":"(Tabulation[[#This Row],[AC System Output (kW)]]*Tabulation[[#This Row],[Rate]])","v":0.39705463674000002}]
[2,21,9,2114.1419999999998,{"$f":"Tabulation[[#This Row],[AC System Output (W)]]/1000","v":2.1141419999999997},{"$f":"VLOOKUP(Tabulation[[#This Row],[Month]],Season,2)","v":"Winter"},{"$f":"(DATE(2021,Tabulation[[#This Row],[Month]],Tabulation[[#This Row],[Day]]))","v":"2021-02-21"},{"$f":"WEEKDAY(Tabulation[[#This Row],[Date]])","v":1},{"$f":"IF(OR(Tabulation[[#This Row],[DayNo]]=1,Tabulation[[#This Row],[DayNo]]=7),1,0)","v":1},{"$f":"COUNTIF(Holidays,Tabulation[[#This Row],[Date]])","v":0},{"$f":"CONCATENATE(Tabulation[[#This Row],[Holiday]],Tabulation[[#This Row],[Season]],Tabulation[[#This Row],[Weekend]],\"-\",IF(Tabulation[[#This Row],[Hour]]<10,0,\"\"),C1261)","v":"0Winter1-09"},{"$f":"VLOOKUP(Tabulation[[#This Row],[Concat]],Table3[],8)","v":0.28519},{"$f":"(Tabulation[[#This Row],[AC System Output (kW)]]*Tabulation[[#This Row],[Rate]])","v":0.60293215697999991}]
[2,21,10,2541.9380000000001,{"$f":"Tabulation[[#This Row],[AC System Output (W)]]/1000","v":2.541938},{"$f":"VLOOKUP(Tabulation[[#This Row],[Month]],Season,2)","v":"Winter"},{"$f":"(DATE(2021,Tabulation[[#This Row],[Month]],Tabulation[[#This Row],[Day]]))","v":"2021-02-21"},{"$f":"WEEKDAY(Tabulation[[#This Row],[Date]])","v":1},{"$f":"IF(OR(Tabulation[[#This Row],[DayNo]]=1,Tabulation[[#This Row],[DayNo]]=7),1,0)","v":1},{"$f":"COUNTIF(Holidays,Tabulation[[#This Row],[Date]])","v":0},{"$f":"CONCATENATE(Tabulation[[#This Row],[Holiday]],Tabulation[[#This Row],[Season]],Tabulation[[#This Row],[Weekend]],\"-\",IF(Tabulation[[#This Row],[Hour]]<10,0,\"\"),C1262)","v":"0Winter1-10"},{"$f":"VLOOKUP(Tabulation[[#This Row],[Concat]],Table3[],8)","v":0.28519},{"$f":"(Tabulation[[#This Row],[AC System Output (kW)]]*Tabulation[[#This Row],[Rate]])","v":0.72493529822000002}]
[2,21,11,2795.2260000000001,{"$f":"Tabulation[[#This Row],[AC System Output (W)]]/1000","v":2.795226},{"$f":"VLOOKUP(Tabulation[[#This Row],[Month]],Season,2)","v":"Winter"},{"$f":"(DATE(2021,Tabulation[[#This Row],[Month]],Tabulation[[#This Row],[Day]]))","v":"2021-02-21"},{"$f":"WEEKDAY(Tabulation[[#This Row],[Date]])","v":1},{"$f":"IF(OR(Tabulation[[#This Row],[DayNo]]=1,Tabulation[[#This Row],[DayNo]]=7),1,0)","v":1},{"$f":"COUNTIF(Holidays,Tabulation[[#This Row],[Date]])","v":0},{"$f":"CONCATENATE(Tabulation[[#This Row],[Holiday]],Tabulation[[#This Row],[Season]],Tabulation[[#This Row],[Weekend]],\"-\",IF(Tabulation[[#This Row],[Hour]]<10,0,\"\"),C1263)","v":"0Winter1-11"},{"$f":"VLOOKUP(Tabulation[[#This Row],[Concat]],Table3[],8)","v":0.28519},{"$f":"(Tabulation[[#This Row],[AC System Output (kW)]]*Tabulation[[#This Row],[Rate]])","v":0.79717050294000003}]
[2,21,12,2834.9789999999998,{"$f":"Tabulation[[#This Row],[AC System Output (W)]]/1000","v":2.8349789999999997},{"$f":"VLOOKUP(Tabulation[[#This Row],[Month]],Season,2)","v":"Winter"},{"$f":"(DATE(2021,Tabulation[[#This Row],[Month]],Tabulation[[#This Row],[Day]]))","v":"2021-02-21"},{"$f":"WEEKDAY(Tabulation[[#This Row],[Date]])","v":1},{"$f":"IF(OR(Tabulation[[#This Row],[DayNo]]=1,Tabulation[[#This Row],[DayNo]]=7),1,0)","v":1},{"$f":"COUNTIF(Holidays,Tabulation[[#This Row],[Date]])","v":0},{"$f":"CONCATENATE(Tabulation[[#This Row],[Holiday]],Tabulation[[#This Row],[Season]],Tabulation[[#This Row],[Weekend]],\"-\",IF(Tabulation[[#This Row],[Hour]]<10,0,\"\"),C1264)","v":"0Winter1-12"},{"$f":"VLOOKUP(Tabulation[[#This Row],[Concat]],Table3[],8)","v":0.28519},{"$f":"(Tabulation[[#This Row],[AC System Output (kW)]]*Tabulation[[#This Row],[Rate]])","v":0.80850766100999993}]
[2,21,13,2682.3470000000002,{"$f":"Tabulation[[#This Row],[AC System Output (W)]]/1000","v":2.682347},{"$f":"VLOOKUP(Tabulation[[#This Row],[Month]],Season,2)","v":"Winter"},{"$f":"(DATE(2021,Tabulation[[#This Row],[Month]],Tabulation[[#This Row],[Day]]))","v":"2021-02-21"},{"$f":"WEEKDAY(Tabulation[[#This Row],[Date]])","v":1},{"$f":"IF(OR(Tabulation[[#This Row],[DayNo]]=1,Tabulation[[#This Row],[DayNo]]=7),1,0)","v":1},{"$f":"COUNTIF(Holidays,Tabulation[[#This Row],[Date]])","v":0},{"$f":"CONCATENATE(Tabulation[[#This Row],[Holiday]],Tabulation[[#This Row],[Season]],Tabulation[[#This Row],[Weekend]],\"-\",IF(Tabulation[[#This Row],[Hour]]<10,0,\"\"),C1265)","v":"0Winter1-13"},{"$f":"VLOOKUP(Tabulation[[#This Row],[Concat]],Table3[],8)","v":0.28519},{"$f":"(Tabulation[[#This Row],[AC System Output (kW)]]*Tabulation[[#This Row],[Rate]])","v":0.76497854093000006}]
[2,21,14,2324.9409999999998,{"$f":"Tabulation[[#This Row],[AC System Output (W)]]/1000","v":2.3249409999999999},{"$f":"VLOOKUP(Tabulation[[#This Row],[Month]],Season,2)","v":"Winter"},{"$f":"(DATE(2021,Tabulation[[#This Row],[Month]],Tabulation[[#This Row],[Day]]))","v":"2021-02-21"},{"$f":"WEEKDAY(Tabulation[[#This Row],[Date]])","v":1},{"$f":"IF(OR(Tabulation[[#This Row],[DayNo]]=1,Tabulation[[#This Row],[DayNo]]=7),1,0)","v":1},{"$f":"COUNTIF(Holidays,Tabulation[[#This Row],[Date]])","v":0},{"$f":"CONCATENATE(Tabulation[[#This Row],[Holiday]],Tabulation[[#This Row],[Season]],Tabulation[[#This Row],[Weekend]],\"-\",IF(Tabulation[[#This Row],[Hour]]<10,0,\"\"),C1266)","v":"0Winter1-14"},{"$f":"VLOOKUP(Tabulation[[#This Row],[Concat]],Table3[],8)","v":0.28519},{"$f":"(Tabulation[[#This Row],[AC System Output (kW)]]*Tabulation[[#This Row],[Rate]])","v":0.66304992378999994}]
[2,21,15,1741.67,{"$f":"Tabulation[[#This Row],[AC System Output (W)]]/1000","v":1.7416700000000001},{"$f":"VLOOKUP(Tabulation[[#This Row],[Month]],Season,2)","v":"Winter"},{"$f":"(DATE(2021,Tabulation[[#This Row],[Month]],Tabulation[[#This Row],[Day]]))","v":"2021-02-21"},{"$f":"WEEKDAY(Tabulation[[#This Row],[Date]])","v":1},{"$f":"IF(OR(Tabulation[[#This Row],[DayNo]]=1,Tabulation[[#This Row],[DayNo]]=7),1,0)","v":1},{"$f":"COUNTIF(Holidays,Tabulation[[#This Row],[Date]])","v":0},{"$f":"CONCATENATE(Tabulation[[#This Row],[Holiday]],Tabulation[[#This Row],[Season]],Tabulation[[#This Row],[Weekend]],\"-\",IF(Tabulation[[#This Row],[Hour]]<10,0,\"\"),C1267)","v":"0Winter1-15"},{"$f":"VLOOKUP(Tabulation[[#This Row],[Concat]],Table3[],8)","v":0.28519},{"$f":"(Tabulation[[#This Row],[AC System Output (kW)]]*Tabulation[[#This Row],[Rate]])","v":0.49670686730000002}]
[2,21,16,965.67899999999997,{"$f":"Tabulation[[#This Row],[AC System Output (W)]]/1000","v":0.96567899999999995},{"$f":"VLOOKUP(Tabulation[[#This Row],[Month]],Season,2)","v":"Winter"},{"$f":"(DATE(2021,Tabulation[[#This Row],[Month]],Tabulation[[#This Row],[Day]]))","v":"2021-02-21"},{"$f":"WEEKDAY(Tabulation[[#This Row],[Date]])","v":1},{"$f":"IF(OR(Tabulation[[#This Row],[DayNo]]=1,Tabulation[[#This Row],[DayNo]]=7),1,0)","v":1},{"$f":"COUNTIF(Holidays,Tabulation[[#This Row],[Date]])","v":0},{"$f":"CONCATENATE(Tabulation[[#This Row],[Holiday]],Tabulation[[#This Row],[Season]],Tabulation[[#This Row],[Weekend]],\"-\",IF(Tabulation[[#This Row],[Hour]]<10,0,\"\"),C1268)","v":"0Winter1-16"},{"$f":"VLOOKUP(Tabulation[[#This Row],[Concat]],Table3[],8)","v":0.28519},{"$f":"(Tabulation[[#This Row],[AC System Output (kW)]]*Tabulation[[#This Row],[Rate]])","v":0.27540199400999998}]
[2,21,17,177.89099999999999,{"$f":"Tabulation[[#This Row],[AC System Output (W)]]/1000","v":0.17789099999999999},{"$f":"VLOOKUP(Tabulation[[#This Row],[Month]],Season,2)","v":"Winter"},{"$f":"(DATE(2021,Tabulation[[#This Row],[Month]],Tabulation[[#This Row],[Day]]))","v":"2021-02-21"},{"$f":"WEEKDAY(Tabulation[[#This Row],[Date]])","v":1},{"$f":"IF(OR(Tabulation[[#This Row],[DayNo]]=1,Tabulation[[#This Row],[DayNo]]=7),1,0)","v":1},{"$f":"COUNTIF(Holidays,Tabulation[[#This Row],[Date]])","v":0},{"$f":"CONCATENATE(Tabulation[[#This Row],[Holiday]],Tabulation[[#This Row],[Season]],Tabulation[[#This Row],[Weekend]],\"-\",IF(Tabulation[[#This Row],[Hour]]<10,0,\"\"),C1269)","v":"0Winter1-17"},{"$f":"VLOOKUP(Tabulation[[#This Row],[Concat]],Table3[],8)","v":0.28519},{"$f":"(Tabulation[[#This Row],[AC System Output (kW)]]*Tabulation[[#This Row],[Rate]])","v":5.0732734289999998E-2}]
[2,21,18,0,{"$f":"Tabulation[[#This Row],[AC System Output (W)]]/1000","v":0},{"$f":"VLOOKUP(Tabulation[[#This Row],[Month]],Season,2)","v":"Winter"},{"$f":"(DATE(2021,Tabulation[[#This Row],[Month]],Tabulation[[#This Row],[Day]]))","v":"2021-02-21"},{"$f":"WEEKDAY(Tabulation[[#This Row],[Date]])","v":1},{"$f":"IF(OR(Tabulation[[#This Row],[DayNo]]=1,Tabulation[[#This Row],[DayNo]]=7),1,0)","v":1},{"$f":"COUNTIF(Holidays,Tabulation[[#This Row],[Date]])","v":0},{"$f":"CONCATENATE(Tabulation[[#This Row],[Holiday]],Tabulation[[#This Row],[Season]],Tabulation[[#This Row],[Weekend]],\"-\",IF(Tabulation[[#This Row],[Hour]]<10,0,\"\"),C1270)","v":"0Winter1-18"},{"$f":"VLOOKUP(Tabulation[[#This Row],[Concat]],Table3[],8)","v":0.28519},{"$f":"(Tabulation[[#This Row],[AC System Output (kW)]]*Tabulation[[#This Row],[Rate]])","v":0}]
[2,21,19,0,{"$f":"Tabulation[[#This Row],[AC System Output (W)]]/1000","v":0},{"$f":"VLOOKUP(Tabulation[[#This Row],[Month]],Season,2)","v":"Winter"},{"$f":"(DATE(2021,Tabulation[[#This Row],[Month]],Tabulation[[#This Row],[Day]]))","v":"2021-02-21"},{"$f":"WEEKDAY(Tabulation[[#This Row],[Date]])","v":1},{"$f":"IF(OR(Tabulation[[#This Row],[DayNo]]=1,Tabulation[[#This Row],[DayNo]]=7),1,0)","v":1},{"$f":"COUNTIF(Holidays,Tabulation[[#This Row],[Date]])","v":0},{"$f":"CONCATENATE(Tabulation[[#This Row],[Holiday]],Tabulation[[#This Row],[Season]],Tabulation[[#This Row],[Weekend]],\"-\",IF(Tabulation[[#This Row],[Hour]]<10,0,\"\"),C1271)","v":"0Winter1-19"},{"$f":"VLOOKUP(Tabulation[[#This Row],[Concat]],Table3[],8)","v":0.28519},{"$f":"(Tabulation[[#This Row],[AC System Output (kW)]]*Tabulation[[#This Row],[Rate]])","v":0}]
[2,21,20,0,{"$f":"Tabulation[[#This Row],[AC System Output (W)]]/1000","v":0},{"$f":"VLOOKUP(Tabulation[[#This Row],[Month]],Season,2)","v":"Winter"},{"$f":"(DATE(2021,Tabulation[[#This Row],[Month]],Tabulation[[#This Row],[Day]]))","v":"2021-02-21"},{"$f":"WEEKDAY(Tabulation[[#This Row],[Date]])","v":1},{"$f":"IF(OR(Tabulation[[#This Row],[DayNo]]=1,Tabulation[[#This Row],[DayNo]]=7),1,0)","v":1},{"$f":"COUNTIF(Holidays,Tabulation[[#This Row],[Date]])","v":0},{"$f":"CONCATENATE(Tabulation[[#This Row],[Holiday]],Tabulation[[#This Row],[Season]],Tabulation[[#This Row],[Weekend]],\"-\",IF(Tabulation[[#This Row],[Hour]]<10,0,\"\"),C1272)","v":"0Winter1-20"},{"$f":"VLOOKUP(Tabulation[[#This Row],[Concat]],Table3[],8)","v":0.28519},{"$f":"(Tabulation[[#This Row],[AC System Output (kW)]]*Tabulation[[#This Row],[Rate]])","v":0}]
[2,21,21,0,{"$f":"Tabulation[[#This Row],[AC System Output (W)]]/1000","v":0},{"$f":"VLOOKUP(Tabulation[[#This Row],[Month]],Season,2)","v":"Winter"},{"$f":"(DATE(2021,Tabulation[[#This Row],[Month]],Tabulation[[#This Row],[Day]]))","v":"2021-02-21"},{"$f":"WEEKDAY(Tabulation[[#This Row],[Date]])","v":1},{"$f":"IF(OR(Tabulation[[#This Row],[DayNo]]=1,Tabulation[[#This Row],[DayNo]]=7),1,0)","v":1},{"$f":"COUNTIF(Holidays,Tabulation[[#This Row],[Date]])","v":0},{"$f":"CONCATENATE(Tabulation[[#This Row],[Holiday]],Tabulation[[#This Row],[Season]],Tabulation[[#This Row],[Weekend]],\"-\",IF(Tabulation[[#This Row],[Hour]]<10,0,\"\"),C1273)","v":"0Winter1-21"},{"$f":"VLOOKUP(Tabulation[[#This Row],[Concat]],Table3[],8)","v":0.28519},{"$f":"(Tabulation[[#This Row],[AC System Output (kW)]]*Tabulation[[#This Row],[Rate]])","v":0}]
[2,21,22,0,{"$f":"Tabulation[[#This Row],[AC System Output (W)]]/1000","v":0},{"$f":"VLOOKUP(Tabulation[[#This Row],[Month]],Season,2)","v":"Winter"},{"$f":"(DATE(2021,Tabulation[[#This Row],[Month]],Tabulation[[#This Row],[Day]]))","v":"2021-02-21"},{"$f":"WEEKDAY(Tabulation[[#This Row],[Date]])","v":1},{"$f":"IF(OR(Tabulation[[#This Row],[DayNo]]=1,Tabulation[[#This Row],[DayNo]]=7),1,0)","v":1},{"$f":"COUNTIF(Holidays,Tabulation[[#This Row],[Date]])","v":0},{"$f":"CONCATENATE(Tabulation[[#This Row],[Holiday]],Tabulation[[#This Row],[Season]],Tabulation[[#This Row],[Weekend]],\"-\",IF(Tabulation[[#This Row],[Hour]]<10,0,\"\"),C1274)","v":"0Winter1-22"},{"$f":"VLOOKUP(Tabulation[[#This Row],[Concat]],Table3[],8)","v":0.28519},{"$f":"(Tabulation[[#This Row],[AC System Output (kW)]]*Tabulation[[#This Row],[Rate]])","v":0}]
[2,21,23,0,{"$f":"Tabulation[[#This Row],[AC System Output (W)]]/1000","v":0},{"$f":"VLOOKUP(Tabulation[[#This Row],[Month]],Season,2)","v":"Winter"},{"$f":"(DATE(2021,Tabulation[[#This Row],[Month]],Tabulation[[#This Row],[Day]]))","v":"2021-02-21"},{"$f":"WEEKDAY(Tabulation[[#This Row],[Date]])","v":1},{"$f":"IF(OR(Tabulation[[#This Row],[DayNo]]=1,Tabulation[[#This Row],[DayNo]]=7),1,0)","v":1},{"$f":"COUNTIF(Holidays,Tabulation[[#This Row],[Date]])","v":0},{"$f":"CONCATENATE(Tabulation[[#This Row],[Holiday]],Tabulation[[#This Row],[Season]],Tabulation[[#This Row],[Weekend]],\"-\",IF(Tabulation[[#This Row],[Hour]]<10,0,\"\"),C1275)","v":"0Winter1-23"},{"$f":"VLOOKUP(Tabulation[[#This Row],[Concat]],Table3[],8)","v":0.28519},{"$f":"(Tabulation[[#This Row],[AC System Output (kW)]]*Tabulation[[#This Row],[Rate]])","v":0}]
[2,22,0,0,{"$f":"Tabulation[[#This Row],[AC System Output (W)]]/1000","v":0},{"$f":"VLOOKUP(Tabulation[[#This Row],[Month]],Season,2)","v":"Winter"},{"$f":"(DATE(2021,Tabulation[[#This Row],[Month]],Tabulation[[#This Row],[Day]]))","v":"2021-02-22"},{"$f":"WEEKDAY(Tabulation[[#This Row],[Date]])","v":2},{"$f":"IF(OR(Tabulation[[#This Row],[DayNo]]=1,Tabulation[[#This Row],[DayNo]]=7),1,0)","v":0},{"$f":"COUNTIF(Holidays,Tabulation[[#This Row],[Date]])","v":0},{"$f":"CONCATENATE(Tabulation[[#This Row],[Holiday]],Tabulation[[#This Row],[Season]],Tabulation[[#This Row],[Weekend]],\"-\",IF(Tabulation[[#This Row],[Hour]]<10,0,\"\"),C1276)","v":"0Winter0-00"},{"$f":"VLOOKUP(Tabulation[[#This Row],[Concat]],Table3[],8)","v":0.28519},{"$f":"(Tabulation[[#This Row],[AC System Output (kW)]]*Tabulation[[#This Row],[Rate]])","v":0}]
[2,22,1,0,{"$f":"Tabulation[[#This Row],[AC System Output (W)]]/1000","v":0},{"$f":"VLOOKUP(Tabulation[[#This Row],[Month]],Season,2)","v":"Winter"},{"$f":"(DATE(2021,Tabulation[[#This Row],[Month]],Tabulation[[#This Row],[Day]]))","v":"2021-02-22"},{"$f":"WEEKDAY(Tabulation[[#This Row],[Date]])","v":2},{"$f":"IF(OR(Tabulation[[#This Row],[DayNo]]=1,Tabulation[[#This Row],[DayNo]]=7),1,0)","v":0},{"$f":"COUNTIF(Holidays,Tabulation[[#This Row],[Date]])","v":0},{"$f":"CONCATENATE(Tabulation[[#This Row],[Holiday]],Tabulation[[#This Row],[Season]],Tabulation[[#This Row],[Weekend]],\"-\",IF(Tabulation[[#This Row],[Hour]]<10,0,\"\"),C1277)","v":"0Winter0-01"},{"$f":"VLOOKUP(Tabulation[[#This Row],[Concat]],Table3[],8)","v":0.28519},{"$f":"(Tabulation[[#This Row],[AC System Output (kW)]]*Tabulation[[#This Row],[Rate]])","v":0}]
[2,22,2,0,{"$f":"Tabulation[[#This Row],[AC System Output (W)]]/1000","v":0},{"$f":"VLOOKUP(Tabulation[[#This Row],[Month]],Season,2)","v":"Winter"},{"$f":"(DATE(2021,Tabulation[[#This Row],[Month]],Tabulation[[#This Row],[Day]]))","v":"2021-02-22"},{"$f":"WEEKDAY(Tabulation[[#This Row],[Date]])","v":2},{"$f":"IF(OR(Tabulation[[#This Row],[DayNo]]=1,Tabulation[[#This Row],[DayNo]]=7),1,0)","v":0},{"$f":"COUNTIF(Holidays,Tabulation[[#This Row],[Date]])","v":0},{"$f":"CONCATENATE(Tabulation[[#This Row],[Holiday]],Tabulation[[#This Row],[Season]],Tabulation[[#This Row],[Weekend]],\"-\",IF(Tabulation[[#This Row],[Hour]]<10,0,\"\"),C1278)","v":"0Winter0-02"},{"$f":"VLOOKUP(Tabulation[[#This Row],[Concat]],Table3[],8)","v":0.28519},{"$f":"(Tabulation[[#This Row],[AC System Output (kW)]]*Tabulation[[#This Row],[Rate]])","v":0}]
[2,22,3,0,{"$f":"Tabulation[[#This Row],[AC System Output (W)]]/1000","v":0},{"$f":"VLOOKUP(Tabulation[[#This Row],[Month]],Season,2)","v":"Winter"},{"$f":"(DATE(2021,Tabulation[[#This Row],[Month]],Tabulation[[#This Row],[Day]]))","v":"2021-02-22"},{"$f":"WEEKDAY(Tabulation[[#This Row],[Date]])","v":2},{"$f":"IF(OR(Tabulation[[#This Row],[DayNo]]=1,Tabulation[[#This Row],[DayNo]]=7),1,0)","v":0},{"$f":"COUNTIF(Holidays,Tabulation[[#This Row],[Date]])","v":0},{"$f":"CONCATENATE(Tabulation[[#This Row],[Holiday]],Tabulation[[#This Row],[Season]],Tabulation[[#This Row],[Weekend]],\"-\",IF(Tabulation[[#This Row],[Hour]]<10,0,\"\"),C1279)","v":"0Winter0-03"},{"$f":"VLOOKUP(Tabulation[[#This Row],[Concat]],Table3[],8)","v":0.28519},{"$f":"(Tabulation[[#This Row],[AC System Output (kW)]]*Tabulation[[#This Row],[Rate]])","v":0}]
[2,22,4,0,{"$f":"Tabulation[[#This Row],[AC System Output (W)]]/1000","v":0},{"$f":"VLOOKUP(Tabulation[[#This Row],[Month]],Season,2)","v":"Winter"},{"$f":"(DATE(2021,Tabulation[[#This Row],[Month]],Tabulation[[#This Row],[Day]]))","v":"2021-02-22"},{"$f":"WEEKDAY(Tabulation[[#This Row],[Date]])","v":2},{"$f":"IF(OR(Tabulation[[#This Row],[DayNo]]=1,Tabulation[[#This Row],[DayNo]]=7),1,0)","v":0},{"$f":"COUNTIF(Holidays,Tabulation[[#This Row],[Date]])","v":0},{"$f":"CONCATENATE(Tabulation[[#This Row],[Holiday]],Tabulation[[#This Row],[Season]],Tabulation[[#This Row],[Weekend]],\"-\",IF(Tabulation[[#This Row],[Hour]]<10,0,\"\"),C1280)","v":"0Winter0-04"},{"$f":"VLOOKUP(Tabulation[[#This Row],[Concat]],Table3[],8)","v":0.28519},{"$f":"(Tabulation[[#This Row],[AC System Output (kW)]]*Tabulation[[#This Row],[Rate]])","v":0}]
[2,22,5,0,{"$f":"Tabulation[[#This Row],[AC System Output (W)]]/1000","v":0},{"$f":"VLOOKUP(Tabulation[[#This Row],[Month]],Season,2)","v":"Winter"},{"$f":"(DATE(2021,Tabulation[[#This Row],[Month]],Tabulation[[#This Row],[Day]]))","v":"2021-02-22"},{"$f":"WEEKDAY(Tabulation[[#This Row],[Date]])","v":2},{"$f":"IF(OR(Tabulation[[#This Row],[DayNo]]=1,Tabulation[[#This Row],[DayNo]]=7),1,0)","v":0},{"$f":"COUNTIF(Holidays,Tabulation[[#This Row],[Date]])","v":0},{"$f":"CONCATENATE(Tabulation[[#This Row],[Holiday]],Tabulation[[#This Row],[Season]],Tabulation[[#This Row],[Weekend]],\"-\",IF(Tabulation[[#This Row],[Hour]]<10,0,\"\"),C1281)","v":"0Winter0-05"},{"$f":"VLOOKUP(Tabulation[[#This Row],[Concat]],Table3[],8)","v":0.28519},{"$f":"(Tabulation[[#This Row],[AC System Output (kW)]]*Tabulation[[#This Row],[Rate]])","v":0}]
[2,22,6,0,{"$f":"Tabulation[[#This Row],[AC System Output (W)]]/1000","v":0},{"$f":"VLOOKUP(Tabulation[[#This Row],[Month]],Season,2)","v":"Winter"},{"$f":"(DATE(2021,Tabulation[[#This Row],[Month]],Tabulation[[#This Row],[Day]]))","v":"2021-02-22"},{"$f":"WEEKDAY(Tabulation[[#This Row],[Date]])","v":2},{"$f":"IF(OR(Tabulation[[#This Row],[DayNo]]=1,Tabulation[[#This Row],[DayNo]]=7),1,0)","v":0},{"$f":"COUNTIF(Holidays,Tabulation[[#This Row],[Date]])","v":0},{"$f":"CONCATENATE(Tabulation[[#This Row],[Holiday]],Tabulation[[#This Row],[Season]],Tabulation[[#This Row],[Weekend]],\"-\",IF(Tabulation[[#This Row],[Hour]]<10,0,\"\"),C1282)","v":"0Winter0-06"},{"$f":"VLOOKUP(Tabulation[[#This Row],[Concat]],Table3[],8)","v":0.28519},{"$f":"(Tabulation[[#This Row],[AC System Output (kW)]]*Tabulation[[#This Row],[Rate]])","v":0}]
[2,22,7,119.80800000000001,{"$f":"Tabulation[[#This Row],[AC System Output (W)]]/1000","v":0.11980800000000001},{"$f":"VLOOKUP(Tabulation[[#This Row],[Month]],Season,2)","v":"Winter"},{"$f":"(DATE(2021,Tabulation[[#This Row],[Month]],Tabulation[[#This Row],[Day]]))","v":"2021-02-22"},{"$f":"WEEKDAY(Tabulation[[#This Row],[Date]])","v":2},{"$f":"IF(OR(Tabulation[[#This Row],[DayNo]]=1,Tabulation[[#This Row],[DayNo]]=7),1,0)","v":0},{"$f":"COUNTIF(Holidays,Tabulation[[#This Row],[Date]])","v":0},{"$f":"CONCATENATE(Tabulation[[#This Row],[Holiday]],Tabulation[[#This Row],[Season]],Tabulation[[#This Row],[Weekend]],\"-\",IF(Tabulation[[#This Row],[Hour]]<10,0,\"\"),C1283)","v":"0Winter0-07"},{"$f":"VLOOKUP(Tabulation[[#This Row],[Concat]],Table3[],8)","v":0.28519},{"$f":"(Tabulation[[#This Row],[AC System Output (kW)]]*Tabulation[[#This Row],[Rate]])","v":3.4168043520000003E-2}]
[2,22,8,941.58500000000004,{"$f":"Tabulation[[#This Row],[AC System Output (W)]]/1000","v":0.94158500000000001},{"$f":"VLOOKUP(Tabulation[[#This Row],[Month]],Season,2)","v":"Winter"},{"$f":"(DATE(2021,Tabulation[[#This Row],[Month]],Tabulation[[#This Row],[Day]]))","v":"2021-02-22"},{"$f":"WEEKDAY(Tabulation[[#This Row],[Date]])","v":2},{"$f":"IF(OR(Tabulation[[#This Row],[DayNo]]=1,Tabulation[[#This Row],[DayNo]]=7),1,0)","v":0},{"$f":"COUNTIF(Holidays,Tabulation[[#This Row],[Date]])","v":0},{"$f":"CONCATENATE(Tabulation[[#This Row],[Holiday]],Tabulation[[#This Row],[Season]],Tabulation[[#This Row],[Weekend]],\"-\",IF(Tabulation[[#This Row],[Hour]]<10,0,\"\"),C1284)","v":"0Winter0-08"},{"$f":"VLOOKUP(Tabulation[[#This Row],[Concat]],Table3[],8)","v":0.28519},{"$f":"(Tabulation[[#This Row],[AC System Output (kW)]]*Tabulation[[#This Row],[Rate]])","v":0.26853062615000001}]
[2,22,9,1593.374,{"$f":"Tabulation[[#This Row],[AC System Output (W)]]/1000","v":1.5933740000000001},{"$f":"VLOOKUP(Tabulation[[#This Row],[Month]],Season,2)","v":"Winter"},{"$f":"(DATE(2021,Tabulation[[#This Row],[Month]],Tabulation[[#This Row],[Day]]))","v":"2021-02-22"},{"$f":"WEEKDAY(Tabulation[[#This Row],[Date]])","v":2},{"$f":"IF(OR(Tabulation[[#This Row],[DayNo]]=1,Tabulation[[#This Row],[DayNo]]=7),1,0)","v":0},{"$f":"COUNTIF(Holidays,Tabulation[[#This Row],[Date]])","v":0},{"$f":"CONCATENATE(Tabulation[[#This Row],[Holiday]],Tabulation[[#This Row],[Season]],Tabulation[[#This Row],[Weekend]],\"-\",IF(Tabulation[[#This Row],[Hour]]<10,0,\"\"),C1285)","v":"0Winter0-09"},{"$f":"VLOOKUP(Tabulation[[#This Row],[Concat]],Table3[],8)","v":0.28519},{"$f":"(Tabulation[[#This Row],[AC System Output (kW)]]*Tabulation[[#This Row],[Rate]])","v":0.45441433106000001}]
[2,22,10,2616.9490000000001,{"$f":"Tabulation[[#This Row],[AC System Output (W)]]/1000","v":2.616949},{"$f":"VLOOKUP(Tabulation[[#This Row],[Month]],Season,2)","v":"Winter"},{"$f":"(DATE(2021,Tabulation[[#This Row],[Month]],Tabulation[[#This Row],[Day]]))","v":"2021-02-22"},{"$f":"WEEKDAY(Tabulation[[#This Row],[Date]])","v":2},{"$f":"IF(OR(Tabulation[[#This Row],[DayNo]]=1,Tabulation[[#This Row],[DayNo]]=7),1,0)","v":0},{"$f":"COUNTIF(Holidays,Tabulation[[#This Row],[Date]])","v":0},{"$f":"CONCATENATE(Tabulation[[#This Row],[Holiday]],Tabulation[[#This Row],[Season]],Tabulation[[#This Row],[Weekend]],\"-\",IF(Tabulation[[#This Row],[Hour]]<10,0,\"\"),C1286)","v":"0Winter0-10"},{"$f":"VLOOKUP(Tabulation[[#This Row],[Concat]],Table3[],8)","v":0.28519},{"$f":"(Tabulation[[#This Row],[AC System Output (kW)]]*Tabulation[[#This Row],[Rate]])","v":0.74632768531000004}]
[2,22,11,2867.3539999999998,{"$f":"Tabulation[[#This Row],[AC System Output (W)]]/1000","v":2.8673539999999997},{"$f":"VLOOKUP(Tabulation[[#This Row],[Month]],Season,2)","v":"Winter"},{"$f":"(DATE(2021,Tabulation[[#This Row],[Month]],Tabulation[[#This Row],[Day]]))","v":"2021-02-22"},{"$f":"WEEKDAY(Tabulation[[#This Row],[Date]])","v":2},{"$f":"IF(OR(Tabulation[[#This Row],[DayNo]]=1,Tabulation[[#This Row],[DayNo]]=7),1,0)","v":0},{"$f":"COUNTIF(Holidays,Tabulation[[#This Row],[Date]])","v":0},{"$f":"CONCATENATE(Tabulation[[#This Row],[Holiday]],Tabulation[[#This Row],[Season]],Tabulation[[#This Row],[Weekend]],\"-\",IF(Tabulation[[#This Row],[Hour]]<10,0,\"\"),C1287)","v":"0Winter0-11"},{"$f":"VLOOKUP(Tabulation[[#This Row],[Concat]],Table3[],8)","v":0.28519},{"$f":"(Tabulation[[#This Row],[AC System Output (kW)]]*Tabulation[[#This Row],[Rate]])","v":0.81774068725999993}]
[2,22,12,2912.6129999999998,{"$f":"Tabulation[[#This Row],[AC System Output (W)]]/1000","v":2.9126129999999999},{"$f":"VLOOKUP(Tabulation[[#This Row],[Month]],Season,2)","v":"Winter"},{"$f":"(DATE(2021,Tabulation[[#This Row],[Month]],Tabulation[[#This Row],[Day]]))","v":"2021-02-22"},{"$f":"WEEKDAY(Tabulation[[#This Row],[Date]])","v":2},{"$f":"IF(OR(Tabulation[[#This Row],[DayNo]]=1,Tabulation[[#This Row],[DayNo]]=7),1,0)","v":0},{"$f":"COUNTIF(Holidays,Tabulation[[#This Row],[Date]])","v":0},{"$f":"CONCATENATE(Tabulation[[#This Row],[Holiday]],Tabulation[[#This Row],[Season]],Tabulation[[#This Row],[Weekend]],\"-\",IF(Tabulation[[#This Row],[Hour]]<10,0,\"\"),C1288)","v":"0Winter0-12"},{"$f":"VLOOKUP(Tabulation[[#This Row],[Concat]],Table3[],8)","v":0.28519},{"$f":"(Tabulation[[#This Row],[AC System Output (kW)]]*Tabulation[[#This Row],[Rate]])","v":0.83064810147000001}]
[2,22,13,2720.9250000000002,{"$f":"Tabulation[[#This Row],[AC System Output (W)]]/1000","v":2.7209250000000003},{"$f":"VLOOKUP(Tabulation[[#This Row],[Month]],Season,2)","v":"Winter"},{"$f":"(DATE(2021,Tabulation[[#This Row],[Month]],Tabulation[[#This Row],[Day]]))","v":"2021-02-22"},{"$f":"WEEKDAY(Tabulation[[#This Row],[Date]])","v":2},{"$f":"IF(OR(Tabulation[[#This Row],[DayNo]]=1,Tabulation[[#This Row],[DayNo]]=7),1,0)","v":0},{"$f":"COUNTIF(Holidays,Tabulation[[#This Row],[Date]])","v":0},{"$f":"CONCATENATE(Tabulation[[#This Row],[Holiday]],Tabulation[[#This Row],[Season]],Tabulation[[#This Row],[Weekend]],\"-\",IF(Tabulation[[#This Row],[Hour]]<10,0,\"\"),C1289)","v":"0Winter0-13"},{"$f":"VLOOKUP(Tabulation[[#This Row],[Concat]],Table3[],8)","v":0.28519},{"$f":"(Tabulation[[#This Row],[AC System Output (kW)]]*Tabulation[[#This Row],[Rate]])","v":0.77598060075000008}]
[2,22,14,2361.203,{"$f":"Tabulation[[#This Row],[AC System Output (W)]]/1000","v":2.3612030000000002},{"$f":"VLOOKUP(Tabulation[[#This Row],[Month]],Season,2)","v":"Winter"},{"$f":"(DATE(2021,Tabulation[[#This Row],[Month]],Tabulation[[#This Row],[Day]]))","v":"2021-02-22"},{"$f":"WEEKDAY(Tabulation[[#This Row],[Date]])","v":2},{"$f":"IF(OR(Tabulation[[#This Row],[DayNo]]=1,Tabulation[[#This Row],[DayNo]]=7),1,0)","v":0},{"$f":"COUNTIF(Holidays,Tabulation[[#This Row],[Date]])","v":0},{"$f":"CONCATENATE(Tabulation[[#This Row],[Holiday]],Tabulation[[#This Row],[Season]],Tabulation[[#This Row],[Weekend]],\"-\",IF(Tabulation[[#This Row],[Hour]]<10,0,\"\"),C1290)","v":"0Winter0-14"},{"$f":"VLOOKUP(Tabulation[[#This Row],[Concat]],Table3[],8)","v":0.28519},{"$f":"(Tabulation[[#This Row],[AC System Output (kW)]]*Tabulation[[#This Row],[Rate]])","v":0.67339148357}]
[2,22,15,1729.518,{"$f":"Tabulation[[#This Row],[AC System Output (W)]]/1000","v":1.7295180000000001},{"$f":"VLOOKUP(Tabulation[[#This Row],[Month]],Season,2)","v":"Winter"},{"$f":"(DATE(2021,Tabulation[[#This Row],[Month]],Tabulation[[#This Row],[Day]]))","v":"2021-02-22"},{"$f":"WEEKDAY(Tabulation[[#This Row],[Date]])","v":2},{"$f":"IF(OR(Tabulation[[#This Row],[DayNo]]=1,Tabulation[[#This Row],[DayNo]]=7),1,0)","v":0},{"$f":"COUNTIF(Holidays,Tabulation[[#This Row],[Date]])","v":0},{"$f":"CONCATENATE(Tabulation[[#This Row],[Holiday]],Tabulation[[#This Row],[Season]],Tabulation[[#This Row],[Weekend]],\"-\",IF(Tabulation[[#This Row],[Hour]]<10,0,\"\"),C1291)","v":"0Winter0-15"},{"$f":"VLOOKUP(Tabulation[[#This Row],[Concat]],Table3[],8)","v":0.28519},{"$f":"(Tabulation[[#This Row],[AC System Output (kW)]]*Tabulation[[#This Row],[Rate]])","v":0.49324123842000001}]
[2,22,16,951.68600000000004,{"$f":"Tabulation[[#This Row],[AC System Output (W)]]/1000","v":0.95168600000000003},{"$f":"VLOOKUP(Tabulation[[#This Row],[Month]],Season,2)","v":"Winter"},{"$f":"(DATE(2021,Tabulation[[#This Row],[Month]],Tabulation[[#This Row],[Day]]))","v":"2021-02-22"},{"$f":"WEEKDAY(Tabulation[[#This Row],[Date]])","v":2},{"$f":"IF(OR(Tabulation[[#This Row],[DayNo]]=1,Tabulation[[#This Row],[DayNo]]=7),1,0)","v":0},{"$f":"COUNTIF(Holidays,Tabulation[[#This Row],[Date]])","v":0},{"$f":"CONCATENATE(Tabulation[[#This Row],[Holiday]],Tabulation[[#This Row],[Season]],Tabulation[[#This Row],[Weekend]],\"-\",IF(Tabulation[[#This Row],[Hour]]<10,0,\"\"),C1292)","v":"0Winter0-16"},{"$f":"VLOOKUP(Tabulation[[#This Row],[Concat]],Table3[],8)","v":0.28519},{"$f":"(Tabulation[[#This Row],[AC System Output (kW)]]*Tabulation[[#This Row],[Rate]])","v":0.27141133034000003}]
[2,22,17,58.709000000000003,{"$f":"Tabulation[[#This Row],[AC System Output (W)]]/1000","v":5.8709000000000004E-2},{"$f":"VLOOKUP(Tabulation[[#This Row],[Month]],Season,2)","v":"Winter"},{"$f":"(DATE(2021,Tabulation[[#This Row],[Month]],Tabulation[[#This Row],[Day]]))","v":"2021-02-22"},{"$f":"WEEKDAY(Tabulation[[#This Row],[Date]])","v":2},{"$f":"IF(OR(Tabulation[[#This Row],[DayNo]]=1,Tabulation[[#This Row],[DayNo]]=7),1,0)","v":0},{"$f":"COUNTIF(Holidays,Tabulation[[#This Row],[Date]])","v":0},{"$f":"CONCATENATE(Tabulation[[#This Row],[Holiday]],Tabulation[[#This Row],[Season]],Tabulation[[#This Row],[Weekend]],\"-\",IF(Tabulation[[#This Row],[Hour]]<10,0,\"\"),C1293)","v":"0Winter0-17"},{"$f":"VLOOKUP(Tabulation[[#This Row],[Concat]],Table3[],8)","v":0.30257000000000001},{"$f":"(Tabulation[[#This Row],[AC System Output (kW)]]*Tabulation[[#This Row],[Rate]])","v":1.776358213E-2}]
[2,22,18,0,{"$f":"Tabulation[[#This Row],[AC System Output (W)]]/1000","v":0},{"$f":"VLOOKUP(Tabulation[[#This Row],[Month]],Season,2)","v":"Winter"},{"$f":"(DATE(2021,Tabulation[[#This Row],[Month]],Tabulation[[#This Row],[Day]]))","v":"2021-02-22"},{"$f":"WEEKDAY(Tabulation[[#This Row],[Date]])","v":2},{"$f":"IF(OR(Tabulation[[#This Row],[DayNo]]=1,Tabulation[[#This Row],[DayNo]]=7),1,0)","v":0},{"$f":"COUNTIF(Holidays,Tabulation[[#This Row],[Date]])","v":0},{"$f":"CONCATENATE(Tabulation[[#This Row],[Holiday]],Tabulation[[#This Row],[Season]],Tabulation[[#This Row],[Weekend]],\"-\",IF(Tabulation[[#This Row],[Hour]]<10,0,\"\"),C1294)","v":"0Winter0-18"},{"$f":"VLOOKUP(Tabulation[[#This Row],[Concat]],Table3[],8)","v":0.30257000000000001},{"$f":"(Tabulation[[#This Row],[AC System Output (kW)]]*Tabulation[[#This Row],[Rate]])","v":0}]
[2,22,19,0,{"$f":"Tabulation[[#This Row],[AC System Output (W)]]/1000","v":0},{"$f":"VLOOKUP(Tabulation[[#This Row],[Month]],Season,2)","v":"Winter"},{"$f":"(DATE(2021,Tabulation[[#This Row],[Month]],Tabulation[[#This Row],[Day]]))","v":"2021-02-22"},{"$f":"WEEKDAY(Tabulation[[#This Row],[Date]])","v":2},{"$f":"IF(OR(Tabulation[[#This Row],[DayNo]]=1,Tabulation[[#This Row],[DayNo]]=7),1,0)","v":0},{"$f":"COUNTIF(Holidays,Tabulation[[#This Row],[Date]])","v":0},{"$f":"CONCATENATE(Tabulation[[#This Row],[Holiday]],Tabulation[[#This Row],[Season]],Tabulation[[#This Row],[Weekend]],\"-\",IF(Tabulation[[#This Row],[Hour]]<10,0,\"\"),C1295)","v":"0Winter0-19"},{"$f":"VLOOKUP(Tabulation[[#This Row],[Concat]],Table3[],8)","v":0.30257000000000001},{"$f":"(Tabulation[[#This Row],[AC System Output (kW)]]*Tabulation[[#This Row],[Rate]])","v":0}]
[2,22,20,0,{"$f":"Tabulation[[#This Row],[AC System Output (W)]]/1000","v":0},{"$f":"VLOOKUP(Tabulation[[#This Row],[Month]],Season,2)","v":"Winter"},{"$f":"(DATE(2021,Tabulation[[#This Row],[Month]],Tabulation[[#This Row],[Day]]))","v":"2021-02-22"},{"$f":"WEEKDAY(Tabulation[[#This Row],[Date]])","v":2},{"$f":"IF(OR(Tabulation[[#This Row],[DayNo]]=1,Tabulation[[#This Row],[DayNo]]=7),1,0)","v":0},{"$f":"COUNTIF(Holidays,Tabulation[[#This Row],[Date]])","v":0},{"$f":"CONCATENATE(Tabulation[[#This Row],[Holiday]],Tabulation[[#This Row],[Season]],Tabulation[[#This Row],[Weekend]],\"-\",IF(Tabulation[[#This Row],[Hour]]<10,0,\"\"),C1296)","v":"0Winter0-20"},{"$f":"VLOOKUP(Tabulation[[#This Row],[Concat]],Table3[],8)","v":0.28519},{"$f":"(Tabulation[[#This Row],[AC System Output (kW)]]*Tabulation[[#This Row],[Rate]])","v":0}]
[2,22,21,0,{"$f":"Tabulation[[#This Row],[AC System Output (W)]]/1000","v":0},{"$f":"VLOOKUP(Tabulation[[#This Row],[Month]],Season,2)","v":"Winter"},{"$f":"(DATE(2021,Tabulation[[#This Row],[Month]],Tabulation[[#This Row],[Day]]))","v":"2021-02-22"},{"$f":"WEEKDAY(Tabulation[[#This Row],[Date]])","v":2},{"$f":"IF(OR(Tabulation[[#This Row],[DayNo]]=1,Tabulation[[#This Row],[DayNo]]=7),1,0)","v":0},{"$f":"COUNTIF(Holidays,Tabulation[[#This Row],[Date]])","v":0},{"$f":"CONCATENATE(Tabulation[[#This Row],[Holiday]],Tabulation[[#This Row],[Season]],Tabulation[[#This Row],[Weekend]],\"-\",IF(Tabulation[[#This Row],[Hour]]<10,0,\"\"),C1297)","v":"0Winter0-21"},{"$f":"VLOOKUP(Tabulation[[#This Row],[Concat]],Table3[],8)","v":0.28519},{"$f":"(Tabulation[[#This Row],[AC System Output (kW)]]*Tabulation[[#This Row],[Rate]])","v":0}]
[2,22,22,0,{"$f":"Tabulation[[#This Row],[AC System Output (W)]]/1000","v":0},{"$f":"VLOOKUP(Tabulation[[#This Row],[Month]],Season,2)","v":"Winter"},{"$f":"(DATE(2021,Tabulation[[#This Row],[Month]],Tabulation[[#This Row],[Day]]))","v":"2021-02-22"},{"$f":"WEEKDAY(Tabulation[[#This Row],[Date]])","v":2},{"$f":"IF(OR(Tabulation[[#This Row],[DayNo]]=1,Tabulation[[#This Row],[DayNo]]=7),1,0)","v":0},{"$f":"COUNTIF(Holidays,Tabulation[[#This Row],[Date]])","v":0},{"$f":"CONCATENATE(Tabulation[[#This Row],[Holiday]],Tabulation[[#This Row],[Season]],Tabulation[[#This Row],[Weekend]],\"-\",IF(Tabulation[[#This Row],[Hour]]<10,0,\"\"),C1298)","v":"0Winter0-22"},{"$f":"VLOOKUP(Tabulation[[#This Row],[Concat]],Table3[],8)","v":0.28519},{"$f":"(Tabulation[[#This Row],[AC System Output (kW)]]*Tabulation[[#This Row],[Rate]])","v":0}]
[2,22,23,0,{"$f":"Tabulation[[#This Row],[AC System Output (W)]]/1000","v":0},{"$f":"VLOOKUP(Tabulation[[#This Row],[Month]],Season,2)","v":"Winter"},{"$f":"(DATE(2021,Tabulation[[#This Row],[Month]],Tabulation[[#This Row],[Day]]))","v":"2021-02-22"},{"$f":"WEEKDAY(Tabulation[[#This Row],[Date]])","v":2},{"$f":"IF(OR(Tabulation[[#This Row],[DayNo]]=1,Tabulation[[#This Row],[DayNo]]=7),1,0)","v":0},{"$f":"COUNTIF(Holidays,Tabulation[[#This Row],[Date]])","v":0},{"$f":"CONCATENATE(Tabulation[[#This Row],[Holiday]],Tabulation[[#This Row],[Season]],Tabulation[[#This Row],[Weekend]],\"-\",IF(Tabulation[[#This Row],[Hour]]<10,0,\"\"),C1299)","v":"0Winter0-23"},{"$f":"VLOOKUP(Tabulation[[#This Row],[Concat]],Table3[],8)","v":0.28519},{"$f":"(Tabulation[[#This Row],[AC System Output (kW)]]*Tabulation[[#This Row],[Rate]])","v":0}]
[2,23,0,0,{"$f":"Tabulation[[#This Row],[AC System Output (W)]]/1000","v":0},{"$f":"VLOOKUP(Tabulation[[#This Row],[Month]],Season,2)","v":"Winter"},{"$f":"(DATE(2021,Tabulation[[#This Row],[Month]],Tabulation[[#This Row],[Day]]))","v":"2021-02-23"},{"$f":"WEEKDAY(Tabulation[[#This Row],[Date]])","v":3},{"$f":"IF(OR(Tabulation[[#This Row],[DayNo]]=1,Tabulation[[#This Row],[DayNo]]=7),1,0)","v":0},{"$f":"COUNTIF(Holidays,Tabulation[[#This Row],[Date]])","v":0},{"$f":"CONCATENATE(Tabulation[[#This Row],[Holiday]],Tabulation[[#This Row],[Season]],Tabulation[[#This Row],[Weekend]],\"-\",IF(Tabulation[[#This Row],[Hour]]<10,0,\"\"),C1300)","v":"0Winter0-00"},{"$f":"VLOOKUP(Tabulation[[#This Row],[Concat]],Table3[],8)","v":0.28519},{"$f":"(Tabulation[[#This Row],[AC System Output (kW)]]*Tabulation[[#This Row],[Rate]])","v":0}]
[2,23,1,0,{"$f":"Tabulation[[#This Row],[AC System Output (W)]]/1000","v":0},{"$f":"VLOOKUP(Tabulation[[#This Row],[Month]],Season,2)","v":"Winter"},{"$f":"(DATE(2021,Tabulation[[#This Row],[Month]],Tabulation[[#This Row],[Day]]))","v":"2021-02-23"},{"$f":"WEEKDAY(Tabulation[[#This Row],[Date]])","v":3},{"$f":"IF(OR(Tabulation[[#This Row],[DayNo]]=1,Tabulation[[#This Row],[DayNo]]=7),1,0)","v":0},{"$f":"COUNTIF(Holidays,Tabulation[[#This Row],[Date]])","v":0},{"$f":"CONCATENATE(Tabulation[[#This Row],[Holiday]],Tabulation[[#This Row],[Season]],Tabulation[[#This Row],[Weekend]],\"-\",IF(Tabulation[[#This Row],[Hour]]<10,0,\"\"),C1301)","v":"0Winter0-01"},{"$f":"VLOOKUP(Tabulation[[#This Row],[Concat]],Table3[],8)","v":0.28519},{"$f":"(Tabulation[[#This Row],[AC System Output (kW)]]*Tabulation[[#This Row],[Rate]])","v":0}]
[2,23,2,0,{"$f":"Tabulation[[#This Row],[AC System Output (W)]]/1000","v":0},{"$f":"VLOOKUP(Tabulation[[#This Row],[Month]],Season,2)","v":"Winter"},{"$f":"(DATE(2021,Tabulation[[#This Row],[Month]],Tabulation[[#This Row],[Day]]))","v":"2021-02-23"},{"$f":"WEEKDAY(Tabulation[[#This Row],[Date]])","v":3},{"$f":"IF(OR(Tabulation[[#This Row],[DayNo]]=1,Tabulation[[#This Row],[DayNo]]=7),1,0)","v":0},{"$f":"COUNTIF(Holidays,Tabulation[[#This Row],[Date]])","v":0},{"$f":"CONCATENATE(Tabulation[[#This Row],[Holiday]],Tabulation[[#This Row],[Season]],Tabulation[[#This Row],[Weekend]],\"-\",IF(Tabulation[[#This Row],[Hour]]<10,0,\"\"),C1302)","v":"0Winter0-02"},{"$f":"VLOOKUP(Tabulation[[#This Row],[Concat]],Table3[],8)","v":0.28519},{"$f":"(Tabulation[[#This Row],[AC System Output (kW)]]*Tabulation[[#This Row],[Rate]])","v":0}]
[2,23,3,0,{"$f":"Tabulation[[#This Row],[AC System Output (W)]]/1000","v":0},{"$f":"VLOOKUP(Tabulation[[#This Row],[Month]],Season,2)","v":"Winter"},{"$f":"(DATE(2021,Tabulation[[#This Row],[Month]],Tabulation[[#This Row],[Day]]))","v":"2021-02-23"},{"$f":"WEEKDAY(Tabulation[[#This Row],[Date]])","v":3},{"$f":"IF(OR(Tabulation[[#This Row],[DayNo]]=1,Tabulation[[#This Row],[DayNo]]=7),1,0)","v":0},{"$f":"COUNTIF(Holidays,Tabulation[[#This Row],[Date]])","v":0},{"$f":"CONCATENATE(Tabulation[[#This Row],[Holiday]],Tabulation[[#This Row],[Season]],Tabulation[[#This Row],[Weekend]],\"-\",IF(Tabulation[[#This Row],[Hour]]<10,0,\"\"),C1303)","v":"0Winter0-03"},{"$f":"VLOOKUP(Tabulation[[#This Row],[Concat]],Table3[],8)","v":0.28519},{"$f":"(Tabulation[[#This Row],[AC System Output (kW)]]*Tabulation[[#This Row],[Rate]])","v":0}]
[2,23,4,0,{"$f":"Tabulation[[#This Row],[AC System Output (W)]]/1000","v":0},{"$f":"VLOOKUP(Tabulation[[#This Row],[Month]],Season,2)","v":"Winter"},{"$f":"(DATE(2021,Tabulation[[#This Row],[Month]],Tabulation[[#This Row],[Day]]))","v":"2021-02-23"},{"$f":"WEEKDAY(Tabulation[[#This Row],[Date]])","v":3},{"$f":"IF(OR(Tabulation[[#This Row],[DayNo]]=1,Tabulation[[#This Row],[DayNo]]=7),1,0)","v":0},{"$f":"COUNTIF(Holidays,Tabulation[[#This Row],[Date]])","v":0},{"$f":"CONCATENATE(Tabulation[[#This Row],[Holiday]],Tabulation[[#This Row],[Season]],Tabulation[[#This Row],[Weekend]],\"-\",IF(Tabulation[[#This Row],[Hour]]<10,0,\"\"),C1304)","v":"0Winter0-04"},{"$f":"VLOOKUP(Tabulation[[#This Row],[Concat]],Table3[],8)","v":0.28519},{"$f":"(Tabulation[[#This Row],[AC System Output (kW)]]*Tabulation[[#This Row],[Rate]])","v":0}]
[2,23,5,0,{"$f":"Tabulation[[#This Row],[AC System Output (W)]]/1000","v":0},{"$f":"VLOOKUP(Tabulation[[#This Row],[Month]],Season,2)","v":"Winter"},{"$f":"(DATE(2021,Tabulation[[#This Row],[Month]],Tabulation[[#This Row],[Day]]))","v":"2021-02-23"},{"$f":"WEEKDAY(Tabulation[[#This Row],[Date]])","v":3},{"$f":"IF(OR(Tabulation[[#This Row],[DayNo]]=1,Tabulation[[#This Row],[DayNo]]=7),1,0)","v":0},{"$f":"COUNTIF(Holidays,Tabulation[[#This Row],[Date]])","v":0},{"$f":"CONCATENATE(Tabulation[[#This Row],[Holiday]],Tabulation[[#This Row],[Season]],Tabulation[[#This Row],[Weekend]],\"-\",IF(Tabulation[[#This Row],[Hour]]<10,0,\"\"),C1305)","v":"0Winter0-05"},{"$f":"VLOOKUP(Tabulation[[#This Row],[Concat]],Table3[],8)","v":0.28519},{"$f":"(Tabulation[[#This Row],[AC System Output (kW)]]*Tabulation[[#This Row],[Rate]])","v":0}]
[2,23,6,0,{"$f":"Tabulation[[#This Row],[AC System Output (W)]]/1000","v":0},{"$f":"VLOOKUP(Tabulation[[#This Row],[Month]],Season,2)","v":"Winter"},{"$f":"(DATE(2021,Tabulation[[#This Row],[Month]],Tabulation[[#This Row],[Day]]))","v":"2021-02-23"},{"$f":"WEEKDAY(Tabulation[[#This Row],[Date]])","v":3},{"$f":"IF(OR(Tabulation[[#This Row],[DayNo]]=1,Tabulation[[#This Row],[DayNo]]=7),1,0)","v":0},{"$f":"COUNTIF(Holidays,Tabulation[[#This Row],[Date]])","v":0},{"$f":"CONCATENATE(Tabulation[[#This Row],[Holiday]],Tabulation[[#This Row],[Season]],Tabulation[[#This Row],[Weekend]],\"-\",IF(Tabulation[[#This Row],[Hour]]<10,0,\"\"),C1306)","v":"0Winter0-06"},{"$f":"VLOOKUP(Tabulation[[#This Row],[Concat]],Table3[],8)","v":0.28519},{"$f":"(Tabulation[[#This Row],[AC System Output (kW)]]*Tabulation[[#This Row],[Rate]])","v":0}]
[2,23,7,215.12,{"$f":"Tabulation[[#This Row],[AC System Output (W)]]/1000","v":0.21512000000000001},{"$f":"VLOOKUP(Tabulation[[#This Row],[Month]],Season,2)","v":"Winter"},{"$f":"(DATE(2021,Tabulation[[#This Row],[Month]],Tabulation[[#This Row],[Day]]))","v":"2021-02-23"},{"$f":"WEEKDAY(Tabulation[[#This Row],[Date]])","v":3},{"$f":"IF(OR(Tabulation[[#This Row],[DayNo]]=1,Tabulation[[#This Row],[DayNo]]=7),1,0)","v":0},{"$f":"COUNTIF(Holidays,Tabulation[[#This Row],[Date]])","v":0},{"$f":"CONCATENATE(Tabulation[[#This Row],[Holiday]],Tabulation[[#This Row],[Season]],Tabulation[[#This Row],[Weekend]],\"-\",IF(Tabulation[[#This Row],[Hour]]<10,0,\"\"),C1307)","v":"0Winter0-07"},{"$f":"VLOOKUP(Tabulation[[#This Row],[Concat]],Table3[],8)","v":0.28519},{"$f":"(Tabulation[[#This Row],[AC System Output (kW)]]*Tabulation[[#This Row],[Rate]])","v":6.1350072800000002E-2}]
[2,23,8,781.04899999999998,{"$f":"Tabulation[[#This Row],[AC System Output (W)]]/1000","v":0.78104899999999999},{"$f":"VLOOKUP(Tabulation[[#This Row],[Month]],Season,2)","v":"Winter"},{"$f":"(DATE(2021,Tabulation[[#This Row],[Month]],Tabulation[[#This Row],[Day]]))","v":"2021-02-23"},{"$f":"WEEKDAY(Tabulation[[#This Row],[Date]])","v":3},{"$f":"IF(OR(Tabulation[[#This Row],[DayNo]]=1,Tabulation[[#This Row],[DayNo]]=7),1,0)","v":0},{"$f":"COUNTIF(Holidays,Tabulation[[#This Row],[Date]])","v":0},{"$f":"CONCATENATE(Tabulation[[#This Row],[Holiday]],Tabulation[[#This Row],[Season]],Tabulation[[#This Row],[Weekend]],\"-\",IF(Tabulation[[#This Row],[Hour]]<10,0,\"\"),C1308)","v":"0Winter0-08"},{"$f":"VLOOKUP(Tabulation[[#This Row],[Concat]],Table3[],8)","v":0.28519},{"$f":"(Tabulation[[#This Row],[AC System Output (kW)]]*Tabulation[[#This Row],[Rate]])","v":0.22274736431}]
[2,23,9,1202.5129999999999,{"$f":"Tabulation[[#This Row],[AC System Output (W)]]/1000","v":1.2025129999999999},{"$f":"VLOOKUP(Tabulation[[#This Row],[Month]],Season,2)","v":"Winter"},{"$f":"(DATE(2021,Tabulation[[#This Row],[Month]],Tabulation[[#This Row],[Day]]))","v":"2021-02-23"},{"$f":"WEEKDAY(Tabulation[[#This Row],[Date]])","v":3},{"$f":"IF(OR(Tabulation[[#This Row],[DayNo]]=1,Tabulation[[#This Row],[DayNo]]=7),1,0)","v":0},{"$f":"COUNTIF(Holidays,Tabulation[[#This Row],[Date]])","v":0},{"$f":"CONCATENATE(Tabulation[[#This Row],[Holiday]],Tabulation[[#This Row],[Season]],Tabulation[[#This Row],[Weekend]],\"-\",IF(Tabulation[[#This Row],[Hour]]<10,0,\"\"),C1309)","v":"0Winter0-09"},{"$f":"VLOOKUP(Tabulation[[#This Row],[Concat]],Table3[],8)","v":0.28519},{"$f":"(Tabulation[[#This Row],[AC System Output (kW)]]*Tabulation[[#This Row],[Rate]])","v":0.34294468246999998}]
[2,23,10,1536.402,{"$f":"Tabulation[[#This Row],[AC System Output (W)]]/1000","v":1.536402},{"$f":"VLOOKUP(Tabulation[[#This Row],[Month]],Season,2)","v":"Winter"},{"$f":"(DATE(2021,Tabulation[[#This Row],[Month]],Tabulation[[#This Row],[Day]]))","v":"2021-02-23"},{"$f":"WEEKDAY(Tabulation[[#This Row],[Date]])","v":3},{"$f":"IF(OR(Tabulation[[#This Row],[DayNo]]=1,Tabulation[[#This Row],[DayNo]]=7),1,0)","v":0},{"$f":"COUNTIF(Holidays,Tabulation[[#This Row],[Date]])","v":0},{"$f":"CONCATENATE(Tabulation[[#This Row],[Holiday]],Tabulation[[#This Row],[Season]],Tabulation[[#This Row],[Weekend]],\"-\",IF(Tabulation[[#This Row],[Hour]]<10,0,\"\"),C1310)","v":"0Winter0-10"},{"$f":"VLOOKUP(Tabulation[[#This Row],[Concat]],Table3[],8)","v":0.28519},{"$f":"(Tabulation[[#This Row],[AC System Output (kW)]]*Tabulation[[#This Row],[Rate]])","v":0.43816648638}]
[2,23,11,1730.4760000000001,{"$f":"Tabulation[[#This Row],[AC System Output (W)]]/1000","v":1.7304760000000001},{"$f":"VLOOKUP(Tabulation[[#This Row],[Month]],Season,2)","v":"Winter"},{"$f":"(DATE(2021,Tabulation[[#This Row],[Month]],Tabulation[[#This Row],[Day]]))","v":"2021-02-23"},{"$f":"WEEKDAY(Tabulation[[#This Row],[Date]])","v":3},{"$f":"IF(OR(Tabulation[[#This Row],[DayNo]]=1,Tabulation[[#This Row],[DayNo]]=7),1,0)","v":0},{"$f":"COUNTIF(Holidays,Tabulation[[#This Row],[Date]])","v":0},{"$f":"CONCATENATE(Tabulation[[#This Row],[Holiday]],Tabulation[[#This Row],[Season]],Tabulation[[#This Row],[Weekend]],\"-\",IF(Tabulation[[#This Row],[Hour]]<10,0,\"\"),C1311)","v":"0Winter0-11"},{"$f":"VLOOKUP(Tabulation[[#This Row],[Concat]],Table3[],8)","v":0.28519},{"$f":"(Tabulation[[#This Row],[AC System Output (kW)]]*Tabulation[[#This Row],[Rate]])","v":0.49351445044000003}]
[2,23,12,1778.317,{"$f":"Tabulation[[#This Row],[AC System Output (W)]]/1000","v":1.7783169999999999},{"$f":"VLOOKUP(Tabulation[[#This Row],[Month]],Season,2)","v":"Winter"},{"$f":"(DATE(2021,Tabulation[[#This Row],[Month]],Tabulation[[#This Row],[Day]]))","v":"2021-02-23"},{"$f":"WEEKDAY(Tabulation[[#This Row],[Date]])","v":3},{"$f":"IF(OR(Tabulation[[#This Row],[DayNo]]=1,Tabulation[[#This Row],[DayNo]]=7),1,0)","v":0},{"$f":"COUNTIF(Holidays,Tabulation[[#This Row],[Date]])","v":0},{"$f":"CONCATENATE(Tabulation[[#This Row],[Holiday]],Tabulation[[#This Row],[Season]],Tabulation[[#This Row],[Weekend]],\"-\",IF(Tabulation[[#This Row],[Hour]]<10,0,\"\"),C1312)","v":"0Winter0-12"},{"$f":"VLOOKUP(Tabulation[[#This Row],[Concat]],Table3[],8)","v":0.28519},{"$f":"(Tabulation[[#This Row],[AC System Output (kW)]]*Tabulation[[#This Row],[Rate]])","v":0.50715822522999998}]
[2,23,13,1215.9739999999999,{"$f":"Tabulation[[#This Row],[AC System Output (W)]]/1000","v":1.2159739999999999},{"$f":"VLOOKUP(Tabulation[[#This Row],[Month]],Season,2)","v":"Winter"},{"$f":"(DATE(2021,Tabulation[[#This Row],[Month]],Tabulation[[#This Row],[Day]]))","v":"2021-02-23"},{"$f":"WEEKDAY(Tabulation[[#This Row],[Date]])","v":3},{"$f":"IF(OR(Tabulation[[#This Row],[DayNo]]=1,Tabulation[[#This Row],[DayNo]]=7),1,0)","v":0},{"$f":"COUNTIF(Holidays,Tabulation[[#This Row],[Date]])","v":0},{"$f":"CONCATENATE(Tabulation[[#This Row],[Holiday]],Tabulation[[#This Row],[Season]],Tabulation[[#This Row],[Weekend]],\"-\",IF(Tabulation[[#This Row],[Hour]]<10,0,\"\"),C1313)","v":"0Winter0-13"},{"$f":"VLOOKUP(Tabulation[[#This Row],[Concat]],Table3[],8)","v":0.28519},{"$f":"(Tabulation[[#This Row],[AC System Output (kW)]]*Tabulation[[#This Row],[Rate]])","v":0.34678362505999999}]
[2,23,14,767.35699999999997,{"$f":"Tabulation[[#This Row],[AC System Output (W)]]/1000","v":0.76735699999999996},{"$f":"VLOOKUP(Tabulation[[#This Row],[Month]],Season,2)","v":"Winter"},{"$f":"(DATE(2021,Tabulation[[#This Row],[Month]],Tabulation[[#This Row],[Day]]))","v":"2021-02-23"},{"$f":"WEEKDAY(Tabulation[[#This Row],[Date]])","v":3},{"$f":"IF(OR(Tabulation[[#This Row],[DayNo]]=1,Tabulation[[#This Row],[DayNo]]=7),1,0)","v":0},{"$f":"COUNTIF(Holidays,Tabulation[[#This Row],[Date]])","v":0},{"$f":"CONCATENATE(Tabulation[[#This Row],[Holiday]],Tabulation[[#This Row],[Season]],Tabulation[[#This Row],[Weekend]],\"-\",IF(Tabulation[[#This Row],[Hour]]<10,0,\"\"),C1314)","v":"0Winter0-14"},{"$f":"VLOOKUP(Tabulation[[#This Row],[Concat]],Table3[],8)","v":0.28519},{"$f":"(Tabulation[[#This Row],[AC System Output (kW)]]*Tabulation[[#This Row],[Rate]])","v":0.21884254282999999}]
[2,23,15,461.185,{"$f":"Tabulation[[#This Row],[AC System Output (W)]]/1000","v":0.46118500000000001},{"$f":"VLOOKUP(Tabulation[[#This Row],[Month]],Season,2)","v":"Winter"},{"$f":"(DATE(2021,Tabulation[[#This Row],[Month]],Tabulation[[#This Row],[Day]]))","v":"2021-02-23"},{"$f":"WEEKDAY(Tabulation[[#This Row],[Date]])","v":3},{"$f":"IF(OR(Tabulation[[#This Row],[DayNo]]=1,Tabulation[[#This Row],[DayNo]]=7),1,0)","v":0},{"$f":"COUNTIF(Holidays,Tabulation[[#This Row],[Date]])","v":0},{"$f":"CONCATENATE(Tabulation[[#This Row],[Holiday]],Tabulation[[#This Row],[Season]],Tabulation[[#This Row],[Weekend]],\"-\",IF(Tabulation[[#This Row],[Hour]]<10,0,\"\"),C1315)","v":"0Winter0-15"},{"$f":"VLOOKUP(Tabulation[[#This Row],[Concat]],Table3[],8)","v":0.28519},{"$f":"(Tabulation[[#This Row],[AC System Output (kW)]]*Tabulation[[#This Row],[Rate]])","v":0.13152535015}]
[2,23,16,239.24100000000001,{"$f":"Tabulation[[#This Row],[AC System Output (W)]]/1000","v":0.23924100000000001},{"$f":"VLOOKUP(Tabulation[[#This Row],[Month]],Season,2)","v":"Winter"},{"$f":"(DATE(2021,Tabulation[[#This Row],[Month]],Tabulation[[#This Row],[Day]]))","v":"2021-02-23"},{"$f":"WEEKDAY(Tabulation[[#This Row],[Date]])","v":3},{"$f":"IF(OR(Tabulation[[#This Row],[DayNo]]=1,Tabulation[[#This Row],[DayNo]]=7),1,0)","v":0},{"$f":"COUNTIF(Holidays,Tabulation[[#This Row],[Date]])","v":0},{"$f":"CONCATENATE(Tabulation[[#This Row],[Holiday]],Tabulation[[#This Row],[Season]],Tabulation[[#This Row],[Weekend]],\"-\",IF(Tabulation[[#This Row],[Hour]]<10,0,\"\"),C1316)","v":"0Winter0-16"},{"$f":"VLOOKUP(Tabulation[[#This Row],[Concat]],Table3[],8)","v":0.28519},{"$f":"(Tabulation[[#This Row],[AC System Output (kW)]]*Tabulation[[#This Row],[Rate]])","v":6.8229140790000004E-2}]
[2,23,17,10.734999999999999,{"$f":"Tabulation[[#This Row],[AC System Output (W)]]/1000","v":1.0735E-2},{"$f":"VLOOKUP(Tabulation[[#This Row],[Month]],Season,2)","v":"Winter"},{"$f":"(DATE(2021,Tabulation[[#This Row],[Month]],Tabulation[[#This Row],[Day]]))","v":"2021-02-23"},{"$f":"WEEKDAY(Tabulation[[#This Row],[Date]])","v":3},{"$f":"IF(OR(Tabulation[[#This Row],[DayNo]]=1,Tabulation[[#This Row],[DayNo]]=7),1,0)","v":0},{"$f":"COUNTIF(Holidays,Tabulation[[#This Row],[Date]])","v":0},{"$f":"CONCATENATE(Tabulation[[#This Row],[Holiday]],Tabulation[[#This Row],[Season]],Tabulation[[#This Row],[Weekend]],\"-\",IF(Tabulation[[#This Row],[Hour]]<10,0,\"\"),C1317)","v":"0Winter0-17"},{"$f":"VLOOKUP(Tabulation[[#This Row],[Concat]],Table3[],8)","v":0.30257000000000001},{"$f":"(Tabulation[[#This Row],[AC System Output (kW)]]*Tabulation[[#This Row],[Rate]])","v":3.2480889499999998E-3}]
[2,23,18,0,{"$f":"Tabulation[[#This Row],[AC System Output (W)]]/1000","v":0},{"$f":"VLOOKUP(Tabulation[[#This Row],[Month]],Season,2)","v":"Winter"},{"$f":"(DATE(2021,Tabulation[[#This Row],[Month]],Tabulation[[#This Row],[Day]]))","v":"2021-02-23"},{"$f":"WEEKDAY(Tabulation[[#This Row],[Date]])","v":3},{"$f":"IF(OR(Tabulation[[#This Row],[DayNo]]=1,Tabulation[[#This Row],[DayNo]]=7),1,0)","v":0},{"$f":"COUNTIF(Holidays,Tabulation[[#This Row],[Date]])","v":0},{"$f":"CONCATENATE(Tabulation[[#This Row],[Holiday]],Tabulation[[#This Row],[Season]],Tabulation[[#This Row],[Weekend]],\"-\",IF(Tabulation[[#This Row],[Hour]]<10,0,\"\"),C1318)","v":"0Winter0-18"},{"$f":"VLOOKUP(Tabulation[[#This Row],[Concat]],Table3[],8)","v":0.30257000000000001},{"$f":"(Tabulation[[#This Row],[AC System Output (kW)]]*Tabulation[[#This Row],[Rate]])","v":0}]
[2,23,19,0,{"$f":"Tabulation[[#This Row],[AC System Output (W)]]/1000","v":0},{"$f":"VLOOKUP(Tabulation[[#This Row],[Month]],Season,2)","v":"Winter"},{"$f":"(DATE(2021,Tabulation[[#This Row],[Month]],Tabulation[[#This Row],[Day]]))","v":"2021-02-23"},{"$f":"WEEKDAY(Tabulation[[#This Row],[Date]])","v":3},{"$f":"IF(OR(Tabulation[[#This Row],[DayNo]]=1,Tabulation[[#This Row],[DayNo]]=7),1,0)","v":0},{"$f":"COUNTIF(Holidays,Tabulation[[#This Row],[Date]])","v":0},{"$f":"CONCATENATE(Tabulation[[#This Row],[Holiday]],Tabulation[[#This Row],[Season]],Tabulation[[#This Row],[Weekend]],\"-\",IF(Tabulation[[#This Row],[Hour]]<10,0,\"\"),C1319)","v":"0Winter0-19"},{"$f":"VLOOKUP(Tabulation[[#This Row],[Concat]],Table3[],8)","v":0.30257000000000001},{"$f":"(Tabulation[[#This Row],[AC System Output (kW)]]*Tabulation[[#This Row],[Rate]])","v":0}]
[2,23,20,0,{"$f":"Tabulation[[#This Row],[AC System Output (W)]]/1000","v":0},{"$f":"VLOOKUP(Tabulation[[#This Row],[Month]],Season,2)","v":"Winter"},{"$f":"(DATE(2021,Tabulation[[#This Row],[Month]],Tabulation[[#This Row],[Day]]))","v":"2021-02-23"},{"$f":"WEEKDAY(Tabulation[[#This Row],[Date]])","v":3},{"$f":"IF(OR(Tabulation[[#This Row],[DayNo]]=1,Tabulation[[#This Row],[DayNo]]=7),1,0)","v":0},{"$f":"COUNTIF(Holidays,Tabulation[[#This Row],[Date]])","v":0},{"$f":"CONCATENATE(Tabulation[[#This Row],[Holiday]],Tabulation[[#This Row],[Season]],Tabulation[[#This Row],[Weekend]],\"-\",IF(Tabulation[[#This Row],[Hour]]<10,0,\"\"),C1320)","v":"0Winter0-20"},{"$f":"VLOOKUP(Tabulation[[#This Row],[Concat]],Table3[],8)","v":0.28519},{"$f":"(Tabulation[[#This Row],[AC System Output (kW)]]*Tabulation[[#This Row],[Rate]])","v":0}]
[2,23,21,0,{"$f":"Tabulation[[#This Row],[AC System Output (W)]]/1000","v":0},{"$f":"VLOOKUP(Tabulation[[#This Row],[Month]],Season,2)","v":"Winter"},{"$f":"(DATE(2021,Tabulation[[#This Row],[Month]],Tabulation[[#This Row],[Day]]))","v":"2021-02-23"},{"$f":"WEEKDAY(Tabulation[[#This Row],[Date]])","v":3},{"$f":"IF(OR(Tabulation[[#This Row],[DayNo]]=1,Tabulation[[#This Row],[DayNo]]=7),1,0)","v":0},{"$f":"COUNTIF(Holidays,Tabulation[[#This Row],[Date]])","v":0},{"$f":"CONCATENATE(Tabulation[[#This Row],[Holiday]],Tabulation[[#This Row],[Season]],Tabulation[[#This Row],[Weekend]],\"-\",IF(Tabulation[[#This Row],[Hour]]<10,0,\"\"),C1321)","v":"0Winter0-21"},{"$f":"VLOOKUP(Tabulation[[#This Row],[Concat]],Table3[],8)","v":0.28519},{"$f":"(Tabulation[[#This Row],[AC System Output (kW)]]*Tabulation[[#This Row],[Rate]])","v":0}]
[2,23,22,0,{"$f":"Tabulation[[#This Row],[AC System Output (W)]]/1000","v":0},{"$f":"VLOOKUP(Tabulation[[#This Row],[Month]],Season,2)","v":"Winter"},{"$f":"(DATE(2021,Tabulation[[#This Row],[Month]],Tabulation[[#This Row],[Day]]))","v":"2021-02-23"},{"$f":"WEEKDAY(Tabulation[[#This Row],[Date]])","v":3},{"$f":"IF(OR(Tabulation[[#This Row],[DayNo]]=1,Tabulation[[#This Row],[DayNo]]=7),1,0)","v":0},{"$f":"COUNTIF(Holidays,Tabulation[[#This Row],[Date]])","v":0},{"$f":"CONCATENATE(Tabulation[[#This Row],[Holiday]],Tabulation[[#This Row],[Season]],Tabulation[[#This Row],[Weekend]],\"-\",IF(Tabulation[[#This Row],[Hour]]<10,0,\"\"),C1322)","v":"0Winter0-22"},{"$f":"VLOOKUP(Tabulation[[#This Row],[Concat]],Table3[],8)","v":0.28519},{"$f":"(Tabulation[[#This Row],[AC System Output (kW)]]*Tabulation[[#This Row],[Rate]])","v":0}]
[2,23,23,0,{"$f":"Tabulation[[#This Row],[AC System Output (W)]]/1000","v":0},{"$f":"VLOOKUP(Tabulation[[#This Row],[Month]],Season,2)","v":"Winter"},{"$f":"(DATE(2021,Tabulation[[#This Row],[Month]],Tabulation[[#This Row],[Day]]))","v":"2021-02-23"},{"$f":"WEEKDAY(Tabulation[[#This Row],[Date]])","v":3},{"$f":"IF(OR(Tabulation[[#This Row],[DayNo]]=1,Tabulation[[#This Row],[DayNo]]=7),1,0)","v":0},{"$f":"COUNTIF(Holidays,Tabulation[[#This Row],[Date]])","v":0},{"$f":"CONCATENATE(Tabulation[[#This Row],[Holiday]],Tabulation[[#This Row],[Season]],Tabulation[[#This Row],[Weekend]],\"-\",IF(Tabulation[[#This Row],[Hour]]<10,0,\"\"),C1323)","v":"0Winter0-23"},{"$f":"VLOOKUP(Tabulation[[#This Row],[Concat]],Table3[],8)","v":0.28519},{"$f":"(Tabulation[[#This Row],[AC System Output (kW)]]*Tabulation[[#This Row],[Rate]])","v":0}]
[2,24,0,0,{"$f":"Tabulation[[#This Row],[AC System Output (W)]]/1000","v":0},{"$f":"VLOOKUP(Tabulation[[#This Row],[Month]],Season,2)","v":"Winter"},{"$f":"(DATE(2021,Tabulation[[#This Row],[Month]],Tabulation[[#This Row],[Day]]))","v":"2021-02-24"},{"$f":"WEEKDAY(Tabulation[[#This Row],[Date]])","v":4},{"$f":"IF(OR(Tabulation[[#This Row],[DayNo]]=1,Tabulation[[#This Row],[DayNo]]=7),1,0)","v":0},{"$f":"COUNTIF(Holidays,Tabulation[[#This Row],[Date]])","v":0},{"$f":"CONCATENATE(Tabulation[[#This Row],[Holiday]],Tabulation[[#This Row],[Season]],Tabulation[[#This Row],[Weekend]],\"-\",IF(Tabulation[[#This Row],[Hour]]<10,0,\"\"),C1324)","v":"0Winter0-00"},{"$f":"VLOOKUP(Tabulation[[#This Row],[Concat]],Table3[],8)","v":0.28519},{"$f":"(Tabulation[[#This Row],[AC System Output (kW)]]*Tabulation[[#This Row],[Rate]])","v":0}]
[2,24,1,0,{"$f":"Tabulation[[#This Row],[AC System Output (W)]]/1000","v":0},{"$f":"VLOOKUP(Tabulation[[#This Row],[Month]],Season,2)","v":"Winter"},{"$f":"(DATE(2021,Tabulation[[#This Row],[Month]],Tabulation[[#This Row],[Day]]))","v":"2021-02-24"},{"$f":"WEEKDAY(Tabulation[[#This Row],[Date]])","v":4},{"$f":"IF(OR(Tabulation[[#This Row],[DayNo]]=1,Tabulation[[#This Row],[DayNo]]=7),1,0)","v":0},{"$f":"COUNTIF(Holidays,Tabulation[[#This Row],[Date]])","v":0},{"$f":"CONCATENATE(Tabulation[[#This Row],[Holiday]],Tabulation[[#This Row],[Season]],Tabulation[[#This Row],[Weekend]],\"-\",IF(Tabulation[[#This Row],[Hour]]<10,0,\"\"),C1325)","v":"0Winter0-01"},{"$f":"VLOOKUP(Tabulation[[#This Row],[Concat]],Table3[],8)","v":0.28519},{"$f":"(Tabulation[[#This Row],[AC System Output (kW)]]*Tabulation[[#This Row],[Rate]])","v":0}]
[2,24,2,0,{"$f":"Tabulation[[#This Row],[AC System Output (W)]]/1000","v":0},{"$f":"VLOOKUP(Tabulation[[#This Row],[Month]],Season,2)","v":"Winter"},{"$f":"(DATE(2021,Tabulation[[#This Row],[Month]],Tabulation[[#This Row],[Day]]))","v":"2021-02-24"},{"$f":"WEEKDAY(Tabulation[[#This Row],[Date]])","v":4},{"$f":"IF(OR(Tabulation[[#This Row],[DayNo]]=1,Tabulation[[#This Row],[DayNo]]=7),1,0)","v":0},{"$f":"COUNTIF(Holidays,Tabulation[[#This Row],[Date]])","v":0},{"$f":"CONCATENATE(Tabulation[[#This Row],[Holiday]],Tabulation[[#This Row],[Season]],Tabulation[[#This Row],[Weekend]],\"-\",IF(Tabulation[[#This Row],[Hour]]<10,0,\"\"),C1326)","v":"0Winter0-02"},{"$f":"VLOOKUP(Tabulation[[#This Row],[Concat]],Table3[],8)","v":0.28519},{"$f":"(Tabulation[[#This Row],[AC System Output (kW)]]*Tabulation[[#This Row],[Rate]])","v":0}]
[2,24,3,0,{"$f":"Tabulation[[#This Row],[AC System Output (W)]]/1000","v":0},{"$f":"VLOOKUP(Tabulation[[#This Row],[Month]],Season,2)","v":"Winter"},{"$f":"(DATE(2021,Tabulation[[#This Row],[Month]],Tabulation[[#This Row],[Day]]))","v":"2021-02-24"},{"$f":"WEEKDAY(Tabulation[[#This Row],[Date]])","v":4},{"$f":"IF(OR(Tabulation[[#This Row],[DayNo]]=1,Tabulation[[#This Row],[DayNo]]=7),1,0)","v":0},{"$f":"COUNTIF(Holidays,Tabulation[[#This Row],[Date]])","v":0},{"$f":"CONCATENATE(Tabulation[[#This Row],[Holiday]],Tabulation[[#This Row],[Season]],Tabulation[[#This Row],[Weekend]],\"-\",IF(Tabulation[[#This Row],[Hour]]<10,0,\"\"),C1327)","v":"0Winter0-03"},{"$f":"VLOOKUP(Tabulation[[#This Row],[Concat]],Table3[],8)","v":0.28519},{"$f":"(Tabulation[[#This Row],[AC System Output (kW)]]*Tabulation[[#This Row],[Rate]])","v":0}]
[2,24,4,0,{"$f":"Tabulation[[#This Row],[AC System Output (W)]]/1000","v":0},{"$f":"VLOOKUP(Tabulation[[#This Row],[Month]],Season,2)","v":"Winter"},{"$f":"(DATE(2021,Tabulation[[#This Row],[Month]],Tabulation[[#This Row],[Day]]))","v":"2021-02-24"},{"$f":"WEEKDAY(Tabulation[[#This Row],[Date]])","v":4},{"$f":"IF(OR(Tabulation[[#This Row],[DayNo]]=1,Tabulation[[#This Row],[DayNo]]=7),1,0)","v":0},{"$f":"COUNTIF(Holidays,Tabulation[[#This Row],[Date]])","v":0},{"$f":"CONCATENATE(Tabulation[[#This Row],[Holiday]],Tabulation[[#This Row],[Season]],Tabulation[[#This Row],[Weekend]],\"-\",IF(Tabulation[[#This Row],[Hour]]<10,0,\"\"),C1328)","v":"0Winter0-04"},{"$f":"VLOOKUP(Tabulation[[#This Row],[Concat]],Table3[],8)","v":0.28519},{"$f":"(Tabulation[[#This Row],[AC System Output (kW)]]*Tabulation[[#This Row],[Rate]])","v":0}]
[2,24,5,0,{"$f":"Tabulation[[#This Row],[AC System Output (W)]]/1000","v":0},{"$f":"VLOOKUP(Tabulation[[#This Row],[Month]],Season,2)","v":"Winter"},{"$f":"(DATE(2021,Tabulation[[#This Row],[Month]],Tabulation[[#This Row],[Day]]))","v":"2021-02-24"},{"$f":"WEEKDAY(Tabulation[[#This Row],[Date]])","v":4},{"$f":"IF(OR(Tabulation[[#This Row],[DayNo]]=1,Tabulation[[#This Row],[DayNo]]=7),1,0)","v":0},{"$f":"COUNTIF(Holidays,Tabulation[[#This Row],[Date]])","v":0},{"$f":"CONCATENATE(Tabulation[[#This Row],[Holiday]],Tabulation[[#This Row],[Season]],Tabulation[[#This Row],[Weekend]],\"-\",IF(Tabulation[[#This Row],[Hour]]<10,0,\"\"),C1329)","v":"0Winter0-05"},{"$f":"VLOOKUP(Tabulation[[#This Row],[Concat]],Table3[],8)","v":0.28519},{"$f":"(Tabulation[[#This Row],[AC System Output (kW)]]*Tabulation[[#This Row],[Rate]])","v":0}]
[2,24,6,0,{"$f":"Tabulation[[#This Row],[AC System Output (W)]]/1000","v":0},{"$f":"VLOOKUP(Tabulation[[#This Row],[Month]],Season,2)","v":"Winter"},{"$f":"(DATE(2021,Tabulation[[#This Row],[Month]],Tabulation[[#This Row],[Day]]))","v":"2021-02-24"},{"$f":"WEEKDAY(Tabulation[[#This Row],[Date]])","v":4},{"$f":"IF(OR(Tabulation[[#This Row],[DayNo]]=1,Tabulation[[#This Row],[DayNo]]=7),1,0)","v":0},{"$f":"COUNTIF(Holidays,Tabulation[[#This Row],[Date]])","v":0},{"$f":"CONCATENATE(Tabulation[[#This Row],[Holiday]],Tabulation[[#This Row],[Season]],Tabulation[[#This Row],[Weekend]],\"-\",IF(Tabulation[[#This Row],[Hour]]<10,0,\"\"),C1330)","v":"0Winter0-06"},{"$f":"VLOOKUP(Tabulation[[#This Row],[Concat]],Table3[],8)","v":0.28519},{"$f":"(Tabulation[[#This Row],[AC System Output (kW)]]*Tabulation[[#This Row],[Rate]])","v":0}]
[2,24,7,159.33500000000001,{"$f":"Tabulation[[#This Row],[AC System Output (W)]]/1000","v":0.159335},{"$f":"VLOOKUP(Tabulation[[#This Row],[Month]],Season,2)","v":"Winter"},{"$f":"(DATE(2021,Tabulation[[#This Row],[Month]],Tabulation[[#This Row],[Day]]))","v":"2021-02-24"},{"$f":"WEEKDAY(Tabulation[[#This Row],[Date]])","v":4},{"$f":"IF(OR(Tabulation[[#This Row],[DayNo]]=1,Tabulation[[#This Row],[DayNo]]=7),1,0)","v":0},{"$f":"COUNTIF(Holidays,Tabulation[[#This Row],[Date]])","v":0},{"$f":"CONCATENATE(Tabulation[[#This Row],[Holiday]],Tabulation[[#This Row],[Season]],Tabulation[[#This Row],[Weekend]],\"-\",IF(Tabulation[[#This Row],[Hour]]<10,0,\"\"),C1331)","v":"0Winter0-07"},{"$f":"VLOOKUP(Tabulation[[#This Row],[Concat]],Table3[],8)","v":0.28519},{"$f":"(Tabulation[[#This Row],[AC System Output (kW)]]*Tabulation[[#This Row],[Rate]])","v":4.5440748650000001E-2}]
[2,24,8,640.59100000000001,{"$f":"Tabulation[[#This Row],[AC System Output (W)]]/1000","v":0.64059100000000002},{"$f":"VLOOKUP(Tabulation[[#This Row],[Month]],Season,2)","v":"Winter"},{"$f":"(DATE(2021,Tabulation[[#This Row],[Month]],Tabulation[[#This Row],[Day]]))","v":"2021-02-24"},{"$f":"WEEKDAY(Tabulation[[#This Row],[Date]])","v":4},{"$f":"IF(OR(Tabulation[[#This Row],[DayNo]]=1,Tabulation[[#This Row],[DayNo]]=7),1,0)","v":0},{"$f":"COUNTIF(Holidays,Tabulation[[#This Row],[Date]])","v":0},{"$f":"CONCATENATE(Tabulation[[#This Row],[Holiday]],Tabulation[[#This Row],[Season]],Tabulation[[#This Row],[Weekend]],\"-\",IF(Tabulation[[#This Row],[Hour]]<10,0,\"\"),C1332)","v":"0Winter0-08"},{"$f":"VLOOKUP(Tabulation[[#This Row],[Concat]],Table3[],8)","v":0.28519},{"$f":"(Tabulation[[#This Row],[AC System Output (kW)]]*Tabulation[[#This Row],[Rate]])","v":0.18269014728999999}]
[2,24,9,611.85,{"$f":"Tabulation[[#This Row],[AC System Output (W)]]/1000","v":0.61185},{"$f":"VLOOKUP(Tabulation[[#This Row],[Month]],Season,2)","v":"Winter"},{"$f":"(DATE(2021,Tabulation[[#This Row],[Month]],Tabulation[[#This Row],[Day]]))","v":"2021-02-24"},{"$f":"WEEKDAY(Tabulation[[#This Row],[Date]])","v":4},{"$f":"IF(OR(Tabulation[[#This Row],[DayNo]]=1,Tabulation[[#This Row],[DayNo]]=7),1,0)","v":0},{"$f":"COUNTIF(Holidays,Tabulation[[#This Row],[Date]])","v":0},{"$f":"CONCATENATE(Tabulation[[#This Row],[Holiday]],Tabulation[[#This Row],[Season]],Tabulation[[#This Row],[Weekend]],\"-\",IF(Tabulation[[#This Row],[Hour]]<10,0,\"\"),C1333)","v":"0Winter0-09"},{"$f":"VLOOKUP(Tabulation[[#This Row],[Concat]],Table3[],8)","v":0.28519},{"$f":"(Tabulation[[#This Row],[AC System Output (kW)]]*Tabulation[[#This Row],[Rate]])","v":0.17449350150000001}]
[2,24,10,339.68200000000002,{"$f":"Tabulation[[#This Row],[AC System Output (W)]]/1000","v":0.33968200000000004},{"$f":"VLOOKUP(Tabulation[[#This Row],[Month]],Season,2)","v":"Winter"},{"$f":"(DATE(2021,Tabulation[[#This Row],[Month]],Tabulation[[#This Row],[Day]]))","v":"2021-02-24"},{"$f":"WEEKDAY(Tabulation[[#This Row],[Date]])","v":4},{"$f":"IF(OR(Tabulation[[#This Row],[DayNo]]=1,Tabulation[[#This Row],[DayNo]]=7),1,0)","v":0},{"$f":"COUNTIF(Holidays,Tabulation[[#This Row],[Date]])","v":0},{"$f":"CONCATENATE(Tabulation[[#This Row],[Holiday]],Tabulation[[#This Row],[Season]],Tabulation[[#This Row],[Weekend]],\"-\",IF(Tabulation[[#This Row],[Hour]]<10,0,\"\"),C1334)","v":"0Winter0-10"},{"$f":"VLOOKUP(Tabulation[[#This Row],[Concat]],Table3[],8)","v":0.28519},{"$f":"(Tabulation[[#This Row],[AC System Output (kW)]]*Tabulation[[#This Row],[Rate]])","v":9.6873909580000014E-2}]
[2,24,11,439.98500000000001,{"$f":"Tabulation[[#This Row],[AC System Output (W)]]/1000","v":0.43998500000000001},{"$f":"VLOOKUP(Tabulation[[#This Row],[Month]],Season,2)","v":"Winter"},{"$f":"(DATE(2021,Tabulation[[#This Row],[Month]],Tabulation[[#This Row],[Day]]))","v":"2021-02-24"},{"$f":"WEEKDAY(Tabulation[[#This Row],[Date]])","v":4},{"$f":"IF(OR(Tabulation[[#This Row],[DayNo]]=1,Tabulation[[#This Row],[DayNo]]=7),1,0)","v":0},{"$f":"COUNTIF(Holidays,Tabulation[[#This Row],[Date]])","v":0},{"$f":"CONCATENATE(Tabulation[[#This Row],[Holiday]],Tabulation[[#This Row],[Season]],Tabulation[[#This Row],[Weekend]],\"-\",IF(Tabulation[[#This Row],[Hour]]<10,0,\"\"),C1335)","v":"0Winter0-11"},{"$f":"VLOOKUP(Tabulation[[#This Row],[Concat]],Table3[],8)","v":0.28519},{"$f":"(Tabulation[[#This Row],[AC System Output (kW)]]*Tabulation[[#This Row],[Rate]])","v":0.12547932215000002}]
[2,24,12,567.56100000000004,{"$f":"Tabulation[[#This Row],[AC System Output (W)]]/1000","v":0.56756099999999998},{"$f":"VLOOKUP(Tabulation[[#This Row],[Month]],Season,2)","v":"Winter"},{"$f":"(DATE(2021,Tabulation[[#This Row],[Month]],Tabulation[[#This Row],[Day]]))","v":"2021-02-24"},{"$f":"WEEKDAY(Tabulation[[#This Row],[Date]])","v":4},{"$f":"IF(OR(Tabulation[[#This Row],[DayNo]]=1,Tabulation[[#This Row],[DayNo]]=7),1,0)","v":0},{"$f":"COUNTIF(Holidays,Tabulation[[#This Row],[Date]])","v":0},{"$f":"CONCATENATE(Tabulation[[#This Row],[Holiday]],Tabulation[[#This Row],[Season]],Tabulation[[#This Row],[Weekend]],\"-\",IF(Tabulation[[#This Row],[Hour]]<10,0,\"\"),C1336)","v":"0Winter0-12"},{"$f":"VLOOKUP(Tabulation[[#This Row],[Concat]],Table3[],8)","v":0.28519},{"$f":"(Tabulation[[#This Row],[AC System Output (kW)]]*Tabulation[[#This Row],[Rate]])","v":0.16186272159000001}]
[2,24,13,303.27499999999998,{"$f":"Tabulation[[#This Row],[AC System Output (W)]]/1000","v":0.30327499999999996},{"$f":"VLOOKUP(Tabulation[[#This Row],[Month]],Season,2)","v":"Winter"},{"$f":"(DATE(2021,Tabulation[[#This Row],[Month]],Tabulation[[#This Row],[Day]]))","v":"2021-02-24"},{"$f":"WEEKDAY(Tabulation[[#This Row],[Date]])","v":4},{"$f":"IF(OR(Tabulation[[#This Row],[DayNo]]=1,Tabulation[[#This Row],[DayNo]]=7),1,0)","v":0},{"$f":"COUNTIF(Holidays,Tabulation[[#This Row],[Date]])","v":0},{"$f":"CONCATENATE(Tabulation[[#This Row],[Holiday]],Tabulation[[#This Row],[Season]],Tabulation[[#This Row],[Weekend]],\"-\",IF(Tabulation[[#This Row],[Hour]]<10,0,\"\"),C1337)","v":"0Winter0-13"},{"$f":"VLOOKUP(Tabulation[[#This Row],[Concat]],Table3[],8)","v":0.28519},{"$f":"(Tabulation[[#This Row],[AC System Output (kW)]]*Tabulation[[#This Row],[Rate]])","v":8.6490997249999993E-2}]
[2,24,14,422.24,{"$f":"Tabulation[[#This Row],[AC System Output (W)]]/1000","v":0.42224},{"$f":"VLOOKUP(Tabulation[[#This Row],[Month]],Season,2)","v":"Winter"},{"$f":"(DATE(2021,Tabulation[[#This Row],[Month]],Tabulation[[#This Row],[Day]]))","v":"2021-02-24"},{"$f":"WEEKDAY(Tabulation[[#This Row],[Date]])","v":4},{"$f":"IF(OR(Tabulation[[#This Row],[DayNo]]=1,Tabulation[[#This Row],[DayNo]]=7),1,0)","v":0},{"$f":"COUNTIF(Holidays,Tabulation[[#This Row],[Date]])","v":0},{"$f":"CONCATENATE(Tabulation[[#This Row],[Holiday]],Tabulation[[#This Row],[Season]],Tabulation[[#This Row],[Weekend]],\"-\",IF(Tabulation[[#This Row],[Hour]]<10,0,\"\"),C1338)","v":"0Winter0-14"},{"$f":"VLOOKUP(Tabulation[[#This Row],[Concat]],Table3[],8)","v":0.28519},{"$f":"(Tabulation[[#This Row],[AC System Output (kW)]]*Tabulation[[#This Row],[Rate]])","v":0.1204186256}]
[2,24,15,177.58099999999999,{"$f":"Tabulation[[#This Row],[AC System Output (W)]]/1000","v":0.17758099999999999},{"$f":"VLOOKUP(Tabulation[[#This Row],[Month]],Season,2)","v":"Winter"},{"$f":"(DATE(2021,Tabulation[[#This Row],[Month]],Tabulation[[#This Row],[Day]]))","v":"2021-02-24"},{"$f":"WEEKDAY(Tabulation[[#This Row],[Date]])","v":4},{"$f":"IF(OR(Tabulation[[#This Row],[DayNo]]=1,Tabulation[[#This Row],[DayNo]]=7),1,0)","v":0},{"$f":"COUNTIF(Holidays,Tabulation[[#This Row],[Date]])","v":0},{"$f":"CONCATENATE(Tabulation[[#This Row],[Holiday]],Tabulation[[#This Row],[Season]],Tabulation[[#This Row],[Weekend]],\"-\",IF(Tabulation[[#This Row],[Hour]]<10,0,\"\"),C1339)","v":"0Winter0-15"},{"$f":"VLOOKUP(Tabulation[[#This Row],[Concat]],Table3[],8)","v":0.28519},{"$f":"(Tabulation[[#This Row],[AC System Output (kW)]]*Tabulation[[#This Row],[Rate]])","v":5.0644325389999995E-2}]
[2,24,16,171.84700000000001,{"$f":"Tabulation[[#This Row],[AC System Output (W)]]/1000","v":0.171847},{"$f":"VLOOKUP(Tabulation[[#This Row],[Month]],Season,2)","v":"Winter"},{"$f":"(DATE(2021,Tabulation[[#This Row],[Month]],Tabulation[[#This Row],[Day]]))","v":"2021-02-24"},{"$f":"WEEKDAY(Tabulation[[#This Row],[Date]])","v":4},{"$f":"IF(OR(Tabulation[[#This Row],[DayNo]]=1,Tabulation[[#This Row],[DayNo]]=7),1,0)","v":0},{"$f":"COUNTIF(Holidays,Tabulation[[#This Row],[Date]])","v":0},{"$f":"CONCATENATE(Tabulation[[#This Row],[Holiday]],Tabulation[[#This Row],[Season]],Tabulation[[#This Row],[Weekend]],\"-\",IF(Tabulation[[#This Row],[Hour]]<10,0,\"\"),C1340)","v":"0Winter0-16"},{"$f":"VLOOKUP(Tabulation[[#This Row],[Concat]],Table3[],8)","v":0.28519},{"$f":"(Tabulation[[#This Row],[AC System Output (kW)]]*Tabulation[[#This Row],[Rate]])","v":4.9009045930000002E-2}]
[2,24,17,0,{"$f":"Tabulation[[#This Row],[AC System Output (W)]]/1000","v":0},{"$f":"VLOOKUP(Tabulation[[#This Row],[Month]],Season,2)","v":"Winter"},{"$f":"(DATE(2021,Tabulation[[#This Row],[Month]],Tabulation[[#This Row],[Day]]))","v":"2021-02-24"},{"$f":"WEEKDAY(Tabulation[[#This Row],[Date]])","v":4},{"$f":"IF(OR(Tabulation[[#This Row],[DayNo]]=1,Tabulation[[#This Row],[DayNo]]=7),1,0)","v":0},{"$f":"COUNTIF(Holidays,Tabulation[[#This Row],[Date]])","v":0},{"$f":"CONCATENATE(Tabulation[[#This Row],[Holiday]],Tabulation[[#This Row],[Season]],Tabulation[[#This Row],[Weekend]],\"-\",IF(Tabulation[[#This Row],[Hour]]<10,0,\"\"),C1341)","v":"0Winter0-17"},{"$f":"VLOOKUP(Tabulation[[#This Row],[Concat]],Table3[],8)","v":0.30257000000000001},{"$f":"(Tabulation[[#This Row],[AC System Output (kW)]]*Tabulation[[#This Row],[Rate]])","v":0}]
[2,24,18,0,{"$f":"Tabulation[[#This Row],[AC System Output (W)]]/1000","v":0},{"$f":"VLOOKUP(Tabulation[[#This Row],[Month]],Season,2)","v":"Winter"},{"$f":"(DATE(2021,Tabulation[[#This Row],[Month]],Tabulation[[#This Row],[Day]]))","v":"2021-02-24"},{"$f":"WEEKDAY(Tabulation[[#This Row],[Date]])","v":4},{"$f":"IF(OR(Tabulation[[#This Row],[DayNo]]=1,Tabulation[[#This Row],[DayNo]]=7),1,0)","v":0},{"$f":"COUNTIF(Holidays,Tabulation[[#This Row],[Date]])","v":0},{"$f":"CONCATENATE(Tabulation[[#This Row],[Holiday]],Tabulation[[#This Row],[Season]],Tabulation[[#This Row],[Weekend]],\"-\",IF(Tabulation[[#This Row],[Hour]]<10,0,\"\"),C1342)","v":"0Winter0-18"},{"$f":"VLOOKUP(Tabulation[[#This Row],[Concat]],Table3[],8)","v":0.30257000000000001},{"$f":"(Tabulation[[#This Row],[AC System Output (kW)]]*Tabulation[[#This Row],[Rate]])","v":0}]
[2,24,19,0,{"$f":"Tabulation[[#This Row],[AC System Output (W)]]/1000","v":0},{"$f":"VLOOKUP(Tabulation[[#This Row],[Month]],Season,2)","v":"Winter"},{"$f":"(DATE(2021,Tabulation[[#This Row],[Month]],Tabulation[[#This Row],[Day]]))","v":"2021-02-24"},{"$f":"WEEKDAY(Tabulation[[#This Row],[Date]])","v":4},{"$f":"IF(OR(Tabulation[[#This Row],[DayNo]]=1,Tabulation[[#This Row],[DayNo]]=7),1,0)","v":0},{"$f":"COUNTIF(Holidays,Tabulation[[#This Row],[Date]])","v":0},{"$f":"CONCATENATE(Tabulation[[#This Row],[Holiday]],Tabulation[[#This Row],[Season]],Tabulation[[#This Row],[Weekend]],\"-\",IF(Tabulation[[#This Row],[Hour]]<10,0,\"\"),C1343)","v":"0Winter0-19"},{"$f":"VLOOKUP(Tabulation[[#This Row],[Concat]],Table3[],8)","v":0.30257000000000001},{"$f":"(Tabulation[[#This Row],[AC System Output (kW)]]*Tabulation[[#This Row],[Rate]])","v":0}]
[2,24,20,0,{"$f":"Tabulation[[#This Row],[AC System Output (W)]]/1000","v":0},{"$f":"VLOOKUP(Tabulation[[#This Row],[Month]],Season,2)","v":"Winter"},{"$f":"(DATE(2021,Tabulation[[#This Row],[Month]],Tabulation[[#This Row],[Day]]))","v":"2021-02-24"},{"$f":"WEEKDAY(Tabulation[[#This Row],[Date]])","v":4},{"$f":"IF(OR(Tabulation[[#This Row],[DayNo]]=1,Tabulation[[#This Row],[DayNo]]=7),1,0)","v":0},{"$f":"COUNTIF(Holidays,Tabulation[[#This Row],[Date]])","v":0},{"$f":"CONCATENATE(Tabulation[[#This Row],[Holiday]],Tabulation[[#This Row],[Season]],Tabulation[[#This Row],[Weekend]],\"-\",IF(Tabulation[[#This Row],[Hour]]<10,0,\"\"),C1344)","v":"0Winter0-20"},{"$f":"VLOOKUP(Tabulation[[#This Row],[Concat]],Table3[],8)","v":0.28519},{"$f":"(Tabulation[[#This Row],[AC System Output (kW)]]*Tabulation[[#This Row],[Rate]])","v":0}]
[2,24,21,0,{"$f":"Tabulation[[#This Row],[AC System Output (W)]]/1000","v":0},{"$f":"VLOOKUP(Tabulation[[#This Row],[Month]],Season,2)","v":"Winter"},{"$f":"(DATE(2021,Tabulation[[#This Row],[Month]],Tabulation[[#This Row],[Day]]))","v":"2021-02-24"},{"$f":"WEEKDAY(Tabulation[[#This Row],[Date]])","v":4},{"$f":"IF(OR(Tabulation[[#This Row],[DayNo]]=1,Tabulation[[#This Row],[DayNo]]=7),1,0)","v":0},{"$f":"COUNTIF(Holidays,Tabulation[[#This Row],[Date]])","v":0},{"$f":"CONCATENATE(Tabulation[[#This Row],[Holiday]],Tabulation[[#This Row],[Season]],Tabulation[[#This Row],[Weekend]],\"-\",IF(Tabulation[[#This Row],[Hour]]<10,0,\"\"),C1345)","v":"0Winter0-21"},{"$f":"VLOOKUP(Tabulation[[#This Row],[Concat]],Table3[],8)","v":0.28519},{"$f":"(Tabulation[[#This Row],[AC System Output (kW)]]*Tabulation[[#This Row],[Rate]])","v":0}]
[2,24,22,0,{"$f":"Tabulation[[#This Row],[AC System Output (W)]]/1000","v":0},{"$f":"VLOOKUP(Tabulation[[#This Row],[Month]],Season,2)","v":"Winter"},{"$f":"(DATE(2021,Tabulation[[#This Row],[Month]],Tabulation[[#This Row],[Day]]))","v":"2021-02-24"},{"$f":"WEEKDAY(Tabulation[[#This Row],[Date]])","v":4},{"$f":"IF(OR(Tabulation[[#This Row],[DayNo]]=1,Tabulation[[#This Row],[DayNo]]=7),1,0)","v":0},{"$f":"COUNTIF(Holidays,Tabulation[[#This Row],[Date]])","v":0},{"$f":"CONCATENATE(Tabulation[[#This Row],[Holiday]],Tabulation[[#This Row],[Season]],Tabulation[[#This Row],[Weekend]],\"-\",IF(Tabulation[[#This Row],[Hour]]<10,0,\"\"),C1346)","v":"0Winter0-22"},{"$f":"VLOOKUP(Tabulation[[#This Row],[Concat]],Table3[],8)","v":0.28519},{"$f":"(Tabulation[[#This Row],[AC System Output (kW)]]*Tabulation[[#This Row],[Rate]])","v":0}]
[2,24,23,0,{"$f":"Tabulation[[#This Row],[AC System Output (W)]]/1000","v":0},{"$f":"VLOOKUP(Tabulation[[#This Row],[Month]],Season,2)","v":"Winter"},{"$f":"(DATE(2021,Tabulation[[#This Row],[Month]],Tabulation[[#This Row],[Day]]))","v":"2021-02-24"},{"$f":"WEEKDAY(Tabulation[[#This Row],[Date]])","v":4},{"$f":"IF(OR(Tabulation[[#This Row],[DayNo]]=1,Tabulation[[#This Row],[DayNo]]=7),1,0)","v":0},{"$f":"COUNTIF(Holidays,Tabulation[[#This Row],[Date]])","v":0},{"$f":"CONCATENATE(Tabulation[[#This Row],[Holiday]],Tabulation[[#This Row],[Season]],Tabulation[[#This Row],[Weekend]],\"-\",IF(Tabulation[[#This Row],[Hour]]<10,0,\"\"),C1347)","v":"0Winter0-23"},{"$f":"VLOOKUP(Tabulation[[#This Row],[Concat]],Table3[],8)","v":0.28519},{"$f":"(Tabulation[[#This Row],[AC System Output (kW)]]*Tabulation[[#This Row],[Rate]])","v":0}]
[2,25,0,0,{"$f":"Tabulation[[#This Row],[AC System Output (W)]]/1000","v":0},{"$f":"VLOOKUP(Tabulation[[#This Row],[Month]],Season,2)","v":"Winter"},{"$f":"(DATE(2021,Tabulation[[#This Row],[Month]],Tabulation[[#This Row],[Day]]))","v":"2021-02-25"},{"$f":"WEEKDAY(Tabulation[[#This Row],[Date]])","v":5},{"$f":"IF(OR(Tabulation[[#This Row],[DayNo]]=1,Tabulation[[#This Row],[DayNo]]=7),1,0)","v":0},{"$f":"COUNTIF(Holidays,Tabulation[[#This Row],[Date]])","v":0},{"$f":"CONCATENATE(Tabulation[[#This Row],[Holiday]],Tabulation[[#This Row],[Season]],Tabulation[[#This Row],[Weekend]],\"-\",IF(Tabulation[[#This Row],[Hour]]<10,0,\"\"),C1348)","v":"0Winter0-00"},{"$f":"VLOOKUP(Tabulation[[#This Row],[Concat]],Table3[],8)","v":0.28519},{"$f":"(Tabulation[[#This Row],[AC System Output (kW)]]*Tabulation[[#This Row],[Rate]])","v":0}]
[2,25,1,0,{"$f":"Tabulation[[#This Row],[AC System Output (W)]]/1000","v":0},{"$f":"VLOOKUP(Tabulation[[#This Row],[Month]],Season,2)","v":"Winter"},{"$f":"(DATE(2021,Tabulation[[#This Row],[Month]],Tabulation[[#This Row],[Day]]))","v":"2021-02-25"},{"$f":"WEEKDAY(Tabulation[[#This Row],[Date]])","v":5},{"$f":"IF(OR(Tabulation[[#This Row],[DayNo]]=1,Tabulation[[#This Row],[DayNo]]=7),1,0)","v":0},{"$f":"COUNTIF(Holidays,Tabulation[[#This Row],[Date]])","v":0},{"$f":"CONCATENATE(Tabulation[[#This Row],[Holiday]],Tabulation[[#This Row],[Season]],Tabulation[[#This Row],[Weekend]],\"-\",IF(Tabulation[[#This Row],[Hour]]<10,0,\"\"),C1349)","v":"0Winter0-01"},{"$f":"VLOOKUP(Tabulation[[#This Row],[Concat]],Table3[],8)","v":0.28519},{"$f":"(Tabulation[[#This Row],[AC System Output (kW)]]*Tabulation[[#This Row],[Rate]])","v":0}]
[2,25,2,0,{"$f":"Tabulation[[#This Row],[AC System Output (W)]]/1000","v":0},{"$f":"VLOOKUP(Tabulation[[#This Row],[Month]],Season,2)","v":"Winter"},{"$f":"(DATE(2021,Tabulation[[#This Row],[Month]],Tabulation[[#This Row],[Day]]))","v":"2021-02-25"},{"$f":"WEEKDAY(Tabulation[[#This Row],[Date]])","v":5},{"$f":"IF(OR(Tabulation[[#This Row],[DayNo]]=1,Tabulation[[#This Row],[DayNo]]=7),1,0)","v":0},{"$f":"COUNTIF(Holidays,Tabulation[[#This Row],[Date]])","v":0},{"$f":"CONCATENATE(Tabulation[[#This Row],[Holiday]],Tabulation[[#This Row],[Season]],Tabulation[[#This Row],[Weekend]],\"-\",IF(Tabulation[[#This Row],[Hour]]<10,0,\"\"),C1350)","v":"0Winter0-02"},{"$f":"VLOOKUP(Tabulation[[#This Row],[Concat]],Table3[],8)","v":0.28519},{"$f":"(Tabulation[[#This Row],[AC System Output (kW)]]*Tabulation[[#This Row],[Rate]])","v":0}]
[2,25,3,0,{"$f":"Tabulation[[#This Row],[AC System Output (W)]]/1000","v":0},{"$f":"VLOOKUP(Tabulation[[#This Row],[Month]],Season,2)","v":"Winter"},{"$f":"(DATE(2021,Tabulation[[#This Row],[Month]],Tabulation[[#This Row],[Day]]))","v":"2021-02-25"},{"$f":"WEEKDAY(Tabulation[[#This Row],[Date]])","v":5},{"$f":"IF(OR(Tabulation[[#This Row],[DayNo]]=1,Tabulation[[#This Row],[DayNo]]=7),1,0)","v":0},{"$f":"COUNTIF(Holidays,Tabulation[[#This Row],[Date]])","v":0},{"$f":"CONCATENATE(Tabulation[[#This Row],[Holiday]],Tabulation[[#This Row],[Season]],Tabulation[[#This Row],[Weekend]],\"-\",IF(Tabulation[[#This Row],[Hour]]<10,0,\"\"),C1351)","v":"0Winter0-03"},{"$f":"VLOOKUP(Tabulation[[#This Row],[Concat]],Table3[],8)","v":0.28519},{"$f":"(Tabulation[[#This Row],[AC System Output (kW)]]*Tabulation[[#This Row],[Rate]])","v":0}]
[2,25,4,0,{"$f":"Tabulation[[#This Row],[AC System Output (W)]]/1000","v":0},{"$f":"VLOOKUP(Tabulation[[#This Row],[Month]],Season,2)","v":"Winter"},{"$f":"(DATE(2021,Tabulation[[#This Row],[Month]],Tabulation[[#This Row],[Day]]))","v":"2021-02-25"},{"$f":"WEEKDAY(Tabulation[[#This Row],[Date]])","v":5},{"$f":"IF(OR(Tabulation[[#This Row],[DayNo]]=1,Tabulation[[#This Row],[DayNo]]=7),1,0)","v":0},{"$f":"COUNTIF(Holidays,Tabulation[[#This Row],[Date]])","v":0},{"$f":"CONCATENATE(Tabulation[[#This Row],[Holiday]],Tabulation[[#This Row],[Season]],Tabulation[[#This Row],[Weekend]],\"-\",IF(Tabulation[[#This Row],[Hour]]<10,0,\"\"),C1352)","v":"0Winter0-04"},{"$f":"VLOOKUP(Tabulation[[#This Row],[Concat]],Table3[],8)","v":0.28519},{"$f":"(Tabulation[[#This Row],[AC System Output (kW)]]*Tabulation[[#This Row],[Rate]])","v":0}]
[2,25,5,0,{"$f":"Tabulation[[#This Row],[AC System Output (W)]]/1000","v":0},{"$f":"VLOOKUP(Tabulation[[#This Row],[Month]],Season,2)","v":"Winter"},{"$f":"(DATE(2021,Tabulation[[#This Row],[Month]],Tabulation[[#This Row],[Day]]))","v":"2021-02-25"},{"$f":"WEEKDAY(Tabulation[[#This Row],[Date]])","v":5},{"$f":"IF(OR(Tabulation[[#This Row],[DayNo]]=1,Tabulation[[#This Row],[DayNo]]=7),1,0)","v":0},{"$f":"COUNTIF(Holidays,Tabulation[[#This Row],[Date]])","v":0},{"$f":"CONCATENATE(Tabulation[[#This Row],[Holiday]],Tabulation[[#This Row],[Season]],Tabulation[[#This Row],[Weekend]],\"-\",IF(Tabulation[[#This Row],[Hour]]<10,0,\"\"),C1353)","v":"0Winter0-05"},{"$f":"VLOOKUP(Tabulation[[#This Row],[Concat]],Table3[],8)","v":0.28519},{"$f":"(Tabulation[[#This Row],[AC System Output (kW)]]*Tabulation[[#This Row],[Rate]])","v":0}]
[2,25,6,0,{"$f":"Tabulation[[#This Row],[AC System Output (W)]]/1000","v":0},{"$f":"VLOOKUP(Tabulation[[#This Row],[Month]],Season,2)","v":"Winter"},{"$f":"(DATE(2021,Tabulation[[#This Row],[Month]],Tabulation[[#This Row],[Day]]))","v":"2021-02-25"},{"$f":"WEEKDAY(Tabulation[[#This Row],[Date]])","v":5},{"$f":"IF(OR(Tabulation[[#This Row],[DayNo]]=1,Tabulation[[#This Row],[DayNo]]=7),1,0)","v":0},{"$f":"COUNTIF(Holidays,Tabulation[[#This Row],[Date]])","v":0},{"$f":"CONCATENATE(Tabulation[[#This Row],[Holiday]],Tabulation[[#This Row],[Season]],Tabulation[[#This Row],[Weekend]],\"-\",IF(Tabulation[[#This Row],[Hour]]<10,0,\"\"),C1354)","v":"0Winter0-06"},{"$f":"VLOOKUP(Tabulation[[#This Row],[Concat]],Table3[],8)","v":0.28519},{"$f":"(Tabulation[[#This Row],[AC System Output (kW)]]*Tabulation[[#This Row],[Rate]])","v":0}]
[2,25,7,108.676,{"$f":"Tabulation[[#This Row],[AC System Output (W)]]/1000","v":0.10867600000000001},{"$f":"VLOOKUP(Tabulation[[#This Row],[Month]],Season,2)","v":"Winter"},{"$f":"(DATE(2021,Tabulation[[#This Row],[Month]],Tabulation[[#This Row],[Day]]))","v":"2021-02-25"},{"$f":"WEEKDAY(Tabulation[[#This Row],[Date]])","v":5},{"$f":"IF(OR(Tabulation[[#This Row],[DayNo]]=1,Tabulation[[#This Row],[DayNo]]=7),1,0)","v":0},{"$f":"COUNTIF(Holidays,Tabulation[[#This Row],[Date]])","v":0},{"$f":"CONCATENATE(Tabulation[[#This Row],[Holiday]],Tabulation[[#This Row],[Season]],Tabulation[[#This Row],[Weekend]],\"-\",IF(Tabulation[[#This Row],[Hour]]<10,0,\"\"),C1355)","v":"0Winter0-07"},{"$f":"VLOOKUP(Tabulation[[#This Row],[Concat]],Table3[],8)","v":0.28519},{"$f":"(Tabulation[[#This Row],[AC System Output (kW)]]*Tabulation[[#This Row],[Rate]])","v":3.0993308440000002E-2}]
[2,25,8,203.608,{"$f":"Tabulation[[#This Row],[AC System Output (W)]]/1000","v":0.20360800000000001},{"$f":"VLOOKUP(Tabulation[[#This Row],[Month]],Season,2)","v":"Winter"},{"$f":"(DATE(2021,Tabulation[[#This Row],[Month]],Tabulation[[#This Row],[Day]]))","v":"2021-02-25"},{"$f":"WEEKDAY(Tabulation[[#This Row],[Date]])","v":5},{"$f":"IF(OR(Tabulation[[#This Row],[DayNo]]=1,Tabulation[[#This Row],[DayNo]]=7),1,0)","v":0},{"$f":"COUNTIF(Holidays,Tabulation[[#This Row],[Date]])","v":0},{"$f":"CONCATENATE(Tabulation[[#This Row],[Holiday]],Tabulation[[#This Row],[Season]],Tabulation[[#This Row],[Weekend]],\"-\",IF(Tabulation[[#This Row],[Hour]]<10,0,\"\"),C1356)","v":"0Winter0-08"},{"$f":"VLOOKUP(Tabulation[[#This Row],[Concat]],Table3[],8)","v":0.28519},{"$f":"(Tabulation[[#This Row],[AC System Output (kW)]]*Tabulation[[#This Row],[Rate]])","v":5.806696552E-2}]
[2,25,9,770.06200000000001,{"$f":"Tabulation[[#This Row],[AC System Output (W)]]/1000","v":0.77006200000000002},{"$f":"VLOOKUP(Tabulation[[#This Row],[Month]],Season,2)","v":"Winter"},{"$f":"(DATE(2021,Tabulation[[#This Row],[Month]],Tabulation[[#This Row],[Day]]))","v":"2021-02-25"},{"$f":"WEEKDAY(Tabulation[[#This Row],[Date]])","v":5},{"$f":"IF(OR(Tabulation[[#This Row],[DayNo]]=1,Tabulation[[#This Row],[DayNo]]=7),1,0)","v":0},{"$f":"COUNTIF(Holidays,Tabulation[[#This Row],[Date]])","v":0},{"$f":"CONCATENATE(Tabulation[[#This Row],[Holiday]],Tabulation[[#This Row],[Season]],Tabulation[[#This Row],[Weekend]],\"-\",IF(Tabulation[[#This Row],[Hour]]<10,0,\"\"),C1357)","v":"0Winter0-09"},{"$f":"VLOOKUP(Tabulation[[#This Row],[Concat]],Table3[],8)","v":0.28519},{"$f":"(Tabulation[[#This Row],[AC System Output (kW)]]*Tabulation[[#This Row],[Rate]])","v":0.21961398177999999}]
[2,25,10,1784.62,{"$f":"Tabulation[[#This Row],[AC System Output (W)]]/1000","v":1.7846199999999999},{"$f":"VLOOKUP(Tabulation[[#This Row],[Month]],Season,2)","v":"Winter"},{"$f":"(DATE(2021,Tabulation[[#This Row],[Month]],Tabulation[[#This Row],[Day]]))","v":"2021-02-25"},{"$f":"WEEKDAY(Tabulation[[#This Row],[Date]])","v":5},{"$f":"IF(OR(Tabulation[[#This Row],[DayNo]]=1,Tabulation[[#This Row],[DayNo]]=7),1,0)","v":0},{"$f":"COUNTIF(Holidays,Tabulation[[#This Row],[Date]])","v":0},{"$f":"CONCATENATE(Tabulation[[#This Row],[Holiday]],Tabulation[[#This Row],[Season]],Tabulation[[#This Row],[Weekend]],\"-\",IF(Tabulation[[#This Row],[Hour]]<10,0,\"\"),C1358)","v":"0Winter0-10"},{"$f":"VLOOKUP(Tabulation[[#This Row],[Concat]],Table3[],8)","v":0.28519},{"$f":"(Tabulation[[#This Row],[AC System Output (kW)]]*Tabulation[[#This Row],[Rate]])","v":0.50895577780000001}]
[2,25,11,2955.0309999999999,{"$f":"Tabulation[[#This Row],[AC System Output (W)]]/1000","v":2.955031},{"$f":"VLOOKUP(Tabulation[[#This Row],[Month]],Season,2)","v":"Winter"},{"$f":"(DATE(2021,Tabulation[[#This Row],[Month]],Tabulation[[#This Row],[Day]]))","v":"2021-02-25"},{"$f":"WEEKDAY(Tabulation[[#This Row],[Date]])","v":5},{"$f":"IF(OR(Tabulation[[#This Row],[DayNo]]=1,Tabulation[[#This Row],[DayNo]]=7),1,0)","v":0},{"$f":"COUNTIF(Holidays,Tabulation[[#This Row],[Date]])","v":0},{"$f":"CONCATENATE(Tabulation[[#This Row],[Holiday]],Tabulation[[#This Row],[Season]],Tabulation[[#This Row],[Weekend]],\"-\",IF(Tabulation[[#This Row],[Hour]]<10,0,\"\"),C1359)","v":"0Winter0-11"},{"$f":"VLOOKUP(Tabulation[[#This Row],[Concat]],Table3[],8)","v":0.28519},{"$f":"(Tabulation[[#This Row],[AC System Output (kW)]]*Tabulation[[#This Row],[Rate]])","v":0.84274529088999994}]
[2,25,12,2982.2579999999998,{"$f":"Tabulation[[#This Row],[AC System Output (W)]]/1000","v":2.9822579999999999},{"$f":"VLOOKUP(Tabulation[[#This Row],[Month]],Season,2)","v":"Winter"},{"$f":"(DATE(2021,Tabulation[[#This Row],[Month]],Tabulation[[#This Row],[Day]]))","v":"2021-02-25"},{"$f":"WEEKDAY(Tabulation[[#This Row],[Date]])","v":5},{"$f":"IF(OR(Tabulation[[#This Row],[DayNo]]=1,Tabulation[[#This Row],[DayNo]]=7),1,0)","v":0},{"$f":"COUNTIF(Holidays,Tabulation[[#This Row],[Date]])","v":0},{"$f":"CONCATENATE(Tabulation[[#This Row],[Holiday]],Tabulation[[#This Row],[Season]],Tabulation[[#This Row],[Weekend]],\"-\",IF(Tabulation[[#This Row],[Hour]]<10,0,\"\"),C1360)","v":"0Winter0-12"},{"$f":"VLOOKUP(Tabulation[[#This Row],[Concat]],Table3[],8)","v":0.28519},{"$f":"(Tabulation[[#This Row],[AC System Output (kW)]]*Tabulation[[#This Row],[Rate]])","v":0.85051015901999993}]
[2,25,13,2838.3679999999999,{"$f":"Tabulation[[#This Row],[AC System Output (W)]]/1000","v":2.838368},{"$f":"VLOOKUP(Tabulation[[#This Row],[Month]],Season,2)","v":"Winter"},{"$f":"(DATE(2021,Tabulation[[#This Row],[Month]],Tabulation[[#This Row],[Day]]))","v":"2021-02-25"},{"$f":"WEEKDAY(Tabulation[[#This Row],[Date]])","v":5},{"$f":"IF(OR(Tabulation[[#This Row],[DayNo]]=1,Tabulation[[#This Row],[DayNo]]=7),1,0)","v":0},{"$f":"COUNTIF(Holidays,Tabulation[[#This Row],[Date]])","v":0},{"$f":"CONCATENATE(Tabulation[[#This Row],[Holiday]],Tabulation[[#This Row],[Season]],Tabulation[[#This Row],[Weekend]],\"-\",IF(Tabulation[[#This Row],[Hour]]<10,0,\"\"),C1361)","v":"0Winter0-13"},{"$f":"VLOOKUP(Tabulation[[#This Row],[Concat]],Table3[],8)","v":0.28519},{"$f":"(Tabulation[[#This Row],[AC System Output (kW)]]*Tabulation[[#This Row],[Rate]])","v":0.80947416991999999}]
[2,25,14,1519.4179999999999,{"$f":"Tabulation[[#This Row],[AC System Output (W)]]/1000","v":1.5194179999999999},{"$f":"VLOOKUP(Tabulation[[#This Row],[Month]],Season,2)","v":"Winter"},{"$f":"(DATE(2021,Tabulation[[#This Row],[Month]],Tabulation[[#This Row],[Day]]))","v":"2021-02-25"},{"$f":"WEEKDAY(Tabulation[[#This Row],[Date]])","v":5},{"$f":"IF(OR(Tabulation[[#This Row],[DayNo]]=1,Tabulation[[#This Row],[DayNo]]=7),1,0)","v":0},{"$f":"COUNTIF(Holidays,Tabulation[[#This Row],[Date]])","v":0},{"$f":"CONCATENATE(Tabulation[[#This Row],[Holiday]],Tabulation[[#This Row],[Season]],Tabulation[[#This Row],[Weekend]],\"-\",IF(Tabulation[[#This Row],[Hour]]<10,0,\"\"),C1362)","v":"0Winter0-14"},{"$f":"VLOOKUP(Tabulation[[#This Row],[Concat]],Table3[],8)","v":0.28519},{"$f":"(Tabulation[[#This Row],[AC System Output (kW)]]*Tabulation[[#This Row],[Rate]])","v":0.43332281942}]
[2,25,15,1781.73,{"$f":"Tabulation[[#This Row],[AC System Output (W)]]/1000","v":1.78173},{"$f":"VLOOKUP(Tabulation[[#This Row],[Month]],Season,2)","v":"Winter"},{"$f":"(DATE(2021,Tabulation[[#This Row],[Month]],Tabulation[[#This Row],[Day]]))","v":"2021-02-25"},{"$f":"WEEKDAY(Tabulation[[#This Row],[Date]])","v":5},{"$f":"IF(OR(Tabulation[[#This Row],[DayNo]]=1,Tabulation[[#This Row],[DayNo]]=7),1,0)","v":0},{"$f":"COUNTIF(Holidays,Tabulation[[#This Row],[Date]])","v":0},{"$f":"CONCATENATE(Tabulation[[#This Row],[Holiday]],Tabulation[[#This Row],[Season]],Tabulation[[#This Row],[Weekend]],\"-\",IF(Tabulation[[#This Row],[Hour]]<10,0,\"\"),C1363)","v":"0Winter0-15"},{"$f":"VLOOKUP(Tabulation[[#This Row],[Concat]],Table3[],8)","v":0.28519},{"$f":"(Tabulation[[#This Row],[AC System Output (kW)]]*Tabulation[[#This Row],[Rate]])","v":0.50813157870000003}]
[2,25,16,396.56200000000001,{"$f":"Tabulation[[#This Row],[AC System Output (W)]]/1000","v":0.39656200000000003},{"$f":"VLOOKUP(Tabulation[[#This Row],[Month]],Season,2)","v":"Winter"},{"$f":"(DATE(2021,Tabulation[[#This Row],[Month]],Tabulation[[#This Row],[Day]]))","v":"2021-02-25"},{"$f":"WEEKDAY(Tabulation[[#This Row],[Date]])","v":5},{"$f":"IF(OR(Tabulation[[#This Row],[DayNo]]=1,Tabulation[[#This Row],[DayNo]]=7),1,0)","v":0},{"$f":"COUNTIF(Holidays,Tabulation[[#This Row],[Date]])","v":0},{"$f":"CONCATENATE(Tabulation[[#This Row],[Holiday]],Tabulation[[#This Row],[Season]],Tabulation[[#This Row],[Weekend]],\"-\",IF(Tabulation[[#This Row],[Hour]]<10,0,\"\"),C1364)","v":"0Winter0-16"},{"$f":"VLOOKUP(Tabulation[[#This Row],[Concat]],Table3[],8)","v":0.28519},{"$f":"(Tabulation[[#This Row],[AC System Output (kW)]]*Tabulation[[#This Row],[Rate]])","v":0.11309551678}]
[2,25,17,0,{"$f":"Tabulation[[#This Row],[AC System Output (W)]]/1000","v":0},{"$f":"VLOOKUP(Tabulation[[#This Row],[Month]],Season,2)","v":"Winter"},{"$f":"(DATE(2021,Tabulation[[#This Row],[Month]],Tabulation[[#This Row],[Day]]))","v":"2021-02-25"},{"$f":"WEEKDAY(Tabulation[[#This Row],[Date]])","v":5},{"$f":"IF(OR(Tabulation[[#This Row],[DayNo]]=1,Tabulation[[#This Row],[DayNo]]=7),1,0)","v":0},{"$f":"COUNTIF(Holidays,Tabulation[[#This Row],[Date]])","v":0},{"$f":"CONCATENATE(Tabulation[[#This Row],[Holiday]],Tabulation[[#This Row],[Season]],Tabulation[[#This Row],[Weekend]],\"-\",IF(Tabulation[[#This Row],[Hour]]<10,0,\"\"),C1365)","v":"0Winter0-17"},{"$f":"VLOOKUP(Tabulation[[#This Row],[Concat]],Table3[],8)","v":0.30257000000000001},{"$f":"(Tabulation[[#This Row],[AC System Output (kW)]]*Tabulation[[#This Row],[Rate]])","v":0}]
[2,25,18,0,{"$f":"Tabulation[[#This Row],[AC System Output (W)]]/1000","v":0},{"$f":"VLOOKUP(Tabulation[[#This Row],[Month]],Season,2)","v":"Winter"},{"$f":"(DATE(2021,Tabulation[[#This Row],[Month]],Tabulation[[#This Row],[Day]]))","v":"2021-02-25"},{"$f":"WEEKDAY(Tabulation[[#This Row],[Date]])","v":5},{"$f":"IF(OR(Tabulation[[#This Row],[DayNo]]=1,Tabulation[[#This Row],[DayNo]]=7),1,0)","v":0},{"$f":"COUNTIF(Holidays,Tabulation[[#This Row],[Date]])","v":0},{"$f":"CONCATENATE(Tabulation[[#This Row],[Holiday]],Tabulation[[#This Row],[Season]],Tabulation[[#This Row],[Weekend]],\"-\",IF(Tabulation[[#This Row],[Hour]]<10,0,\"\"),C1366)","v":"0Winter0-18"},{"$f":"VLOOKUP(Tabulation[[#This Row],[Concat]],Table3[],8)","v":0.30257000000000001},{"$f":"(Tabulation[[#This Row],[AC System Output (kW)]]*Tabulation[[#This Row],[Rate]])","v":0}]
[2,25,19,0,{"$f":"Tabulation[[#This Row],[AC System Output (W)]]/1000","v":0},{"$f":"VLOOKUP(Tabulation[[#This Row],[Month]],Season,2)","v":"Winter"},{"$f":"(DATE(2021,Tabulation[[#This Row],[Month]],Tabulation[[#This Row],[Day]]))","v":"2021-02-25"},{"$f":"WEEKDAY(Tabulation[[#This Row],[Date]])","v":5},{"$f":"IF(OR(Tabulation[[#This Row],[DayNo]]=1,Tabulation[[#This Row],[DayNo]]=7),1,0)","v":0},{"$f":"COUNTIF(Holidays,Tabulation[[#This Row],[Date]])","v":0},{"$f":"CONCATENATE(Tabulation[[#This Row],[Holiday]],Tabulation[[#This Row],[Season]],Tabulation[[#This Row],[Weekend]],\"-\",IF(Tabulation[[#This Row],[Hour]]<10,0,\"\"),C1367)","v":"0Winter0-19"},{"$f":"VLOOKUP(Tabulation[[#This Row],[Concat]],Table3[],8)","v":0.30257000000000001},{"$f":"(Tabulation[[#This Row],[AC System Output (kW)]]*Tabulation[[#This Row],[Rate]])","v":0}]
[2,25,20,0,{"$f":"Tabulation[[#This Row],[AC System Output (W)]]/1000","v":0},{"$f":"VLOOKUP(Tabulation[[#This Row],[Month]],Season,2)","v":"Winter"},{"$f":"(DATE(2021,Tabulation[[#This Row],[Month]],Tabulation[[#This Row],[Day]]))","v":"2021-02-25"},{"$f":"WEEKDAY(Tabulation[[#This Row],[Date]])","v":5},{"$f":"IF(OR(Tabulation[[#This Row],[DayNo]]=1,Tabulation[[#This Row],[DayNo]]=7),1,0)","v":0},{"$f":"COUNTIF(Holidays,Tabulation[[#This Row],[Date]])","v":0},{"$f":"CONCATENATE(Tabulation[[#This Row],[Holiday]],Tabulation[[#This Row],[Season]],Tabulation[[#This Row],[Weekend]],\"-\",IF(Tabulation[[#This Row],[Hour]]<10,0,\"\"),C1368)","v":"0Winter0-20"},{"$f":"VLOOKUP(Tabulation[[#This Row],[Concat]],Table3[],8)","v":0.28519},{"$f":"(Tabulation[[#This Row],[AC System Output (kW)]]*Tabulation[[#This Row],[Rate]])","v":0}]
[2,25,21,0,{"$f":"Tabulation[[#This Row],[AC System Output (W)]]/1000","v":0},{"$f":"VLOOKUP(Tabulation[[#This Row],[Month]],Season,2)","v":"Winter"},{"$f":"(DATE(2021,Tabulation[[#This Row],[Month]],Tabulation[[#This Row],[Day]]))","v":"2021-02-25"},{"$f":"WEEKDAY(Tabulation[[#This Row],[Date]])","v":5},{"$f":"IF(OR(Tabulation[[#This Row],[DayNo]]=1,Tabulation[[#This Row],[DayNo]]=7),1,0)","v":0},{"$f":"COUNTIF(Holidays,Tabulation[[#This Row],[Date]])","v":0},{"$f":"CONCATENATE(Tabulation[[#This Row],[Holiday]],Tabulation[[#This Row],[Season]],Tabulation[[#This Row],[Weekend]],\"-\",IF(Tabulation[[#This Row],[Hour]]<10,0,\"\"),C1369)","v":"0Winter0-21"},{"$f":"VLOOKUP(Tabulation[[#This Row],[Concat]],Table3[],8)","v":0.28519},{"$f":"(Tabulation[[#This Row],[AC System Output (kW)]]*Tabulation[[#This Row],[Rate]])","v":0}]
[2,25,22,0,{"$f":"Tabulation[[#This Row],[AC System Output (W)]]/1000","v":0},{"$f":"VLOOKUP(Tabulation[[#This Row],[Month]],Season,2)","v":"Winter"},{"$f":"(DATE(2021,Tabulation[[#This Row],[Month]],Tabulation[[#This Row],[Day]]))","v":"2021-02-25"},{"$f":"WEEKDAY(Tabulation[[#This Row],[Date]])","v":5},{"$f":"IF(OR(Tabulation[[#This Row],[DayNo]]=1,Tabulation[[#This Row],[DayNo]]=7),1,0)","v":0},{"$f":"COUNTIF(Holidays,Tabulation[[#This Row],[Date]])","v":0},{"$f":"CONCATENATE(Tabulation[[#This Row],[Holiday]],Tabulation[[#This Row],[Season]],Tabulation[[#This Row],[Weekend]],\"-\",IF(Tabulation[[#This Row],[Hour]]<10,0,\"\"),C1370)","v":"0Winter0-22"},{"$f":"VLOOKUP(Tabulation[[#This Row],[Concat]],Table3[],8)","v":0.28519},{"$f":"(Tabulation[[#This Row],[AC System Output (kW)]]*Tabulation[[#This Row],[Rate]])","v":0}]
[2,25,23,0,{"$f":"Tabulation[[#This Row],[AC System Output (W)]]/1000","v":0},{"$f":"VLOOKUP(Tabulation[[#This Row],[Month]],Season,2)","v":"Winter"},{"$f":"(DATE(2021,Tabulation[[#This Row],[Month]],Tabulation[[#This Row],[Day]]))","v":"2021-02-25"},{"$f":"WEEKDAY(Tabulation[[#This Row],[Date]])","v":5},{"$f":"IF(OR(Tabulation[[#This Row],[DayNo]]=1,Tabulation[[#This Row],[DayNo]]=7),1,0)","v":0},{"$f":"COUNTIF(Holidays,Tabulation[[#This Row],[Date]])","v":0},{"$f":"CONCATENATE(Tabulation[[#This Row],[Holiday]],Tabulation[[#This Row],[Season]],Tabulation[[#This Row],[Weekend]],\"-\",IF(Tabulation[[#This Row],[Hour]]<10,0,\"\"),C1371)","v":"0Winter0-23"},{"$f":"VLOOKUP(Tabulation[[#This Row],[Concat]],Table3[],8)","v":0.28519},{"$f":"(Tabulation[[#This Row],[AC System Output (kW)]]*Tabulation[[#This Row],[Rate]])","v":0}]
[2,26,0,0,{"$f":"Tabulation[[#This Row],[AC System Output (W)]]/1000","v":0},{"$f":"VLOOKUP(Tabulation[[#This Row],[Month]],Season,2)","v":"Winter"},{"$f":"(DATE(2021,Tabulation[[#This Row],[Month]],Tabulation[[#This Row],[Day]]))","v":"2021-02-26"},{"$f":"WEEKDAY(Tabulation[[#This Row],[Date]])","v":6},{"$f":"IF(OR(Tabulation[[#This Row],[DayNo]]=1,Tabulation[[#This Row],[DayNo]]=7),1,0)","v":0},{"$f":"COUNTIF(Holidays,Tabulation[[#This Row],[Date]])","v":0},{"$f":"CONCATENATE(Tabulation[[#This Row],[Holiday]],Tabulation[[#This Row],[Season]],Tabulation[[#This Row],[Weekend]],\"-\",IF(Tabulation[[#This Row],[Hour]]<10,0,\"\"),C1372)","v":"0Winter0-00"},{"$f":"VLOOKUP(Tabulation[[#This Row],[Concat]],Table3[],8)","v":0.28519},{"$f":"(Tabulation[[#This Row],[AC System Output (kW)]]*Tabulation[[#This Row],[Rate]])","v":0}]
[2,26,1,0,{"$f":"Tabulation[[#This Row],[AC System Output (W)]]/1000","v":0},{"$f":"VLOOKUP(Tabulation[[#This Row],[Month]],Season,2)","v":"Winter"},{"$f":"(DATE(2021,Tabulation[[#This Row],[Month]],Tabulation[[#This Row],[Day]]))","v":"2021-02-26"},{"$f":"WEEKDAY(Tabulation[[#This Row],[Date]])","v":6},{"$f":"IF(OR(Tabulation[[#This Row],[DayNo]]=1,Tabulation[[#This Row],[DayNo]]=7),1,0)","v":0},{"$f":"COUNTIF(Holidays,Tabulation[[#This Row],[Date]])","v":0},{"$f":"CONCATENATE(Tabulation[[#This Row],[Holiday]],Tabulation[[#This Row],[Season]],Tabulation[[#This Row],[Weekend]],\"-\",IF(Tabulation[[#This Row],[Hour]]<10,0,\"\"),C1373)","v":"0Winter0-01"},{"$f":"VLOOKUP(Tabulation[[#This Row],[Concat]],Table3[],8)","v":0.28519},{"$f":"(Tabulation[[#This Row],[AC System Output (kW)]]*Tabulation[[#This Row],[Rate]])","v":0}]
[2,26,2,0,{"$f":"Tabulation[[#This Row],[AC System Output (W)]]/1000","v":0},{"$f":"VLOOKUP(Tabulation[[#This Row],[Month]],Season,2)","v":"Winter"},{"$f":"(DATE(2021,Tabulation[[#This Row],[Month]],Tabulation[[#This Row],[Day]]))","v":"2021-02-26"},{"$f":"WEEKDAY(Tabulation[[#This Row],[Date]])","v":6},{"$f":"IF(OR(Tabulation[[#This Row],[DayNo]]=1,Tabulation[[#This Row],[DayNo]]=7),1,0)","v":0},{"$f":"COUNTIF(Holidays,Tabulation[[#This Row],[Date]])","v":0},{"$f":"CONCATENATE(Tabulation[[#This Row],[Holiday]],Tabulation[[#This Row],[Season]],Tabulation[[#This Row],[Weekend]],\"-\",IF(Tabulation[[#This Row],[Hour]]<10,0,\"\"),C1374)","v":"0Winter0-02"},{"$f":"VLOOKUP(Tabulation[[#This Row],[Concat]],Table3[],8)","v":0.28519},{"$f":"(Tabulation[[#This Row],[AC System Output (kW)]]*Tabulation[[#This Row],[Rate]])","v":0}]
[2,26,3,0,{"$f":"Tabulation[[#This Row],[AC System Output (W)]]/1000","v":0},{"$f":"VLOOKUP(Tabulation[[#This Row],[Month]],Season,2)","v":"Winter"},{"$f":"(DATE(2021,Tabulation[[#This Row],[Month]],Tabulation[[#This Row],[Day]]))","v":"2021-02-26"},{"$f":"WEEKDAY(Tabulation[[#This Row],[Date]])","v":6},{"$f":"IF(OR(Tabulation[[#This Row],[DayNo]]=1,Tabulation[[#This Row],[DayNo]]=7),1,0)","v":0},{"$f":"COUNTIF(Holidays,Tabulation[[#This Row],[Date]])","v":0},{"$f":"CONCATENATE(Tabulation[[#This Row],[Holiday]],Tabulation[[#This Row],[Season]],Tabulation[[#This Row],[Weekend]],\"-\",IF(Tabulation[[#This Row],[Hour]]<10,0,\"\"),C1375)","v":"0Winter0-03"},{"$f":"VLOOKUP(Tabulation[[#This Row],[Concat]],Table3[],8)","v":0.28519},{"$f":"(Tabulation[[#This Row],[AC System Output (kW)]]*Tabulation[[#This Row],[Rate]])","v":0}]
[2,26,4,0,{"$f":"Tabulation[[#This Row],[AC System Output (W)]]/1000","v":0},{"$f":"VLOOKUP(Tabulation[[#This Row],[Month]],Season,2)","v":"Winter"},{"$f":"(DATE(2021,Tabulation[[#This Row],[Month]],Tabulation[[#This Row],[Day]]))","v":"2021-02-26"},{"$f":"WEEKDAY(Tabulation[[#This Row],[Date]])","v":6},{"$f":"IF(OR(Tabulation[[#This Row],[DayNo]]=1,Tabulation[[#This Row],[DayNo]]=7),1,0)","v":0},{"$f":"COUNTIF(Holidays,Tabulation[[#This Row],[Date]])","v":0},{"$f":"CONCATENATE(Tabulation[[#This Row],[Holiday]],Tabulation[[#This Row],[Season]],Tabulation[[#This Row],[Weekend]],\"-\",IF(Tabulation[[#This Row],[Hour]]<10,0,\"\"),C1376)","v":"0Winter0-04"},{"$f":"VLOOKUP(Tabulation[[#This Row],[Concat]],Table3[],8)","v":0.28519},{"$f":"(Tabulation[[#This Row],[AC System Output (kW)]]*Tabulation[[#This Row],[Rate]])","v":0}]
[2,26,5,0,{"$f":"Tabulation[[#This Row],[AC System Output (W)]]/1000","v":0},{"$f":"VLOOKUP(Tabulation[[#This Row],[Month]],Season,2)","v":"Winter"},{"$f":"(DATE(2021,Tabulation[[#This Row],[Month]],Tabulation[[#This Row],[Day]]))","v":"2021-02-26"},{"$f":"WEEKDAY(Tabulation[[#This Row],[Date]])","v":6},{"$f":"IF(OR(Tabulation[[#This Row],[DayNo]]=1,Tabulation[[#This Row],[DayNo]]=7),1,0)","v":0},{"$f":"COUNTIF(Holidays,Tabulation[[#This Row],[Date]])","v":0},{"$f":"CONCATENATE(Tabulation[[#This Row],[Holiday]],Tabulation[[#This Row],[Season]],Tabulation[[#This Row],[Weekend]],\"-\",IF(Tabulation[[#This Row],[Hour]]<10,0,\"\"),C1377)","v":"0Winter0-05"},{"$f":"VLOOKUP(Tabulation[[#This Row],[Concat]],Table3[],8)","v":0.28519},{"$f":"(Tabulation[[#This Row],[AC System Output (kW)]]*Tabulation[[#This Row],[Rate]])","v":0}]
[2,26,6,0,{"$f":"Tabulation[[#This Row],[AC System Output (W)]]/1000","v":0},{"$f":"VLOOKUP(Tabulation[[#This Row],[Month]],Season,2)","v":"Winter"},{"$f":"(DATE(2021,Tabulation[[#This Row],[Month]],Tabulation[[#This Row],[Day]]))","v":"2021-02-26"},{"$f":"WEEKDAY(Tabulation[[#This Row],[Date]])","v":6},{"$f":"IF(OR(Tabulation[[#This Row],[DayNo]]=1,Tabulation[[#This Row],[DayNo]]=7),1,0)","v":0},{"$f":"COUNTIF(Holidays,Tabulation[[#This Row],[Date]])","v":0},{"$f":"CONCATENATE(Tabulation[[#This Row],[Holiday]],Tabulation[[#This Row],[Season]],Tabulation[[#This Row],[Weekend]],\"-\",IF(Tabulation[[#This Row],[Hour]]<10,0,\"\"),C1378)","v":"0Winter0-06"},{"$f":"VLOOKUP(Tabulation[[#This Row],[Concat]],Table3[],8)","v":0.28519},{"$f":"(Tabulation[[#This Row],[AC System Output (kW)]]*Tabulation[[#This Row],[Rate]])","v":0}]
[2,26,7,118.751,{"$f":"Tabulation[[#This Row],[AC System Output (W)]]/1000","v":0.11875100000000001},{"$f":"VLOOKUP(Tabulation[[#This Row],[Month]],Season,2)","v":"Winter"},{"$f":"(DATE(2021,Tabulation[[#This Row],[Month]],Tabulation[[#This Row],[Day]]))","v":"2021-02-26"},{"$f":"WEEKDAY(Tabulation[[#This Row],[Date]])","v":6},{"$f":"IF(OR(Tabulation[[#This Row],[DayNo]]=1,Tabulation[[#This Row],[DayNo]]=7),1,0)","v":0},{"$f":"COUNTIF(Holidays,Tabulation[[#This Row],[Date]])","v":0},{"$f":"CONCATENATE(Tabulation[[#This Row],[Holiday]],Tabulation[[#This Row],[Season]],Tabulation[[#This Row],[Weekend]],\"-\",IF(Tabulation[[#This Row],[Hour]]<10,0,\"\"),C1379)","v":"0Winter0-07"},{"$f":"VLOOKUP(Tabulation[[#This Row],[Concat]],Table3[],8)","v":0.28519},{"$f":"(Tabulation[[#This Row],[AC System Output (kW)]]*Tabulation[[#This Row],[Rate]])","v":3.386659769E-2}]
[2,26,8,238.51599999999999,{"$f":"Tabulation[[#This Row],[AC System Output (W)]]/1000","v":0.23851599999999998},{"$f":"VLOOKUP(Tabulation[[#This Row],[Month]],Season,2)","v":"Winter"},{"$f":"(DATE(2021,Tabulation[[#This Row],[Month]],Tabulation[[#This Row],[Day]]))","v":"2021-02-26"},{"$f":"WEEKDAY(Tabulation[[#This Row],[Date]])","v":6},{"$f":"IF(OR(Tabulation[[#This Row],[DayNo]]=1,Tabulation[[#This Row],[DayNo]]=7),1,0)","v":0},{"$f":"COUNTIF(Holidays,Tabulation[[#This Row],[Date]])","v":0},{"$f":"CONCATENATE(Tabulation[[#This Row],[Holiday]],Tabulation[[#This Row],[Season]],Tabulation[[#This Row],[Weekend]],\"-\",IF(Tabulation[[#This Row],[Hour]]<10,0,\"\"),C1380)","v":"0Winter0-08"},{"$f":"VLOOKUP(Tabulation[[#This Row],[Concat]],Table3[],8)","v":0.28519},{"$f":"(Tabulation[[#This Row],[AC System Output (kW)]]*Tabulation[[#This Row],[Rate]])","v":6.8022378039999998E-2}]
[2,26,9,607.65200000000004,{"$f":"Tabulation[[#This Row],[AC System Output (W)]]/1000","v":0.60765200000000008},{"$f":"VLOOKUP(Tabulation[[#This Row],[Month]],Season,2)","v":"Winter"},{"$f":"(DATE(2021,Tabulation[[#This Row],[Month]],Tabulation[[#This Row],[Day]]))","v":"2021-02-26"},{"$f":"WEEKDAY(Tabulation[[#This Row],[Date]])","v":6},{"$f":"IF(OR(Tabulation[[#This Row],[DayNo]]=1,Tabulation[[#This Row],[DayNo]]=7),1,0)","v":0},{"$f":"COUNTIF(Holidays,Tabulation[[#This Row],[Date]])","v":0},{"$f":"CONCATENATE(Tabulation[[#This Row],[Holiday]],Tabulation[[#This Row],[Season]],Tabulation[[#This Row],[Weekend]],\"-\",IF(Tabulation[[#This Row],[Hour]]<10,0,\"\"),C1381)","v":"0Winter0-09"},{"$f":"VLOOKUP(Tabulation[[#This Row],[Concat]],Table3[],8)","v":0.28519},{"$f":"(Tabulation[[#This Row],[AC System Output (kW)]]*Tabulation[[#This Row],[Rate]])","v":0.17329627388000002}]
[2,26,10,2114.3910000000001,{"$f":"Tabulation[[#This Row],[AC System Output (W)]]/1000","v":2.1143909999999999},{"$f":"VLOOKUP(Tabulation[[#This Row],[Month]],Season,2)","v":"Winter"},{"$f":"(DATE(2021,Tabulation[[#This Row],[Month]],Tabulation[[#This Row],[Day]]))","v":"2021-02-26"},{"$f":"WEEKDAY(Tabulation[[#This Row],[Date]])","v":6},{"$f":"IF(OR(Tabulation[[#This Row],[DayNo]]=1,Tabulation[[#This Row],[DayNo]]=7),1,0)","v":0},{"$f":"COUNTIF(Holidays,Tabulation[[#This Row],[Date]])","v":0},{"$f":"CONCATENATE(Tabulation[[#This Row],[Holiday]],Tabulation[[#This Row],[Season]],Tabulation[[#This Row],[Weekend]],\"-\",IF(Tabulation[[#This Row],[Hour]]<10,0,\"\"),C1382)","v":"0Winter0-10"},{"$f":"VLOOKUP(Tabulation[[#This Row],[Concat]],Table3[],8)","v":0.28519},{"$f":"(Tabulation[[#This Row],[AC System Output (kW)]]*Tabulation[[#This Row],[Rate]])","v":0.60300316928999997}]
[2,26,11,1155.69,{"$f":"Tabulation[[#This Row],[AC System Output (W)]]/1000","v":1.1556900000000001},{"$f":"VLOOKUP(Tabulation[[#This Row],[Month]],Season,2)","v":"Winter"},{"$f":"(DATE(2021,Tabulation[[#This Row],[Month]],Tabulation[[#This Row],[Day]]))","v":"2021-02-26"},{"$f":"WEEKDAY(Tabulation[[#This Row],[Date]])","v":6},{"$f":"IF(OR(Tabulation[[#This Row],[DayNo]]=1,Tabulation[[#This Row],[DayNo]]=7),1,0)","v":0},{"$f":"COUNTIF(Holidays,Tabulation[[#This Row],[Date]])","v":0},{"$f":"CONCATENATE(Tabulation[[#This Row],[Holiday]],Tabulation[[#This Row],[Season]],Tabulation[[#This Row],[Weekend]],\"-\",IF(Tabulation[[#This Row],[Hour]]<10,0,\"\"),C1383)","v":"0Winter0-11"},{"$f":"VLOOKUP(Tabulation[[#This Row],[Concat]],Table3[],8)","v":0.28519},{"$f":"(Tabulation[[#This Row],[AC System Output (kW)]]*Tabulation[[#This Row],[Rate]])","v":0.32959123110000005}]
[2,26,12,2099.1689999999999,{"$f":"Tabulation[[#This Row],[AC System Output (W)]]/1000","v":2.0991689999999998},{"$f":"VLOOKUP(Tabulation[[#This Row],[Month]],Season,2)","v":"Winter"},{"$f":"(DATE(2021,Tabulation[[#This Row],[Month]],Tabulation[[#This Row],[Day]]))","v":"2021-02-26"},{"$f":"WEEKDAY(Tabulation[[#This Row],[Date]])","v":6},{"$f":"IF(OR(Tabulation[[#This Row],[DayNo]]=1,Tabulation[[#This Row],[DayNo]]=7),1,0)","v":0},{"$f":"COUNTIF(Holidays,Tabulation[[#This Row],[Date]])","v":0},{"$f":"CONCATENATE(Tabulation[[#This Row],[Holiday]],Tabulation[[#This Row],[Season]],Tabulation[[#This Row],[Weekend]],\"-\",IF(Tabulation[[#This Row],[Hour]]<10,0,\"\"),C1384)","v":"0Winter0-12"},{"$f":"VLOOKUP(Tabulation[[#This Row],[Concat]],Table3[],8)","v":0.28519},{"$f":"(Tabulation[[#This Row],[AC System Output (kW)]]*Tabulation[[#This Row],[Rate]])","v":0.59866200710999995}]
[2,26,13,950.50599999999997,{"$f":"Tabulation[[#This Row],[AC System Output (W)]]/1000","v":0.95050599999999996},{"$f":"VLOOKUP(Tabulation[[#This Row],[Month]],Season,2)","v":"Winter"},{"$f":"(DATE(2021,Tabulation[[#This Row],[Month]],Tabulation[[#This Row],[Day]]))","v":"2021-02-26"},{"$f":"WEEKDAY(Tabulation[[#This Row],[Date]])","v":6},{"$f":"IF(OR(Tabulation[[#This Row],[DayNo]]=1,Tabulation[[#This Row],[DayNo]]=7),1,0)","v":0},{"$f":"COUNTIF(Holidays,Tabulation[[#This Row],[Date]])","v":0},{"$f":"CONCATENATE(Tabulation[[#This Row],[Holiday]],Tabulation[[#This Row],[Season]],Tabulation[[#This Row],[Weekend]],\"-\",IF(Tabulation[[#This Row],[Hour]]<10,0,\"\"),C1385)","v":"0Winter0-13"},{"$f":"VLOOKUP(Tabulation[[#This Row],[Concat]],Table3[],8)","v":0.28519},{"$f":"(Tabulation[[#This Row],[AC System Output (kW)]]*Tabulation[[#This Row],[Rate]])","v":0.27107480614000001}]
[2,26,14,2501.6869999999999,{"$f":"Tabulation[[#This Row],[AC System Output (W)]]/1000","v":2.501687},{"$f":"VLOOKUP(Tabulation[[#This Row],[Month]],Season,2)","v":"Winter"},{"$f":"(DATE(2021,Tabulation[[#This Row],[Month]],Tabulation[[#This Row],[Day]]))","v":"2021-02-26"},{"$f":"WEEKDAY(Tabulation[[#This Row],[Date]])","v":6},{"$f":"IF(OR(Tabulation[[#This Row],[DayNo]]=1,Tabulation[[#This Row],[DayNo]]=7),1,0)","v":0},{"$f":"COUNTIF(Holidays,Tabulation[[#This Row],[Date]])","v":0},{"$f":"CONCATENATE(Tabulation[[#This Row],[Holiday]],Tabulation[[#This Row],[Season]],Tabulation[[#This Row],[Weekend]],\"-\",IF(Tabulation[[#This Row],[Hour]]<10,0,\"\"),C1386)","v":"0Winter0-14"},{"$f":"VLOOKUP(Tabulation[[#This Row],[Concat]],Table3[],8)","v":0.28519},{"$f":"(Tabulation[[#This Row],[AC System Output (kW)]]*Tabulation[[#This Row],[Rate]])","v":0.71345611552999999}]
[2,26,15,1852.4110000000001,{"$f":"Tabulation[[#This Row],[AC System Output (W)]]/1000","v":1.852411},{"$f":"VLOOKUP(Tabulation[[#This Row],[Month]],Season,2)","v":"Winter"},{"$f":"(DATE(2021,Tabulation[[#This Row],[Month]],Tabulation[[#This Row],[Day]]))","v":"2021-02-26"},{"$f":"WEEKDAY(Tabulation[[#This Row],[Date]])","v":6},{"$f":"IF(OR(Tabulation[[#This Row],[DayNo]]=1,Tabulation[[#This Row],[DayNo]]=7),1,0)","v":0},{"$f":"COUNTIF(Holidays,Tabulation[[#This Row],[Date]])","v":0},{"$f":"CONCATENATE(Tabulation[[#This Row],[Holiday]],Tabulation[[#This Row],[Season]],Tabulation[[#This Row],[Weekend]],\"-\",IF(Tabulation[[#This Row],[Hour]]<10,0,\"\"),C1387)","v":"0Winter0-15"},{"$f":"VLOOKUP(Tabulation[[#This Row],[Concat]],Table3[],8)","v":0.28519},{"$f":"(Tabulation[[#This Row],[AC System Output (kW)]]*Tabulation[[#This Row],[Rate]])","v":0.52828909309000005}]
[2,26,16,991.85400000000004,{"$f":"Tabulation[[#This Row],[AC System Output (W)]]/1000","v":0.99185400000000001},{"$f":"VLOOKUP(Tabulation[[#This Row],[Month]],Season,2)","v":"Winter"},{"$f":"(DATE(2021,Tabulation[[#This Row],[Month]],Tabulation[[#This Row],[Day]]))","v":"2021-02-26"},{"$f":"WEEKDAY(Tabulation[[#This Row],[Date]])","v":6},{"$f":"IF(OR(Tabulation[[#This Row],[DayNo]]=1,Tabulation[[#This Row],[DayNo]]=7),1,0)","v":0},{"$f":"COUNTIF(Holidays,Tabulation[[#This Row],[Date]])","v":0},{"$f":"CONCATENATE(Tabulation[[#This Row],[Holiday]],Tabulation[[#This Row],[Season]],Tabulation[[#This Row],[Weekend]],\"-\",IF(Tabulation[[#This Row],[Hour]]<10,0,\"\"),C1388)","v":"0Winter0-16"},{"$f":"VLOOKUP(Tabulation[[#This Row],[Concat]],Table3[],8)","v":0.28519},{"$f":"(Tabulation[[#This Row],[AC System Output (kW)]]*Tabulation[[#This Row],[Rate]])","v":0.28286684226000003}]
[2,26,17,182.25399999999999,{"$f":"Tabulation[[#This Row],[AC System Output (W)]]/1000","v":0.182254},{"$f":"VLOOKUP(Tabulation[[#This Row],[Month]],Season,2)","v":"Winter"},{"$f":"(DATE(2021,Tabulation[[#This Row],[Month]],Tabulation[[#This Row],[Day]]))","v":"2021-02-26"},{"$f":"WEEKDAY(Tabulation[[#This Row],[Date]])","v":6},{"$f":"IF(OR(Tabulation[[#This Row],[DayNo]]=1,Tabulation[[#This Row],[DayNo]]=7),1,0)","v":0},{"$f":"COUNTIF(Holidays,Tabulation[[#This Row],[Date]])","v":0},{"$f":"CONCATENATE(Tabulation[[#This Row],[Holiday]],Tabulation[[#This Row],[Season]],Tabulation[[#This Row],[Weekend]],\"-\",IF(Tabulation[[#This Row],[Hour]]<10,0,\"\"),C1389)","v":"0Winter0-17"},{"$f":"VLOOKUP(Tabulation[[#This Row],[Concat]],Table3[],8)","v":0.30257000000000001},{"$f":"(Tabulation[[#This Row],[AC System Output (kW)]]*Tabulation[[#This Row],[Rate]])","v":5.5144592780000001E-2}]
[2,26,18,0,{"$f":"Tabulation[[#This Row],[AC System Output (W)]]/1000","v":0},{"$f":"VLOOKUP(Tabulation[[#This Row],[Month]],Season,2)","v":"Winter"},{"$f":"(DATE(2021,Tabulation[[#This Row],[Month]],Tabulation[[#This Row],[Day]]))","v":"2021-02-26"},{"$f":"WEEKDAY(Tabulation[[#This Row],[Date]])","v":6},{"$f":"IF(OR(Tabulation[[#This Row],[DayNo]]=1,Tabulation[[#This Row],[DayNo]]=7),1,0)","v":0},{"$f":"COUNTIF(Holidays,Tabulation[[#This Row],[Date]])","v":0},{"$f":"CONCATENATE(Tabulation[[#This Row],[Holiday]],Tabulation[[#This Row],[Season]],Tabulation[[#This Row],[Weekend]],\"-\",IF(Tabulation[[#This Row],[Hour]]<10,0,\"\"),C1390)","v":"0Winter0-18"},{"$f":"VLOOKUP(Tabulation[[#This Row],[Concat]],Table3[],8)","v":0.30257000000000001},{"$f":"(Tabulation[[#This Row],[AC System Output (kW)]]*Tabulation[[#This Row],[Rate]])","v":0}]
[2,26,19,0,{"$f":"Tabulation[[#This Row],[AC System Output (W)]]/1000","v":0},{"$f":"VLOOKUP(Tabulation[[#This Row],[Month]],Season,2)","v":"Winter"},{"$f":"(DATE(2021,Tabulation[[#This Row],[Month]],Tabulation[[#This Row],[Day]]))","v":"2021-02-26"},{"$f":"WEEKDAY(Tabulation[[#This Row],[Date]])","v":6},{"$f":"IF(OR(Tabulation[[#This Row],[DayNo]]=1,Tabulation[[#This Row],[DayNo]]=7),1,0)","v":0},{"$f":"COUNTIF(Holidays,Tabulation[[#This Row],[Date]])","v":0},{"$f":"CONCATENATE(Tabulation[[#This Row],[Holiday]],Tabulation[[#This Row],[Season]],Tabulation[[#This Row],[Weekend]],\"-\",IF(Tabulation[[#This Row],[Hour]]<10,0,\"\"),C1391)","v":"0Winter0-19"},{"$f":"VLOOKUP(Tabulation[[#This Row],[Concat]],Table3[],8)","v":0.30257000000000001},{"$f":"(Tabulation[[#This Row],[AC System Output (kW)]]*Tabulation[[#This Row],[Rate]])","v":0}]
[2,26,20,0,{"$f":"Tabulation[[#This Row],[AC System Output (W)]]/1000","v":0},{"$f":"VLOOKUP(Tabulation[[#This Row],[Month]],Season,2)","v":"Winter"},{"$f":"(DATE(2021,Tabulation[[#This Row],[Month]],Tabulation[[#This Row],[Day]]))","v":"2021-02-26"},{"$f":"WEEKDAY(Tabulation[[#This Row],[Date]])","v":6},{"$f":"IF(OR(Tabulation[[#This Row],[DayNo]]=1,Tabulation[[#This Row],[DayNo]]=7),1,0)","v":0},{"$f":"COUNTIF(Holidays,Tabulation[[#This Row],[Date]])","v":0},{"$f":"CONCATENATE(Tabulation[[#This Row],[Holiday]],Tabulation[[#This Row],[Season]],Tabulation[[#This Row],[Weekend]],\"-\",IF(Tabulation[[#This Row],[Hour]]<10,0,\"\"),C1392)","v":"0Winter0-20"},{"$f":"VLOOKUP(Tabulation[[#This Row],[Concat]],Table3[],8)","v":0.28519},{"$f":"(Tabulation[[#This Row],[AC System Output (kW)]]*Tabulation[[#This Row],[Rate]])","v":0}]
[2,26,21,0,{"$f":"Tabulation[[#This Row],[AC System Output (W)]]/1000","v":0},{"$f":"VLOOKUP(Tabulation[[#This Row],[Month]],Season,2)","v":"Winter"},{"$f":"(DATE(2021,Tabulation[[#This Row],[Month]],Tabulation[[#This Row],[Day]]))","v":"2021-02-26"},{"$f":"WEEKDAY(Tabulation[[#This Row],[Date]])","v":6},{"$f":"IF(OR(Tabulation[[#This Row],[DayNo]]=1,Tabulation[[#This Row],[DayNo]]=7),1,0)","v":0},{"$f":"COUNTIF(Holidays,Tabulation[[#This Row],[Date]])","v":0},{"$f":"CONCATENATE(Tabulation[[#This Row],[Holiday]],Tabulation[[#This Row],[Season]],Tabulation[[#This Row],[Weekend]],\"-\",IF(Tabulation[[#This Row],[Hour]]<10,0,\"\"),C1393)","v":"0Winter0-21"},{"$f":"VLOOKUP(Tabulation[[#This Row],[Concat]],Table3[],8)","v":0.28519},{"$f":"(Tabulation[[#This Row],[AC System Output (kW)]]*Tabulation[[#This Row],[Rate]])","v":0}]
[2,26,22,0,{"$f":"Tabulation[[#This Row],[AC System Output (W)]]/1000","v":0},{"$f":"VLOOKUP(Tabulation[[#This Row],[Month]],Season,2)","v":"Winter"},{"$f":"(DATE(2021,Tabulation[[#This Row],[Month]],Tabulation[[#This Row],[Day]]))","v":"2021-02-26"},{"$f":"WEEKDAY(Tabulation[[#This Row],[Date]])","v":6},{"$f":"IF(OR(Tabulation[[#This Row],[DayNo]]=1,Tabulation[[#This Row],[DayNo]]=7),1,0)","v":0},{"$f":"COUNTIF(Holidays,Tabulation[[#This Row],[Date]])","v":0},{"$f":"CONCATENATE(Tabulation[[#This Row],[Holiday]],Tabulation[[#This Row],[Season]],Tabulation[[#This Row],[Weekend]],\"-\",IF(Tabulation[[#This Row],[Hour]]<10,0,\"\"),C1394)","v":"0Winter0-22"},{"$f":"VLOOKUP(Tabulation[[#This Row],[Concat]],Table3[],8)","v":0.28519},{"$f":"(Tabulation[[#This Row],[AC System Output (kW)]]*Tabulation[[#This Row],[Rate]])","v":0}]
[2,26,23,0,{"$f":"Tabulation[[#This Row],[AC System Output (W)]]/1000","v":0},{"$f":"VLOOKUP(Tabulation[[#This Row],[Month]],Season,2)","v":"Winter"},{"$f":"(DATE(2021,Tabulation[[#This Row],[Month]],Tabulation[[#This Row],[Day]]))","v":"2021-02-26"},{"$f":"WEEKDAY(Tabulation[[#This Row],[Date]])","v":6},{"$f":"IF(OR(Tabulation[[#This Row],[DayNo]]=1,Tabulation[[#This Row],[DayNo]]=7),1,0)","v":0},{"$f":"COUNTIF(Holidays,Tabulation[[#This Row],[Date]])","v":0},{"$f":"CONCATENATE(Tabulation[[#This Row],[Holiday]],Tabulation[[#This Row],[Season]],Tabulation[[#This Row],[Weekend]],\"-\",IF(Tabulation[[#This Row],[Hour]]<10,0,\"\"),C1395)","v":"0Winter0-23"},{"$f":"VLOOKUP(Tabulation[[#This Row],[Concat]],Table3[],8)","v":0.28519},{"$f":"(Tabulation[[#This Row],[AC System Output (kW)]]*Tabulation[[#This Row],[Rate]])","v":0}]
[2,27,0,0,{"$f":"Tabulation[[#This Row],[AC System Output (W)]]/1000","v":0},{"$f":"VLOOKUP(Tabulation[[#This Row],[Month]],Season,2)","v":"Winter"},{"$f":"(DATE(2021,Tabulation[[#This Row],[Month]],Tabulation[[#This Row],[Day]]))","v":"2021-02-27"},{"$f":"WEEKDAY(Tabulation[[#This Row],[Date]])","v":7},{"$f":"IF(OR(Tabulation[[#This Row],[DayNo]]=1,Tabulation[[#This Row],[DayNo]]=7),1,0)","v":1},{"$f":"COUNTIF(Holidays,Tabulation[[#This Row],[Date]])","v":0},{"$f":"CONCATENATE(Tabulation[[#This Row],[Holiday]],Tabulation[[#This Row],[Season]],Tabulation[[#This Row],[Weekend]],\"-\",IF(Tabulation[[#This Row],[Hour]]<10,0,\"\"),C1396)","v":"0Winter1-00"},{"$f":"VLOOKUP(Tabulation[[#This Row],[Concat]],Table3[],8)","v":0.28519},{"$f":"(Tabulation[[#This Row],[AC System Output (kW)]]*Tabulation[[#This Row],[Rate]])","v":0}]
[2,27,1,0,{"$f":"Tabulation[[#This Row],[AC System Output (W)]]/1000","v":0},{"$f":"VLOOKUP(Tabulation[[#This Row],[Month]],Season,2)","v":"Winter"},{"$f":"(DATE(2021,Tabulation[[#This Row],[Month]],Tabulation[[#This Row],[Day]]))","v":"2021-02-27"},{"$f":"WEEKDAY(Tabulation[[#This Row],[Date]])","v":7},{"$f":"IF(OR(Tabulation[[#This Row],[DayNo]]=1,Tabulation[[#This Row],[DayNo]]=7),1,0)","v":1},{"$f":"COUNTIF(Holidays,Tabulation[[#This Row],[Date]])","v":0},{"$f":"CONCATENATE(Tabulation[[#This Row],[Holiday]],Tabulation[[#This Row],[Season]],Tabulation[[#This Row],[Weekend]],\"-\",IF(Tabulation[[#This Row],[Hour]]<10,0,\"\"),C1397)","v":"0Winter1-01"},{"$f":"VLOOKUP(Tabulation[[#This Row],[Concat]],Table3[],8)","v":0.28519},{"$f":"(Tabulation[[#This Row],[AC System Output (kW)]]*Tabulation[[#This Row],[Rate]])","v":0}]
[2,27,2,0,{"$f":"Tabulation[[#This Row],[AC System Output (W)]]/1000","v":0},{"$f":"VLOOKUP(Tabulation[[#This Row],[Month]],Season,2)","v":"Winter"},{"$f":"(DATE(2021,Tabulation[[#This Row],[Month]],Tabulation[[#This Row],[Day]]))","v":"2021-02-27"},{"$f":"WEEKDAY(Tabulation[[#This Row],[Date]])","v":7},{"$f":"IF(OR(Tabulation[[#This Row],[DayNo]]=1,Tabulation[[#This Row],[DayNo]]=7),1,0)","v":1},{"$f":"COUNTIF(Holidays,Tabulation[[#This Row],[Date]])","v":0},{"$f":"CONCATENATE(Tabulation[[#This Row],[Holiday]],Tabulation[[#This Row],[Season]],Tabulation[[#This Row],[Weekend]],\"-\",IF(Tabulation[[#This Row],[Hour]]<10,0,\"\"),C1398)","v":"0Winter1-02"},{"$f":"VLOOKUP(Tabulation[[#This Row],[Concat]],Table3[],8)","v":0.28519},{"$f":"(Tabulation[[#This Row],[AC System Output (kW)]]*Tabulation[[#This Row],[Rate]])","v":0}]
[2,27,3,0,{"$f":"Tabulation[[#This Row],[AC System Output (W)]]/1000","v":0},{"$f":"VLOOKUP(Tabulation[[#This Row],[Month]],Season,2)","v":"Winter"},{"$f":"(DATE(2021,Tabulation[[#This Row],[Month]],Tabulation[[#This Row],[Day]]))","v":"2021-02-27"},{"$f":"WEEKDAY(Tabulation[[#This Row],[Date]])","v":7},{"$f":"IF(OR(Tabulation[[#This Row],[DayNo]]=1,Tabulation[[#This Row],[DayNo]]=7),1,0)","v":1},{"$f":"COUNTIF(Holidays,Tabulation[[#This Row],[Date]])","v":0},{"$f":"CONCATENATE(Tabulation[[#This Row],[Holiday]],Tabulation[[#This Row],[Season]],Tabulation[[#This Row],[Weekend]],\"-\",IF(Tabulation[[#This Row],[Hour]]<10,0,\"\"),C1399)","v":"0Winter1-03"},{"$f":"VLOOKUP(Tabulation[[#This Row],[Concat]],Table3[],8)","v":0.28519},{"$f":"(Tabulation[[#This Row],[AC System Output (kW)]]*Tabulation[[#This Row],[Rate]])","v":0}]
[2,27,4,0,{"$f":"Tabulation[[#This Row],[AC System Output (W)]]/1000","v":0},{"$f":"VLOOKUP(Tabulation[[#This Row],[Month]],Season,2)","v":"Winter"},{"$f":"(DATE(2021,Tabulation[[#This Row],[Month]],Tabulation[[#This Row],[Day]]))","v":"2021-02-27"},{"$f":"WEEKDAY(Tabulation[[#This Row],[Date]])","v":7},{"$f":"IF(OR(Tabulation[[#This Row],[DayNo]]=1,Tabulation[[#This Row],[DayNo]]=7),1,0)","v":1},{"$f":"COUNTIF(Holidays,Tabulation[[#This Row],[Date]])","v":0},{"$f":"CONCATENATE(Tabulation[[#This Row],[Holiday]],Tabulation[[#This Row],[Season]],Tabulation[[#This Row],[Weekend]],\"-\",IF(Tabulation[[#This Row],[Hour]]<10,0,\"\"),C1400)","v":"0Winter1-04"},{"$f":"VLOOKUP(Tabulation[[#This Row],[Concat]],Table3[],8)","v":0.28519},{"$f":"(Tabulation[[#This Row],[AC System Output (kW)]]*Tabulation[[#This Row],[Rate]])","v":0}]
[2,27,5,0,{"$f":"Tabulation[[#This Row],[AC System Output (W)]]/1000","v":0},{"$f":"VLOOKUP(Tabulation[[#This Row],[Month]],Season,2)","v":"Winter"},{"$f":"(DATE(2021,Tabulation[[#This Row],[Month]],Tabulation[[#This Row],[Day]]))","v":"2021-02-27"},{"$f":"WEEKDAY(Tabulation[[#This Row],[Date]])","v":7},{"$f":"IF(OR(Tabulation[[#This Row],[DayNo]]=1,Tabulation[[#This Row],[DayNo]]=7),1,0)","v":1},{"$f":"COUNTIF(Holidays,Tabulation[[#This Row],[Date]])","v":0},{"$f":"CONCATENATE(Tabulation[[#This Row],[Holiday]],Tabulation[[#This Row],[Season]],Tabulation[[#This Row],[Weekend]],\"-\",IF(Tabulation[[#This Row],[Hour]]<10,0,\"\"),C1401)","v":"0Winter1-05"},{"$f":"VLOOKUP(Tabulation[[#This Row],[Concat]],Table3[],8)","v":0.28519},{"$f":"(Tabulation[[#This Row],[AC System Output (kW)]]*Tabulation[[#This Row],[Rate]])","v":0}]
[2,27,6,0,{"$f":"Tabulation[[#This Row],[AC System Output (W)]]/1000","v":0},{"$f":"VLOOKUP(Tabulation[[#This Row],[Month]],Season,2)","v":"Winter"},{"$f":"(DATE(2021,Tabulation[[#This Row],[Month]],Tabulation[[#This Row],[Day]]))","v":"2021-02-27"},{"$f":"WEEKDAY(Tabulation[[#This Row],[Date]])","v":7},{"$f":"IF(OR(Tabulation[[#This Row],[DayNo]]=1,Tabulation[[#This Row],[DayNo]]=7),1,0)","v":1},{"$f":"COUNTIF(Holidays,Tabulation[[#This Row],[Date]])","v":0},{"$f":"CONCATENATE(Tabulation[[#This Row],[Holiday]],Tabulation[[#This Row],[Season]],Tabulation[[#This Row],[Weekend]],\"-\",IF(Tabulation[[#This Row],[Hour]]<10,0,\"\"),C1402)","v":"0Winter1-06"},{"$f":"VLOOKUP(Tabulation[[#This Row],[Concat]],Table3[],8)","v":0.28519},{"$f":"(Tabulation[[#This Row],[AC System Output (kW)]]*Tabulation[[#This Row],[Rate]])","v":0}]
[2,27,7,231.89099999999999,{"$f":"Tabulation[[#This Row],[AC System Output (W)]]/1000","v":0.23189099999999999},{"$f":"VLOOKUP(Tabulation[[#This Row],[Month]],Season,2)","v":"Winter"},{"$f":"(DATE(2021,Tabulation[[#This Row],[Month]],Tabulation[[#This Row],[Day]]))","v":"2021-02-27"},{"$f":"WEEKDAY(Tabulation[[#This Row],[Date]])","v":7},{"$f":"IF(OR(Tabulation[[#This Row],[DayNo]]=1,Tabulation[[#This Row],[DayNo]]=7),1,0)","v":1},{"$f":"COUNTIF(Holidays,Tabulation[[#This Row],[Date]])","v":0},{"$f":"CONCATENATE(Tabulation[[#This Row],[Holiday]],Tabulation[[#This Row],[Season]],Tabulation[[#This Row],[Weekend]],\"-\",IF(Tabulation[[#This Row],[Hour]]<10,0,\"\"),C1403)","v":"0Winter1-07"},{"$f":"VLOOKUP(Tabulation[[#This Row],[Concat]],Table3[],8)","v":0.28519},{"$f":"(Tabulation[[#This Row],[AC System Output (kW)]]*Tabulation[[#This Row],[Rate]])","v":6.6132994289999997E-2}]
[2,27,8,1488.308,{"$f":"Tabulation[[#This Row],[AC System Output (W)]]/1000","v":1.488308},{"$f":"VLOOKUP(Tabulation[[#This Row],[Month]],Season,2)","v":"Winter"},{"$f":"(DATE(2021,Tabulation[[#This Row],[Month]],Tabulation[[#This Row],[Day]]))","v":"2021-02-27"},{"$f":"WEEKDAY(Tabulation[[#This Row],[Date]])","v":7},{"$f":"IF(OR(Tabulation[[#This Row],[DayNo]]=1,Tabulation[[#This Row],[DayNo]]=7),1,0)","v":1},{"$f":"COUNTIF(Holidays,Tabulation[[#This Row],[Date]])","v":0},{"$f":"CONCATENATE(Tabulation[[#This Row],[Holiday]],Tabulation[[#This Row],[Season]],Tabulation[[#This Row],[Weekend]],\"-\",IF(Tabulation[[#This Row],[Hour]]<10,0,\"\"),C1404)","v":"0Winter1-08"},{"$f":"VLOOKUP(Tabulation[[#This Row],[Concat]],Table3[],8)","v":0.28519},{"$f":"(Tabulation[[#This Row],[AC System Output (kW)]]*Tabulation[[#This Row],[Rate]])","v":0.42445055851999997}]
[2,27,9,2217.8330000000001,{"$f":"Tabulation[[#This Row],[AC System Output (W)]]/1000","v":2.2178330000000002},{"$f":"VLOOKUP(Tabulation[[#This Row],[Month]],Season,2)","v":"Winter"},{"$f":"(DATE(2021,Tabulation[[#This Row],[Month]],Tabulation[[#This Row],[Day]]))","v":"2021-02-27"},{"$f":"WEEKDAY(Tabulation[[#This Row],[Date]])","v":7},{"$f":"IF(OR(Tabulation[[#This Row],[DayNo]]=1,Tabulation[[#This Row],[DayNo]]=7),1,0)","v":1},{"$f":"COUNTIF(Holidays,Tabulation[[#This Row],[Date]])","v":0},{"$f":"CONCATENATE(Tabulation[[#This Row],[Holiday]],Tabulation[[#This Row],[Season]],Tabulation[[#This Row],[Weekend]],\"-\",IF(Tabulation[[#This Row],[Hour]]<10,0,\"\"),C1405)","v":"0Winter1-09"},{"$f":"VLOOKUP(Tabulation[[#This Row],[Concat]],Table3[],8)","v":0.28519},{"$f":"(Tabulation[[#This Row],[AC System Output (kW)]]*Tabulation[[#This Row],[Rate]])","v":0.63250379327000006}]
[2,27,10,2717.777,{"$f":"Tabulation[[#This Row],[AC System Output (W)]]/1000","v":2.7177769999999999},{"$f":"VLOOKUP(Tabulation[[#This Row],[Month]],Season,2)","v":"Winter"},{"$f":"(DATE(2021,Tabulation[[#This Row],[Month]],Tabulation[[#This Row],[Day]]))","v":"2021-02-27"},{"$f":"WEEKDAY(Tabulation[[#This Row],[Date]])","v":7},{"$f":"IF(OR(Tabulation[[#This Row],[DayNo]]=1,Tabulation[[#This Row],[DayNo]]=7),1,0)","v":1},{"$f":"COUNTIF(Holidays,Tabulation[[#This Row],[Date]])","v":0},{"$f":"CONCATENATE(Tabulation[[#This Row],[Holiday]],Tabulation[[#This Row],[Season]],Tabulation[[#This Row],[Weekend]],\"-\",IF(Tabulation[[#This Row],[Hour]]<10,0,\"\"),C1406)","v":"0Winter1-10"},{"$f":"VLOOKUP(Tabulation[[#This Row],[Concat]],Table3[],8)","v":0.28519},{"$f":"(Tabulation[[#This Row],[AC System Output (kW)]]*Tabulation[[#This Row],[Rate]])","v":0.77508282262999995}]
[2,27,11,2978.8620000000001,{"$f":"Tabulation[[#This Row],[AC System Output (W)]]/1000","v":2.9788619999999999},{"$f":"VLOOKUP(Tabulation[[#This Row],[Month]],Season,2)","v":"Winter"},{"$f":"(DATE(2021,Tabulation[[#This Row],[Month]],Tabulation[[#This Row],[Day]]))","v":"2021-02-27"},{"$f":"WEEKDAY(Tabulation[[#This Row],[Date]])","v":7},{"$f":"IF(OR(Tabulation[[#This Row],[DayNo]]=1,Tabulation[[#This Row],[DayNo]]=7),1,0)","v":1},{"$f":"COUNTIF(Holidays,Tabulation[[#This Row],[Date]])","v":0},{"$f":"CONCATENATE(Tabulation[[#This Row],[Holiday]],Tabulation[[#This Row],[Season]],Tabulation[[#This Row],[Weekend]],\"-\",IF(Tabulation[[#This Row],[Hour]]<10,0,\"\"),C1407)","v":"0Winter1-11"},{"$f":"VLOOKUP(Tabulation[[#This Row],[Concat]],Table3[],8)","v":0.28519},{"$f":"(Tabulation[[#This Row],[AC System Output (kW)]]*Tabulation[[#This Row],[Rate]])","v":0.84954165378000002}]
[2,27,12,1674.9549999999999,{"$f":"Tabulation[[#This Row],[AC System Output (W)]]/1000","v":1.674955},{"$f":"VLOOKUP(Tabulation[[#This Row],[Month]],Season,2)","v":"Winter"},{"$f":"(DATE(2021,Tabulation[[#This Row],[Month]],Tabulation[[#This Row],[Day]]))","v":"2021-02-27"},{"$f":"WEEKDAY(Tabulation[[#This Row],[Date]])","v":7},{"$f":"IF(OR(Tabulation[[#This Row],[DayNo]]=1,Tabulation[[#This Row],[DayNo]]=7),1,0)","v":1},{"$f":"COUNTIF(Holidays,Tabulation[[#This Row],[Date]])","v":0},{"$f":"CONCATENATE(Tabulation[[#This Row],[Holiday]],Tabulation[[#This Row],[Season]],Tabulation[[#This Row],[Weekend]],\"-\",IF(Tabulation[[#This Row],[Hour]]<10,0,\"\"),C1408)","v":"0Winter1-12"},{"$f":"VLOOKUP(Tabulation[[#This Row],[Concat]],Table3[],8)","v":0.28519},{"$f":"(Tabulation[[#This Row],[AC System Output (kW)]]*Tabulation[[#This Row],[Rate]])","v":0.47768041644999998}]
[2,27,13,1632.66,{"$f":"Tabulation[[#This Row],[AC System Output (W)]]/1000","v":1.63266},{"$f":"VLOOKUP(Tabulation[[#This Row],[Month]],Season,2)","v":"Winter"},{"$f":"(DATE(2021,Tabulation[[#This Row],[Month]],Tabulation[[#This Row],[Day]]))","v":"2021-02-27"},{"$f":"WEEKDAY(Tabulation[[#This Row],[Date]])","v":7},{"$f":"IF(OR(Tabulation[[#This Row],[DayNo]]=1,Tabulation[[#This Row],[DayNo]]=7),1,0)","v":1},{"$f":"COUNTIF(Holidays,Tabulation[[#This Row],[Date]])","v":0},{"$f":"CONCATENATE(Tabulation[[#This Row],[Holiday]],Tabulation[[#This Row],[Season]],Tabulation[[#This Row],[Weekend]],\"-\",IF(Tabulation[[#This Row],[Hour]]<10,0,\"\"),C1409)","v":"0Winter1-13"},{"$f":"VLOOKUP(Tabulation[[#This Row],[Concat]],Table3[],8)","v":0.28519},{"$f":"(Tabulation[[#This Row],[AC System Output (kW)]]*Tabulation[[#This Row],[Rate]])","v":0.46561830539999999}]
[2,27,14,1316.3340000000001,{"$f":"Tabulation[[#This Row],[AC System Output (W)]]/1000","v":1.3163340000000001},{"$f":"VLOOKUP(Tabulation[[#This Row],[Month]],Season,2)","v":"Winter"},{"$f":"(DATE(2021,Tabulation[[#This Row],[Month]],Tabulation[[#This Row],[Day]]))","v":"2021-02-27"},{"$f":"WEEKDAY(Tabulation[[#This Row],[Date]])","v":7},{"$f":"IF(OR(Tabulation[[#This Row],[DayNo]]=1,Tabulation[[#This Row],[DayNo]]=7),1,0)","v":1},{"$f":"COUNTIF(Holidays,Tabulation[[#This Row],[Date]])","v":0},{"$f":"CONCATENATE(Tabulation[[#This Row],[Holiday]],Tabulation[[#This Row],[Season]],Tabulation[[#This Row],[Weekend]],\"-\",IF(Tabulation[[#This Row],[Hour]]<10,0,\"\"),C1410)","v":"0Winter1-14"},{"$f":"VLOOKUP(Tabulation[[#This Row],[Concat]],Table3[],8)","v":0.28519},{"$f":"(Tabulation[[#This Row],[AC System Output (kW)]]*Tabulation[[#This Row],[Rate]])","v":0.37540529346000001}]
[2,27,15,1865.105,{"$f":"Tabulation[[#This Row],[AC System Output (W)]]/1000","v":1.865105},{"$f":"VLOOKUP(Tabulation[[#This Row],[Month]],Season,2)","v":"Winter"},{"$f":"(DATE(2021,Tabulation[[#This Row],[Month]],Tabulation[[#This Row],[Day]]))","v":"2021-02-27"},{"$f":"WEEKDAY(Tabulation[[#This Row],[Date]])","v":7},{"$f":"IF(OR(Tabulation[[#This Row],[DayNo]]=1,Tabulation[[#This Row],[DayNo]]=7),1,0)","v":1},{"$f":"COUNTIF(Holidays,Tabulation[[#This Row],[Date]])","v":0},{"$f":"CONCATENATE(Tabulation[[#This Row],[Holiday]],Tabulation[[#This Row],[Season]],Tabulation[[#This Row],[Weekend]],\"-\",IF(Tabulation[[#This Row],[Hour]]<10,0,\"\"),C1411)","v":"0Winter1-15"},{"$f":"VLOOKUP(Tabulation[[#This Row],[Concat]],Table3[],8)","v":0.28519},{"$f":"(Tabulation[[#This Row],[AC System Output (kW)]]*Tabulation[[#This Row],[Rate]])","v":0.53190929495000006}]
[2,27,16,1017.183,{"$f":"Tabulation[[#This Row],[AC System Output (W)]]/1000","v":1.0171829999999999},{"$f":"VLOOKUP(Tabulation[[#This Row],[Month]],Season,2)","v":"Winter"},{"$f":"(DATE(2021,Tabulation[[#This Row],[Month]],Tabulation[[#This Row],[Day]]))","v":"2021-02-27"},{"$f":"WEEKDAY(Tabulation[[#This Row],[Date]])","v":7},{"$f":"IF(OR(Tabulation[[#This Row],[DayNo]]=1,Tabulation[[#This Row],[DayNo]]=7),1,0)","v":1},{"$f":"COUNTIF(Holidays,Tabulation[[#This Row],[Date]])","v":0},{"$f":"CONCATENATE(Tabulation[[#This Row],[Holiday]],Tabulation[[#This Row],[Season]],Tabulation[[#This Row],[Weekend]],\"-\",IF(Tabulation[[#This Row],[Hour]]<10,0,\"\"),C1412)","v":"0Winter1-16"},{"$f":"VLOOKUP(Tabulation[[#This Row],[Concat]],Table3[],8)","v":0.28519},{"$f":"(Tabulation[[#This Row],[AC System Output (kW)]]*Tabulation[[#This Row],[Rate]])","v":0.29009041977}]
[2,27,17,203.846,{"$f":"Tabulation[[#This Row],[AC System Output (W)]]/1000","v":0.203846},{"$f":"VLOOKUP(Tabulation[[#This Row],[Month]],Season,2)","v":"Winter"},{"$f":"(DATE(2021,Tabulation[[#This Row],[Month]],Tabulation[[#This Row],[Day]]))","v":"2021-02-27"},{"$f":"WEEKDAY(Tabulation[[#This Row],[Date]])","v":7},{"$f":"IF(OR(Tabulation[[#This Row],[DayNo]]=1,Tabulation[[#This Row],[DayNo]]=7),1,0)","v":1},{"$f":"COUNTIF(Holidays,Tabulation[[#This Row],[Date]])","v":0},{"$f":"CONCATENATE(Tabulation[[#This Row],[Holiday]],Tabulation[[#This Row],[Season]],Tabulation[[#This Row],[Weekend]],\"-\",IF(Tabulation[[#This Row],[Hour]]<10,0,\"\"),C1413)","v":"0Winter1-17"},{"$f":"VLOOKUP(Tabulation[[#This Row],[Concat]],Table3[],8)","v":0.28519},{"$f":"(Tabulation[[#This Row],[AC System Output (kW)]]*Tabulation[[#This Row],[Rate]])","v":5.8134840739999999E-2}]
[2,27,18,0,{"$f":"Tabulation[[#This Row],[AC System Output (W)]]/1000","v":0},{"$f":"VLOOKUP(Tabulation[[#This Row],[Month]],Season,2)","v":"Winter"},{"$f":"(DATE(2021,Tabulation[[#This Row],[Month]],Tabulation[[#This Row],[Day]]))","v":"2021-02-27"},{"$f":"WEEKDAY(Tabulation[[#This Row],[Date]])","v":7},{"$f":"IF(OR(Tabulation[[#This Row],[DayNo]]=1,Tabulation[[#This Row],[DayNo]]=7),1,0)","v":1},{"$f":"COUNTIF(Holidays,Tabulation[[#This Row],[Date]])","v":0},{"$f":"CONCATENATE(Tabulation[[#This Row],[Holiday]],Tabulation[[#This Row],[Season]],Tabulation[[#This Row],[Weekend]],\"-\",IF(Tabulation[[#This Row],[Hour]]<10,0,\"\"),C1414)","v":"0Winter1-18"},{"$f":"VLOOKUP(Tabulation[[#This Row],[Concat]],Table3[],8)","v":0.28519},{"$f":"(Tabulation[[#This Row],[AC System Output (kW)]]*Tabulation[[#This Row],[Rate]])","v":0}]
[2,27,19,0,{"$f":"Tabulation[[#This Row],[AC System Output (W)]]/1000","v":0},{"$f":"VLOOKUP(Tabulation[[#This Row],[Month]],Season,2)","v":"Winter"},{"$f":"(DATE(2021,Tabulation[[#This Row],[Month]],Tabulation[[#This Row],[Day]]))","v":"2021-02-27"},{"$f":"WEEKDAY(Tabulation[[#This Row],[Date]])","v":7},{"$f":"IF(OR(Tabulation[[#This Row],[DayNo]]=1,Tabulation[[#This Row],[DayNo]]=7),1,0)","v":1},{"$f":"COUNTIF(Holidays,Tabulation[[#This Row],[Date]])","v":0},{"$f":"CONCATENATE(Tabulation[[#This Row],[Holiday]],Tabulation[[#This Row],[Season]],Tabulation[[#This Row],[Weekend]],\"-\",IF(Tabulation[[#This Row],[Hour]]<10,0,\"\"),C1415)","v":"0Winter1-19"},{"$f":"VLOOKUP(Tabulation[[#This Row],[Concat]],Table3[],8)","v":0.28519},{"$f":"(Tabulation[[#This Row],[AC System Output (kW)]]*Tabulation[[#This Row],[Rate]])","v":0}]
[2,27,20,0,{"$f":"Tabulation[[#This Row],[AC System Output (W)]]/1000","v":0},{"$f":"VLOOKUP(Tabulation[[#This Row],[Month]],Season,2)","v":"Winter"},{"$f":"(DATE(2021,Tabulation[[#This Row],[Month]],Tabulation[[#This Row],[Day]]))","v":"2021-02-27"},{"$f":"WEEKDAY(Tabulation[[#This Row],[Date]])","v":7},{"$f":"IF(OR(Tabulation[[#This Row],[DayNo]]=1,Tabulation[[#This Row],[DayNo]]=7),1,0)","v":1},{"$f":"COUNTIF(Holidays,Tabulation[[#This Row],[Date]])","v":0},{"$f":"CONCATENATE(Tabulation[[#This Row],[Holiday]],Tabulation[[#This Row],[Season]],Tabulation[[#This Row],[Weekend]],\"-\",IF(Tabulation[[#This Row],[Hour]]<10,0,\"\"),C1416)","v":"0Winter1-20"},{"$f":"VLOOKUP(Tabulation[[#This Row],[Concat]],Table3[],8)","v":0.28519},{"$f":"(Tabulation[[#This Row],[AC System Output (kW)]]*Tabulation[[#This Row],[Rate]])","v":0}]
[2,27,21,0,{"$f":"Tabulation[[#This Row],[AC System Output (W)]]/1000","v":0},{"$f":"VLOOKUP(Tabulation[[#This Row],[Month]],Season,2)","v":"Winter"},{"$f":"(DATE(2021,Tabulation[[#This Row],[Month]],Tabulation[[#This Row],[Day]]))","v":"2021-02-27"},{"$f":"WEEKDAY(Tabulation[[#This Row],[Date]])","v":7},{"$f":"IF(OR(Tabulation[[#This Row],[DayNo]]=1,Tabulation[[#This Row],[DayNo]]=7),1,0)","v":1},{"$f":"COUNTIF(Holidays,Tabulation[[#This Row],[Date]])","v":0},{"$f":"CONCATENATE(Tabulation[[#This Row],[Holiday]],Tabulation[[#This Row],[Season]],Tabulation[[#This Row],[Weekend]],\"-\",IF(Tabulation[[#This Row],[Hour]]<10,0,\"\"),C1417)","v":"0Winter1-21"},{"$f":"VLOOKUP(Tabulation[[#This Row],[Concat]],Table3[],8)","v":0.28519},{"$f":"(Tabulation[[#This Row],[AC System Output (kW)]]*Tabulation[[#This Row],[Rate]])","v":0}]
[2,27,22,0,{"$f":"Tabulation[[#This Row],[AC System Output (W)]]/1000","v":0},{"$f":"VLOOKUP(Tabulation[[#This Row],[Month]],Season,2)","v":"Winter"},{"$f":"(DATE(2021,Tabulation[[#This Row],[Month]],Tabulation[[#This Row],[Day]]))","v":"2021-02-27"},{"$f":"WEEKDAY(Tabulation[[#This Row],[Date]])","v":7},{"$f":"IF(OR(Tabulation[[#This Row],[DayNo]]=1,Tabulation[[#This Row],[DayNo]]=7),1,0)","v":1},{"$f":"COUNTIF(Holidays,Tabulation[[#This Row],[Date]])","v":0},{"$f":"CONCATENATE(Tabulation[[#This Row],[Holiday]],Tabulation[[#This Row],[Season]],Tabulation[[#This Row],[Weekend]],\"-\",IF(Tabulation[[#This Row],[Hour]]<10,0,\"\"),C1418)","v":"0Winter1-22"},{"$f":"VLOOKUP(Tabulation[[#This Row],[Concat]],Table3[],8)","v":0.28519},{"$f":"(Tabulation[[#This Row],[AC System Output (kW)]]*Tabulation[[#This Row],[Rate]])","v":0}]
[2,27,23,0,{"$f":"Tabulation[[#This Row],[AC System Output (W)]]/1000","v":0},{"$f":"VLOOKUP(Tabulation[[#This Row],[Month]],Season,2)","v":"Winter"},{"$f":"(DATE(2021,Tabulation[[#This Row],[Month]],Tabulation[[#This Row],[Day]]))","v":"2021-02-27"},{"$f":"WEEKDAY(Tabulation[[#This Row],[Date]])","v":7},{"$f":"IF(OR(Tabulation[[#This Row],[DayNo]]=1,Tabulation[[#This Row],[DayNo]]=7),1,0)","v":1},{"$f":"COUNTIF(Holidays,Tabulation[[#This Row],[Date]])","v":0},{"$f":"CONCATENATE(Tabulation[[#This Row],[Holiday]],Tabulation[[#This Row],[Season]],Tabulation[[#This Row],[Weekend]],\"-\",IF(Tabulation[[#This Row],[Hour]]<10,0,\"\"),C1419)","v":"0Winter1-23"},{"$f":"VLOOKUP(Tabulation[[#This Row],[Concat]],Table3[],8)","v":0.28519},{"$f":"(Tabulation[[#This Row],[AC System Output (kW)]]*Tabulation[[#This Row],[Rate]])","v":0}]
[2,28,0,0,{"$f":"Tabulation[[#This Row],[AC System Output (W)]]/1000","v":0},{"$f":"VLOOKUP(Tabulation[[#This Row],[Month]],Season,2)","v":"Winter"},{"$f":"(DATE(2021,Tabulation[[#This Row],[Month]],Tabulation[[#This Row],[Day]]))","v":"2021-02-28"},{"$f":"WEEKDAY(Tabulation[[#This Row],[Date]])","v":1},{"$f":"IF(OR(Tabulation[[#This Row],[DayNo]]=1,Tabulation[[#This Row],[DayNo]]=7),1,0)","v":1},{"$f":"COUNTIF(Holidays,Tabulation[[#This Row],[Date]])","v":0},{"$f":"CONCATENATE(Tabulation[[#This Row],[Holiday]],Tabulation[[#This Row],[Season]],Tabulation[[#This Row],[Weekend]],\"-\",IF(Tabulation[[#This Row],[Hour]]<10,0,\"\"),C1420)","v":"0Winter1-00"},{"$f":"VLOOKUP(Tabulation[[#This Row],[Concat]],Table3[],8)","v":0.28519},{"$f":"(Tabulation[[#This Row],[AC System Output (kW)]]*Tabulation[[#This Row],[Rate]])","v":0}]
[2,28,1,0,{"$f":"Tabulation[[#This Row],[AC System Output (W)]]/1000","v":0},{"$f":"VLOOKUP(Tabulation[[#This Row],[Month]],Season,2)","v":"Winter"},{"$f":"(DATE(2021,Tabulation[[#This Row],[Month]],Tabulation[[#This Row],[Day]]))","v":"2021-02-28"},{"$f":"WEEKDAY(Tabulation[[#This Row],[Date]])","v":1},{"$f":"IF(OR(Tabulation[[#This Row],[DayNo]]=1,Tabulation[[#This Row],[DayNo]]=7),1,0)","v":1},{"$f":"COUNTIF(Holidays,Tabulation[[#This Row],[Date]])","v":0},{"$f":"CONCATENATE(Tabulation[[#This Row],[Holiday]],Tabulation[[#This Row],[Season]],Tabulation[[#This Row],[Weekend]],\"-\",IF(Tabulation[[#This Row],[Hour]]<10,0,\"\"),C1421)","v":"0Winter1-01"},{"$f":"VLOOKUP(Tabulation[[#This Row],[Concat]],Table3[],8)","v":0.28519},{"$f":"(Tabulation[[#This Row],[AC System Output (kW)]]*Tabulation[[#This Row],[Rate]])","v":0}]
[2,28,2,0,{"$f":"Tabulation[[#This Row],[AC System Output (W)]]/1000","v":0},{"$f":"VLOOKUP(Tabulation[[#This Row],[Month]],Season,2)","v":"Winter"},{"$f":"(DATE(2021,Tabulation[[#This Row],[Month]],Tabulation[[#This Row],[Day]]))","v":"2021-02-28"},{"$f":"WEEKDAY(Tabulation[[#This Row],[Date]])","v":1},{"$f":"IF(OR(Tabulation[[#This Row],[DayNo]]=1,Tabulation[[#This Row],[DayNo]]=7),1,0)","v":1},{"$f":"COUNTIF(Holidays,Tabulation[[#This Row],[Date]])","v":0},{"$f":"CONCATENATE(Tabulation[[#This Row],[Holiday]],Tabulation[[#This Row],[Season]],Tabulation[[#This Row],[Weekend]],\"-\",IF(Tabulation[[#This Row],[Hour]]<10,0,\"\"),C1422)","v":"0Winter1-02"},{"$f":"VLOOKUP(Tabulation[[#This Row],[Concat]],Table3[],8)","v":0.28519},{"$f":"(Tabulation[[#This Row],[AC System Output (kW)]]*Tabulation[[#This Row],[Rate]])","v":0}]
[2,28,3,0,{"$f":"Tabulation[[#This Row],[AC System Output (W)]]/1000","v":0},{"$f":"VLOOKUP(Tabulation[[#This Row],[Month]],Season,2)","v":"Winter"},{"$f":"(DATE(2021,Tabulation[[#This Row],[Month]],Tabulation[[#This Row],[Day]]))","v":"2021-02-28"},{"$f":"WEEKDAY(Tabulation[[#This Row],[Date]])","v":1},{"$f":"IF(OR(Tabulation[[#This Row],[DayNo]]=1,Tabulation[[#This Row],[DayNo]]=7),1,0)","v":1},{"$f":"COUNTIF(Holidays,Tabulation[[#This Row],[Date]])","v":0},{"$f":"CONCATENATE(Tabulation[[#This Row],[Holiday]],Tabulation[[#This Row],[Season]],Tabulation[[#This Row],[Weekend]],\"-\",IF(Tabulation[[#This Row],[Hour]]<10,0,\"\"),C1423)","v":"0Winter1-03"},{"$f":"VLOOKUP(Tabulation[[#This Row],[Concat]],Table3[],8)","v":0.28519},{"$f":"(Tabulation[[#This Row],[AC System Output (kW)]]*Tabulation[[#This Row],[Rate]])","v":0}]
[2,28,4,0,{"$f":"Tabulation[[#This Row],[AC System Output (W)]]/1000","v":0},{"$f":"VLOOKUP(Tabulation[[#This Row],[Month]],Season,2)","v":"Winter"},{"$f":"(DATE(2021,Tabulation[[#This Row],[Month]],Tabulation[[#This Row],[Day]]))","v":"2021-02-28"},{"$f":"WEEKDAY(Tabulation[[#This Row],[Date]])","v":1},{"$f":"IF(OR(Tabulation[[#This Row],[DayNo]]=1,Tabulation[[#This Row],[DayNo]]=7),1,0)","v":1},{"$f":"COUNTIF(Holidays,Tabulation[[#This Row],[Date]])","v":0},{"$f":"CONCATENATE(Tabulation[[#This Row],[Holiday]],Tabulation[[#This Row],[Season]],Tabulation[[#This Row],[Weekend]],\"-\",IF(Tabulation[[#This Row],[Hour]]<10,0,\"\"),C1424)","v":"0Winter1-04"},{"$f":"VLOOKUP(Tabulation[[#This Row],[Concat]],Table3[],8)","v":0.28519},{"$f":"(Tabulation[[#This Row],[AC System Output (kW)]]*Tabulation[[#This Row],[Rate]])","v":0}]
[2,28,5,0,{"$f":"Tabulation[[#This Row],[AC System Output (W)]]/1000","v":0},{"$f":"VLOOKUP(Tabulation[[#This Row],[Month]],Season,2)","v":"Winter"},{"$f":"(DATE(2021,Tabulation[[#This Row],[Month]],Tabulation[[#This Row],[Day]]))","v":"2021-02-28"},{"$f":"WEEKDAY(Tabulation[[#This Row],[Date]])","v":1},{"$f":"IF(OR(Tabulation[[#This Row],[DayNo]]=1,Tabulation[[#This Row],[DayNo]]=7),1,0)","v":1},{"$f":"COUNTIF(Holidays,Tabulation[[#This Row],[Date]])","v":0},{"$f":"CONCATENATE(Tabulation[[#This Row],[Holiday]],Tabulation[[#This Row],[Season]],Tabulation[[#This Row],[Weekend]],\"-\",IF(Tabulation[[#This Row],[Hour]]<10,0,\"\"),C1425)","v":"0Winter1-05"},{"$f":"VLOOKUP(Tabulation[[#This Row],[Concat]],Table3[],8)","v":0.28519},{"$f":"(Tabulation[[#This Row],[AC System Output (kW)]]*Tabulation[[#This Row],[Rate]])","v":0}]
[2,28,6,0,{"$f":"Tabulation[[#This Row],[AC System Output (W)]]/1000","v":0},{"$f":"VLOOKUP(Tabulation[[#This Row],[Month]],Season,2)","v":"Winter"},{"$f":"(DATE(2021,Tabulation[[#This Row],[Month]],Tabulation[[#This Row],[Day]]))","v":"2021-02-28"},{"$f":"WEEKDAY(Tabulation[[#This Row],[Date]])","v":1},{"$f":"IF(OR(Tabulation[[#This Row],[DayNo]]=1,Tabulation[[#This Row],[DayNo]]=7),1,0)","v":1},{"$f":"COUNTIF(Holidays,Tabulation[[#This Row],[Date]])","v":0},{"$f":"CONCATENATE(Tabulation[[#This Row],[Holiday]],Tabulation[[#This Row],[Season]],Tabulation[[#This Row],[Weekend]],\"-\",IF(Tabulation[[#This Row],[Hour]]<10,0,\"\"),C1426)","v":"0Winter1-06"},{"$f":"VLOOKUP(Tabulation[[#This Row],[Concat]],Table3[],8)","v":0.28519},{"$f":"(Tabulation[[#This Row],[AC System Output (kW)]]*Tabulation[[#This Row],[Rate]])","v":0}]
[2,28,7,153.29400000000001,{"$f":"Tabulation[[#This Row],[AC System Output (W)]]/1000","v":0.15329400000000001},{"$f":"VLOOKUP(Tabulation[[#This Row],[Month]],Season,2)","v":"Winter"},{"$f":"(DATE(2021,Tabulation[[#This Row],[Month]],Tabulation[[#This Row],[Day]]))","v":"2021-02-28"},{"$f":"WEEKDAY(Tabulation[[#This Row],[Date]])","v":1},{"$f":"IF(OR(Tabulation[[#This Row],[DayNo]]=1,Tabulation[[#This Row],[DayNo]]=7),1,0)","v":1},{"$f":"COUNTIF(Holidays,Tabulation[[#This Row],[Date]])","v":0},{"$f":"CONCATENATE(Tabulation[[#This Row],[Holiday]],Tabulation[[#This Row],[Season]],Tabulation[[#This Row],[Weekend]],\"-\",IF(Tabulation[[#This Row],[Hour]]<10,0,\"\"),C1427)","v":"0Winter1-07"},{"$f":"VLOOKUP(Tabulation[[#This Row],[Concat]],Table3[],8)","v":0.28519},{"$f":"(Tabulation[[#This Row],[AC System Output (kW)]]*Tabulation[[#This Row],[Rate]])","v":4.3717915860000005E-2}]
[2,28,8,505.37599999999998,{"$f":"Tabulation[[#This Row],[AC System Output (W)]]/1000","v":0.50537599999999994},{"$f":"VLOOKUP(Tabulation[[#This Row],[Month]],Season,2)","v":"Winter"},{"$f":"(DATE(2021,Tabulation[[#This Row],[Month]],Tabulation[[#This Row],[Day]]))","v":"2021-02-28"},{"$f":"WEEKDAY(Tabulation[[#This Row],[Date]])","v":1},{"$f":"IF(OR(Tabulation[[#This Row],[DayNo]]=1,Tabulation[[#This Row],[DayNo]]=7),1,0)","v":1},{"$f":"COUNTIF(Holidays,Tabulation[[#This Row],[Date]])","v":0},{"$f":"CONCATENATE(Tabulation[[#This Row],[Holiday]],Tabulation[[#This Row],[Season]],Tabulation[[#This Row],[Weekend]],\"-\",IF(Tabulation[[#This Row],[Hour]]<10,0,\"\"),C1428)","v":"0Winter1-08"},{"$f":"VLOOKUP(Tabulation[[#This Row],[Concat]],Table3[],8)","v":0.28519},{"$f":"(Tabulation[[#This Row],[AC System Output (kW)]]*Tabulation[[#This Row],[Rate]])","v":0.14412818143999997}]
[2,28,9,1014.341,{"$f":"Tabulation[[#This Row],[AC System Output (W)]]/1000","v":1.0143409999999999},{"$f":"VLOOKUP(Tabulation[[#This Row],[Month]],Season,2)","v":"Winter"},{"$f":"(DATE(2021,Tabulation[[#This Row],[Month]],Tabulation[[#This Row],[Day]]))","v":"2021-02-28"},{"$f":"WEEKDAY(Tabulation[[#This Row],[Date]])","v":1},{"$f":"IF(OR(Tabulation[[#This Row],[DayNo]]=1,Tabulation[[#This Row],[DayNo]]=7),1,0)","v":1},{"$f":"COUNTIF(Holidays,Tabulation[[#This Row],[Date]])","v":0},{"$f":"CONCATENATE(Tabulation[[#This Row],[Holiday]],Tabulation[[#This Row],[Season]],Tabulation[[#This Row],[Weekend]],\"-\",IF(Tabulation[[#This Row],[Hour]]<10,0,\"\"),C1429)","v":"0Winter1-09"},{"$f":"VLOOKUP(Tabulation[[#This Row],[Concat]],Table3[],8)","v":0.28519},{"$f":"(Tabulation[[#This Row],[AC System Output (kW)]]*Tabulation[[#This Row],[Rate]])","v":0.28927990978999996}]
[2,28,10,2724.297,{"$f":"Tabulation[[#This Row],[AC System Output (W)]]/1000","v":2.724297},{"$f":"VLOOKUP(Tabulation[[#This Row],[Month]],Season,2)","v":"Winter"},{"$f":"(DATE(2021,Tabulation[[#This Row],[Month]],Tabulation[[#This Row],[Day]]))","v":"2021-02-28"},{"$f":"WEEKDAY(Tabulation[[#This Row],[Date]])","v":1},{"$f":"IF(OR(Tabulation[[#This Row],[DayNo]]=1,Tabulation[[#This Row],[DayNo]]=7),1,0)","v":1},{"$f":"COUNTIF(Holidays,Tabulation[[#This Row],[Date]])","v":0},{"$f":"CONCATENATE(Tabulation[[#This Row],[Holiday]],Tabulation[[#This Row],[Season]],Tabulation[[#This Row],[Weekend]],\"-\",IF(Tabulation[[#This Row],[Hour]]<10,0,\"\"),C1430)","v":"0Winter1-10"},{"$f":"VLOOKUP(Tabulation[[#This Row],[Concat]],Table3[],8)","v":0.28519},{"$f":"(Tabulation[[#This Row],[AC System Output (kW)]]*Tabulation[[#This Row],[Rate]])","v":0.77694226143}]
[2,28,11,2973.7730000000001,{"$f":"Tabulation[[#This Row],[AC System Output (W)]]/1000","v":2.973773},{"$f":"VLOOKUP(Tabulation[[#This Row],[Month]],Season,2)","v":"Winter"},{"$f":"(DATE(2021,Tabulation[[#This Row],[Month]],Tabulation[[#This Row],[Day]]))","v":"2021-02-28"},{"$f":"WEEKDAY(Tabulation[[#This Row],[Date]])","v":1},{"$f":"IF(OR(Tabulation[[#This Row],[DayNo]]=1,Tabulation[[#This Row],[DayNo]]=7),1,0)","v":1},{"$f":"COUNTIF(Holidays,Tabulation[[#This Row],[Date]])","v":0},{"$f":"CONCATENATE(Tabulation[[#This Row],[Holiday]],Tabulation[[#This Row],[Season]],Tabulation[[#This Row],[Weekend]],\"-\",IF(Tabulation[[#This Row],[Hour]]<10,0,\"\"),C1431)","v":"0Winter1-11"},{"$f":"VLOOKUP(Tabulation[[#This Row],[Concat]],Table3[],8)","v":0.28519},{"$f":"(Tabulation[[#This Row],[AC System Output (kW)]]*Tabulation[[#This Row],[Rate]])","v":0.84809032187}]
[2,28,12,3021.65,{"$f":"Tabulation[[#This Row],[AC System Output (W)]]/1000","v":3.0216500000000002},{"$f":"VLOOKUP(Tabulation[[#This Row],[Month]],Season,2)","v":"Winter"},{"$f":"(DATE(2021,Tabulation[[#This Row],[Month]],Tabulation[[#This Row],[Day]]))","v":"2021-02-28"},{"$f":"WEEKDAY(Tabulation[[#This Row],[Date]])","v":1},{"$f":"IF(OR(Tabulation[[#This Row],[DayNo]]=1,Tabulation[[#This Row],[DayNo]]=7),1,0)","v":1},{"$f":"COUNTIF(Holidays,Tabulation[[#This Row],[Date]])","v":0},{"$f":"CONCATENATE(Tabulation[[#This Row],[Holiday]],Tabulation[[#This Row],[Season]],Tabulation[[#This Row],[Weekend]],\"-\",IF(Tabulation[[#This Row],[Hour]]<10,0,\"\"),C1432)","v":"0Winter1-12"},{"$f":"VLOOKUP(Tabulation[[#This Row],[Concat]],Table3[],8)","v":0.28519},{"$f":"(Tabulation[[#This Row],[AC System Output (kW)]]*Tabulation[[#This Row],[Rate]])","v":0.86174436350000005}]
[2,28,13,2829.3449999999998,{"$f":"Tabulation[[#This Row],[AC System Output (W)]]/1000","v":2.829345},{"$f":"VLOOKUP(Tabulation[[#This Row],[Month]],Season,2)","v":"Winter"},{"$f":"(DATE(2021,Tabulation[[#This Row],[Month]],Tabulation[[#This Row],[Day]]))","v":"2021-02-28"},{"$f":"WEEKDAY(Tabulation[[#This Row],[Date]])","v":1},{"$f":"IF(OR(Tabulation[[#This Row],[DayNo]]=1,Tabulation[[#This Row],[DayNo]]=7),1,0)","v":1},{"$f":"COUNTIF(Holidays,Tabulation[[#This Row],[Date]])","v":0},{"$f":"CONCATENATE(Tabulation[[#This Row],[Holiday]],Tabulation[[#This Row],[Season]],Tabulation[[#This Row],[Weekend]],\"-\",IF(Tabulation[[#This Row],[Hour]]<10,0,\"\"),C1433)","v":"0Winter1-13"},{"$f":"VLOOKUP(Tabulation[[#This Row],[Concat]],Table3[],8)","v":0.28519},{"$f":"(Tabulation[[#This Row],[AC System Output (kW)]]*Tabulation[[#This Row],[Rate]])","v":0.80690090054999997}]
[2,28,14,2488.8290000000002,{"$f":"Tabulation[[#This Row],[AC System Output (W)]]/1000","v":2.488829},{"$f":"VLOOKUP(Tabulation[[#This Row],[Month]],Season,2)","v":"Winter"},{"$f":"(DATE(2021,Tabulation[[#This Row],[Month]],Tabulation[[#This Row],[Day]]))","v":"2021-02-28"},{"$f":"WEEKDAY(Tabulation[[#This Row],[Date]])","v":1},{"$f":"IF(OR(Tabulation[[#This Row],[DayNo]]=1,Tabulation[[#This Row],[DayNo]]=7),1,0)","v":1},{"$f":"COUNTIF(Holidays,Tabulation[[#This Row],[Date]])","v":0},{"$f":"CONCATENATE(Tabulation[[#This Row],[Holiday]],Tabulation[[#This Row],[Season]],Tabulation[[#This Row],[Weekend]],\"-\",IF(Tabulation[[#This Row],[Hour]]<10,0,\"\"),C1434)","v":"0Winter1-14"},{"$f":"VLOOKUP(Tabulation[[#This Row],[Concat]],Table3[],8)","v":0.28519},{"$f":"(Tabulation[[#This Row],[AC System Output (kW)]]*Tabulation[[#This Row],[Rate]])","v":0.70978914251000003}]
[2,28,15,1346.8309999999999,{"$f":"Tabulation[[#This Row],[AC System Output (W)]]/1000","v":1.3468309999999999},{"$f":"VLOOKUP(Tabulation[[#This Row],[Month]],Season,2)","v":"Winter"},{"$f":"(DATE(2021,Tabulation[[#This Row],[Month]],Tabulation[[#This Row],[Day]]))","v":"2021-02-28"},{"$f":"WEEKDAY(Tabulation[[#This Row],[Date]])","v":1},{"$f":"IF(OR(Tabulation[[#This Row],[DayNo]]=1,Tabulation[[#This Row],[DayNo]]=7),1,0)","v":1},{"$f":"COUNTIF(Holidays,Tabulation[[#This Row],[Date]])","v":0},{"$f":"CONCATENATE(Tabulation[[#This Row],[Holiday]],Tabulation[[#This Row],[Season]],Tabulation[[#This Row],[Weekend]],\"-\",IF(Tabulation[[#This Row],[Hour]]<10,0,\"\"),C1435)","v":"0Winter1-15"},{"$f":"VLOOKUP(Tabulation[[#This Row],[Concat]],Table3[],8)","v":0.28519},{"$f":"(Tabulation[[#This Row],[AC System Output (kW)]]*Tabulation[[#This Row],[Rate]])","v":0.38410273288999996}]
[2,28,16,1029.316,{"$f":"Tabulation[[#This Row],[AC System Output (W)]]/1000","v":1.0293160000000001},{"$f":"VLOOKUP(Tabulation[[#This Row],[Month]],Season,2)","v":"Winter"},{"$f":"(DATE(2021,Tabulation[[#This Row],[Month]],Tabulation[[#This Row],[Day]]))","v":"2021-02-28"},{"$f":"WEEKDAY(Tabulation[[#This Row],[Date]])","v":1},{"$f":"IF(OR(Tabulation[[#This Row],[DayNo]]=1,Tabulation[[#This Row],[DayNo]]=7),1,0)","v":1},{"$f":"COUNTIF(Holidays,Tabulation[[#This Row],[Date]])","v":0},{"$f":"CONCATENATE(Tabulation[[#This Row],[Holiday]],Tabulation[[#This Row],[Season]],Tabulation[[#This Row],[Weekend]],\"-\",IF(Tabulation[[#This Row],[Hour]]<10,0,\"\"),C1436)","v":"0Winter1-16"},{"$f":"VLOOKUP(Tabulation[[#This Row],[Concat]],Table3[],8)","v":0.28519},{"$f":"(Tabulation[[#This Row],[AC System Output (kW)]]*Tabulation[[#This Row],[Rate]])","v":0.29355063004000004}]
[2,28,17,224.172,{"$f":"Tabulation[[#This Row],[AC System Output (W)]]/1000","v":0.22417200000000001},{"$f":"VLOOKUP(Tabulation[[#This Row],[Month]],Season,2)","v":"Winter"},{"$f":"(DATE(2021,Tabulation[[#This Row],[Month]],Tabulation[[#This Row],[Day]]))","v":"2021-02-28"},{"$f":"WEEKDAY(Tabulation[[#This Row],[Date]])","v":1},{"$f":"IF(OR(Tabulation[[#This Row],[DayNo]]=1,Tabulation[[#This Row],[DayNo]]=7),1,0)","v":1},{"$f":"COUNTIF(Holidays,Tabulation[[#This Row],[Date]])","v":0},{"$f":"CONCATENATE(Tabulation[[#This Row],[Holiday]],Tabulation[[#This Row],[Season]],Tabulation[[#This Row],[Weekend]],\"-\",IF(Tabulation[[#This Row],[Hour]]<10,0,\"\"),C1437)","v":"0Winter1-17"},{"$f":"VLOOKUP(Tabulation[[#This Row],[Concat]],Table3[],8)","v":0.28519},{"$f":"(Tabulation[[#This Row],[AC System Output (kW)]]*Tabulation[[#This Row],[Rate]])","v":6.393161268E-2}]
[2,28,18,0,{"$f":"Tabulation[[#This Row],[AC System Output (W)]]/1000","v":0},{"$f":"VLOOKUP(Tabulation[[#This Row],[Month]],Season,2)","v":"Winter"},{"$f":"(DATE(2021,Tabulation[[#This Row],[Month]],Tabulation[[#This Row],[Day]]))","v":"2021-02-28"},{"$f":"WEEKDAY(Tabulation[[#This Row],[Date]])","v":1},{"$f":"IF(OR(Tabulation[[#This Row],[DayNo]]=1,Tabulation[[#This Row],[DayNo]]=7),1,0)","v":1},{"$f":"COUNTIF(Holidays,Tabulation[[#This Row],[Date]])","v":0},{"$f":"CONCATENATE(Tabulation[[#This Row],[Holiday]],Tabulation[[#This Row],[Season]],Tabulation[[#This Row],[Weekend]],\"-\",IF(Tabulation[[#This Row],[Hour]]<10,0,\"\"),C1438)","v":"0Winter1-18"},{"$f":"VLOOKUP(Tabulation[[#This Row],[Concat]],Table3[],8)","v":0.28519},{"$f":"(Tabulation[[#This Row],[AC System Output (kW)]]*Tabulation[[#This Row],[Rate]])","v":0}]
[2,28,19,0,{"$f":"Tabulation[[#This Row],[AC System Output (W)]]/1000","v":0},{"$f":"VLOOKUP(Tabulation[[#This Row],[Month]],Season,2)","v":"Winter"},{"$f":"(DATE(2021,Tabulation[[#This Row],[Month]],Tabulation[[#This Row],[Day]]))","v":"2021-02-28"},{"$f":"WEEKDAY(Tabulation[[#This Row],[Date]])","v":1},{"$f":"IF(OR(Tabulation[[#This Row],[DayNo]]=1,Tabulation[[#This Row],[DayNo]]=7),1,0)","v":1},{"$f":"COUNTIF(Holidays,Tabulation[[#This Row],[Date]])","v":0},{"$f":"CONCATENATE(Tabulation[[#This Row],[Holiday]],Tabulation[[#This Row],[Season]],Tabulation[[#This Row],[Weekend]],\"-\",IF(Tabulation[[#This Row],[Hour]]<10,0,\"\"),C1439)","v":"0Winter1-19"},{"$f":"VLOOKUP(Tabulation[[#This Row],[Concat]],Table3[],8)","v":0.28519},{"$f":"(Tabulation[[#This Row],[AC System Output (kW)]]*Tabulation[[#This Row],[Rate]])","v":0}]
[2,28,20,0,{"$f":"Tabulation[[#This Row],[AC System Output (W)]]/1000","v":0},{"$f":"VLOOKUP(Tabulation[[#This Row],[Month]],Season,2)","v":"Winter"},{"$f":"(DATE(2021,Tabulation[[#This Row],[Month]],Tabulation[[#This Row],[Day]]))","v":"2021-02-28"},{"$f":"WEEKDAY(Tabulation[[#This Row],[Date]])","v":1},{"$f":"IF(OR(Tabulation[[#This Row],[DayNo]]=1,Tabulation[[#This Row],[DayNo]]=7),1,0)","v":1},{"$f":"COUNTIF(Holidays,Tabulation[[#This Row],[Date]])","v":0},{"$f":"CONCATENATE(Tabulation[[#This Row],[Holiday]],Tabulation[[#This Row],[Season]],Tabulation[[#This Row],[Weekend]],\"-\",IF(Tabulation[[#This Row],[Hour]]<10,0,\"\"),C1440)","v":"0Winter1-20"},{"$f":"VLOOKUP(Tabulation[[#This Row],[Concat]],Table3[],8)","v":0.28519},{"$f":"(Tabulation[[#This Row],[AC System Output (kW)]]*Tabulation[[#This Row],[Rate]])","v":0}]
[2,28,21,0,{"$f":"Tabulation[[#This Row],[AC System Output (W)]]/1000","v":0},{"$f":"VLOOKUP(Tabulation[[#This Row],[Month]],Season,2)","v":"Winter"},{"$f":"(DATE(2021,Tabulation[[#This Row],[Month]],Tabulation[[#This Row],[Day]]))","v":"2021-02-28"},{"$f":"WEEKDAY(Tabulation[[#This Row],[Date]])","v":1},{"$f":"IF(OR(Tabulation[[#This Row],[DayNo]]=1,Tabulation[[#This Row],[DayNo]]=7),1,0)","v":1},{"$f":"COUNTIF(Holidays,Tabulation[[#This Row],[Date]])","v":0},{"$f":"CONCATENATE(Tabulation[[#This Row],[Holiday]],Tabulation[[#This Row],[Season]],Tabulation[[#This Row],[Weekend]],\"-\",IF(Tabulation[[#This Row],[Hour]]<10,0,\"\"),C1441)","v":"0Winter1-21"},{"$f":"VLOOKUP(Tabulation[[#This Row],[Concat]],Table3[],8)","v":0.28519},{"$f":"(Tabulation[[#This Row],[AC System Output (kW)]]*Tabulation[[#This Row],[Rate]])","v":0}]
[2,28,22,0,{"$f":"Tabulation[[#This Row],[AC System Output (W)]]/1000","v":0},{"$f":"VLOOKUP(Tabulation[[#This Row],[Month]],Season,2)","v":"Winter"},{"$f":"(DATE(2021,Tabulation[[#This Row],[Month]],Tabulation[[#This Row],[Day]]))","v":"2021-02-28"},{"$f":"WEEKDAY(Tabulation[[#This Row],[Date]])","v":1},{"$f":"IF(OR(Tabulation[[#This Row],[DayNo]]=1,Tabulation[[#This Row],[DayNo]]=7),1,0)","v":1},{"$f":"COUNTIF(Holidays,Tabulation[[#This Row],[Date]])","v":0},{"$f":"CONCATENATE(Tabulation[[#This Row],[Holiday]],Tabulation[[#This Row],[Season]],Tabulation[[#This Row],[Weekend]],\"-\",IF(Tabulation[[#This Row],[Hour]]<10,0,\"\"),C1442)","v":"0Winter1-22"},{"$f":"VLOOKUP(Tabulation[[#This Row],[Concat]],Table3[],8)","v":0.28519},{"$f":"(Tabulation[[#This Row],[AC System Output (kW)]]*Tabulation[[#This Row],[Rate]])","v":0}]
[2,28,23,0,{"$f":"Tabulation[[#This Row],[AC System Output (W)]]/1000","v":0},{"$f":"VLOOKUP(Tabulation[[#This Row],[Month]],Season,2)","v":"Winter"},{"$f":"(DATE(2021,Tabulation[[#This Row],[Month]],Tabulation[[#This Row],[Day]]))","v":"2021-02-28"},{"$f":"WEEKDAY(Tabulation[[#This Row],[Date]])","v":1},{"$f":"IF(OR(Tabulation[[#This Row],[DayNo]]=1,Tabulation[[#This Row],[DayNo]]=7),1,0)","v":1},{"$f":"COUNTIF(Holidays,Tabulation[[#This Row],[Date]])","v":0},{"$f":"CONCATENATE(Tabulation[[#This Row],[Holiday]],Tabulation[[#This Row],[Season]],Tabulation[[#This Row],[Weekend]],\"-\",IF(Tabulation[[#This Row],[Hour]]<10,0,\"\"),C1443)","v":"0Winter1-23"},{"$f":"VLOOKUP(Tabulation[[#This Row],[Concat]],Table3[],8)","v":0.28519},{"$f":"(Tabulation[[#This Row],[AC System Output (kW)]]*Tabulation[[#This Row],[Rate]])","v":0}]
[3,1,0,0,{"$f":"Tabulation[[#This Row],[AC System Output (W)]]/1000","v":0},{"$f":"VLOOKUP(Tabulation[[#This Row],[Month]],Season,2)","v":"Winter"},{"$f":"(DATE(2021,Tabulation[[#This Row],[Month]],Tabulation[[#This Row],[Day]]))","v":"2021-03-01"},{"$f":"WEEKDAY(Tabulation[[#This Row],[Date]])","v":2},{"$f":"IF(OR(Tabulation[[#This Row],[DayNo]]=1,Tabulation[[#This Row],[DayNo]]=7),1,0)","v":0},{"$f":"COUNTIF(Holidays,Tabulation[[#This Row],[Date]])","v":0},{"$f":"CONCATENATE(Tabulation[[#This Row],[Holiday]],Tabulation[[#This Row],[Season]],Tabulation[[#This Row],[Weekend]],\"-\",IF(Tabulation[[#This Row],[Hour]]<10,0,\"\"),C1444)","v":"0Winter0-00"},{"$f":"VLOOKUP(Tabulation[[#This Row],[Concat]],Table3[],8)","v":0.28519},{"$f":"(Tabulation[[#This Row],[AC System Output (kW)]]*Tabulation[[#This Row],[Rate]])","v":0}]
[3,1,1,0,{"$f":"Tabulation[[#This Row],[AC System Output (W)]]/1000","v":0},{"$f":"VLOOKUP(Tabulation[[#This Row],[Month]],Season,2)","v":"Winter"},{"$f":"(DATE(2021,Tabulation[[#This Row],[Month]],Tabulation[[#This Row],[Day]]))","v":"2021-03-01"},{"$f":"WEEKDAY(Tabulation[[#This Row],[Date]])","v":2},{"$f":"IF(OR(Tabulation[[#This Row],[DayNo]]=1,Tabulation[[#This Row],[DayNo]]=7),1,0)","v":0},{"$f":"COUNTIF(Holidays,Tabulation[[#This Row],[Date]])","v":0},{"$f":"CONCATENATE(Tabulation[[#This Row],[Holiday]],Tabulation[[#This Row],[Season]],Tabulation[[#This Row],[Weekend]],\"-\",IF(Tabulation[[#This Row],[Hour]]<10,0,\"\"),C1445)","v":"0Winter0-01"},{"$f":"VLOOKUP(Tabulation[[#This Row],[Concat]],Table3[],8)","v":0.28519},{"$f":"(Tabulation[[#This Row],[AC System Output (kW)]]*Tabulation[[#This Row],[Rate]])","v":0}]
[3,1,2,0,{"$f":"Tabulation[[#This Row],[AC System Output (W)]]/1000","v":0},{"$f":"VLOOKUP(Tabulation[[#This Row],[Month]],Season,2)","v":"Winter"},{"$f":"(DATE(2021,Tabulation[[#This Row],[Month]],Tabulation[[#This Row],[Day]]))","v":"2021-03-01"},{"$f":"WEEKDAY(Tabulation[[#This Row],[Date]])","v":2},{"$f":"IF(OR(Tabulation[[#This Row],[DayNo]]=1,Tabulation[[#This Row],[DayNo]]=7),1,0)","v":0},{"$f":"COUNTIF(Holidays,Tabulation[[#This Row],[Date]])","v":0},{"$f":"CONCATENATE(Tabulation[[#This Row],[Holiday]],Tabulation[[#This Row],[Season]],Tabulation[[#This Row],[Weekend]],\"-\",IF(Tabulation[[#This Row],[Hour]]<10,0,\"\"),C1446)","v":"0Winter0-02"},{"$f":"VLOOKUP(Tabulation[[#This Row],[Concat]],Table3[],8)","v":0.28519},{"$f":"(Tabulation[[#This Row],[AC System Output (kW)]]*Tabulation[[#This Row],[Rate]])","v":0}]
[3,1,3,0,{"$f":"Tabulation[[#This Row],[AC System Output (W)]]/1000","v":0},{"$f":"VLOOKUP(Tabulation[[#This Row],[Month]],Season,2)","v":"Winter"},{"$f":"(DATE(2021,Tabulation[[#This Row],[Month]],Tabulation[[#This Row],[Day]]))","v":"2021-03-01"},{"$f":"WEEKDAY(Tabulation[[#This Row],[Date]])","v":2},{"$f":"IF(OR(Tabulation[[#This Row],[DayNo]]=1,Tabulation[[#This Row],[DayNo]]=7),1,0)","v":0},{"$f":"COUNTIF(Holidays,Tabulation[[#This Row],[Date]])","v":0},{"$f":"CONCATENATE(Tabulation[[#This Row],[Holiday]],Tabulation[[#This Row],[Season]],Tabulation[[#This Row],[Weekend]],\"-\",IF(Tabulation[[#This Row],[Hour]]<10,0,\"\"),C1447)","v":"0Winter0-03"},{"$f":"VLOOKUP(Tabulation[[#This Row],[Concat]],Table3[],8)","v":0.28519},{"$f":"(Tabulation[[#This Row],[AC System Output (kW)]]*Tabulation[[#This Row],[Rate]])","v":0}]
[3,1,4,0,{"$f":"Tabulation[[#This Row],[AC System Output (W)]]/1000","v":0},{"$f":"VLOOKUP(Tabulation[[#This Row],[Month]],Season,2)","v":"Winter"},{"$f":"(DATE(2021,Tabulation[[#This Row],[Month]],Tabulation[[#This Row],[Day]]))","v":"2021-03-01"},{"$f":"WEEKDAY(Tabulation[[#This Row],[Date]])","v":2},{"$f":"IF(OR(Tabulation[[#This Row],[DayNo]]=1,Tabulation[[#This Row],[DayNo]]=7),1,0)","v":0},{"$f":"COUNTIF(Holidays,Tabulation[[#This Row],[Date]])","v":0},{"$f":"CONCATENATE(Tabulation[[#This Row],[Holiday]],Tabulation[[#This Row],[Season]],Tabulation[[#This Row],[Weekend]],\"-\",IF(Tabulation[[#This Row],[Hour]]<10,0,\"\"),C1448)","v":"0Winter0-04"},{"$f":"VLOOKUP(Tabulation[[#This Row],[Concat]],Table3[],8)","v":0.28519},{"$f":"(Tabulation[[#This Row],[AC System Output (kW)]]*Tabulation[[#This Row],[Rate]])","v":0}]
[3,1,5,0,{"$f":"Tabulation[[#This Row],[AC System Output (W)]]/1000","v":0},{"$f":"VLOOKUP(Tabulation[[#This Row],[Month]],Season,2)","v":"Winter"},{"$f":"(DATE(2021,Tabulation[[#This Row],[Month]],Tabulation[[#This Row],[Day]]))","v":"2021-03-01"},{"$f":"WEEKDAY(Tabulation[[#This Row],[Date]])","v":2},{"$f":"IF(OR(Tabulation[[#This Row],[DayNo]]=1,Tabulation[[#This Row],[DayNo]]=7),1,0)","v":0},{"$f":"COUNTIF(Holidays,Tabulation[[#This Row],[Date]])","v":0},{"$f":"CONCATENATE(Tabulation[[#This Row],[Holiday]],Tabulation[[#This Row],[Season]],Tabulation[[#This Row],[Weekend]],\"-\",IF(Tabulation[[#This Row],[Hour]]<10,0,\"\"),C1449)","v":"0Winter0-05"},{"$f":"VLOOKUP(Tabulation[[#This Row],[Concat]],Table3[],8)","v":0.28519},{"$f":"(Tabulation[[#This Row],[AC System Output (kW)]]*Tabulation[[#This Row],[Rate]])","v":0}]
[3,1,6,0,{"$f":"Tabulation[[#This Row],[AC System Output (W)]]/1000","v":0},{"$f":"VLOOKUP(Tabulation[[#This Row],[Month]],Season,2)","v":"Winter"},{"$f":"(DATE(2021,Tabulation[[#This Row],[Month]],Tabulation[[#This Row],[Day]]))","v":"2021-03-01"},{"$f":"WEEKDAY(Tabulation[[#This Row],[Date]])","v":2},{"$f":"IF(OR(Tabulation[[#This Row],[DayNo]]=1,Tabulation[[#This Row],[DayNo]]=7),1,0)","v":0},{"$f":"COUNTIF(Holidays,Tabulation[[#This Row],[Date]])","v":0},{"$f":"CONCATENATE(Tabulation[[#This Row],[Holiday]],Tabulation[[#This Row],[Season]],Tabulation[[#This Row],[Weekend]],\"-\",IF(Tabulation[[#This Row],[Hour]]<10,0,\"\"),C1450)","v":"0Winter0-06"},{"$f":"VLOOKUP(Tabulation[[#This Row],[Concat]],Table3[],8)","v":0.28519},{"$f":"(Tabulation[[#This Row],[AC System Output (kW)]]*Tabulation[[#This Row],[Rate]])","v":0}]
[3,1,7,303.03899999999999,{"$f":"Tabulation[[#This Row],[AC System Output (W)]]/1000","v":0.303039},{"$f":"VLOOKUP(Tabulation[[#This Row],[Month]],Season,2)","v":"Winter"},{"$f":"(DATE(2021,Tabulation[[#This Row],[Month]],Tabulation[[#This Row],[Day]]))","v":"2021-03-01"},{"$f":"WEEKDAY(Tabulation[[#This Row],[Date]])","v":2},{"$f":"IF(OR(Tabulation[[#This Row],[DayNo]]=1,Tabulation[[#This Row],[DayNo]]=7),1,0)","v":0},{"$f":"COUNTIF(Holidays,Tabulation[[#This Row],[Date]])","v":0},{"$f":"CONCATENATE(Tabulation[[#This Row],[Holiday]],Tabulation[[#This Row],[Season]],Tabulation[[#This Row],[Weekend]],\"-\",IF(Tabulation[[#This Row],[Hour]]<10,0,\"\"),C1451)","v":"0Winter0-07"},{"$f":"VLOOKUP(Tabulation[[#This Row],[Concat]],Table3[],8)","v":0.28519},{"$f":"(Tabulation[[#This Row],[AC System Output (kW)]]*Tabulation[[#This Row],[Rate]])","v":8.6423692410000003E-2}]
[3,1,8,1537.481,{"$f":"Tabulation[[#This Row],[AC System Output (W)]]/1000","v":1.5374810000000001},{"$f":"VLOOKUP(Tabulation[[#This Row],[Month]],Season,2)","v":"Winter"},{"$f":"(DATE(2021,Tabulation[[#This Row],[Month]],Tabulation[[#This Row],[Day]]))","v":"2021-03-01"},{"$f":"WEEKDAY(Tabulation[[#This Row],[Date]])","v":2},{"$f":"IF(OR(Tabulation[[#This Row],[DayNo]]=1,Tabulation[[#This Row],[DayNo]]=7),1,0)","v":0},{"$f":"COUNTIF(Holidays,Tabulation[[#This Row],[Date]])","v":0},{"$f":"CONCATENATE(Tabulation[[#This Row],[Holiday]],Tabulation[[#This Row],[Season]],Tabulation[[#This Row],[Weekend]],\"-\",IF(Tabulation[[#This Row],[Hour]]<10,0,\"\"),C1452)","v":"0Winter0-08"},{"$f":"VLOOKUP(Tabulation[[#This Row],[Concat]],Table3[],8)","v":0.28519},{"$f":"(Tabulation[[#This Row],[AC System Output (kW)]]*Tabulation[[#This Row],[Rate]])","v":0.43847420639000001}]
[3,1,9,2203.6309999999999,{"$f":"Tabulation[[#This Row],[AC System Output (W)]]/1000","v":2.2036309999999997},{"$f":"VLOOKUP(Tabulation[[#This Row],[Month]],Season,2)","v":"Winter"},{"$f":"(DATE(2021,Tabulation[[#This Row],[Month]],Tabulation[[#This Row],[Day]]))","v":"2021-03-01"},{"$f":"WEEKDAY(Tabulation[[#This Row],[Date]])","v":2},{"$f":"IF(OR(Tabulation[[#This Row],[DayNo]]=1,Tabulation[[#This Row],[DayNo]]=7),1,0)","v":0},{"$f":"COUNTIF(Holidays,Tabulation[[#This Row],[Date]])","v":0},{"$f":"CONCATENATE(Tabulation[[#This Row],[Holiday]],Tabulation[[#This Row],[Season]],Tabulation[[#This Row],[Weekend]],\"-\",IF(Tabulation[[#This Row],[Hour]]<10,0,\"\"),C1453)","v":"0Winter0-09"},{"$f":"VLOOKUP(Tabulation[[#This Row],[Concat]],Table3[],8)","v":0.28519},{"$f":"(Tabulation[[#This Row],[AC System Output (kW)]]*Tabulation[[#This Row],[Rate]])","v":0.62845352488999995}]
[3,1,10,2564.431,{"$f":"Tabulation[[#This Row],[AC System Output (W)]]/1000","v":2.5644309999999999},{"$f":"VLOOKUP(Tabulation[[#This Row],[Month]],Season,2)","v":"Winter"},{"$f":"(DATE(2021,Tabulation[[#This Row],[Month]],Tabulation[[#This Row],[Day]]))","v":"2021-03-01"},{"$f":"WEEKDAY(Tabulation[[#This Row],[Date]])","v":2},{"$f":"IF(OR(Tabulation[[#This Row],[DayNo]]=1,Tabulation[[#This Row],[DayNo]]=7),1,0)","v":0},{"$f":"COUNTIF(Holidays,Tabulation[[#This Row],[Date]])","v":0},{"$f":"CONCATENATE(Tabulation[[#This Row],[Holiday]],Tabulation[[#This Row],[Season]],Tabulation[[#This Row],[Weekend]],\"-\",IF(Tabulation[[#This Row],[Hour]]<10,0,\"\"),C1454)","v":"0Winter0-10"},{"$f":"VLOOKUP(Tabulation[[#This Row],[Concat]],Table3[],8)","v":0.28519},{"$f":"(Tabulation[[#This Row],[AC System Output (kW)]]*Tabulation[[#This Row],[Rate]])","v":0.73135007688999998}]
[3,1,11,2781.8870000000002,{"$f":"Tabulation[[#This Row],[AC System Output (W)]]/1000","v":2.7818870000000002},{"$f":"VLOOKUP(Tabulation[[#This Row],[Month]],Season,2)","v":"Winter"},{"$f":"(DATE(2021,Tabulation[[#This Row],[Month]],Tabulation[[#This Row],[Day]]))","v":"2021-03-01"},{"$f":"WEEKDAY(Tabulation[[#This Row],[Date]])","v":2},{"$f":"IF(OR(Tabulation[[#This Row],[DayNo]]=1,Tabulation[[#This Row],[DayNo]]=7),1,0)","v":0},{"$f":"COUNTIF(Holidays,Tabulation[[#This Row],[Date]])","v":0},{"$f":"CONCATENATE(Tabulation[[#This Row],[Holiday]],Tabulation[[#This Row],[Season]],Tabulation[[#This Row],[Weekend]],\"-\",IF(Tabulation[[#This Row],[Hour]]<10,0,\"\"),C1455)","v":"0Winter0-11"},{"$f":"VLOOKUP(Tabulation[[#This Row],[Concat]],Table3[],8)","v":0.28519},{"$f":"(Tabulation[[#This Row],[AC System Output (kW)]]*Tabulation[[#This Row],[Rate]])","v":0.79336635353000007}]
[3,1,12,2893.623,{"$f":"Tabulation[[#This Row],[AC System Output (W)]]/1000","v":2.8936229999999998},{"$f":"VLOOKUP(Tabulation[[#This Row],[Month]],Season,2)","v":"Winter"},{"$f":"(DATE(2021,Tabulation[[#This Row],[Month]],Tabulation[[#This Row],[Day]]))","v":"2021-03-01"},{"$f":"WEEKDAY(Tabulation[[#This Row],[Date]])","v":2},{"$f":"IF(OR(Tabulation[[#This Row],[DayNo]]=1,Tabulation[[#This Row],[DayNo]]=7),1,0)","v":0},{"$f":"COUNTIF(Holidays,Tabulation[[#This Row],[Date]])","v":0},{"$f":"CONCATENATE(Tabulation[[#This Row],[Holiday]],Tabulation[[#This Row],[Season]],Tabulation[[#This Row],[Weekend]],\"-\",IF(Tabulation[[#This Row],[Hour]]<10,0,\"\"),C1456)","v":"0Winter0-12"},{"$f":"VLOOKUP(Tabulation[[#This Row],[Concat]],Table3[],8)","v":0.28519},{"$f":"(Tabulation[[#This Row],[AC System Output (kW)]]*Tabulation[[#This Row],[Rate]])","v":0.82523234336999995}]
[3,1,13,2795.8760000000002,{"$f":"Tabulation[[#This Row],[AC System Output (W)]]/1000","v":2.7958760000000002},{"$f":"VLOOKUP(Tabulation[[#This Row],[Month]],Season,2)","v":"Winter"},{"$f":"(DATE(2021,Tabulation[[#This Row],[Month]],Tabulation[[#This Row],[Day]]))","v":"2021-03-01"},{"$f":"WEEKDAY(Tabulation[[#This Row],[Date]])","v":2},{"$f":"IF(OR(Tabulation[[#This Row],[DayNo]]=1,Tabulation[[#This Row],[DayNo]]=7),1,0)","v":0},{"$f":"COUNTIF(Holidays,Tabulation[[#This Row],[Date]])","v":0},{"$f":"CONCATENATE(Tabulation[[#This Row],[Holiday]],Tabulation[[#This Row],[Season]],Tabulation[[#This Row],[Weekend]],\"-\",IF(Tabulation[[#This Row],[Hour]]<10,0,\"\"),C1457)","v":"0Winter0-13"},{"$f":"VLOOKUP(Tabulation[[#This Row],[Concat]],Table3[],8)","v":0.28519},{"$f":"(Tabulation[[#This Row],[AC System Output (kW)]]*Tabulation[[#This Row],[Rate]])","v":0.79735587644000006}]
[3,1,14,2414.8780000000002,{"$f":"Tabulation[[#This Row],[AC System Output (W)]]/1000","v":2.4148780000000003},{"$f":"VLOOKUP(Tabulation[[#This Row],[Month]],Season,2)","v":"Winter"},{"$f":"(DATE(2021,Tabulation[[#This Row],[Month]],Tabulation[[#This Row],[Day]]))","v":"2021-03-01"},{"$f":"WEEKDAY(Tabulation[[#This Row],[Date]])","v":2},{"$f":"IF(OR(Tabulation[[#This Row],[DayNo]]=1,Tabulation[[#This Row],[DayNo]]=7),1,0)","v":0},{"$f":"COUNTIF(Holidays,Tabulation[[#This Row],[Date]])","v":0},{"$f":"CONCATENATE(Tabulation[[#This Row],[Holiday]],Tabulation[[#This Row],[Season]],Tabulation[[#This Row],[Weekend]],\"-\",IF(Tabulation[[#This Row],[Hour]]<10,0,\"\"),C1458)","v":"0Winter0-14"},{"$f":"VLOOKUP(Tabulation[[#This Row],[Concat]],Table3[],8)","v":0.28519},{"$f":"(Tabulation[[#This Row],[AC System Output (kW)]]*Tabulation[[#This Row],[Rate]])","v":0.6886990568200001}]
[3,1,15,1787.961,{"$f":"Tabulation[[#This Row],[AC System Output (W)]]/1000","v":1.7879609999999999},{"$f":"VLOOKUP(Tabulation[[#This Row],[Month]],Season,2)","v":"Winter"},{"$f":"(DATE(2021,Tabulation[[#This Row],[Month]],Tabulation[[#This Row],[Day]]))","v":"2021-03-01"},{"$f":"WEEKDAY(Tabulation[[#This Row],[Date]])","v":2},{"$f":"IF(OR(Tabulation[[#This Row],[DayNo]]=1,Tabulation[[#This Row],[DayNo]]=7),1,0)","v":0},{"$f":"COUNTIF(Holidays,Tabulation[[#This Row],[Date]])","v":0},{"$f":"CONCATENATE(Tabulation[[#This Row],[Holiday]],Tabulation[[#This Row],[Season]],Tabulation[[#This Row],[Weekend]],\"-\",IF(Tabulation[[#This Row],[Hour]]<10,0,\"\"),C1459)","v":"0Winter0-15"},{"$f":"VLOOKUP(Tabulation[[#This Row],[Concat]],Table3[],8)","v":0.28519},{"$f":"(Tabulation[[#This Row],[AC System Output (kW)]]*Tabulation[[#This Row],[Rate]])","v":0.50990859758999996}]
[3,1,16,996.63199999999995,{"$f":"Tabulation[[#This Row],[AC System Output (W)]]/1000","v":0.99663199999999996},{"$f":"VLOOKUP(Tabulation[[#This Row],[Month]],Season,2)","v":"Winter"},{"$f":"(DATE(2021,Tabulation[[#This Row],[Month]],Tabulation[[#This Row],[Day]]))","v":"2021-03-01"},{"$f":"WEEKDAY(Tabulation[[#This Row],[Date]])","v":2},{"$f":"IF(OR(Tabulation[[#This Row],[DayNo]]=1,Tabulation[[#This Row],[DayNo]]=7),1,0)","v":0},{"$f":"COUNTIF(Holidays,Tabulation[[#This Row],[Date]])","v":0},{"$f":"CONCATENATE(Tabulation[[#This Row],[Holiday]],Tabulation[[#This Row],[Season]],Tabulation[[#This Row],[Weekend]],\"-\",IF(Tabulation[[#This Row],[Hour]]<10,0,\"\"),C1460)","v":"0Winter0-16"},{"$f":"VLOOKUP(Tabulation[[#This Row],[Concat]],Table3[],8)","v":0.28519},{"$f":"(Tabulation[[#This Row],[AC System Output (kW)]]*Tabulation[[#This Row],[Rate]])","v":0.28422948007999999}]
[3,1,17,200.79400000000001,{"$f":"Tabulation[[#This Row],[AC System Output (W)]]/1000","v":0.200794},{"$f":"VLOOKUP(Tabulation[[#This Row],[Month]],Season,2)","v":"Winter"},{"$f":"(DATE(2021,Tabulation[[#This Row],[Month]],Tabulation[[#This Row],[Day]]))","v":"2021-03-01"},{"$f":"WEEKDAY(Tabulation[[#This Row],[Date]])","v":2},{"$f":"IF(OR(Tabulation[[#This Row],[DayNo]]=1,Tabulation[[#This Row],[DayNo]]=7),1,0)","v":0},{"$f":"COUNTIF(Holidays,Tabulation[[#This Row],[Date]])","v":0},{"$f":"CONCATENATE(Tabulation[[#This Row],[Holiday]],Tabulation[[#This Row],[Season]],Tabulation[[#This Row],[Weekend]],\"-\",IF(Tabulation[[#This Row],[Hour]]<10,0,\"\"),C1461)","v":"0Winter0-17"},{"$f":"VLOOKUP(Tabulation[[#This Row],[Concat]],Table3[],8)","v":0.30257000000000001},{"$f":"(Tabulation[[#This Row],[AC System Output (kW)]]*Tabulation[[#This Row],[Rate]])","v":6.075424058E-2}]
[3,1,18,0,{"$f":"Tabulation[[#This Row],[AC System Output (W)]]/1000","v":0},{"$f":"VLOOKUP(Tabulation[[#This Row],[Month]],Season,2)","v":"Winter"},{"$f":"(DATE(2021,Tabulation[[#This Row],[Month]],Tabulation[[#This Row],[Day]]))","v":"2021-03-01"},{"$f":"WEEKDAY(Tabulation[[#This Row],[Date]])","v":2},{"$f":"IF(OR(Tabulation[[#This Row],[DayNo]]=1,Tabulation[[#This Row],[DayNo]]=7),1,0)","v":0},{"$f":"COUNTIF(Holidays,Tabulation[[#This Row],[Date]])","v":0},{"$f":"CONCATENATE(Tabulation[[#This Row],[Holiday]],Tabulation[[#This Row],[Season]],Tabulation[[#This Row],[Weekend]],\"-\",IF(Tabulation[[#This Row],[Hour]]<10,0,\"\"),C1462)","v":"0Winter0-18"},{"$f":"VLOOKUP(Tabulation[[#This Row],[Concat]],Table3[],8)","v":0.30257000000000001},{"$f":"(Tabulation[[#This Row],[AC System Output (kW)]]*Tabulation[[#This Row],[Rate]])","v":0}]
[3,1,19,0,{"$f":"Tabulation[[#This Row],[AC System Output (W)]]/1000","v":0},{"$f":"VLOOKUP(Tabulation[[#This Row],[Month]],Season,2)","v":"Winter"},{"$f":"(DATE(2021,Tabulation[[#This Row],[Month]],Tabulation[[#This Row],[Day]]))","v":"2021-03-01"},{"$f":"WEEKDAY(Tabulation[[#This Row],[Date]])","v":2},{"$f":"IF(OR(Tabulation[[#This Row],[DayNo]]=1,Tabulation[[#This Row],[DayNo]]=7),1,0)","v":0},{"$f":"COUNTIF(Holidays,Tabulation[[#This Row],[Date]])","v":0},{"$f":"CONCATENATE(Tabulation[[#This Row],[Holiday]],Tabulation[[#This Row],[Season]],Tabulation[[#This Row],[Weekend]],\"-\",IF(Tabulation[[#This Row],[Hour]]<10,0,\"\"),C1463)","v":"0Winter0-19"},{"$f":"VLOOKUP(Tabulation[[#This Row],[Concat]],Table3[],8)","v":0.30257000000000001},{"$f":"(Tabulation[[#This Row],[AC System Output (kW)]]*Tabulation[[#This Row],[Rate]])","v":0}]
[3,1,20,0,{"$f":"Tabulation[[#This Row],[AC System Output (W)]]/1000","v":0},{"$f":"VLOOKUP(Tabulation[[#This Row],[Month]],Season,2)","v":"Winter"},{"$f":"(DATE(2021,Tabulation[[#This Row],[Month]],Tabulation[[#This Row],[Day]]))","v":"2021-03-01"},{"$f":"WEEKDAY(Tabulation[[#This Row],[Date]])","v":2},{"$f":"IF(OR(Tabulation[[#This Row],[DayNo]]=1,Tabulation[[#This Row],[DayNo]]=7),1,0)","v":0},{"$f":"COUNTIF(Holidays,Tabulation[[#This Row],[Date]])","v":0},{"$f":"CONCATENATE(Tabulation[[#This Row],[Holiday]],Tabulation[[#This Row],[Season]],Tabulation[[#This Row],[Weekend]],\"-\",IF(Tabulation[[#This Row],[Hour]]<10,0,\"\"),C1464)","v":"0Winter0-20"},{"$f":"VLOOKUP(Tabulation[[#This Row],[Concat]],Table3[],8)","v":0.28519},{"$f":"(Tabulation[[#This Row],[AC System Output (kW)]]*Tabulation[[#This Row],[Rate]])","v":0}]
[3,1,21,0,{"$f":"Tabulation[[#This Row],[AC System Output (W)]]/1000","v":0},{"$f":"VLOOKUP(Tabulation[[#This Row],[Month]],Season,2)","v":"Winter"},{"$f":"(DATE(2021,Tabulation[[#This Row],[Month]],Tabulation[[#This Row],[Day]]))","v":"2021-03-01"},{"$f":"WEEKDAY(Tabulation[[#This Row],[Date]])","v":2},{"$f":"IF(OR(Tabulation[[#This Row],[DayNo]]=1,Tabulation[[#This Row],[DayNo]]=7),1,0)","v":0},{"$f":"COUNTIF(Holidays,Tabulation[[#This Row],[Date]])","v":0},{"$f":"CONCATENATE(Tabulation[[#This Row],[Holiday]],Tabulation[[#This Row],[Season]],Tabulation[[#This Row],[Weekend]],\"-\",IF(Tabulation[[#This Row],[Hour]]<10,0,\"\"),C1465)","v":"0Winter0-21"},{"$f":"VLOOKUP(Tabulation[[#This Row],[Concat]],Table3[],8)","v":0.28519},{"$f":"(Tabulation[[#This Row],[AC System Output (kW)]]*Tabulation[[#This Row],[Rate]])","v":0}]
[3,1,22,0,{"$f":"Tabulation[[#This Row],[AC System Output (W)]]/1000","v":0},{"$f":"VLOOKUP(Tabulation[[#This Row],[Month]],Season,2)","v":"Winter"},{"$f":"(DATE(2021,Tabulation[[#This Row],[Month]],Tabulation[[#This Row],[Day]]))","v":"2021-03-01"},{"$f":"WEEKDAY(Tabulation[[#This Row],[Date]])","v":2},{"$f":"IF(OR(Tabulation[[#This Row],[DayNo]]=1,Tabulation[[#This Row],[DayNo]]=7),1,0)","v":0},{"$f":"COUNTIF(Holidays,Tabulation[[#This Row],[Date]])","v":0},{"$f":"CONCATENATE(Tabulation[[#This Row],[Holiday]],Tabulation[[#This Row],[Season]],Tabulation[[#This Row],[Weekend]],\"-\",IF(Tabulation[[#This Row],[Hour]]<10,0,\"\"),C1466)","v":"0Winter0-22"},{"$f":"VLOOKUP(Tabulation[[#This Row],[Concat]],Table3[],8)","v":0.28519},{"$f":"(Tabulation[[#This Row],[AC System Output (kW)]]*Tabulation[[#This Row],[Rate]])","v":0}]
[3,1,23,0,{"$f":"Tabulation[[#This Row],[AC System Output (W)]]/1000","v":0},{"$f":"VLOOKUP(Tabulation[[#This Row],[Month]],Season,2)","v":"Winter"},{"$f":"(DATE(2021,Tabulation[[#This Row],[Month]],Tabulation[[#This Row],[Day]]))","v":"2021-03-01"},{"$f":"WEEKDAY(Tabulation[[#This Row],[Date]])","v":2},{"$f":"IF(OR(Tabulation[[#This Row],[DayNo]]=1,Tabulation[[#This Row],[DayNo]]=7),1,0)","v":0},{"$f":"COUNTIF(Holidays,Tabulation[[#This Row],[Date]])","v":0},{"$f":"CONCATENATE(Tabulation[[#This Row],[Holiday]],Tabulation[[#This Row],[Season]],Tabulation[[#This Row],[Weekend]],\"-\",IF(Tabulation[[#This Row],[Hour]]<10,0,\"\"),C1467)","v":"0Winter0-23"},{"$f":"VLOOKUP(Tabulation[[#This Row],[Concat]],Table3[],8)","v":0.28519},{"$f":"(Tabulation[[#This Row],[AC System Output (kW)]]*Tabulation[[#This Row],[Rate]])","v":0}]
[3,2,0,0,{"$f":"Tabulation[[#This Row],[AC System Output (W)]]/1000","v":0},{"$f":"VLOOKUP(Tabulation[[#This Row],[Month]],Season,2)","v":"Winter"},{"$f":"(DATE(2021,Tabulation[[#This Row],[Month]],Tabulation[[#This Row],[Day]]))","v":"2021-03-02"},{"$f":"WEEKDAY(Tabulation[[#This Row],[Date]])","v":3},{"$f":"IF(OR(Tabulation[[#This Row],[DayNo]]=1,Tabulation[[#This Row],[DayNo]]=7),1,0)","v":0},{"$f":"COUNTIF(Holidays,Tabulation[[#This Row],[Date]])","v":0},{"$f":"CONCATENATE(Tabulation[[#This Row],[Holiday]],Tabulation[[#This Row],[Season]],Tabulation[[#This Row],[Weekend]],\"-\",IF(Tabulation[[#This Row],[Hour]]<10,0,\"\"),C1468)","v":"0Winter0-00"},{"$f":"VLOOKUP(Tabulation[[#This Row],[Concat]],Table3[],8)","v":0.28519},{"$f":"(Tabulation[[#This Row],[AC System Output (kW)]]*Tabulation[[#This Row],[Rate]])","v":0}]
[3,2,1,0,{"$f":"Tabulation[[#This Row],[AC System Output (W)]]/1000","v":0},{"$f":"VLOOKUP(Tabulation[[#This Row],[Month]],Season,2)","v":"Winter"},{"$f":"(DATE(2021,Tabulation[[#This Row],[Month]],Tabulation[[#This Row],[Day]]))","v":"2021-03-02"},{"$f":"WEEKDAY(Tabulation[[#This Row],[Date]])","v":3},{"$f":"IF(OR(Tabulation[[#This Row],[DayNo]]=1,Tabulation[[#This Row],[DayNo]]=7),1,0)","v":0},{"$f":"COUNTIF(Holidays,Tabulation[[#This Row],[Date]])","v":0},{"$f":"CONCATENATE(Tabulation[[#This Row],[Holiday]],Tabulation[[#This Row],[Season]],Tabulation[[#This Row],[Weekend]],\"-\",IF(Tabulation[[#This Row],[Hour]]<10,0,\"\"),C1469)","v":"0Winter0-01"},{"$f":"VLOOKUP(Tabulation[[#This Row],[Concat]],Table3[],8)","v":0.28519},{"$f":"(Tabulation[[#This Row],[AC System Output (kW)]]*Tabulation[[#This Row],[Rate]])","v":0}]
[3,2,2,0,{"$f":"Tabulation[[#This Row],[AC System Output (W)]]/1000","v":0},{"$f":"VLOOKUP(Tabulation[[#This Row],[Month]],Season,2)","v":"Winter"},{"$f":"(DATE(2021,Tabulation[[#This Row],[Month]],Tabulation[[#This Row],[Day]]))","v":"2021-03-02"},{"$f":"WEEKDAY(Tabulation[[#This Row],[Date]])","v":3},{"$f":"IF(OR(Tabulation[[#This Row],[DayNo]]=1,Tabulation[[#This Row],[DayNo]]=7),1,0)","v":0},{"$f":"COUNTIF(Holidays,Tabulation[[#This Row],[Date]])","v":0},{"$f":"CONCATENATE(Tabulation[[#This Row],[Holiday]],Tabulation[[#This Row],[Season]],Tabulation[[#This Row],[Weekend]],\"-\",IF(Tabulation[[#This Row],[Hour]]<10,0,\"\"),C1470)","v":"0Winter0-02"},{"$f":"VLOOKUP(Tabulation[[#This Row],[Concat]],Table3[],8)","v":0.28519},{"$f":"(Tabulation[[#This Row],[AC System Output (kW)]]*Tabulation[[#This Row],[Rate]])","v":0}]
[3,2,3,0,{"$f":"Tabulation[[#This Row],[AC System Output (W)]]/1000","v":0},{"$f":"VLOOKUP(Tabulation[[#This Row],[Month]],Season,2)","v":"Winter"},{"$f":"(DATE(2021,Tabulation[[#This Row],[Month]],Tabulation[[#This Row],[Day]]))","v":"2021-03-02"},{"$f":"WEEKDAY(Tabulation[[#This Row],[Date]])","v":3},{"$f":"IF(OR(Tabulation[[#This Row],[DayNo]]=1,Tabulation[[#This Row],[DayNo]]=7),1,0)","v":0},{"$f":"COUNTIF(Holidays,Tabulation[[#This Row],[Date]])","v":0},{"$f":"CONCATENATE(Tabulation[[#This Row],[Holiday]],Tabulation[[#This Row],[Season]],Tabulation[[#This Row],[Weekend]],\"-\",IF(Tabulation[[#This Row],[Hour]]<10,0,\"\"),C1471)","v":"0Winter0-03"},{"$f":"VLOOKUP(Tabulation[[#This Row],[Concat]],Table3[],8)","v":0.28519},{"$f":"(Tabulation[[#This Row],[AC System Output (kW)]]*Tabulation[[#This Row],[Rate]])","v":0}]
[3,2,4,0,{"$f":"Tabulation[[#This Row],[AC System Output (W)]]/1000","v":0},{"$f":"VLOOKUP(Tabulation[[#This Row],[Month]],Season,2)","v":"Winter"},{"$f":"(DATE(2021,Tabulation[[#This Row],[Month]],Tabulation[[#This Row],[Day]]))","v":"2021-03-02"},{"$f":"WEEKDAY(Tabulation[[#This Row],[Date]])","v":3},{"$f":"IF(OR(Tabulation[[#This Row],[DayNo]]=1,Tabulation[[#This Row],[DayNo]]=7),1,0)","v":0},{"$f":"COUNTIF(Holidays,Tabulation[[#This Row],[Date]])","v":0},{"$f":"CONCATENATE(Tabulation[[#This Row],[Holiday]],Tabulation[[#This Row],[Season]],Tabulation[[#This Row],[Weekend]],\"-\",IF(Tabulation[[#This Row],[Hour]]<10,0,\"\"),C1472)","v":"0Winter0-04"},{"$f":"VLOOKUP(Tabulation[[#This Row],[Concat]],Table3[],8)","v":0.28519},{"$f":"(Tabulation[[#This Row],[AC System Output (kW)]]*Tabulation[[#This Row],[Rate]])","v":0}]
[3,2,5,0,{"$f":"Tabulation[[#This Row],[AC System Output (W)]]/1000","v":0},{"$f":"VLOOKUP(Tabulation[[#This Row],[Month]],Season,2)","v":"Winter"},{"$f":"(DATE(2021,Tabulation[[#This Row],[Month]],Tabulation[[#This Row],[Day]]))","v":"2021-03-02"},{"$f":"WEEKDAY(Tabulation[[#This Row],[Date]])","v":3},{"$f":"IF(OR(Tabulation[[#This Row],[DayNo]]=1,Tabulation[[#This Row],[DayNo]]=7),1,0)","v":0},{"$f":"COUNTIF(Holidays,Tabulation[[#This Row],[Date]])","v":0},{"$f":"CONCATENATE(Tabulation[[#This Row],[Holiday]],Tabulation[[#This Row],[Season]],Tabulation[[#This Row],[Weekend]],\"-\",IF(Tabulation[[#This Row],[Hour]]<10,0,\"\"),C1473)","v":"0Winter0-05"},{"$f":"VLOOKUP(Tabulation[[#This Row],[Concat]],Table3[],8)","v":0.28519},{"$f":"(Tabulation[[#This Row],[AC System Output (kW)]]*Tabulation[[#This Row],[Rate]])","v":0}]
[3,2,6,0,{"$f":"Tabulation[[#This Row],[AC System Output (W)]]/1000","v":0},{"$f":"VLOOKUP(Tabulation[[#This Row],[Month]],Season,2)","v":"Winter"},{"$f":"(DATE(2021,Tabulation[[#This Row],[Month]],Tabulation[[#This Row],[Day]]))","v":"2021-03-02"},{"$f":"WEEKDAY(Tabulation[[#This Row],[Date]])","v":3},{"$f":"IF(OR(Tabulation[[#This Row],[DayNo]]=1,Tabulation[[#This Row],[DayNo]]=7),1,0)","v":0},{"$f":"COUNTIF(Holidays,Tabulation[[#This Row],[Date]])","v":0},{"$f":"CONCATENATE(Tabulation[[#This Row],[Holiday]],Tabulation[[#This Row],[Season]],Tabulation[[#This Row],[Weekend]],\"-\",IF(Tabulation[[#This Row],[Hour]]<10,0,\"\"),C1474)","v":"0Winter0-06"},{"$f":"VLOOKUP(Tabulation[[#This Row],[Concat]],Table3[],8)","v":0.28519},{"$f":"(Tabulation[[#This Row],[AC System Output (kW)]]*Tabulation[[#This Row],[Rate]])","v":0}]
[3,2,7,332.93799999999999,{"$f":"Tabulation[[#This Row],[AC System Output (W)]]/1000","v":0.33293800000000001},{"$f":"VLOOKUP(Tabulation[[#This Row],[Month]],Season,2)","v":"Winter"},{"$f":"(DATE(2021,Tabulation[[#This Row],[Month]],Tabulation[[#This Row],[Day]]))","v":"2021-03-02"},{"$f":"WEEKDAY(Tabulation[[#This Row],[Date]])","v":3},{"$f":"IF(OR(Tabulation[[#This Row],[DayNo]]=1,Tabulation[[#This Row],[DayNo]]=7),1,0)","v":0},{"$f":"COUNTIF(Holidays,Tabulation[[#This Row],[Date]])","v":0},{"$f":"CONCATENATE(Tabulation[[#This Row],[Holiday]],Tabulation[[#This Row],[Season]],Tabulation[[#This Row],[Weekend]],\"-\",IF(Tabulation[[#This Row],[Hour]]<10,0,\"\"),C1475)","v":"0Winter0-07"},{"$f":"VLOOKUP(Tabulation[[#This Row],[Concat]],Table3[],8)","v":0.28519},{"$f":"(Tabulation[[#This Row],[AC System Output (kW)]]*Tabulation[[#This Row],[Rate]])","v":9.4950588220000007E-2}]
[3,2,8,1560.598,{"$f":"Tabulation[[#This Row],[AC System Output (W)]]/1000","v":1.5605979999999999},{"$f":"VLOOKUP(Tabulation[[#This Row],[Month]],Season,2)","v":"Winter"},{"$f":"(DATE(2021,Tabulation[[#This Row],[Month]],Tabulation[[#This Row],[Day]]))","v":"2021-03-02"},{"$f":"WEEKDAY(Tabulation[[#This Row],[Date]])","v":3},{"$f":"IF(OR(Tabulation[[#This Row],[DayNo]]=1,Tabulation[[#This Row],[DayNo]]=7),1,0)","v":0},{"$f":"COUNTIF(Holidays,Tabulation[[#This Row],[Date]])","v":0},{"$f":"CONCATENATE(Tabulation[[#This Row],[Holiday]],Tabulation[[#This Row],[Season]],Tabulation[[#This Row],[Weekend]],\"-\",IF(Tabulation[[#This Row],[Hour]]<10,0,\"\"),C1476)","v":"0Winter0-08"},{"$f":"VLOOKUP(Tabulation[[#This Row],[Concat]],Table3[],8)","v":0.28519},{"$f":"(Tabulation[[#This Row],[AC System Output (kW)]]*Tabulation[[#This Row],[Rate]])","v":0.44506694361999999}]
[3,2,9,2306.221,{"$f":"Tabulation[[#This Row],[AC System Output (W)]]/1000","v":2.3062209999999999},{"$f":"VLOOKUP(Tabulation[[#This Row],[Month]],Season,2)","v":"Winter"},{"$f":"(DATE(2021,Tabulation[[#This Row],[Month]],Tabulation[[#This Row],[Day]]))","v":"2021-03-02"},{"$f":"WEEKDAY(Tabulation[[#This Row],[Date]])","v":3},{"$f":"IF(OR(Tabulation[[#This Row],[DayNo]]=1,Tabulation[[#This Row],[DayNo]]=7),1,0)","v":0},{"$f":"COUNTIF(Holidays,Tabulation[[#This Row],[Date]])","v":0},{"$f":"CONCATENATE(Tabulation[[#This Row],[Holiday]],Tabulation[[#This Row],[Season]],Tabulation[[#This Row],[Weekend]],\"-\",IF(Tabulation[[#This Row],[Hour]]<10,0,\"\"),C1477)","v":"0Winter0-09"},{"$f":"VLOOKUP(Tabulation[[#This Row],[Concat]],Table3[],8)","v":0.28519},{"$f":"(Tabulation[[#This Row],[AC System Output (kW)]]*Tabulation[[#This Row],[Rate]])","v":0.65771116698999998}]
[3,2,10,2783.1280000000002,{"$f":"Tabulation[[#This Row],[AC System Output (W)]]/1000","v":2.783128},{"$f":"VLOOKUP(Tabulation[[#This Row],[Month]],Season,2)","v":"Winter"},{"$f":"(DATE(2021,Tabulation[[#This Row],[Month]],Tabulation[[#This Row],[Day]]))","v":"2021-03-02"},{"$f":"WEEKDAY(Tabulation[[#This Row],[Date]])","v":3},{"$f":"IF(OR(Tabulation[[#This Row],[DayNo]]=1,Tabulation[[#This Row],[DayNo]]=7),1,0)","v":0},{"$f":"COUNTIF(Holidays,Tabulation[[#This Row],[Date]])","v":0},{"$f":"CONCATENATE(Tabulation[[#This Row],[Holiday]],Tabulation[[#This Row],[Season]],Tabulation[[#This Row],[Weekend]],\"-\",IF(Tabulation[[#This Row],[Hour]]<10,0,\"\"),C1478)","v":"0Winter0-10"},{"$f":"VLOOKUP(Tabulation[[#This Row],[Concat]],Table3[],8)","v":0.28519},{"$f":"(Tabulation[[#This Row],[AC System Output (kW)]]*Tabulation[[#This Row],[Rate]])","v":0.79372027432000003}]
[3,2,11,2997.0039999999999,{"$f":"Tabulation[[#This Row],[AC System Output (W)]]/1000","v":2.997004},{"$f":"VLOOKUP(Tabulation[[#This Row],[Month]],Season,2)","v":"Winter"},{"$f":"(DATE(2021,Tabulation[[#This Row],[Month]],Tabulation[[#This Row],[Day]]))","v":"2021-03-02"},{"$f":"WEEKDAY(Tabulation[[#This Row],[Date]])","v":3},{"$f":"IF(OR(Tabulation[[#This Row],[DayNo]]=1,Tabulation[[#This Row],[DayNo]]=7),1,0)","v":0},{"$f":"COUNTIF(Holidays,Tabulation[[#This Row],[Date]])","v":0},{"$f":"CONCATENATE(Tabulation[[#This Row],[Holiday]],Tabulation[[#This Row],[Season]],Tabulation[[#This Row],[Weekend]],\"-\",IF(Tabulation[[#This Row],[Hour]]<10,0,\"\"),C1479)","v":"0Winter0-11"},{"$f":"VLOOKUP(Tabulation[[#This Row],[Concat]],Table3[],8)","v":0.28519},{"$f":"(Tabulation[[#This Row],[AC System Output (kW)]]*Tabulation[[#This Row],[Rate]])","v":0.85471557076000004}]
[3,2,12,3041.6350000000002,{"$f":"Tabulation[[#This Row],[AC System Output (W)]]/1000","v":3.0416350000000003},{"$f":"VLOOKUP(Tabulation[[#This Row],[Month]],Season,2)","v":"Winter"},{"$f":"(DATE(2021,Tabulation[[#This Row],[Month]],Tabulation[[#This Row],[Day]]))","v":"2021-03-02"},{"$f":"WEEKDAY(Tabulation[[#This Row],[Date]])","v":3},{"$f":"IF(OR(Tabulation[[#This Row],[DayNo]]=1,Tabulation[[#This Row],[DayNo]]=7),1,0)","v":0},{"$f":"COUNTIF(Holidays,Tabulation[[#This Row],[Date]])","v":0},{"$f":"CONCATENATE(Tabulation[[#This Row],[Holiday]],Tabulation[[#This Row],[Season]],Tabulation[[#This Row],[Weekend]],\"-\",IF(Tabulation[[#This Row],[Hour]]<10,0,\"\"),C1480)","v":"0Winter0-12"},{"$f":"VLOOKUP(Tabulation[[#This Row],[Concat]],Table3[],8)","v":0.28519},{"$f":"(Tabulation[[#This Row],[AC System Output (kW)]]*Tabulation[[#This Row],[Rate]])","v":0.86744388565000008}]
[3,2,13,2858.7449999999999,{"$f":"Tabulation[[#This Row],[AC System Output (W)]]/1000","v":2.8587449999999999},{"$f":"VLOOKUP(Tabulation[[#This Row],[Month]],Season,2)","v":"Winter"},{"$f":"(DATE(2021,Tabulation[[#This Row],[Month]],Tabulation[[#This Row],[Day]]))","v":"2021-03-02"},{"$f":"WEEKDAY(Tabulation[[#This Row],[Date]])","v":3},{"$f":"IF(OR(Tabulation[[#This Row],[DayNo]]=1,Tabulation[[#This Row],[DayNo]]=7),1,0)","v":0},{"$f":"COUNTIF(Holidays,Tabulation[[#This Row],[Date]])","v":0},{"$f":"CONCATENATE(Tabulation[[#This Row],[Holiday]],Tabulation[[#This Row],[Season]],Tabulation[[#This Row],[Weekend]],\"-\",IF(Tabulation[[#This Row],[Hour]]<10,0,\"\"),C1481)","v":"0Winter0-13"},{"$f":"VLOOKUP(Tabulation[[#This Row],[Concat]],Table3[],8)","v":0.28519},{"$f":"(Tabulation[[#This Row],[AC System Output (kW)]]*Tabulation[[#This Row],[Rate]])","v":0.81528548654999999}]
[3,2,14,2475.0239999999999,{"$f":"Tabulation[[#This Row],[AC System Output (W)]]/1000","v":2.4750239999999999},{"$f":"VLOOKUP(Tabulation[[#This Row],[Month]],Season,2)","v":"Winter"},{"$f":"(DATE(2021,Tabulation[[#This Row],[Month]],Tabulation[[#This Row],[Day]]))","v":"2021-03-02"},{"$f":"WEEKDAY(Tabulation[[#This Row],[Date]])","v":3},{"$f":"IF(OR(Tabulation[[#This Row],[DayNo]]=1,Tabulation[[#This Row],[DayNo]]=7),1,0)","v":0},{"$f":"COUNTIF(Holidays,Tabulation[[#This Row],[Date]])","v":0},{"$f":"CONCATENATE(Tabulation[[#This Row],[Holiday]],Tabulation[[#This Row],[Season]],Tabulation[[#This Row],[Weekend]],\"-\",IF(Tabulation[[#This Row],[Hour]]<10,0,\"\"),C1482)","v":"0Winter0-14"},{"$f":"VLOOKUP(Tabulation[[#This Row],[Concat]],Table3[],8)","v":0.28519},{"$f":"(Tabulation[[#This Row],[AC System Output (kW)]]*Tabulation[[#This Row],[Rate]])","v":0.70585209455999998}]
[3,2,15,1890.9839999999999,{"$f":"Tabulation[[#This Row],[AC System Output (W)]]/1000","v":1.890984},{"$f":"VLOOKUP(Tabulation[[#This Row],[Month]],Season,2)","v":"Winter"},{"$f":"(DATE(2021,Tabulation[[#This Row],[Month]],Tabulation[[#This Row],[Day]]))","v":"2021-03-02"},{"$f":"WEEKDAY(Tabulation[[#This Row],[Date]])","v":3},{"$f":"IF(OR(Tabulation[[#This Row],[DayNo]]=1,Tabulation[[#This Row],[DayNo]]=7),1,0)","v":0},{"$f":"COUNTIF(Holidays,Tabulation[[#This Row],[Date]])","v":0},{"$f":"CONCATENATE(Tabulation[[#This Row],[Holiday]],Tabulation[[#This Row],[Season]],Tabulation[[#This Row],[Weekend]],\"-\",IF(Tabulation[[#This Row],[Hour]]<10,0,\"\"),C1483)","v":"0Winter0-15"},{"$f":"VLOOKUP(Tabulation[[#This Row],[Concat]],Table3[],8)","v":0.28519},{"$f":"(Tabulation[[#This Row],[AC System Output (kW)]]*Tabulation[[#This Row],[Rate]])","v":0.53928972695999999}]
[3,2,16,1060.4269999999999,{"$f":"Tabulation[[#This Row],[AC System Output (W)]]/1000","v":1.060427},{"$f":"VLOOKUP(Tabulation[[#This Row],[Month]],Season,2)","v":"Winter"},{"$f":"(DATE(2021,Tabulation[[#This Row],[Month]],Tabulation[[#This Row],[Day]]))","v":"2021-03-02"},{"$f":"WEEKDAY(Tabulation[[#This Row],[Date]])","v":3},{"$f":"IF(OR(Tabulation[[#This Row],[DayNo]]=1,Tabulation[[#This Row],[DayNo]]=7),1,0)","v":0},{"$f":"COUNTIF(Holidays,Tabulation[[#This Row],[Date]])","v":0},{"$f":"CONCATENATE(Tabulation[[#This Row],[Holiday]],Tabulation[[#This Row],[Season]],Tabulation[[#This Row],[Weekend]],\"-\",IF(Tabulation[[#This Row],[Hour]]<10,0,\"\"),C1484)","v":"0Winter0-16"},{"$f":"VLOOKUP(Tabulation[[#This Row],[Concat]],Table3[],8)","v":0.28519},{"$f":"(Tabulation[[#This Row],[AC System Output (kW)]]*Tabulation[[#This Row],[Rate]])","v":0.30242317613000003}]
[3,2,17,223.05600000000001,{"$f":"Tabulation[[#This Row],[AC System Output (W)]]/1000","v":0.223056},{"$f":"VLOOKUP(Tabulation[[#This Row],[Month]],Season,2)","v":"Winter"},{"$f":"(DATE(2021,Tabulation[[#This Row],[Month]],Tabulation[[#This Row],[Day]]))","v":"2021-03-02"},{"$f":"WEEKDAY(Tabulation[[#This Row],[Date]])","v":3},{"$f":"IF(OR(Tabulation[[#This Row],[DayNo]]=1,Tabulation[[#This Row],[DayNo]]=7),1,0)","v":0},{"$f":"COUNTIF(Holidays,Tabulation[[#This Row],[Date]])","v":0},{"$f":"CONCATENATE(Tabulation[[#This Row],[Holiday]],Tabulation[[#This Row],[Season]],Tabulation[[#This Row],[Weekend]],\"-\",IF(Tabulation[[#This Row],[Hour]]<10,0,\"\"),C1485)","v":"0Winter0-17"},{"$f":"VLOOKUP(Tabulation[[#This Row],[Concat]],Table3[],8)","v":0.30257000000000001},{"$f":"(Tabulation[[#This Row],[AC System Output (kW)]]*Tabulation[[#This Row],[Rate]])","v":6.7490053920000001E-2}]
[3,2,18,0,{"$f":"Tabulation[[#This Row],[AC System Output (W)]]/1000","v":0},{"$f":"VLOOKUP(Tabulation[[#This Row],[Month]],Season,2)","v":"Winter"},{"$f":"(DATE(2021,Tabulation[[#This Row],[Month]],Tabulation[[#This Row],[Day]]))","v":"2021-03-02"},{"$f":"WEEKDAY(Tabulation[[#This Row],[Date]])","v":3},{"$f":"IF(OR(Tabulation[[#This Row],[DayNo]]=1,Tabulation[[#This Row],[DayNo]]=7),1,0)","v":0},{"$f":"COUNTIF(Holidays,Tabulation[[#This Row],[Date]])","v":0},{"$f":"CONCATENATE(Tabulation[[#This Row],[Holiday]],Tabulation[[#This Row],[Season]],Tabulation[[#This Row],[Weekend]],\"-\",IF(Tabulation[[#This Row],[Hour]]<10,0,\"\"),C1486)","v":"0Winter0-18"},{"$f":"VLOOKUP(Tabulation[[#This Row],[Concat]],Table3[],8)","v":0.30257000000000001},{"$f":"(Tabulation[[#This Row],[AC System Output (kW)]]*Tabulation[[#This Row],[Rate]])","v":0}]
[3,2,19,0,{"$f":"Tabulation[[#This Row],[AC System Output (W)]]/1000","v":0},{"$f":"VLOOKUP(Tabulation[[#This Row],[Month]],Season,2)","v":"Winter"},{"$f":"(DATE(2021,Tabulation[[#This Row],[Month]],Tabulation[[#This Row],[Day]]))","v":"2021-03-02"},{"$f":"WEEKDAY(Tabulation[[#This Row],[Date]])","v":3},{"$f":"IF(OR(Tabulation[[#This Row],[DayNo]]=1,Tabulation[[#This Row],[DayNo]]=7),1,0)","v":0},{"$f":"COUNTIF(Holidays,Tabulation[[#This Row],[Date]])","v":0},{"$f":"CONCATENATE(Tabulation[[#This Row],[Holiday]],Tabulation[[#This Row],[Season]],Tabulation[[#This Row],[Weekend]],\"-\",IF(Tabulation[[#This Row],[Hour]]<10,0,\"\"),C1487)","v":"0Winter0-19"},{"$f":"VLOOKUP(Tabulation[[#This Row],[Concat]],Table3[],8)","v":0.30257000000000001},{"$f":"(Tabulation[[#This Row],[AC System Output (kW)]]*Tabulation[[#This Row],[Rate]])","v":0}]
[3,2,20,0,{"$f":"Tabulation[[#This Row],[AC System Output (W)]]/1000","v":0},{"$f":"VLOOKUP(Tabulation[[#This Row],[Month]],Season,2)","v":"Winter"},{"$f":"(DATE(2021,Tabulation[[#This Row],[Month]],Tabulation[[#This Row],[Day]]))","v":"2021-03-02"},{"$f":"WEEKDAY(Tabulation[[#This Row],[Date]])","v":3},{"$f":"IF(OR(Tabulation[[#This Row],[DayNo]]=1,Tabulation[[#This Row],[DayNo]]=7),1,0)","v":0},{"$f":"COUNTIF(Holidays,Tabulation[[#This Row],[Date]])","v":0},{"$f":"CONCATENATE(Tabulation[[#This Row],[Holiday]],Tabulation[[#This Row],[Season]],Tabulation[[#This Row],[Weekend]],\"-\",IF(Tabulation[[#This Row],[Hour]]<10,0,\"\"),C1488)","v":"0Winter0-20"},{"$f":"VLOOKUP(Tabulation[[#This Row],[Concat]],Table3[],8)","v":0.28519},{"$f":"(Tabulation[[#This Row],[AC System Output (kW)]]*Tabulation[[#This Row],[Rate]])","v":0}]
[3,2,21,0,{"$f":"Tabulation[[#This Row],[AC System Output (W)]]/1000","v":0},{"$f":"VLOOKUP(Tabulation[[#This Row],[Month]],Season,2)","v":"Winter"},{"$f":"(DATE(2021,Tabulation[[#This Row],[Month]],Tabulation[[#This Row],[Day]]))","v":"2021-03-02"},{"$f":"WEEKDAY(Tabulation[[#This Row],[Date]])","v":3},{"$f":"IF(OR(Tabulation[[#This Row],[DayNo]]=1,Tabulation[[#This Row],[DayNo]]=7),1,0)","v":0},{"$f":"COUNTIF(Holidays,Tabulation[[#This Row],[Date]])","v":0},{"$f":"CONCATENATE(Tabulation[[#This Row],[Holiday]],Tabulation[[#This Row],[Season]],Tabulation[[#This Row],[Weekend]],\"-\",IF(Tabulation[[#This Row],[Hour]]<10,0,\"\"),C1489)","v":"0Winter0-21"},{"$f":"VLOOKUP(Tabulation[[#This Row],[Concat]],Table3[],8)","v":0.28519},{"$f":"(Tabulation[[#This Row],[AC System Output (kW)]]*Tabulation[[#This Row],[Rate]])","v":0}]
[3,2,22,0,{"$f":"Tabulation[[#This Row],[AC System Output (W)]]/1000","v":0},{"$f":"VLOOKUP(Tabulation[[#This Row],[Month]],Season,2)","v":"Winter"},{"$f":"(DATE(2021,Tabulation[[#This Row],[Month]],Tabulation[[#This Row],[Day]]))","v":"2021-03-02"},{"$f":"WEEKDAY(Tabulation[[#This Row],[Date]])","v":3},{"$f":"IF(OR(Tabulation[[#This Row],[DayNo]]=1,Tabulation[[#This Row],[DayNo]]=7),1,0)","v":0},{"$f":"COUNTIF(Holidays,Tabulation[[#This Row],[Date]])","v":0},{"$f":"CONCATENATE(Tabulation[[#This Row],[Holiday]],Tabulation[[#This Row],[Season]],Tabulation[[#This Row],[Weekend]],\"-\",IF(Tabulation[[#This Row],[Hour]]<10,0,\"\"),C1490)","v":"0Winter0-22"},{"$f":"VLOOKUP(Tabulation[[#This Row],[Concat]],Table3[],8)","v":0.28519},{"$f":"(Tabulation[[#This Row],[AC System Output (kW)]]*Tabulation[[#This Row],[Rate]])","v":0}]
[3,2,23,0,{"$f":"Tabulation[[#This Row],[AC System Output (W)]]/1000","v":0},{"$f":"VLOOKUP(Tabulation[[#This Row],[Month]],Season,2)","v":"Winter"},{"$f":"(DATE(2021,Tabulation[[#This Row],[Month]],Tabulation[[#This Row],[Day]]))","v":"2021-03-02"},{"$f":"WEEKDAY(Tabulation[[#This Row],[Date]])","v":3},{"$f":"IF(OR(Tabulation[[#This Row],[DayNo]]=1,Tabulation[[#This Row],[DayNo]]=7),1,0)","v":0},{"$f":"COUNTIF(Holidays,Tabulation[[#This Row],[Date]])","v":0},{"$f":"CONCATENATE(Tabulation[[#This Row],[Holiday]],Tabulation[[#This Row],[Season]],Tabulation[[#This Row],[Weekend]],\"-\",IF(Tabulation[[#This Row],[Hour]]<10,0,\"\"),C1491)","v":"0Winter0-23"},{"$f":"VLOOKUP(Tabulation[[#This Row],[Concat]],Table3[],8)","v":0.28519},{"$f":"(Tabulation[[#This Row],[AC System Output (kW)]]*Tabulation[[#This Row],[Rate]])","v":0}]
[3,3,0,0,{"$f":"Tabulation[[#This Row],[AC System Output (W)]]/1000","v":0},{"$f":"VLOOKUP(Tabulation[[#This Row],[Month]],Season,2)","v":"Winter"},{"$f":"(DATE(2021,Tabulation[[#This Row],[Month]],Tabulation[[#This Row],[Day]]))","v":"2021-03-03"},{"$f":"WEEKDAY(Tabulation[[#This Row],[Date]])","v":4},{"$f":"IF(OR(Tabulation[[#This Row],[DayNo]]=1,Tabulation[[#This Row],[DayNo]]=7),1,0)","v":0},{"$f":"COUNTIF(Holidays,Tabulation[[#This Row],[Date]])","v":0},{"$f":"CONCATENATE(Tabulation[[#This Row],[Holiday]],Tabulation[[#This Row],[Season]],Tabulation[[#This Row],[Weekend]],\"-\",IF(Tabulation[[#This Row],[Hour]]<10,0,\"\"),C1492)","v":"0Winter0-00"},{"$f":"VLOOKUP(Tabulation[[#This Row],[Concat]],Table3[],8)","v":0.28519},{"$f":"(Tabulation[[#This Row],[AC System Output (kW)]]*Tabulation[[#This Row],[Rate]])","v":0}]
[3,3,1,0,{"$f":"Tabulation[[#This Row],[AC System Output (W)]]/1000","v":0},{"$f":"VLOOKUP(Tabulation[[#This Row],[Month]],Season,2)","v":"Winter"},{"$f":"(DATE(2021,Tabulation[[#This Row],[Month]],Tabulation[[#This Row],[Day]]))","v":"2021-03-03"},{"$f":"WEEKDAY(Tabulation[[#This Row],[Date]])","v":4},{"$f":"IF(OR(Tabulation[[#This Row],[DayNo]]=1,Tabulation[[#This Row],[DayNo]]=7),1,0)","v":0},{"$f":"COUNTIF(Holidays,Tabulation[[#This Row],[Date]])","v":0},{"$f":"CONCATENATE(Tabulation[[#This Row],[Holiday]],Tabulation[[#This Row],[Season]],Tabulation[[#This Row],[Weekend]],\"-\",IF(Tabulation[[#This Row],[Hour]]<10,0,\"\"),C1493)","v":"0Winter0-01"},{"$f":"VLOOKUP(Tabulation[[#This Row],[Concat]],Table3[],8)","v":0.28519},{"$f":"(Tabulation[[#This Row],[AC System Output (kW)]]*Tabulation[[#This Row],[Rate]])","v":0}]
[3,3,2,0,{"$f":"Tabulation[[#This Row],[AC System Output (W)]]/1000","v":0},{"$f":"VLOOKUP(Tabulation[[#This Row],[Month]],Season,2)","v":"Winter"},{"$f":"(DATE(2021,Tabulation[[#This Row],[Month]],Tabulation[[#This Row],[Day]]))","v":"2021-03-03"},{"$f":"WEEKDAY(Tabulation[[#This Row],[Date]])","v":4},{"$f":"IF(OR(Tabulation[[#This Row],[DayNo]]=1,Tabulation[[#This Row],[DayNo]]=7),1,0)","v":0},{"$f":"COUNTIF(Holidays,Tabulation[[#This Row],[Date]])","v":0},{"$f":"CONCATENATE(Tabulation[[#This Row],[Holiday]],Tabulation[[#This Row],[Season]],Tabulation[[#This Row],[Weekend]],\"-\",IF(Tabulation[[#This Row],[Hour]]<10,0,\"\"),C1494)","v":"0Winter0-02"},{"$f":"VLOOKUP(Tabulation[[#This Row],[Concat]],Table3[],8)","v":0.28519},{"$f":"(Tabulation[[#This Row],[AC System Output (kW)]]*Tabulation[[#This Row],[Rate]])","v":0}]
[3,3,3,0,{"$f":"Tabulation[[#This Row],[AC System Output (W)]]/1000","v":0},{"$f":"VLOOKUP(Tabulation[[#This Row],[Month]],Season,2)","v":"Winter"},{"$f":"(DATE(2021,Tabulation[[#This Row],[Month]],Tabulation[[#This Row],[Day]]))","v":"2021-03-03"},{"$f":"WEEKDAY(Tabulation[[#This Row],[Date]])","v":4},{"$f":"IF(OR(Tabulation[[#This Row],[DayNo]]=1,Tabulation[[#This Row],[DayNo]]=7),1,0)","v":0},{"$f":"COUNTIF(Holidays,Tabulation[[#This Row],[Date]])","v":0},{"$f":"CONCATENATE(Tabulation[[#This Row],[Holiday]],Tabulation[[#This Row],[Season]],Tabulation[[#This Row],[Weekend]],\"-\",IF(Tabulation[[#This Row],[Hour]]<10,0,\"\"),C1495)","v":"0Winter0-03"},{"$f":"VLOOKUP(Tabulation[[#This Row],[Concat]],Table3[],8)","v":0.28519},{"$f":"(Tabulation[[#This Row],[AC System Output (kW)]]*Tabulation[[#This Row],[Rate]])","v":0}]
[3,3,4,0,{"$f":"Tabulation[[#This Row],[AC System Output (W)]]/1000","v":0},{"$f":"VLOOKUP(Tabulation[[#This Row],[Month]],Season,2)","v":"Winter"},{"$f":"(DATE(2021,Tabulation[[#This Row],[Month]],Tabulation[[#This Row],[Day]]))","v":"2021-03-03"},{"$f":"WEEKDAY(Tabulation[[#This Row],[Date]])","v":4},{"$f":"IF(OR(Tabulation[[#This Row],[DayNo]]=1,Tabulation[[#This Row],[DayNo]]=7),1,0)","v":0},{"$f":"COUNTIF(Holidays,Tabulation[[#This Row],[Date]])","v":0},{"$f":"CONCATENATE(Tabulation[[#This Row],[Holiday]],Tabulation[[#This Row],[Season]],Tabulation[[#This Row],[Weekend]],\"-\",IF(Tabulation[[#This Row],[Hour]]<10,0,\"\"),C1496)","v":"0Winter0-04"},{"$f":"VLOOKUP(Tabulation[[#This Row],[Concat]],Table3[],8)","v":0.28519},{"$f":"(Tabulation[[#This Row],[AC System Output (kW)]]*Tabulation[[#This Row],[Rate]])","v":0}]
[3,3,5,0,{"$f":"Tabulation[[#This Row],[AC System Output (W)]]/1000","v":0},{"$f":"VLOOKUP(Tabulation[[#This Row],[Month]],Season,2)","v":"Winter"},{"$f":"(DATE(2021,Tabulation[[#This Row],[Month]],Tabulation[[#This Row],[Day]]))","v":"2021-03-03"},{"$f":"WEEKDAY(Tabulation[[#This Row],[Date]])","v":4},{"$f":"IF(OR(Tabulation[[#This Row],[DayNo]]=1,Tabulation[[#This Row],[DayNo]]=7),1,0)","v":0},{"$f":"COUNTIF(Holidays,Tabulation[[#This Row],[Date]])","v":0},{"$f":"CONCATENATE(Tabulation[[#This Row],[Holiday]],Tabulation[[#This Row],[Season]],Tabulation[[#This Row],[Weekend]],\"-\",IF(Tabulation[[#This Row],[Hour]]<10,0,\"\"),C1497)","v":"0Winter0-05"},{"$f":"VLOOKUP(Tabulation[[#This Row],[Concat]],Table3[],8)","v":0.28519},{"$f":"(Tabulation[[#This Row],[AC System Output (kW)]]*Tabulation[[#This Row],[Rate]])","v":0}]
[3,3,6,0,{"$f":"Tabulation[[#This Row],[AC System Output (W)]]/1000","v":0},{"$f":"VLOOKUP(Tabulation[[#This Row],[Month]],Season,2)","v":"Winter"},{"$f":"(DATE(2021,Tabulation[[#This Row],[Month]],Tabulation[[#This Row],[Day]]))","v":"2021-03-03"},{"$f":"WEEKDAY(Tabulation[[#This Row],[Date]])","v":4},{"$f":"IF(OR(Tabulation[[#This Row],[DayNo]]=1,Tabulation[[#This Row],[DayNo]]=7),1,0)","v":0},{"$f":"COUNTIF(Holidays,Tabulation[[#This Row],[Date]])","v":0},{"$f":"CONCATENATE(Tabulation[[#This Row],[Holiday]],Tabulation[[#This Row],[Season]],Tabulation[[#This Row],[Weekend]],\"-\",IF(Tabulation[[#This Row],[Hour]]<10,0,\"\"),C1498)","v":"0Winter0-06"},{"$f":"VLOOKUP(Tabulation[[#This Row],[Concat]],Table3[],8)","v":0.28519},{"$f":"(Tabulation[[#This Row],[AC System Output (kW)]]*Tabulation[[#This Row],[Rate]])","v":0}]
[3,3,7,331.47500000000002,{"$f":"Tabulation[[#This Row],[AC System Output (W)]]/1000","v":0.33147500000000002},{"$f":"VLOOKUP(Tabulation[[#This Row],[Month]],Season,2)","v":"Winter"},{"$f":"(DATE(2021,Tabulation[[#This Row],[Month]],Tabulation[[#This Row],[Day]]))","v":"2021-03-03"},{"$f":"WEEKDAY(Tabulation[[#This Row],[Date]])","v":4},{"$f":"IF(OR(Tabulation[[#This Row],[DayNo]]=1,Tabulation[[#This Row],[DayNo]]=7),1,0)","v":0},{"$f":"COUNTIF(Holidays,Tabulation[[#This Row],[Date]])","v":0},{"$f":"CONCATENATE(Tabulation[[#This Row],[Holiday]],Tabulation[[#This Row],[Season]],Tabulation[[#This Row],[Weekend]],\"-\",IF(Tabulation[[#This Row],[Hour]]<10,0,\"\"),C1499)","v":"0Winter0-07"},{"$f":"VLOOKUP(Tabulation[[#This Row],[Concat]],Table3[],8)","v":0.28519},{"$f":"(Tabulation[[#This Row],[AC System Output (kW)]]*Tabulation[[#This Row],[Rate]])","v":9.4533355250000006E-2}]
[3,3,8,1569.4269999999999,{"$f":"Tabulation[[#This Row],[AC System Output (W)]]/1000","v":1.5694269999999999},{"$f":"VLOOKUP(Tabulation[[#This Row],[Month]],Season,2)","v":"Winter"},{"$f":"(DATE(2021,Tabulation[[#This Row],[Month]],Tabulation[[#This Row],[Day]]))","v":"2021-03-03"},{"$f":"WEEKDAY(Tabulation[[#This Row],[Date]])","v":4},{"$f":"IF(OR(Tabulation[[#This Row],[DayNo]]=1,Tabulation[[#This Row],[DayNo]]=7),1,0)","v":0},{"$f":"COUNTIF(Holidays,Tabulation[[#This Row],[Date]])","v":0},{"$f":"CONCATENATE(Tabulation[[#This Row],[Holiday]],Tabulation[[#This Row],[Season]],Tabulation[[#This Row],[Weekend]],\"-\",IF(Tabulation[[#This Row],[Hour]]<10,0,\"\"),C1500)","v":"0Winter0-08"},{"$f":"VLOOKUP(Tabulation[[#This Row],[Concat]],Table3[],8)","v":0.28519},{"$f":"(Tabulation[[#This Row],[AC System Output (kW)]]*Tabulation[[#This Row],[Rate]])","v":0.44758488612999997}]
[3,3,9,2266.3389999999999,{"$f":"Tabulation[[#This Row],[AC System Output (W)]]/1000","v":2.2663389999999999},{"$f":"VLOOKUP(Tabulation[[#This Row],[Month]],Season,2)","v":"Winter"},{"$f":"(DATE(2021,Tabulation[[#This Row],[Month]],Tabulation[[#This Row],[Day]]))","v":"2021-03-03"},{"$f":"WEEKDAY(Tabulation[[#This Row],[Date]])","v":4},{"$f":"IF(OR(Tabulation[[#This Row],[DayNo]]=1,Tabulation[[#This Row],[DayNo]]=7),1,0)","v":0},{"$f":"COUNTIF(Holidays,Tabulation[[#This Row],[Date]])","v":0},{"$f":"CONCATENATE(Tabulation[[#This Row],[Holiday]],Tabulation[[#This Row],[Season]],Tabulation[[#This Row],[Weekend]],\"-\",IF(Tabulation[[#This Row],[Hour]]<10,0,\"\"),C1501)","v":"0Winter0-09"},{"$f":"VLOOKUP(Tabulation[[#This Row],[Concat]],Table3[],8)","v":0.28519},{"$f":"(Tabulation[[#This Row],[AC System Output (kW)]]*Tabulation[[#This Row],[Rate]])","v":0.64633721941}]
[3,3,10,2684.8739999999998,{"$f":"Tabulation[[#This Row],[AC System Output (W)]]/1000","v":2.6848739999999998},{"$f":"VLOOKUP(Tabulation[[#This Row],[Month]],Season,2)","v":"Winter"},{"$f":"(DATE(2021,Tabulation[[#This Row],[Month]],Tabulation[[#This Row],[Day]]))","v":"2021-03-03"},{"$f":"WEEKDAY(Tabulation[[#This Row],[Date]])","v":4},{"$f":"IF(OR(Tabulation[[#This Row],[DayNo]]=1,Tabulation[[#This Row],[DayNo]]=7),1,0)","v":0},{"$f":"COUNTIF(Holidays,Tabulation[[#This Row],[Date]])","v":0},{"$f":"CONCATENATE(Tabulation[[#This Row],[Holiday]],Tabulation[[#This Row],[Season]],Tabulation[[#This Row],[Weekend]],\"-\",IF(Tabulation[[#This Row],[Hour]]<10,0,\"\"),C1502)","v":"0Winter0-10"},{"$f":"VLOOKUP(Tabulation[[#This Row],[Concat]],Table3[],8)","v":0.28519},{"$f":"(Tabulation[[#This Row],[AC System Output (kW)]]*Tabulation[[#This Row],[Rate]])","v":0.76569921605999991}]
[3,3,11,2925.3809999999999,{"$f":"Tabulation[[#This Row],[AC System Output (W)]]/1000","v":2.9253809999999998},{"$f":"VLOOKUP(Tabulation[[#This Row],[Month]],Season,2)","v":"Winter"},{"$f":"(DATE(2021,Tabulation[[#This Row],[Month]],Tabulation[[#This Row],[Day]]))","v":"2021-03-03"},{"$f":"WEEKDAY(Tabulation[[#This Row],[Date]])","v":4},{"$f":"IF(OR(Tabulation[[#This Row],[DayNo]]=1,Tabulation[[#This Row],[DayNo]]=7),1,0)","v":0},{"$f":"COUNTIF(Holidays,Tabulation[[#This Row],[Date]])","v":0},{"$f":"CONCATENATE(Tabulation[[#This Row],[Holiday]],Tabulation[[#This Row],[Season]],Tabulation[[#This Row],[Weekend]],\"-\",IF(Tabulation[[#This Row],[Hour]]<10,0,\"\"),C1503)","v":"0Winter0-11"},{"$f":"VLOOKUP(Tabulation[[#This Row],[Concat]],Table3[],8)","v":0.28519},{"$f":"(Tabulation[[#This Row],[AC System Output (kW)]]*Tabulation[[#This Row],[Rate]])","v":0.8342894073899999}]
[3,3,12,2957.645,{"$f":"Tabulation[[#This Row],[AC System Output (W)]]/1000","v":2.9576449999999999},{"$f":"VLOOKUP(Tabulation[[#This Row],[Month]],Season,2)","v":"Winter"},{"$f":"(DATE(2021,Tabulation[[#This Row],[Month]],Tabulation[[#This Row],[Day]]))","v":"2021-03-03"},{"$f":"WEEKDAY(Tabulation[[#This Row],[Date]])","v":4},{"$f":"IF(OR(Tabulation[[#This Row],[DayNo]]=1,Tabulation[[#This Row],[DayNo]]=7),1,0)","v":0},{"$f":"COUNTIF(Holidays,Tabulation[[#This Row],[Date]])","v":0},{"$f":"CONCATENATE(Tabulation[[#This Row],[Holiday]],Tabulation[[#This Row],[Season]],Tabulation[[#This Row],[Weekend]],\"-\",IF(Tabulation[[#This Row],[Hour]]<10,0,\"\"),C1504)","v":"0Winter0-12"},{"$f":"VLOOKUP(Tabulation[[#This Row],[Concat]],Table3[],8)","v":0.28519},{"$f":"(Tabulation[[#This Row],[AC System Output (kW)]]*Tabulation[[#This Row],[Rate]])","v":0.8434907775499999}]
[3,3,13,2796.5889999999999,{"$f":"Tabulation[[#This Row],[AC System Output (W)]]/1000","v":2.796589},{"$f":"VLOOKUP(Tabulation[[#This Row],[Month]],Season,2)","v":"Winter"},{"$f":"(DATE(2021,Tabulation[[#This Row],[Month]],Tabulation[[#This Row],[Day]]))","v":"2021-03-03"},{"$f":"WEEKDAY(Tabulation[[#This Row],[Date]])","v":4},{"$f":"IF(OR(Tabulation[[#This Row],[DayNo]]=1,Tabulation[[#This Row],[DayNo]]=7),1,0)","v":0},{"$f":"COUNTIF(Holidays,Tabulation[[#This Row],[Date]])","v":0},{"$f":"CONCATENATE(Tabulation[[#This Row],[Holiday]],Tabulation[[#This Row],[Season]],Tabulation[[#This Row],[Weekend]],\"-\",IF(Tabulation[[#This Row],[Hour]]<10,0,\"\"),C1505)","v":"0Winter0-13"},{"$f":"VLOOKUP(Tabulation[[#This Row],[Concat]],Table3[],8)","v":0.28519},{"$f":"(Tabulation[[#This Row],[AC System Output (kW)]]*Tabulation[[#This Row],[Rate]])","v":0.79755921690999998}]
[3,3,14,2436.3560000000002,{"$f":"Tabulation[[#This Row],[AC System Output (W)]]/1000","v":2.4363560000000004},{"$f":"VLOOKUP(Tabulation[[#This Row],[Month]],Season,2)","v":"Winter"},{"$f":"(DATE(2021,Tabulation[[#This Row],[Month]],Tabulation[[#This Row],[Day]]))","v":"2021-03-03"},{"$f":"WEEKDAY(Tabulation[[#This Row],[Date]])","v":4},{"$f":"IF(OR(Tabulation[[#This Row],[DayNo]]=1,Tabulation[[#This Row],[DayNo]]=7),1,0)","v":0},{"$f":"COUNTIF(Holidays,Tabulation[[#This Row],[Date]])","v":0},{"$f":"CONCATENATE(Tabulation[[#This Row],[Holiday]],Tabulation[[#This Row],[Season]],Tabulation[[#This Row],[Weekend]],\"-\",IF(Tabulation[[#This Row],[Hour]]<10,0,\"\"),C1506)","v":"0Winter0-14"},{"$f":"VLOOKUP(Tabulation[[#This Row],[Concat]],Table3[],8)","v":0.28519},{"$f":"(Tabulation[[#This Row],[AC System Output (kW)]]*Tabulation[[#This Row],[Rate]])","v":0.69482436764000011}]
[3,3,15,1861.07,{"$f":"Tabulation[[#This Row],[AC System Output (W)]]/1000","v":1.86107},{"$f":"VLOOKUP(Tabulation[[#This Row],[Month]],Season,2)","v":"Winter"},{"$f":"(DATE(2021,Tabulation[[#This Row],[Month]],Tabulation[[#This Row],[Day]]))","v":"2021-03-03"},{"$f":"WEEKDAY(Tabulation[[#This Row],[Date]])","v":4},{"$f":"IF(OR(Tabulation[[#This Row],[DayNo]]=1,Tabulation[[#This Row],[DayNo]]=7),1,0)","v":0},{"$f":"COUNTIF(Holidays,Tabulation[[#This Row],[Date]])","v":0},{"$f":"CONCATENATE(Tabulation[[#This Row],[Holiday]],Tabulation[[#This Row],[Season]],Tabulation[[#This Row],[Weekend]],\"-\",IF(Tabulation[[#This Row],[Hour]]<10,0,\"\"),C1507)","v":"0Winter0-15"},{"$f":"VLOOKUP(Tabulation[[#This Row],[Concat]],Table3[],8)","v":0.28519},{"$f":"(Tabulation[[#This Row],[AC System Output (kW)]]*Tabulation[[#This Row],[Rate]])","v":0.53075855329999999}]
[3,3,16,1072.087,{"$f":"Tabulation[[#This Row],[AC System Output (W)]]/1000","v":1.072087},{"$f":"VLOOKUP(Tabulation[[#This Row],[Month]],Season,2)","v":"Winter"},{"$f":"(DATE(2021,Tabulation[[#This Row],[Month]],Tabulation[[#This Row],[Day]]))","v":"2021-03-03"},{"$f":"WEEKDAY(Tabulation[[#This Row],[Date]])","v":4},{"$f":"IF(OR(Tabulation[[#This Row],[DayNo]]=1,Tabulation[[#This Row],[DayNo]]=7),1,0)","v":0},{"$f":"COUNTIF(Holidays,Tabulation[[#This Row],[Date]])","v":0},{"$f":"CONCATENATE(Tabulation[[#This Row],[Holiday]],Tabulation[[#This Row],[Season]],Tabulation[[#This Row],[Weekend]],\"-\",IF(Tabulation[[#This Row],[Hour]]<10,0,\"\"),C1508)","v":"0Winter0-16"},{"$f":"VLOOKUP(Tabulation[[#This Row],[Concat]],Table3[],8)","v":0.28519},{"$f":"(Tabulation[[#This Row],[AC System Output (kW)]]*Tabulation[[#This Row],[Rate]])","v":0.30574849153}]
[3,3,17,238.11799999999999,{"$f":"Tabulation[[#This Row],[AC System Output (W)]]/1000","v":0.238118},{"$f":"VLOOKUP(Tabulation[[#This Row],[Month]],Season,2)","v":"Winter"},{"$f":"(DATE(2021,Tabulation[[#This Row],[Month]],Tabulation[[#This Row],[Day]]))","v":"2021-03-03"},{"$f":"WEEKDAY(Tabulation[[#This Row],[Date]])","v":4},{"$f":"IF(OR(Tabulation[[#This Row],[DayNo]]=1,Tabulation[[#This Row],[DayNo]]=7),1,0)","v":0},{"$f":"COUNTIF(Holidays,Tabulation[[#This Row],[Date]])","v":0},{"$f":"CONCATENATE(Tabulation[[#This Row],[Holiday]],Tabulation[[#This Row],[Season]],Tabulation[[#This Row],[Weekend]],\"-\",IF(Tabulation[[#This Row],[Hour]]<10,0,\"\"),C1509)","v":"0Winter0-17"},{"$f":"VLOOKUP(Tabulation[[#This Row],[Concat]],Table3[],8)","v":0.30257000000000001},{"$f":"(Tabulation[[#This Row],[AC System Output (kW)]]*Tabulation[[#This Row],[Rate]])","v":7.2047363259999997E-2}]
[3,3,18,0,{"$f":"Tabulation[[#This Row],[AC System Output (W)]]/1000","v":0},{"$f":"VLOOKUP(Tabulation[[#This Row],[Month]],Season,2)","v":"Winter"},{"$f":"(DATE(2021,Tabulation[[#This Row],[Month]],Tabulation[[#This Row],[Day]]))","v":"2021-03-03"},{"$f":"WEEKDAY(Tabulation[[#This Row],[Date]])","v":4},{"$f":"IF(OR(Tabulation[[#This Row],[DayNo]]=1,Tabulation[[#This Row],[DayNo]]=7),1,0)","v":0},{"$f":"COUNTIF(Holidays,Tabulation[[#This Row],[Date]])","v":0},{"$f":"CONCATENATE(Tabulation[[#This Row],[Holiday]],Tabulation[[#This Row],[Season]],Tabulation[[#This Row],[Weekend]],\"-\",IF(Tabulation[[#This Row],[Hour]]<10,0,\"\"),C1510)","v":"0Winter0-18"},{"$f":"VLOOKUP(Tabulation[[#This Row],[Concat]],Table3[],8)","v":0.30257000000000001},{"$f":"(Tabulation[[#This Row],[AC System Output (kW)]]*Tabulation[[#This Row],[Rate]])","v":0}]
[3,3,19,0,{"$f":"Tabulation[[#This Row],[AC System Output (W)]]/1000","v":0},{"$f":"VLOOKUP(Tabulation[[#This Row],[Month]],Season,2)","v":"Winter"},{"$f":"(DATE(2021,Tabulation[[#This Row],[Month]],Tabulation[[#This Row],[Day]]))","v":"2021-03-03"},{"$f":"WEEKDAY(Tabulation[[#This Row],[Date]])","v":4},{"$f":"IF(OR(Tabulation[[#This Row],[DayNo]]=1,Tabulation[[#This Row],[DayNo]]=7),1,0)","v":0},{"$f":"COUNTIF(Holidays,Tabulation[[#This Row],[Date]])","v":0},{"$f":"CONCATENATE(Tabulation[[#This Row],[Holiday]],Tabulation[[#This Row],[Season]],Tabulation[[#This Row],[Weekend]],\"-\",IF(Tabulation[[#This Row],[Hour]]<10,0,\"\"),C1511)","v":"0Winter0-19"},{"$f":"VLOOKUP(Tabulation[[#This Row],[Concat]],Table3[],8)","v":0.30257000000000001},{"$f":"(Tabulation[[#This Row],[AC System Output (kW)]]*Tabulation[[#This Row],[Rate]])","v":0}]
[3,3,20,0,{"$f":"Tabulation[[#This Row],[AC System Output (W)]]/1000","v":0},{"$f":"VLOOKUP(Tabulation[[#This Row],[Month]],Season,2)","v":"Winter"},{"$f":"(DATE(2021,Tabulation[[#This Row],[Month]],Tabulation[[#This Row],[Day]]))","v":"2021-03-03"},{"$f":"WEEKDAY(Tabulation[[#This Row],[Date]])","v":4},{"$f":"IF(OR(Tabulation[[#This Row],[DayNo]]=1,Tabulation[[#This Row],[DayNo]]=7),1,0)","v":0},{"$f":"COUNTIF(Holidays,Tabulation[[#This Row],[Date]])","v":0},{"$f":"CONCATENATE(Tabulation[[#This Row],[Holiday]],Tabulation[[#This Row],[Season]],Tabulation[[#This Row],[Weekend]],\"-\",IF(Tabulation[[#This Row],[Hour]]<10,0,\"\"),C1512)","v":"0Winter0-20"},{"$f":"VLOOKUP(Tabulation[[#This Row],[Concat]],Table3[],8)","v":0.28519},{"$f":"(Tabulation[[#This Row],[AC System Output (kW)]]*Tabulation[[#This Row],[Rate]])","v":0}]
[3,3,21,0,{"$f":"Tabulation[[#This Row],[AC System Output (W)]]/1000","v":0},{"$f":"VLOOKUP(Tabulation[[#This Row],[Month]],Season,2)","v":"Winter"},{"$f":"(DATE(2021,Tabulation[[#This Row],[Month]],Tabulation[[#This Row],[Day]]))","v":"2021-03-03"},{"$f":"WEEKDAY(Tabulation[[#This Row],[Date]])","v":4},{"$f":"IF(OR(Tabulation[[#This Row],[DayNo]]=1,Tabulation[[#This Row],[DayNo]]=7),1,0)","v":0},{"$f":"COUNTIF(Holidays,Tabulation[[#This Row],[Date]])","v":0},{"$f":"CONCATENATE(Tabulation[[#This Row],[Holiday]],Tabulation[[#This Row],[Season]],Tabulation[[#This Row],[Weekend]],\"-\",IF(Tabulation[[#This Row],[Hour]]<10,0,\"\"),C1513)","v":"0Winter0-21"},{"$f":"VLOOKUP(Tabulation[[#This Row],[Concat]],Table3[],8)","v":0.28519},{"$f":"(Tabulation[[#This Row],[AC System Output (kW)]]*Tabulation[[#This Row],[Rate]])","v":0}]
[3,3,22,0,{"$f":"Tabulation[[#This Row],[AC System Output (W)]]/1000","v":0},{"$f":"VLOOKUP(Tabulation[[#This Row],[Month]],Season,2)","v":"Winter"},{"$f":"(DATE(2021,Tabulation[[#This Row],[Month]],Tabulation[[#This Row],[Day]]))","v":"2021-03-03"},{"$f":"WEEKDAY(Tabulation[[#This Row],[Date]])","v":4},{"$f":"IF(OR(Tabulation[[#This Row],[DayNo]]=1,Tabulation[[#This Row],[DayNo]]=7),1,0)","v":0},{"$f":"COUNTIF(Holidays,Tabulation[[#This Row],[Date]])","v":0},{"$f":"CONCATENATE(Tabulation[[#This Row],[Holiday]],Tabulation[[#This Row],[Season]],Tabulation[[#This Row],[Weekend]],\"-\",IF(Tabulation[[#This Row],[Hour]]<10,0,\"\"),C1514)","v":"0Winter0-22"},{"$f":"VLOOKUP(Tabulation[[#This Row],[Concat]],Table3[],8)","v":0.28519},{"$f":"(Tabulation[[#This Row],[AC System Output (kW)]]*Tabulation[[#This Row],[Rate]])","v":0}]
[3,3,23,0,{"$f":"Tabulation[[#This Row],[AC System Output (W)]]/1000","v":0},{"$f":"VLOOKUP(Tabulation[[#This Row],[Month]],Season,2)","v":"Winter"},{"$f":"(DATE(2021,Tabulation[[#This Row],[Month]],Tabulation[[#This Row],[Day]]))","v":"2021-03-03"},{"$f":"WEEKDAY(Tabulation[[#This Row],[Date]])","v":4},{"$f":"IF(OR(Tabulation[[#This Row],[DayNo]]=1,Tabulation[[#This Row],[DayNo]]=7),1,0)","v":0},{"$f":"COUNTIF(Holidays,Tabulation[[#This Row],[Date]])","v":0},{"$f":"CONCATENATE(Tabulation[[#This Row],[Holiday]],Tabulation[[#This Row],[Season]],Tabulation[[#This Row],[Weekend]],\"-\",IF(Tabulation[[#This Row],[Hour]]<10,0,\"\"),C1515)","v":"0Winter0-23"},{"$f":"VLOOKUP(Tabulation[[#This Row],[Concat]],Table3[],8)","v":0.28519},{"$f":"(Tabulation[[#This Row],[AC System Output (kW)]]*Tabulation[[#This Row],[Rate]])","v":0}]
[3,4,0,0,{"$f":"Tabulation[[#This Row],[AC System Output (W)]]/1000","v":0},{"$f":"VLOOKUP(Tabulation[[#This Row],[Month]],Season,2)","v":"Winter"},{"$f":"(DATE(2021,Tabulation[[#This Row],[Month]],Tabulation[[#This Row],[Day]]))","v":"2021-03-04"},{"$f":"WEEKDAY(Tabulation[[#This Row],[Date]])","v":5},{"$f":"IF(OR(Tabulation[[#This Row],[DayNo]]=1,Tabulation[[#This Row],[DayNo]]=7),1,0)","v":0},{"$f":"COUNTIF(Holidays,Tabulation[[#This Row],[Date]])","v":0},{"$f":"CONCATENATE(Tabulation[[#This Row],[Holiday]],Tabulation[[#This Row],[Season]],Tabulation[[#This Row],[Weekend]],\"-\",IF(Tabulation[[#This Row],[Hour]]<10,0,\"\"),C1516)","v":"0Winter0-00"},{"$f":"VLOOKUP(Tabulation[[#This Row],[Concat]],Table3[],8)","v":0.28519},{"$f":"(Tabulation[[#This Row],[AC System Output (kW)]]*Tabulation[[#This Row],[Rate]])","v":0}]
[3,4,1,0,{"$f":"Tabulation[[#This Row],[AC System Output (W)]]/1000","v":0},{"$f":"VLOOKUP(Tabulation[[#This Row],[Month]],Season,2)","v":"Winter"},{"$f":"(DATE(2021,Tabulation[[#This Row],[Month]],Tabulation[[#This Row],[Day]]))","v":"2021-03-04"},{"$f":"WEEKDAY(Tabulation[[#This Row],[Date]])","v":5},{"$f":"IF(OR(Tabulation[[#This Row],[DayNo]]=1,Tabulation[[#This Row],[DayNo]]=7),1,0)","v":0},{"$f":"COUNTIF(Holidays,Tabulation[[#This Row],[Date]])","v":0},{"$f":"CONCATENATE(Tabulation[[#This Row],[Holiday]],Tabulation[[#This Row],[Season]],Tabulation[[#This Row],[Weekend]],\"-\",IF(Tabulation[[#This Row],[Hour]]<10,0,\"\"),C1517)","v":"0Winter0-01"},{"$f":"VLOOKUP(Tabulation[[#This Row],[Concat]],Table3[],8)","v":0.28519},{"$f":"(Tabulation[[#This Row],[AC System Output (kW)]]*Tabulation[[#This Row],[Rate]])","v":0}]
[3,4,2,0,{"$f":"Tabulation[[#This Row],[AC System Output (W)]]/1000","v":0},{"$f":"VLOOKUP(Tabulation[[#This Row],[Month]],Season,2)","v":"Winter"},{"$f":"(DATE(2021,Tabulation[[#This Row],[Month]],Tabulation[[#This Row],[Day]]))","v":"2021-03-04"},{"$f":"WEEKDAY(Tabulation[[#This Row],[Date]])","v":5},{"$f":"IF(OR(Tabulation[[#This Row],[DayNo]]=1,Tabulation[[#This Row],[DayNo]]=7),1,0)","v":0},{"$f":"COUNTIF(Holidays,Tabulation[[#This Row],[Date]])","v":0},{"$f":"CONCATENATE(Tabulation[[#This Row],[Holiday]],Tabulation[[#This Row],[Season]],Tabulation[[#This Row],[Weekend]],\"-\",IF(Tabulation[[#This Row],[Hour]]<10,0,\"\"),C1518)","v":"0Winter0-02"},{"$f":"VLOOKUP(Tabulation[[#This Row],[Concat]],Table3[],8)","v":0.28519},{"$f":"(Tabulation[[#This Row],[AC System Output (kW)]]*Tabulation[[#This Row],[Rate]])","v":0}]
[3,4,3,0,{"$f":"Tabulation[[#This Row],[AC System Output (W)]]/1000","v":0},{"$f":"VLOOKUP(Tabulation[[#This Row],[Month]],Season,2)","v":"Winter"},{"$f":"(DATE(2021,Tabulation[[#This Row],[Month]],Tabulation[[#This Row],[Day]]))","v":"2021-03-04"},{"$f":"WEEKDAY(Tabulation[[#This Row],[Date]])","v":5},{"$f":"IF(OR(Tabulation[[#This Row],[DayNo]]=1,Tabulation[[#This Row],[DayNo]]=7),1,0)","v":0},{"$f":"COUNTIF(Holidays,Tabulation[[#This Row],[Date]])","v":0},{"$f":"CONCATENATE(Tabulation[[#This Row],[Holiday]],Tabulation[[#This Row],[Season]],Tabulation[[#This Row],[Weekend]],\"-\",IF(Tabulation[[#This Row],[Hour]]<10,0,\"\"),C1519)","v":"0Winter0-03"},{"$f":"VLOOKUP(Tabulation[[#This Row],[Concat]],Table3[],8)","v":0.28519},{"$f":"(Tabulation[[#This Row],[AC System Output (kW)]]*Tabulation[[#This Row],[Rate]])","v":0}]
[3,4,4,0,{"$f":"Tabulation[[#This Row],[AC System Output (W)]]/1000","v":0},{"$f":"VLOOKUP(Tabulation[[#This Row],[Month]],Season,2)","v":"Winter"},{"$f":"(DATE(2021,Tabulation[[#This Row],[Month]],Tabulation[[#This Row],[Day]]))","v":"2021-03-04"},{"$f":"WEEKDAY(Tabulation[[#This Row],[Date]])","v":5},{"$f":"IF(OR(Tabulation[[#This Row],[DayNo]]=1,Tabulation[[#This Row],[DayNo]]=7),1,0)","v":0},{"$f":"COUNTIF(Holidays,Tabulation[[#This Row],[Date]])","v":0},{"$f":"CONCATENATE(Tabulation[[#This Row],[Holiday]],Tabulation[[#This Row],[Season]],Tabulation[[#This Row],[Weekend]],\"-\",IF(Tabulation[[#This Row],[Hour]]<10,0,\"\"),C1520)","v":"0Winter0-04"},{"$f":"VLOOKUP(Tabulation[[#This Row],[Concat]],Table3[],8)","v":0.28519},{"$f":"(Tabulation[[#This Row],[AC System Output (kW)]]*Tabulation[[#This Row],[Rate]])","v":0}]
[3,4,5,0,{"$f":"Tabulation[[#This Row],[AC System Output (W)]]/1000","v":0},{"$f":"VLOOKUP(Tabulation[[#This Row],[Month]],Season,2)","v":"Winter"},{"$f":"(DATE(2021,Tabulation[[#This Row],[Month]],Tabulation[[#This Row],[Day]]))","v":"2021-03-04"},{"$f":"WEEKDAY(Tabulation[[#This Row],[Date]])","v":5},{"$f":"IF(OR(Tabulation[[#This Row],[DayNo]]=1,Tabulation[[#This Row],[DayNo]]=7),1,0)","v":0},{"$f":"COUNTIF(Holidays,Tabulation[[#This Row],[Date]])","v":0},{"$f":"CONCATENATE(Tabulation[[#This Row],[Holiday]],Tabulation[[#This Row],[Season]],Tabulation[[#This Row],[Weekend]],\"-\",IF(Tabulation[[#This Row],[Hour]]<10,0,\"\"),C1521)","v":"0Winter0-05"},{"$f":"VLOOKUP(Tabulation[[#This Row],[Concat]],Table3[],8)","v":0.28519},{"$f":"(Tabulation[[#This Row],[AC System Output (kW)]]*Tabulation[[#This Row],[Rate]])","v":0}]
[3,4,6,0,{"$f":"Tabulation[[#This Row],[AC System Output (W)]]/1000","v":0},{"$f":"VLOOKUP(Tabulation[[#This Row],[Month]],Season,2)","v":"Winter"},{"$f":"(DATE(2021,Tabulation[[#This Row],[Month]],Tabulation[[#This Row],[Day]]))","v":"2021-03-04"},{"$f":"WEEKDAY(Tabulation[[#This Row],[Date]])","v":5},{"$f":"IF(OR(Tabulation[[#This Row],[DayNo]]=1,Tabulation[[#This Row],[DayNo]]=7),1,0)","v":0},{"$f":"COUNTIF(Holidays,Tabulation[[#This Row],[Date]])","v":0},{"$f":"CONCATENATE(Tabulation[[#This Row],[Holiday]],Tabulation[[#This Row],[Season]],Tabulation[[#This Row],[Weekend]],\"-\",IF(Tabulation[[#This Row],[Hour]]<10,0,\"\"),C1522)","v":"0Winter0-06"},{"$f":"VLOOKUP(Tabulation[[#This Row],[Concat]],Table3[],8)","v":0.28519},{"$f":"(Tabulation[[#This Row],[AC System Output (kW)]]*Tabulation[[#This Row],[Rate]])","v":0}]
[3,4,7,687.75400000000002,{"$f":"Tabulation[[#This Row],[AC System Output (W)]]/1000","v":0.68775399999999998},{"$f":"VLOOKUP(Tabulation[[#This Row],[Month]],Season,2)","v":"Winter"},{"$f":"(DATE(2021,Tabulation[[#This Row],[Month]],Tabulation[[#This Row],[Day]]))","v":"2021-03-04"},{"$f":"WEEKDAY(Tabulation[[#This Row],[Date]])","v":5},{"$f":"IF(OR(Tabulation[[#This Row],[DayNo]]=1,Tabulation[[#This Row],[DayNo]]=7),1,0)","v":0},{"$f":"COUNTIF(Holidays,Tabulation[[#This Row],[Date]])","v":0},{"$f":"CONCATENATE(Tabulation[[#This Row],[Holiday]],Tabulation[[#This Row],[Season]],Tabulation[[#This Row],[Weekend]],\"-\",IF(Tabulation[[#This Row],[Hour]]<10,0,\"\"),C1523)","v":"0Winter0-07"},{"$f":"VLOOKUP(Tabulation[[#This Row],[Concat]],Table3[],8)","v":0.28519},{"$f":"(Tabulation[[#This Row],[AC System Output (kW)]]*Tabulation[[#This Row],[Rate]])","v":0.19614056325999998}]
[3,4,8,1586.318,{"$f":"Tabulation[[#This Row],[AC System Output (W)]]/1000","v":1.5863179999999999},{"$f":"VLOOKUP(Tabulation[[#This Row],[Month]],Season,2)","v":"Winter"},{"$f":"(DATE(2021,Tabulation[[#This Row],[Month]],Tabulation[[#This Row],[Day]]))","v":"2021-03-04"},{"$f":"WEEKDAY(Tabulation[[#This Row],[Date]])","v":5},{"$f":"IF(OR(Tabulation[[#This Row],[DayNo]]=1,Tabulation[[#This Row],[DayNo]]=7),1,0)","v":0},{"$f":"COUNTIF(Holidays,Tabulation[[#This Row],[Date]])","v":0},{"$f":"CONCATENATE(Tabulation[[#This Row],[Holiday]],Tabulation[[#This Row],[Season]],Tabulation[[#This Row],[Weekend]],\"-\",IF(Tabulation[[#This Row],[Hour]]<10,0,\"\"),C1524)","v":"0Winter0-08"},{"$f":"VLOOKUP(Tabulation[[#This Row],[Concat]],Table3[],8)","v":0.28519},{"$f":"(Tabulation[[#This Row],[AC System Output (kW)]]*Tabulation[[#This Row],[Rate]])","v":0.45240203041999999}]
[3,4,9,2242.5619999999999,{"$f":"Tabulation[[#This Row],[AC System Output (W)]]/1000","v":2.2425619999999999},{"$f":"VLOOKUP(Tabulation[[#This Row],[Month]],Season,2)","v":"Winter"},{"$f":"(DATE(2021,Tabulation[[#This Row],[Month]],Tabulation[[#This Row],[Day]]))","v":"2021-03-04"},{"$f":"WEEKDAY(Tabulation[[#This Row],[Date]])","v":5},{"$f":"IF(OR(Tabulation[[#This Row],[DayNo]]=1,Tabulation[[#This Row],[DayNo]]=7),1,0)","v":0},{"$f":"COUNTIF(Holidays,Tabulation[[#This Row],[Date]])","v":0},{"$f":"CONCATENATE(Tabulation[[#This Row],[Holiday]],Tabulation[[#This Row],[Season]],Tabulation[[#This Row],[Weekend]],\"-\",IF(Tabulation[[#This Row],[Hour]]<10,0,\"\"),C1525)","v":"0Winter0-09"},{"$f":"VLOOKUP(Tabulation[[#This Row],[Concat]],Table3[],8)","v":0.28519},{"$f":"(Tabulation[[#This Row],[AC System Output (kW)]]*Tabulation[[#This Row],[Rate]])","v":0.63955625677999994}]
[3,4,10,2603.788,{"$f":"Tabulation[[#This Row],[AC System Output (W)]]/1000","v":2.6037880000000002},{"$f":"VLOOKUP(Tabulation[[#This Row],[Month]],Season,2)","v":"Winter"},{"$f":"(DATE(2021,Tabulation[[#This Row],[Month]],Tabulation[[#This Row],[Day]]))","v":"2021-03-04"},{"$f":"WEEKDAY(Tabulation[[#This Row],[Date]])","v":5},{"$f":"IF(OR(Tabulation[[#This Row],[DayNo]]=1,Tabulation[[#This Row],[DayNo]]=7),1,0)","v":0},{"$f":"COUNTIF(Holidays,Tabulation[[#This Row],[Date]])","v":0},{"$f":"CONCATENATE(Tabulation[[#This Row],[Holiday]],Tabulation[[#This Row],[Season]],Tabulation[[#This Row],[Weekend]],\"-\",IF(Tabulation[[#This Row],[Hour]]<10,0,\"\"),C1526)","v":"0Winter0-10"},{"$f":"VLOOKUP(Tabulation[[#This Row],[Concat]],Table3[],8)","v":0.28519},{"$f":"(Tabulation[[#This Row],[AC System Output (kW)]]*Tabulation[[#This Row],[Rate]])","v":0.74257429972000011}]
[3,4,11,2824.1640000000002,{"$f":"Tabulation[[#This Row],[AC System Output (W)]]/1000","v":2.8241640000000001},{"$f":"VLOOKUP(Tabulation[[#This Row],[Month]],Season,2)","v":"Winter"},{"$f":"(DATE(2021,Tabulation[[#This Row],[Month]],Tabulation[[#This Row],[Day]]))","v":"2021-03-04"},{"$f":"WEEKDAY(Tabulation[[#This Row],[Date]])","v":5},{"$f":"IF(OR(Tabulation[[#This Row],[DayNo]]=1,Tabulation[[#This Row],[DayNo]]=7),1,0)","v":0},{"$f":"COUNTIF(Holidays,Tabulation[[#This Row],[Date]])","v":0},{"$f":"CONCATENATE(Tabulation[[#This Row],[Holiday]],Tabulation[[#This Row],[Season]],Tabulation[[#This Row],[Weekend]],\"-\",IF(Tabulation[[#This Row],[Hour]]<10,0,\"\"),C1527)","v":"0Winter0-11"},{"$f":"VLOOKUP(Tabulation[[#This Row],[Concat]],Table3[],8)","v":0.28519},{"$f":"(Tabulation[[#This Row],[AC System Output (kW)]]*Tabulation[[#This Row],[Rate]])","v":0.80542333115999998}]
[3,4,12,2846.0610000000001,{"$f":"Tabulation[[#This Row],[AC System Output (W)]]/1000","v":2.8460610000000002},{"$f":"VLOOKUP(Tabulation[[#This Row],[Month]],Season,2)","v":"Winter"},{"$f":"(DATE(2021,Tabulation[[#This Row],[Month]],Tabulation[[#This Row],[Day]]))","v":"2021-03-04"},{"$f":"WEEKDAY(Tabulation[[#This Row],[Date]])","v":5},{"$f":"IF(OR(Tabulation[[#This Row],[DayNo]]=1,Tabulation[[#This Row],[DayNo]]=7),1,0)","v":0},{"$f":"COUNTIF(Holidays,Tabulation[[#This Row],[Date]])","v":0},{"$f":"CONCATENATE(Tabulation[[#This Row],[Holiday]],Tabulation[[#This Row],[Season]],Tabulation[[#This Row],[Weekend]],\"-\",IF(Tabulation[[#This Row],[Hour]]<10,0,\"\"),C1528)","v":"0Winter0-12"},{"$f":"VLOOKUP(Tabulation[[#This Row],[Concat]],Table3[],8)","v":0.28519},{"$f":"(Tabulation[[#This Row],[AC System Output (kW)]]*Tabulation[[#This Row],[Rate]])","v":0.81166813659000003}]
[3,4,13,2772.4560000000001,{"$f":"Tabulation[[#This Row],[AC System Output (W)]]/1000","v":2.772456},{"$f":"VLOOKUP(Tabulation[[#This Row],[Month]],Season,2)","v":"Winter"},{"$f":"(DATE(2021,Tabulation[[#This Row],[Month]],Tabulation[[#This Row],[Day]]))","v":"2021-03-04"},{"$f":"WEEKDAY(Tabulation[[#This Row],[Date]])","v":5},{"$f":"IF(OR(Tabulation[[#This Row],[DayNo]]=1,Tabulation[[#This Row],[DayNo]]=7),1,0)","v":0},{"$f":"COUNTIF(Holidays,Tabulation[[#This Row],[Date]])","v":0},{"$f":"CONCATENATE(Tabulation[[#This Row],[Holiday]],Tabulation[[#This Row],[Season]],Tabulation[[#This Row],[Weekend]],\"-\",IF(Tabulation[[#This Row],[Hour]]<10,0,\"\"),C1529)","v":"0Winter0-13"},{"$f":"VLOOKUP(Tabulation[[#This Row],[Concat]],Table3[],8)","v":0.28519},{"$f":"(Tabulation[[#This Row],[AC System Output (kW)]]*Tabulation[[#This Row],[Rate]])","v":0.79067672663999999}]
[3,4,14,2422.5859999999998,{"$f":"Tabulation[[#This Row],[AC System Output (W)]]/1000","v":2.4225859999999999},{"$f":"VLOOKUP(Tabulation[[#This Row],[Month]],Season,2)","v":"Winter"},{"$f":"(DATE(2021,Tabulation[[#This Row],[Month]],Tabulation[[#This Row],[Day]]))","v":"2021-03-04"},{"$f":"WEEKDAY(Tabulation[[#This Row],[Date]])","v":5},{"$f":"IF(OR(Tabulation[[#This Row],[DayNo]]=1,Tabulation[[#This Row],[DayNo]]=7),1,0)","v":0},{"$f":"COUNTIF(Holidays,Tabulation[[#This Row],[Date]])","v":0},{"$f":"CONCATENATE(Tabulation[[#This Row],[Holiday]],Tabulation[[#This Row],[Season]],Tabulation[[#This Row],[Weekend]],\"-\",IF(Tabulation[[#This Row],[Hour]]<10,0,\"\"),C1530)","v":"0Winter0-14"},{"$f":"VLOOKUP(Tabulation[[#This Row],[Concat]],Table3[],8)","v":0.28519},{"$f":"(Tabulation[[#This Row],[AC System Output (kW)]]*Tabulation[[#This Row],[Rate]])","v":0.69089730133999994}]
[3,4,15,1838.086,{"$f":"Tabulation[[#This Row],[AC System Output (W)]]/1000","v":1.8380860000000001},{"$f":"VLOOKUP(Tabulation[[#This Row],[Month]],Season,2)","v":"Winter"},{"$f":"(DATE(2021,Tabulation[[#This Row],[Month]],Tabulation[[#This Row],[Day]]))","v":"2021-03-04"},{"$f":"WEEKDAY(Tabulation[[#This Row],[Date]])","v":5},{"$f":"IF(OR(Tabulation[[#This Row],[DayNo]]=1,Tabulation[[#This Row],[DayNo]]=7),1,0)","v":0},{"$f":"COUNTIF(Holidays,Tabulation[[#This Row],[Date]])","v":0},{"$f":"CONCATENATE(Tabulation[[#This Row],[Holiday]],Tabulation[[#This Row],[Season]],Tabulation[[#This Row],[Weekend]],\"-\",IF(Tabulation[[#This Row],[Hour]]<10,0,\"\"),C1531)","v":"0Winter0-15"},{"$f":"VLOOKUP(Tabulation[[#This Row],[Concat]],Table3[],8)","v":0.28519},{"$f":"(Tabulation[[#This Row],[AC System Output (kW)]]*Tabulation[[#This Row],[Rate]])","v":0.52420374634}]
[3,4,16,1063.9949999999999,{"$f":"Tabulation[[#This Row],[AC System Output (W)]]/1000","v":1.0639949999999998},{"$f":"VLOOKUP(Tabulation[[#This Row],[Month]],Season,2)","v":"Winter"},{"$f":"(DATE(2021,Tabulation[[#This Row],[Month]],Tabulation[[#This Row],[Day]]))","v":"2021-03-04"},{"$f":"WEEKDAY(Tabulation[[#This Row],[Date]])","v":5},{"$f":"IF(OR(Tabulation[[#This Row],[DayNo]]=1,Tabulation[[#This Row],[DayNo]]=7),1,0)","v":0},{"$f":"COUNTIF(Holidays,Tabulation[[#This Row],[Date]])","v":0},{"$f":"CONCATENATE(Tabulation[[#This Row],[Holiday]],Tabulation[[#This Row],[Season]],Tabulation[[#This Row],[Weekend]],\"-\",IF(Tabulation[[#This Row],[Hour]]<10,0,\"\"),C1532)","v":"0Winter0-16"},{"$f":"VLOOKUP(Tabulation[[#This Row],[Concat]],Table3[],8)","v":0.28519},{"$f":"(Tabulation[[#This Row],[AC System Output (kW)]]*Tabulation[[#This Row],[Rate]])","v":0.30344073404999994}]
[3,4,17,235.423,{"$f":"Tabulation[[#This Row],[AC System Output (W)]]/1000","v":0.23542299999999999},{"$f":"VLOOKUP(Tabulation[[#This Row],[Month]],Season,2)","v":"Winter"},{"$f":"(DATE(2021,Tabulation[[#This Row],[Month]],Tabulation[[#This Row],[Day]]))","v":"2021-03-04"},{"$f":"WEEKDAY(Tabulation[[#This Row],[Date]])","v":5},{"$f":"IF(OR(Tabulation[[#This Row],[DayNo]]=1,Tabulation[[#This Row],[DayNo]]=7),1,0)","v":0},{"$f":"COUNTIF(Holidays,Tabulation[[#This Row],[Date]])","v":0},{"$f":"CONCATENATE(Tabulation[[#This Row],[Holiday]],Tabulation[[#This Row],[Season]],Tabulation[[#This Row],[Weekend]],\"-\",IF(Tabulation[[#This Row],[Hour]]<10,0,\"\"),C1533)","v":"0Winter0-17"},{"$f":"VLOOKUP(Tabulation[[#This Row],[Concat]],Table3[],8)","v":0.30257000000000001},{"$f":"(Tabulation[[#This Row],[AC System Output (kW)]]*Tabulation[[#This Row],[Rate]])","v":7.1231937110000004E-2}]
[3,4,18,0,{"$f":"Tabulation[[#This Row],[AC System Output (W)]]/1000","v":0},{"$f":"VLOOKUP(Tabulation[[#This Row],[Month]],Season,2)","v":"Winter"},{"$f":"(DATE(2021,Tabulation[[#This Row],[Month]],Tabulation[[#This Row],[Day]]))","v":"2021-03-04"},{"$f":"WEEKDAY(Tabulation[[#This Row],[Date]])","v":5},{"$f":"IF(OR(Tabulation[[#This Row],[DayNo]]=1,Tabulation[[#This Row],[DayNo]]=7),1,0)","v":0},{"$f":"COUNTIF(Holidays,Tabulation[[#This Row],[Date]])","v":0},{"$f":"CONCATENATE(Tabulation[[#This Row],[Holiday]],Tabulation[[#This Row],[Season]],Tabulation[[#This Row],[Weekend]],\"-\",IF(Tabulation[[#This Row],[Hour]]<10,0,\"\"),C1534)","v":"0Winter0-18"},{"$f":"VLOOKUP(Tabulation[[#This Row],[Concat]],Table3[],8)","v":0.30257000000000001},{"$f":"(Tabulation[[#This Row],[AC System Output (kW)]]*Tabulation[[#This Row],[Rate]])","v":0}]
[3,4,19,0,{"$f":"Tabulation[[#This Row],[AC System Output (W)]]/1000","v":0},{"$f":"VLOOKUP(Tabulation[[#This Row],[Month]],Season,2)","v":"Winter"},{"$f":"(DATE(2021,Tabulation[[#This Row],[Month]],Tabulation[[#This Row],[Day]]))","v":"2021-03-04"},{"$f":"WEEKDAY(Tabulation[[#This Row],[Date]])","v":5},{"$f":"IF(OR(Tabulation[[#This Row],[DayNo]]=1,Tabulation[[#This Row],[DayNo]]=7),1,0)","v":0},{"$f":"COUNTIF(Holidays,Tabulation[[#This Row],[Date]])","v":0},{"$f":"CONCATENATE(Tabulation[[#This Row],[Holiday]],Tabulation[[#This Row],[Season]],Tabulation[[#This Row],[Weekend]],\"-\",IF(Tabulation[[#This Row],[Hour]]<10,0,\"\"),C1535)","v":"0Winter0-19"},{"$f":"VLOOKUP(Tabulation[[#This Row],[Concat]],Table3[],8)","v":0.30257000000000001},{"$f":"(Tabulation[[#This Row],[AC System Output (kW)]]*Tabulation[[#This Row],[Rate]])","v":0}]
[3,4,20,0,{"$f":"Tabulation[[#This Row],[AC System Output (W)]]/1000","v":0},{"$f":"VLOOKUP(Tabulation[[#This Row],[Month]],Season,2)","v":"Winter"},{"$f":"(DATE(2021,Tabulation[[#This Row],[Month]],Tabulation[[#This Row],[Day]]))","v":"2021-03-04"},{"$f":"WEEKDAY(Tabulation[[#This Row],[Date]])","v":5},{"$f":"IF(OR(Tabulation[[#This Row],[DayNo]]=1,Tabulation[[#This Row],[DayNo]]=7),1,0)","v":0},{"$f":"COUNTIF(Holidays,Tabulation[[#This Row],[Date]])","v":0},{"$f":"CONCATENATE(Tabulation[[#This Row],[Holiday]],Tabulation[[#This Row],[Season]],Tabulation[[#This Row],[Weekend]],\"-\",IF(Tabulation[[#This Row],[Hour]]<10,0,\"\"),C1536)","v":"0Winter0-20"},{"$f":"VLOOKUP(Tabulation[[#This Row],[Concat]],Table3[],8)","v":0.28519},{"$f":"(Tabulation[[#This Row],[AC System Output (kW)]]*Tabulation[[#This Row],[Rate]])","v":0}]
[3,4,21,0,{"$f":"Tabulation[[#This Row],[AC System Output (W)]]/1000","v":0},{"$f":"VLOOKUP(Tabulation[[#This Row],[Month]],Season,2)","v":"Winter"},{"$f":"(DATE(2021,Tabulation[[#This Row],[Month]],Tabulation[[#This Row],[Day]]))","v":"2021-03-04"},{"$f":"WEEKDAY(Tabulation[[#This Row],[Date]])","v":5},{"$f":"IF(OR(Tabulation[[#This Row],[DayNo]]=1,Tabulation[[#This Row],[DayNo]]=7),1,0)","v":0},{"$f":"COUNTIF(Holidays,Tabulation[[#This Row],[Date]])","v":0},{"$f":"CONCATENATE(Tabulation[[#This Row],[Holiday]],Tabulation[[#This Row],[Season]],Tabulation[[#This Row],[Weekend]],\"-\",IF(Tabulation[[#This Row],[Hour]]<10,0,\"\"),C1537)","v":"0Winter0-21"},{"$f":"VLOOKUP(Tabulation[[#This Row],[Concat]],Table3[],8)","v":0.28519},{"$f":"(Tabulation[[#This Row],[AC System Output (kW)]]*Tabulation[[#This Row],[Rate]])","v":0}]
[3,4,22,0,{"$f":"Tabulation[[#This Row],[AC System Output (W)]]/1000","v":0},{"$f":"VLOOKUP(Tabulation[[#This Row],[Month]],Season,2)","v":"Winter"},{"$f":"(DATE(2021,Tabulation[[#This Row],[Month]],Tabulation[[#This Row],[Day]]))","v":"2021-03-04"},{"$f":"WEEKDAY(Tabulation[[#This Row],[Date]])","v":5},{"$f":"IF(OR(Tabulation[[#This Row],[DayNo]]=1,Tabulation[[#This Row],[DayNo]]=7),1,0)","v":0},{"$f":"COUNTIF(Holidays,Tabulation[[#This Row],[Date]])","v":0},{"$f":"CONCATENATE(Tabulation[[#This Row],[Holiday]],Tabulation[[#This Row],[Season]],Tabulation[[#This Row],[Weekend]],\"-\",IF(Tabulation[[#This Row],[Hour]]<10,0,\"\"),C1538)","v":"0Winter0-22"},{"$f":"VLOOKUP(Tabulation[[#This Row],[Concat]],Table3[],8)","v":0.28519},{"$f":"(Tabulation[[#This Row],[AC System Output (kW)]]*Tabulation[[#This Row],[Rate]])","v":0}]
[3,4,23,0,{"$f":"Tabulation[[#This Row],[AC System Output (W)]]/1000","v":0},{"$f":"VLOOKUP(Tabulation[[#This Row],[Month]],Season,2)","v":"Winter"},{"$f":"(DATE(2021,Tabulation[[#This Row],[Month]],Tabulation[[#This Row],[Day]]))","v":"2021-03-04"},{"$f":"WEEKDAY(Tabulation[[#This Row],[Date]])","v":5},{"$f":"IF(OR(Tabulation[[#This Row],[DayNo]]=1,Tabulation[[#This Row],[DayNo]]=7),1,0)","v":0},{"$f":"COUNTIF(Holidays,Tabulation[[#This Row],[Date]])","v":0},{"$f":"CONCATENATE(Tabulation[[#This Row],[Holiday]],Tabulation[[#This Row],[Season]],Tabulation[[#This Row],[Weekend]],\"-\",IF(Tabulation[[#This Row],[Hour]]<10,0,\"\"),C1539)","v":"0Winter0-23"},{"$f":"VLOOKUP(Tabulation[[#This Row],[Concat]],Table3[],8)","v":0.28519},{"$f":"(Tabulation[[#This Row],[AC System Output (kW)]]*Tabulation[[#This Row],[Rate]])","v":0}]
[3,5,0,0,{"$f":"Tabulation[[#This Row],[AC System Output (W)]]/1000","v":0},{"$f":"VLOOKUP(Tabulation[[#This Row],[Month]],Season,2)","v":"Winter"},{"$f":"(DATE(2021,Tabulation[[#This Row],[Month]],Tabulation[[#This Row],[Day]]))","v":"2021-03-05"},{"$f":"WEEKDAY(Tabulation[[#This Row],[Date]])","v":6},{"$f":"IF(OR(Tabulation[[#This Row],[DayNo]]=1,Tabulation[[#This Row],[DayNo]]=7),1,0)","v":0},{"$f":"COUNTIF(Holidays,Tabulation[[#This Row],[Date]])","v":0},{"$f":"CONCATENATE(Tabulation[[#This Row],[Holiday]],Tabulation[[#This Row],[Season]],Tabulation[[#This Row],[Weekend]],\"-\",IF(Tabulation[[#This Row],[Hour]]<10,0,\"\"),C1540)","v":"0Winter0-00"},{"$f":"VLOOKUP(Tabulation[[#This Row],[Concat]],Table3[],8)","v":0.28519},{"$f":"(Tabulation[[#This Row],[AC System Output (kW)]]*Tabulation[[#This Row],[Rate]])","v":0}]
[3,5,1,0,{"$f":"Tabulation[[#This Row],[AC System Output (W)]]/1000","v":0},{"$f":"VLOOKUP(Tabulation[[#This Row],[Month]],Season,2)","v":"Winter"},{"$f":"(DATE(2021,Tabulation[[#This Row],[Month]],Tabulation[[#This Row],[Day]]))","v":"2021-03-05"},{"$f":"WEEKDAY(Tabulation[[#This Row],[Date]])","v":6},{"$f":"IF(OR(Tabulation[[#This Row],[DayNo]]=1,Tabulation[[#This Row],[DayNo]]=7),1,0)","v":0},{"$f":"COUNTIF(Holidays,Tabulation[[#This Row],[Date]])","v":0},{"$f":"CONCATENATE(Tabulation[[#This Row],[Holiday]],Tabulation[[#This Row],[Season]],Tabulation[[#This Row],[Weekend]],\"-\",IF(Tabulation[[#This Row],[Hour]]<10,0,\"\"),C1541)","v":"0Winter0-01"},{"$f":"VLOOKUP(Tabulation[[#This Row],[Concat]],Table3[],8)","v":0.28519},{"$f":"(Tabulation[[#This Row],[AC System Output (kW)]]*Tabulation[[#This Row],[Rate]])","v":0}]
[3,5,2,0,{"$f":"Tabulation[[#This Row],[AC System Output (W)]]/1000","v":0},{"$f":"VLOOKUP(Tabulation[[#This Row],[Month]],Season,2)","v":"Winter"},{"$f":"(DATE(2021,Tabulation[[#This Row],[Month]],Tabulation[[#This Row],[Day]]))","v":"2021-03-05"},{"$f":"WEEKDAY(Tabulation[[#This Row],[Date]])","v":6},{"$f":"IF(OR(Tabulation[[#This Row],[DayNo]]=1,Tabulation[[#This Row],[DayNo]]=7),1,0)","v":0},{"$f":"COUNTIF(Holidays,Tabulation[[#This Row],[Date]])","v":0},{"$f":"CONCATENATE(Tabulation[[#This Row],[Holiday]],Tabulation[[#This Row],[Season]],Tabulation[[#This Row],[Weekend]],\"-\",IF(Tabulation[[#This Row],[Hour]]<10,0,\"\"),C1542)","v":"0Winter0-02"},{"$f":"VLOOKUP(Tabulation[[#This Row],[Concat]],Table3[],8)","v":0.28519},{"$f":"(Tabulation[[#This Row],[AC System Output (kW)]]*Tabulation[[#This Row],[Rate]])","v":0}]
[3,5,3,0,{"$f":"Tabulation[[#This Row],[AC System Output (W)]]/1000","v":0},{"$f":"VLOOKUP(Tabulation[[#This Row],[Month]],Season,2)","v":"Winter"},{"$f":"(DATE(2021,Tabulation[[#This Row],[Month]],Tabulation[[#This Row],[Day]]))","v":"2021-03-05"},{"$f":"WEEKDAY(Tabulation[[#This Row],[Date]])","v":6},{"$f":"IF(OR(Tabulation[[#This Row],[DayNo]]=1,Tabulation[[#This Row],[DayNo]]=7),1,0)","v":0},{"$f":"COUNTIF(Holidays,Tabulation[[#This Row],[Date]])","v":0},{"$f":"CONCATENATE(Tabulation[[#This Row],[Holiday]],Tabulation[[#This Row],[Season]],Tabulation[[#This Row],[Weekend]],\"-\",IF(Tabulation[[#This Row],[Hour]]<10,0,\"\"),C1543)","v":"0Winter0-03"},{"$f":"VLOOKUP(Tabulation[[#This Row],[Concat]],Table3[],8)","v":0.28519},{"$f":"(Tabulation[[#This Row],[AC System Output (kW)]]*Tabulation[[#This Row],[Rate]])","v":0}]
[3,5,4,0,{"$f":"Tabulation[[#This Row],[AC System Output (W)]]/1000","v":0},{"$f":"VLOOKUP(Tabulation[[#This Row],[Month]],Season,2)","v":"Winter"},{"$f":"(DATE(2021,Tabulation[[#This Row],[Month]],Tabulation[[#This Row],[Day]]))","v":"2021-03-05"},{"$f":"WEEKDAY(Tabulation[[#This Row],[Date]])","v":6},{"$f":"IF(OR(Tabulation[[#This Row],[DayNo]]=1,Tabulation[[#This Row],[DayNo]]=7),1,0)","v":0},{"$f":"COUNTIF(Holidays,Tabulation[[#This Row],[Date]])","v":0},{"$f":"CONCATENATE(Tabulation[[#This Row],[Holiday]],Tabulation[[#This Row],[Season]],Tabulation[[#This Row],[Weekend]],\"-\",IF(Tabulation[[#This Row],[Hour]]<10,0,\"\"),C1544)","v":"0Winter0-04"},{"$f":"VLOOKUP(Tabulation[[#This Row],[Concat]],Table3[],8)","v":0.28519},{"$f":"(Tabulation[[#This Row],[AC System Output (kW)]]*Tabulation[[#This Row],[Rate]])","v":0}]
[3,5,5,0,{"$f":"Tabulation[[#This Row],[AC System Output (W)]]/1000","v":0},{"$f":"VLOOKUP(Tabulation[[#This Row],[Month]],Season,2)","v":"Winter"},{"$f":"(DATE(2021,Tabulation[[#This Row],[Month]],Tabulation[[#This Row],[Day]]))","v":"2021-03-05"},{"$f":"WEEKDAY(Tabulation[[#This Row],[Date]])","v":6},{"$f":"IF(OR(Tabulation[[#This Row],[DayNo]]=1,Tabulation[[#This Row],[DayNo]]=7),1,0)","v":0},{"$f":"COUNTIF(Holidays,Tabulation[[#This Row],[Date]])","v":0},{"$f":"CONCATENATE(Tabulation[[#This Row],[Holiday]],Tabulation[[#This Row],[Season]],Tabulation[[#This Row],[Weekend]],\"-\",IF(Tabulation[[#This Row],[Hour]]<10,0,\"\"),C1545)","v":"0Winter0-05"},{"$f":"VLOOKUP(Tabulation[[#This Row],[Concat]],Table3[],8)","v":0.28519},{"$f":"(Tabulation[[#This Row],[AC System Output (kW)]]*Tabulation[[#This Row],[Rate]])","v":0}]
[3,5,6,0,{"$f":"Tabulation[[#This Row],[AC System Output (W)]]/1000","v":0},{"$f":"VLOOKUP(Tabulation[[#This Row],[Month]],Season,2)","v":"Winter"},{"$f":"(DATE(2021,Tabulation[[#This Row],[Month]],Tabulation[[#This Row],[Day]]))","v":"2021-03-05"},{"$f":"WEEKDAY(Tabulation[[#This Row],[Date]])","v":6},{"$f":"IF(OR(Tabulation[[#This Row],[DayNo]]=1,Tabulation[[#This Row],[DayNo]]=7),1,0)","v":0},{"$f":"COUNTIF(Holidays,Tabulation[[#This Row],[Date]])","v":0},{"$f":"CONCATENATE(Tabulation[[#This Row],[Holiday]],Tabulation[[#This Row],[Season]],Tabulation[[#This Row],[Weekend]],\"-\",IF(Tabulation[[#This Row],[Hour]]<10,0,\"\"),C1546)","v":"0Winter0-06"},{"$f":"VLOOKUP(Tabulation[[#This Row],[Concat]],Table3[],8)","v":0.28519},{"$f":"(Tabulation[[#This Row],[AC System Output (kW)]]*Tabulation[[#This Row],[Rate]])","v":0}]
[3,5,7,642.41099999999994,{"$f":"Tabulation[[#This Row],[AC System Output (W)]]/1000","v":0.64241099999999995},{"$f":"VLOOKUP(Tabulation[[#This Row],[Month]],Season,2)","v":"Winter"},{"$f":"(DATE(2021,Tabulation[[#This Row],[Month]],Tabulation[[#This Row],[Day]]))","v":"2021-03-05"},{"$f":"WEEKDAY(Tabulation[[#This Row],[Date]])","v":6},{"$f":"IF(OR(Tabulation[[#This Row],[DayNo]]=1,Tabulation[[#This Row],[DayNo]]=7),1,0)","v":0},{"$f":"COUNTIF(Holidays,Tabulation[[#This Row],[Date]])","v":0},{"$f":"CONCATENATE(Tabulation[[#This Row],[Holiday]],Tabulation[[#This Row],[Season]],Tabulation[[#This Row],[Weekend]],\"-\",IF(Tabulation[[#This Row],[Hour]]<10,0,\"\"),C1547)","v":"0Winter0-07"},{"$f":"VLOOKUP(Tabulation[[#This Row],[Concat]],Table3[],8)","v":0.28519},{"$f":"(Tabulation[[#This Row],[AC System Output (kW)]]*Tabulation[[#This Row],[Rate]])","v":0.18320919309}]
[3,5,8,1080.223,{"$f":"Tabulation[[#This Row],[AC System Output (W)]]/1000","v":1.0802229999999999},{"$f":"VLOOKUP(Tabulation[[#This Row],[Month]],Season,2)","v":"Winter"},{"$f":"(DATE(2021,Tabulation[[#This Row],[Month]],Tabulation[[#This Row],[Day]]))","v":"2021-03-05"},{"$f":"WEEKDAY(Tabulation[[#This Row],[Date]])","v":6},{"$f":"IF(OR(Tabulation[[#This Row],[DayNo]]=1,Tabulation[[#This Row],[DayNo]]=7),1,0)","v":0},{"$f":"COUNTIF(Holidays,Tabulation[[#This Row],[Date]])","v":0},{"$f":"CONCATENATE(Tabulation[[#This Row],[Holiday]],Tabulation[[#This Row],[Season]],Tabulation[[#This Row],[Weekend]],\"-\",IF(Tabulation[[#This Row],[Hour]]<10,0,\"\"),C1548)","v":"0Winter0-08"},{"$f":"VLOOKUP(Tabulation[[#This Row],[Concat]],Table3[],8)","v":0.28519},{"$f":"(Tabulation[[#This Row],[AC System Output (kW)]]*Tabulation[[#This Row],[Rate]])","v":0.30806879736999998}]
[3,5,9,1700.8240000000001,{"$f":"Tabulation[[#This Row],[AC System Output (W)]]/1000","v":1.7008240000000001},{"$f":"VLOOKUP(Tabulation[[#This Row],[Month]],Season,2)","v":"Winter"},{"$f":"(DATE(2021,Tabulation[[#This Row],[Month]],Tabulation[[#This Row],[Day]]))","v":"2021-03-05"},{"$f":"WEEKDAY(Tabulation[[#This Row],[Date]])","v":6},{"$f":"IF(OR(Tabulation[[#This Row],[DayNo]]=1,Tabulation[[#This Row],[DayNo]]=7),1,0)","v":0},{"$f":"COUNTIF(Holidays,Tabulation[[#This Row],[Date]])","v":0},{"$f":"CONCATENATE(Tabulation[[#This Row],[Holiday]],Tabulation[[#This Row],[Season]],Tabulation[[#This Row],[Weekend]],\"-\",IF(Tabulation[[#This Row],[Hour]]<10,0,\"\"),C1549)","v":"0Winter0-09"},{"$f":"VLOOKUP(Tabulation[[#This Row],[Concat]],Table3[],8)","v":0.28519},{"$f":"(Tabulation[[#This Row],[AC System Output (kW)]]*Tabulation[[#This Row],[Rate]])","v":0.48505799656000004}]
[3,5,10,2645.3119999999999,{"$f":"Tabulation[[#This Row],[AC System Output (W)]]/1000","v":2.6453120000000001},{"$f":"VLOOKUP(Tabulation[[#This Row],[Month]],Season,2)","v":"Winter"},{"$f":"(DATE(2021,Tabulation[[#This Row],[Month]],Tabulation[[#This Row],[Day]]))","v":"2021-03-05"},{"$f":"WEEKDAY(Tabulation[[#This Row],[Date]])","v":6},{"$f":"IF(OR(Tabulation[[#This Row],[DayNo]]=1,Tabulation[[#This Row],[DayNo]]=7),1,0)","v":0},{"$f":"COUNTIF(Holidays,Tabulation[[#This Row],[Date]])","v":0},{"$f":"CONCATENATE(Tabulation[[#This Row],[Holiday]],Tabulation[[#This Row],[Season]],Tabulation[[#This Row],[Weekend]],\"-\",IF(Tabulation[[#This Row],[Hour]]<10,0,\"\"),C1550)","v":"0Winter0-10"},{"$f":"VLOOKUP(Tabulation[[#This Row],[Concat]],Table3[],8)","v":0.28519},{"$f":"(Tabulation[[#This Row],[AC System Output (kW)]]*Tabulation[[#This Row],[Rate]])","v":0.75441652928000003}]
[3,5,11,2933.2939999999999,{"$f":"Tabulation[[#This Row],[AC System Output (W)]]/1000","v":2.9332940000000001},{"$f":"VLOOKUP(Tabulation[[#This Row],[Month]],Season,2)","v":"Winter"},{"$f":"(DATE(2021,Tabulation[[#This Row],[Month]],Tabulation[[#This Row],[Day]]))","v":"2021-03-05"},{"$f":"WEEKDAY(Tabulation[[#This Row],[Date]])","v":6},{"$f":"IF(OR(Tabulation[[#This Row],[DayNo]]=1,Tabulation[[#This Row],[DayNo]]=7),1,0)","v":0},{"$f":"COUNTIF(Holidays,Tabulation[[#This Row],[Date]])","v":0},{"$f":"CONCATENATE(Tabulation[[#This Row],[Holiday]],Tabulation[[#This Row],[Season]],Tabulation[[#This Row],[Weekend]],\"-\",IF(Tabulation[[#This Row],[Hour]]<10,0,\"\"),C1551)","v":"0Winter0-11"},{"$f":"VLOOKUP(Tabulation[[#This Row],[Concat]],Table3[],8)","v":0.28519},{"$f":"(Tabulation[[#This Row],[AC System Output (kW)]]*Tabulation[[#This Row],[Rate]])","v":0.83654611586000005}]
[3,5,12,2953.0740000000001,{"$f":"Tabulation[[#This Row],[AC System Output (W)]]/1000","v":2.953074},{"$f":"VLOOKUP(Tabulation[[#This Row],[Month]],Season,2)","v":"Winter"},{"$f":"(DATE(2021,Tabulation[[#This Row],[Month]],Tabulation[[#This Row],[Day]]))","v":"2021-03-05"},{"$f":"WEEKDAY(Tabulation[[#This Row],[Date]])","v":6},{"$f":"IF(OR(Tabulation[[#This Row],[DayNo]]=1,Tabulation[[#This Row],[DayNo]]=7),1,0)","v":0},{"$f":"COUNTIF(Holidays,Tabulation[[#This Row],[Date]])","v":0},{"$f":"CONCATENATE(Tabulation[[#This Row],[Holiday]],Tabulation[[#This Row],[Season]],Tabulation[[#This Row],[Weekend]],\"-\",IF(Tabulation[[#This Row],[Hour]]<10,0,\"\"),C1552)","v":"0Winter0-12"},{"$f":"VLOOKUP(Tabulation[[#This Row],[Concat]],Table3[],8)","v":0.28519},{"$f":"(Tabulation[[#This Row],[AC System Output (kW)]]*Tabulation[[#This Row],[Rate]])","v":0.84218717405999999}]
[3,5,13,2828.1860000000001,{"$f":"Tabulation[[#This Row],[AC System Output (W)]]/1000","v":2.8281860000000001},{"$f":"VLOOKUP(Tabulation[[#This Row],[Month]],Season,2)","v":"Winter"},{"$f":"(DATE(2021,Tabulation[[#This Row],[Month]],Tabulation[[#This Row],[Day]]))","v":"2021-03-05"},{"$f":"WEEKDAY(Tabulation[[#This Row],[Date]])","v":6},{"$f":"IF(OR(Tabulation[[#This Row],[DayNo]]=1,Tabulation[[#This Row],[DayNo]]=7),1,0)","v":0},{"$f":"COUNTIF(Holidays,Tabulation[[#This Row],[Date]])","v":0},{"$f":"CONCATENATE(Tabulation[[#This Row],[Holiday]],Tabulation[[#This Row],[Season]],Tabulation[[#This Row],[Weekend]],\"-\",IF(Tabulation[[#This Row],[Hour]]<10,0,\"\"),C1553)","v":"0Winter0-13"},{"$f":"VLOOKUP(Tabulation[[#This Row],[Concat]],Table3[],8)","v":0.28519},{"$f":"(Tabulation[[#This Row],[AC System Output (kW)]]*Tabulation[[#This Row],[Rate]])","v":0.80657036534000004}]
[3,5,14,2454.299,{"$f":"Tabulation[[#This Row],[AC System Output (W)]]/1000","v":2.4542989999999998},{"$f":"VLOOKUP(Tabulation[[#This Row],[Month]],Season,2)","v":"Winter"},{"$f":"(DATE(2021,Tabulation[[#This Row],[Month]],Tabulation[[#This Row],[Day]]))","v":"2021-03-05"},{"$f":"WEEKDAY(Tabulation[[#This Row],[Date]])","v":6},{"$f":"IF(OR(Tabulation[[#This Row],[DayNo]]=1,Tabulation[[#This Row],[DayNo]]=7),1,0)","v":0},{"$f":"COUNTIF(Holidays,Tabulation[[#This Row],[Date]])","v":0},{"$f":"CONCATENATE(Tabulation[[#This Row],[Holiday]],Tabulation[[#This Row],[Season]],Tabulation[[#This Row],[Weekend]],\"-\",IF(Tabulation[[#This Row],[Hour]]<10,0,\"\"),C1554)","v":"0Winter0-14"},{"$f":"VLOOKUP(Tabulation[[#This Row],[Concat]],Table3[],8)","v":0.28519},{"$f":"(Tabulation[[#This Row],[AC System Output (kW)]]*Tabulation[[#This Row],[Rate]])","v":0.69994153180999996}]
[3,5,15,1622.327,{"$f":"Tabulation[[#This Row],[AC System Output (W)]]/1000","v":1.6223270000000001},{"$f":"VLOOKUP(Tabulation[[#This Row],[Month]],Season,2)","v":"Winter"},{"$f":"(DATE(2021,Tabulation[[#This Row],[Month]],Tabulation[[#This Row],[Day]]))","v":"2021-03-05"},{"$f":"WEEKDAY(Tabulation[[#This Row],[Date]])","v":6},{"$f":"IF(OR(Tabulation[[#This Row],[DayNo]]=1,Tabulation[[#This Row],[DayNo]]=7),1,0)","v":0},{"$f":"COUNTIF(Holidays,Tabulation[[#This Row],[Date]])","v":0},{"$f":"CONCATENATE(Tabulation[[#This Row],[Holiday]],Tabulation[[#This Row],[Season]],Tabulation[[#This Row],[Weekend]],\"-\",IF(Tabulation[[#This Row],[Hour]]<10,0,\"\"),C1555)","v":"0Winter0-15"},{"$f":"VLOOKUP(Tabulation[[#This Row],[Concat]],Table3[],8)","v":0.28519},{"$f":"(Tabulation[[#This Row],[AC System Output (kW)]]*Tabulation[[#This Row],[Rate]])","v":0.46267143713000003}]
[3,5,16,669.57399999999996,{"$f":"Tabulation[[#This Row],[AC System Output (W)]]/1000","v":0.669574},{"$f":"VLOOKUP(Tabulation[[#This Row],[Month]],Season,2)","v":"Winter"},{"$f":"(DATE(2021,Tabulation[[#This Row],[Month]],Tabulation[[#This Row],[Day]]))","v":"2021-03-05"},{"$f":"WEEKDAY(Tabulation[[#This Row],[Date]])","v":6},{"$f":"IF(OR(Tabulation[[#This Row],[DayNo]]=1,Tabulation[[#This Row],[DayNo]]=7),1,0)","v":0},{"$f":"COUNTIF(Holidays,Tabulation[[#This Row],[Date]])","v":0},{"$f":"CONCATENATE(Tabulation[[#This Row],[Holiday]],Tabulation[[#This Row],[Season]],Tabulation[[#This Row],[Weekend]],\"-\",IF(Tabulation[[#This Row],[Hour]]<10,0,\"\"),C1556)","v":"0Winter0-16"},{"$f":"VLOOKUP(Tabulation[[#This Row],[Concat]],Table3[],8)","v":0.28519},{"$f":"(Tabulation[[#This Row],[AC System Output (kW)]]*Tabulation[[#This Row],[Rate]])","v":0.19095580906000001}]
[3,5,17,125.06399999999999,{"$f":"Tabulation[[#This Row],[AC System Output (W)]]/1000","v":0.12506399999999998},{"$f":"VLOOKUP(Tabulation[[#This Row],[Month]],Season,2)","v":"Winter"},{"$f":"(DATE(2021,Tabulation[[#This Row],[Month]],Tabulation[[#This Row],[Day]]))","v":"2021-03-05"},{"$f":"WEEKDAY(Tabulation[[#This Row],[Date]])","v":6},{"$f":"IF(OR(Tabulation[[#This Row],[DayNo]]=1,Tabulation[[#This Row],[DayNo]]=7),1,0)","v":0},{"$f":"COUNTIF(Holidays,Tabulation[[#This Row],[Date]])","v":0},{"$f":"CONCATENATE(Tabulation[[#This Row],[Holiday]],Tabulation[[#This Row],[Season]],Tabulation[[#This Row],[Weekend]],\"-\",IF(Tabulation[[#This Row],[Hour]]<10,0,\"\"),C1557)","v":"0Winter0-17"},{"$f":"VLOOKUP(Tabulation[[#This Row],[Concat]],Table3[],8)","v":0.30257000000000001},{"$f":"(Tabulation[[#This Row],[AC System Output (kW)]]*Tabulation[[#This Row],[Rate]])","v":3.7840614479999993E-2}]
[3,5,18,0,{"$f":"Tabulation[[#This Row],[AC System Output (W)]]/1000","v":0},{"$f":"VLOOKUP(Tabulation[[#This Row],[Month]],Season,2)","v":"Winter"},{"$f":"(DATE(2021,Tabulation[[#This Row],[Month]],Tabulation[[#This Row],[Day]]))","v":"2021-03-05"},{"$f":"WEEKDAY(Tabulation[[#This Row],[Date]])","v":6},{"$f":"IF(OR(Tabulation[[#This Row],[DayNo]]=1,Tabulation[[#This Row],[DayNo]]=7),1,0)","v":0},{"$f":"COUNTIF(Holidays,Tabulation[[#This Row],[Date]])","v":0},{"$f":"CONCATENATE(Tabulation[[#This Row],[Holiday]],Tabulation[[#This Row],[Season]],Tabulation[[#This Row],[Weekend]],\"-\",IF(Tabulation[[#This Row],[Hour]]<10,0,\"\"),C1558)","v":"0Winter0-18"},{"$f":"VLOOKUP(Tabulation[[#This Row],[Concat]],Table3[],8)","v":0.30257000000000001},{"$f":"(Tabulation[[#This Row],[AC System Output (kW)]]*Tabulation[[#This Row],[Rate]])","v":0}]
[3,5,19,0,{"$f":"Tabulation[[#This Row],[AC System Output (W)]]/1000","v":0},{"$f":"VLOOKUP(Tabulation[[#This Row],[Month]],Season,2)","v":"Winter"},{"$f":"(DATE(2021,Tabulation[[#This Row],[Month]],Tabulation[[#This Row],[Day]]))","v":"2021-03-05"},{"$f":"WEEKDAY(Tabulation[[#This Row],[Date]])","v":6},{"$f":"IF(OR(Tabulation[[#This Row],[DayNo]]=1,Tabulation[[#This Row],[DayNo]]=7),1,0)","v":0},{"$f":"COUNTIF(Holidays,Tabulation[[#This Row],[Date]])","v":0},{"$f":"CONCATENATE(Tabulation[[#This Row],[Holiday]],Tabulation[[#This Row],[Season]],Tabulation[[#This Row],[Weekend]],\"-\",IF(Tabulation[[#This Row],[Hour]]<10,0,\"\"),C1559)","v":"0Winter0-19"},{"$f":"VLOOKUP(Tabulation[[#This Row],[Concat]],Table3[],8)","v":0.30257000000000001},{"$f":"(Tabulation[[#This Row],[AC System Output (kW)]]*Tabulation[[#This Row],[Rate]])","v":0}]
[3,5,20,0,{"$f":"Tabulation[[#This Row],[AC System Output (W)]]/1000","v":0},{"$f":"VLOOKUP(Tabulation[[#This Row],[Month]],Season,2)","v":"Winter"},{"$f":"(DATE(2021,Tabulation[[#This Row],[Month]],Tabulation[[#This Row],[Day]]))","v":"2021-03-05"},{"$f":"WEEKDAY(Tabulation[[#This Row],[Date]])","v":6},{"$f":"IF(OR(Tabulation[[#This Row],[DayNo]]=1,Tabulation[[#This Row],[DayNo]]=7),1,0)","v":0},{"$f":"COUNTIF(Holidays,Tabulation[[#This Row],[Date]])","v":0},{"$f":"CONCATENATE(Tabulation[[#This Row],[Holiday]],Tabulation[[#This Row],[Season]],Tabulation[[#This Row],[Weekend]],\"-\",IF(Tabulation[[#This Row],[Hour]]<10,0,\"\"),C1560)","v":"0Winter0-20"},{"$f":"VLOOKUP(Tabulation[[#This Row],[Concat]],Table3[],8)","v":0.28519},{"$f":"(Tabulation[[#This Row],[AC System Output (kW)]]*Tabulation[[#This Row],[Rate]])","v":0}]
[3,5,21,0,{"$f":"Tabulation[[#This Row],[AC System Output (W)]]/1000","v":0},{"$f":"VLOOKUP(Tabulation[[#This Row],[Month]],Season,2)","v":"Winter"},{"$f":"(DATE(2021,Tabulation[[#This Row],[Month]],Tabulation[[#This Row],[Day]]))","v":"2021-03-05"},{"$f":"WEEKDAY(Tabulation[[#This Row],[Date]])","v":6},{"$f":"IF(OR(Tabulation[[#This Row],[DayNo]]=1,Tabulation[[#This Row],[DayNo]]=7),1,0)","v":0},{"$f":"COUNTIF(Holidays,Tabulation[[#This Row],[Date]])","v":0},{"$f":"CONCATENATE(Tabulation[[#This Row],[Holiday]],Tabulation[[#This Row],[Season]],Tabulation[[#This Row],[Weekend]],\"-\",IF(Tabulation[[#This Row],[Hour]]<10,0,\"\"),C1561)","v":"0Winter0-21"},{"$f":"VLOOKUP(Tabulation[[#This Row],[Concat]],Table3[],8)","v":0.28519},{"$f":"(Tabulation[[#This Row],[AC System Output (kW)]]*Tabulation[[#This Row],[Rate]])","v":0}]
[3,5,22,0,{"$f":"Tabulation[[#This Row],[AC System Output (W)]]/1000","v":0},{"$f":"VLOOKUP(Tabulation[[#This Row],[Month]],Season,2)","v":"Winter"},{"$f":"(DATE(2021,Tabulation[[#This Row],[Month]],Tabulation[[#This Row],[Day]]))","v":"2021-03-05"},{"$f":"WEEKDAY(Tabulation[[#This Row],[Date]])","v":6},{"$f":"IF(OR(Tabulation[[#This Row],[DayNo]]=1,Tabulation[[#This Row],[DayNo]]=7),1,0)","v":0},{"$f":"COUNTIF(Holidays,Tabulation[[#This Row],[Date]])","v":0},{"$f":"CONCATENATE(Tabulation[[#This Row],[Holiday]],Tabulation[[#This Row],[Season]],Tabulation[[#This Row],[Weekend]],\"-\",IF(Tabulation[[#This Row],[Hour]]<10,0,\"\"),C1562)","v":"0Winter0-22"},{"$f":"VLOOKUP(Tabulation[[#This Row],[Concat]],Table3[],8)","v":0.28519},{"$f":"(Tabulation[[#This Row],[AC System Output (kW)]]*Tabulation[[#This Row],[Rate]])","v":0}]
[3,5,23,0,{"$f":"Tabulation[[#This Row],[AC System Output (W)]]/1000","v":0},{"$f":"VLOOKUP(Tabulation[[#This Row],[Month]],Season,2)","v":"Winter"},{"$f":"(DATE(2021,Tabulation[[#This Row],[Month]],Tabulation[[#This Row],[Day]]))","v":"2021-03-05"},{"$f":"WEEKDAY(Tabulation[[#This Row],[Date]])","v":6},{"$f":"IF(OR(Tabulation[[#This Row],[DayNo]]=1,Tabulation[[#This Row],[DayNo]]=7),1,0)","v":0},{"$f":"COUNTIF(Holidays,Tabulation[[#This Row],[Date]])","v":0},{"$f":"CONCATENATE(Tabulation[[#This Row],[Holiday]],Tabulation[[#This Row],[Season]],Tabulation[[#This Row],[Weekend]],\"-\",IF(Tabulation[[#This Row],[Hour]]<10,0,\"\"),C1563)","v":"0Winter0-23"},{"$f":"VLOOKUP(Tabulation[[#This Row],[Concat]],Table3[],8)","v":0.28519},{"$f":"(Tabulation[[#This Row],[AC System Output (kW)]]*Tabulation[[#This Row],[Rate]])","v":0}]
[3,6,0,0,{"$f":"Tabulation[[#This Row],[AC System Output (W)]]/1000","v":0},{"$f":"VLOOKUP(Tabulation[[#This Row],[Month]],Season,2)","v":"Winter"},{"$f":"(DATE(2021,Tabulation[[#This Row],[Month]],Tabulation[[#This Row],[Day]]))","v":"2021-03-06"},{"$f":"WEEKDAY(Tabulation[[#This Row],[Date]])","v":7},{"$f":"IF(OR(Tabulation[[#This Row],[DayNo]]=1,Tabulation[[#This Row],[DayNo]]=7),1,0)","v":1},{"$f":"COUNTIF(Holidays,Tabulation[[#This Row],[Date]])","v":0},{"$f":"CONCATENATE(Tabulation[[#This Row],[Holiday]],Tabulation[[#This Row],[Season]],Tabulation[[#This Row],[Weekend]],\"-\",IF(Tabulation[[#This Row],[Hour]]<10,0,\"\"),C1564)","v":"0Winter1-00"},{"$f":"VLOOKUP(Tabulation[[#This Row],[Concat]],Table3[],8)","v":0.28519},{"$f":"(Tabulation[[#This Row],[AC System Output (kW)]]*Tabulation[[#This Row],[Rate]])","v":0}]
[3,6,1,0,{"$f":"Tabulation[[#This Row],[AC System Output (W)]]/1000","v":0},{"$f":"VLOOKUP(Tabulation[[#This Row],[Month]],Season,2)","v":"Winter"},{"$f":"(DATE(2021,Tabulation[[#This Row],[Month]],Tabulation[[#This Row],[Day]]))","v":"2021-03-06"},{"$f":"WEEKDAY(Tabulation[[#This Row],[Date]])","v":7},{"$f":"IF(OR(Tabulation[[#This Row],[DayNo]]=1,Tabulation[[#This Row],[DayNo]]=7),1,0)","v":1},{"$f":"COUNTIF(Holidays,Tabulation[[#This Row],[Date]])","v":0},{"$f":"CONCATENATE(Tabulation[[#This Row],[Holiday]],Tabulation[[#This Row],[Season]],Tabulation[[#This Row],[Weekend]],\"-\",IF(Tabulation[[#This Row],[Hour]]<10,0,\"\"),C1565)","v":"0Winter1-01"},{"$f":"VLOOKUP(Tabulation[[#This Row],[Concat]],Table3[],8)","v":0.28519},{"$f":"(Tabulation[[#This Row],[AC System Output (kW)]]*Tabulation[[#This Row],[Rate]])","v":0}]
[3,6,2,0,{"$f":"Tabulation[[#This Row],[AC System Output (W)]]/1000","v":0},{"$f":"VLOOKUP(Tabulation[[#This Row],[Month]],Season,2)","v":"Winter"},{"$f":"(DATE(2021,Tabulation[[#This Row],[Month]],Tabulation[[#This Row],[Day]]))","v":"2021-03-06"},{"$f":"WEEKDAY(Tabulation[[#This Row],[Date]])","v":7},{"$f":"IF(OR(Tabulation[[#This Row],[DayNo]]=1,Tabulation[[#This Row],[DayNo]]=7),1,0)","v":1},{"$f":"COUNTIF(Holidays,Tabulation[[#This Row],[Date]])","v":0},{"$f":"CONCATENATE(Tabulation[[#This Row],[Holiday]],Tabulation[[#This Row],[Season]],Tabulation[[#This Row],[Weekend]],\"-\",IF(Tabulation[[#This Row],[Hour]]<10,0,\"\"),C1566)","v":"0Winter1-02"},{"$f":"VLOOKUP(Tabulation[[#This Row],[Concat]],Table3[],8)","v":0.28519},{"$f":"(Tabulation[[#This Row],[AC System Output (kW)]]*Tabulation[[#This Row],[Rate]])","v":0}]
[3,6,3,0,{"$f":"Tabulation[[#This Row],[AC System Output (W)]]/1000","v":0},{"$f":"VLOOKUP(Tabulation[[#This Row],[Month]],Season,2)","v":"Winter"},{"$f":"(DATE(2021,Tabulation[[#This Row],[Month]],Tabulation[[#This Row],[Day]]))","v":"2021-03-06"},{"$f":"WEEKDAY(Tabulation[[#This Row],[Date]])","v":7},{"$f":"IF(OR(Tabulation[[#This Row],[DayNo]]=1,Tabulation[[#This Row],[DayNo]]=7),1,0)","v":1},{"$f":"COUNTIF(Holidays,Tabulation[[#This Row],[Date]])","v":0},{"$f":"CONCATENATE(Tabulation[[#This Row],[Holiday]],Tabulation[[#This Row],[Season]],Tabulation[[#This Row],[Weekend]],\"-\",IF(Tabulation[[#This Row],[Hour]]<10,0,\"\"),C1567)","v":"0Winter1-03"},{"$f":"VLOOKUP(Tabulation[[#This Row],[Concat]],Table3[],8)","v":0.28519},{"$f":"(Tabulation[[#This Row],[AC System Output (kW)]]*Tabulation[[#This Row],[Rate]])","v":0}]
[3,6,4,0,{"$f":"Tabulation[[#This Row],[AC System Output (W)]]/1000","v":0},{"$f":"VLOOKUP(Tabulation[[#This Row],[Month]],Season,2)","v":"Winter"},{"$f":"(DATE(2021,Tabulation[[#This Row],[Month]],Tabulation[[#This Row],[Day]]))","v":"2021-03-06"},{"$f":"WEEKDAY(Tabulation[[#This Row],[Date]])","v":7},{"$f":"IF(OR(Tabulation[[#This Row],[DayNo]]=1,Tabulation[[#This Row],[DayNo]]=7),1,0)","v":1},{"$f":"COUNTIF(Holidays,Tabulation[[#This Row],[Date]])","v":0},{"$f":"CONCATENATE(Tabulation[[#This Row],[Holiday]],Tabulation[[#This Row],[Season]],Tabulation[[#This Row],[Weekend]],\"-\",IF(Tabulation[[#This Row],[Hour]]<10,0,\"\"),C1568)","v":"0Winter1-04"},{"$f":"VLOOKUP(Tabulation[[#This Row],[Concat]],Table3[],8)","v":0.28519},{"$f":"(Tabulation[[#This Row],[AC System Output (kW)]]*Tabulation[[#This Row],[Rate]])","v":0}]
[3,6,5,0,{"$f":"Tabulation[[#This Row],[AC System Output (W)]]/1000","v":0},{"$f":"VLOOKUP(Tabulation[[#This Row],[Month]],Season,2)","v":"Winter"},{"$f":"(DATE(2021,Tabulation[[#This Row],[Month]],Tabulation[[#This Row],[Day]]))","v":"2021-03-06"},{"$f":"WEEKDAY(Tabulation[[#This Row],[Date]])","v":7},{"$f":"IF(OR(Tabulation[[#This Row],[DayNo]]=1,Tabulation[[#This Row],[DayNo]]=7),1,0)","v":1},{"$f":"COUNTIF(Holidays,Tabulation[[#This Row],[Date]])","v":0},{"$f":"CONCATENATE(Tabulation[[#This Row],[Holiday]],Tabulation[[#This Row],[Season]],Tabulation[[#This Row],[Weekend]],\"-\",IF(Tabulation[[#This Row],[Hour]]<10,0,\"\"),C1569)","v":"0Winter1-05"},{"$f":"VLOOKUP(Tabulation[[#This Row],[Concat]],Table3[],8)","v":0.28519},{"$f":"(Tabulation[[#This Row],[AC System Output (kW)]]*Tabulation[[#This Row],[Rate]])","v":0}]
[3,6,6,0,{"$f":"Tabulation[[#This Row],[AC System Output (W)]]/1000","v":0},{"$f":"VLOOKUP(Tabulation[[#This Row],[Month]],Season,2)","v":"Winter"},{"$f":"(DATE(2021,Tabulation[[#This Row],[Month]],Tabulation[[#This Row],[Day]]))","v":"2021-03-06"},{"$f":"WEEKDAY(Tabulation[[#This Row],[Date]])","v":7},{"$f":"IF(OR(Tabulation[[#This Row],[DayNo]]=1,Tabulation[[#This Row],[DayNo]]=7),1,0)","v":1},{"$f":"COUNTIF(Holidays,Tabulation[[#This Row],[Date]])","v":0},{"$f":"CONCATENATE(Tabulation[[#This Row],[Holiday]],Tabulation[[#This Row],[Season]],Tabulation[[#This Row],[Weekend]],\"-\",IF(Tabulation[[#This Row],[Hour]]<10,0,\"\"),C1570)","v":"0Winter1-06"},{"$f":"VLOOKUP(Tabulation[[#This Row],[Concat]],Table3[],8)","v":0.28519},{"$f":"(Tabulation[[#This Row],[AC System Output (kW)]]*Tabulation[[#This Row],[Rate]])","v":0}]
[3,6,7,202.661,{"$f":"Tabulation[[#This Row],[AC System Output (W)]]/1000","v":0.20266100000000001},{"$f":"VLOOKUP(Tabulation[[#This Row],[Month]],Season,2)","v":"Winter"},{"$f":"(DATE(2021,Tabulation[[#This Row],[Month]],Tabulation[[#This Row],[Day]]))","v":"2021-03-06"},{"$f":"WEEKDAY(Tabulation[[#This Row],[Date]])","v":7},{"$f":"IF(OR(Tabulation[[#This Row],[DayNo]]=1,Tabulation[[#This Row],[DayNo]]=7),1,0)","v":1},{"$f":"COUNTIF(Holidays,Tabulation[[#This Row],[Date]])","v":0},{"$f":"CONCATENATE(Tabulation[[#This Row],[Holiday]],Tabulation[[#This Row],[Season]],Tabulation[[#This Row],[Weekend]],\"-\",IF(Tabulation[[#This Row],[Hour]]<10,0,\"\"),C1571)","v":"0Winter1-07"},{"$f":"VLOOKUP(Tabulation[[#This Row],[Concat]],Table3[],8)","v":0.28519},{"$f":"(Tabulation[[#This Row],[AC System Output (kW)]]*Tabulation[[#This Row],[Rate]])","v":5.7796890590000004E-2}]
[3,6,8,109.64400000000001,{"$f":"Tabulation[[#This Row],[AC System Output (W)]]/1000","v":0.10964400000000001},{"$f":"VLOOKUP(Tabulation[[#This Row],[Month]],Season,2)","v":"Winter"},{"$f":"(DATE(2021,Tabulation[[#This Row],[Month]],Tabulation[[#This Row],[Day]]))","v":"2021-03-06"},{"$f":"WEEKDAY(Tabulation[[#This Row],[Date]])","v":7},{"$f":"IF(OR(Tabulation[[#This Row],[DayNo]]=1,Tabulation[[#This Row],[DayNo]]=7),1,0)","v":1},{"$f":"COUNTIF(Holidays,Tabulation[[#This Row],[Date]])","v":0},{"$f":"CONCATENATE(Tabulation[[#This Row],[Holiday]],Tabulation[[#This Row],[Season]],Tabulation[[#This Row],[Weekend]],\"-\",IF(Tabulation[[#This Row],[Hour]]<10,0,\"\"),C1572)","v":"0Winter1-08"},{"$f":"VLOOKUP(Tabulation[[#This Row],[Concat]],Table3[],8)","v":0.28519},{"$f":"(Tabulation[[#This Row],[AC System Output (kW)]]*Tabulation[[#This Row],[Rate]])","v":3.1269372359999999E-2}]
[3,6,9,119.429,{"$f":"Tabulation[[#This Row],[AC System Output (W)]]/1000","v":0.11942900000000001},{"$f":"VLOOKUP(Tabulation[[#This Row],[Month]],Season,2)","v":"Winter"},{"$f":"(DATE(2021,Tabulation[[#This Row],[Month]],Tabulation[[#This Row],[Day]]))","v":"2021-03-06"},{"$f":"WEEKDAY(Tabulation[[#This Row],[Date]])","v":7},{"$f":"IF(OR(Tabulation[[#This Row],[DayNo]]=1,Tabulation[[#This Row],[DayNo]]=7),1,0)","v":1},{"$f":"COUNTIF(Holidays,Tabulation[[#This Row],[Date]])","v":0},{"$f":"CONCATENATE(Tabulation[[#This Row],[Holiday]],Tabulation[[#This Row],[Season]],Tabulation[[#This Row],[Weekend]],\"-\",IF(Tabulation[[#This Row],[Hour]]<10,0,\"\"),C1573)","v":"0Winter1-09"},{"$f":"VLOOKUP(Tabulation[[#This Row],[Concat]],Table3[],8)","v":0.28519},{"$f":"(Tabulation[[#This Row],[AC System Output (kW)]]*Tabulation[[#This Row],[Rate]])","v":3.4059956510000003E-2}]
[3,6,10,557.21100000000001,{"$f":"Tabulation[[#This Row],[AC System Output (W)]]/1000","v":0.55721100000000001},{"$f":"VLOOKUP(Tabulation[[#This Row],[Month]],Season,2)","v":"Winter"},{"$f":"(DATE(2021,Tabulation[[#This Row],[Month]],Tabulation[[#This Row],[Day]]))","v":"2021-03-06"},{"$f":"WEEKDAY(Tabulation[[#This Row],[Date]])","v":7},{"$f":"IF(OR(Tabulation[[#This Row],[DayNo]]=1,Tabulation[[#This Row],[DayNo]]=7),1,0)","v":1},{"$f":"COUNTIF(Holidays,Tabulation[[#This Row],[Date]])","v":0},{"$f":"CONCATENATE(Tabulation[[#This Row],[Holiday]],Tabulation[[#This Row],[Season]],Tabulation[[#This Row],[Weekend]],\"-\",IF(Tabulation[[#This Row],[Hour]]<10,0,\"\"),C1574)","v":"0Winter1-10"},{"$f":"VLOOKUP(Tabulation[[#This Row],[Concat]],Table3[],8)","v":0.28519},{"$f":"(Tabulation[[#This Row],[AC System Output (kW)]]*Tabulation[[#This Row],[Rate]])","v":0.15891100509}]
[3,6,11,1420.106,{"$f":"Tabulation[[#This Row],[AC System Output (W)]]/1000","v":1.4201060000000001},{"$f":"VLOOKUP(Tabulation[[#This Row],[Month]],Season,2)","v":"Winter"},{"$f":"(DATE(2021,Tabulation[[#This Row],[Month]],Tabulation[[#This Row],[Day]]))","v":"2021-03-06"},{"$f":"WEEKDAY(Tabulation[[#This Row],[Date]])","v":7},{"$f":"IF(OR(Tabulation[[#This Row],[DayNo]]=1,Tabulation[[#This Row],[DayNo]]=7),1,0)","v":1},{"$f":"COUNTIF(Holidays,Tabulation[[#This Row],[Date]])","v":0},{"$f":"CONCATENATE(Tabulation[[#This Row],[Holiday]],Tabulation[[#This Row],[Season]],Tabulation[[#This Row],[Weekend]],\"-\",IF(Tabulation[[#This Row],[Hour]]<10,0,\"\"),C1575)","v":"0Winter1-11"},{"$f":"VLOOKUP(Tabulation[[#This Row],[Concat]],Table3[],8)","v":0.28519},{"$f":"(Tabulation[[#This Row],[AC System Output (kW)]]*Tabulation[[#This Row],[Rate]])","v":0.40500003014000002}]
[3,6,12,892.08500000000004,{"$f":"Tabulation[[#This Row],[AC System Output (W)]]/1000","v":0.89208500000000002},{"$f":"VLOOKUP(Tabulation[[#This Row],[Month]],Season,2)","v":"Winter"},{"$f":"(DATE(2021,Tabulation[[#This Row],[Month]],Tabulation[[#This Row],[Day]]))","v":"2021-03-06"},{"$f":"WEEKDAY(Tabulation[[#This Row],[Date]])","v":7},{"$f":"IF(OR(Tabulation[[#This Row],[DayNo]]=1,Tabulation[[#This Row],[DayNo]]=7),1,0)","v":1},{"$f":"COUNTIF(Holidays,Tabulation[[#This Row],[Date]])","v":0},{"$f":"CONCATENATE(Tabulation[[#This Row],[Holiday]],Tabulation[[#This Row],[Season]],Tabulation[[#This Row],[Weekend]],\"-\",IF(Tabulation[[#This Row],[Hour]]<10,0,\"\"),C1576)","v":"0Winter1-12"},{"$f":"VLOOKUP(Tabulation[[#This Row],[Concat]],Table3[],8)","v":0.28519},{"$f":"(Tabulation[[#This Row],[AC System Output (kW)]]*Tabulation[[#This Row],[Rate]])","v":0.25441372114999999}]
[3,6,13,1226.981,{"$f":"Tabulation[[#This Row],[AC System Output (W)]]/1000","v":1.2269810000000001},{"$f":"VLOOKUP(Tabulation[[#This Row],[Month]],Season,2)","v":"Winter"},{"$f":"(DATE(2021,Tabulation[[#This Row],[Month]],Tabulation[[#This Row],[Day]]))","v":"2021-03-06"},{"$f":"WEEKDAY(Tabulation[[#This Row],[Date]])","v":7},{"$f":"IF(OR(Tabulation[[#This Row],[DayNo]]=1,Tabulation[[#This Row],[DayNo]]=7),1,0)","v":1},{"$f":"COUNTIF(Holidays,Tabulation[[#This Row],[Date]])","v":0},{"$f":"CONCATENATE(Tabulation[[#This Row],[Holiday]],Tabulation[[#This Row],[Season]],Tabulation[[#This Row],[Weekend]],\"-\",IF(Tabulation[[#This Row],[Hour]]<10,0,\"\"),C1577)","v":"0Winter1-13"},{"$f":"VLOOKUP(Tabulation[[#This Row],[Concat]],Table3[],8)","v":0.28519},{"$f":"(Tabulation[[#This Row],[AC System Output (kW)]]*Tabulation[[#This Row],[Rate]])","v":0.34992271139000003}]
[3,6,14,67.634,{"$f":"Tabulation[[#This Row],[AC System Output (W)]]/1000","v":6.7634E-2},{"$f":"VLOOKUP(Tabulation[[#This Row],[Month]],Season,2)","v":"Winter"},{"$f":"(DATE(2021,Tabulation[[#This Row],[Month]],Tabulation[[#This Row],[Day]]))","v":"2021-03-06"},{"$f":"WEEKDAY(Tabulation[[#This Row],[Date]])","v":7},{"$f":"IF(OR(Tabulation[[#This Row],[DayNo]]=1,Tabulation[[#This Row],[DayNo]]=7),1,0)","v":1},{"$f":"COUNTIF(Holidays,Tabulation[[#This Row],[Date]])","v":0},{"$f":"CONCATENATE(Tabulation[[#This Row],[Holiday]],Tabulation[[#This Row],[Season]],Tabulation[[#This Row],[Weekend]],\"-\",IF(Tabulation[[#This Row],[Hour]]<10,0,\"\"),C1578)","v":"0Winter1-14"},{"$f":"VLOOKUP(Tabulation[[#This Row],[Concat]],Table3[],8)","v":0.28519},{"$f":"(Tabulation[[#This Row],[AC System Output (kW)]]*Tabulation[[#This Row],[Rate]])","v":1.928854046E-2}]
[3,6,15,180.352,{"$f":"Tabulation[[#This Row],[AC System Output (W)]]/1000","v":0.18035200000000001},{"$f":"VLOOKUP(Tabulation[[#This Row],[Month]],Season,2)","v":"Winter"},{"$f":"(DATE(2021,Tabulation[[#This Row],[Month]],Tabulation[[#This Row],[Day]]))","v":"2021-03-06"},{"$f":"WEEKDAY(Tabulation[[#This Row],[Date]])","v":7},{"$f":"IF(OR(Tabulation[[#This Row],[DayNo]]=1,Tabulation[[#This Row],[DayNo]]=7),1,0)","v":1},{"$f":"COUNTIF(Holidays,Tabulation[[#This Row],[Date]])","v":0},{"$f":"CONCATENATE(Tabulation[[#This Row],[Holiday]],Tabulation[[#This Row],[Season]],Tabulation[[#This Row],[Weekend]],\"-\",IF(Tabulation[[#This Row],[Hour]]<10,0,\"\"),C1579)","v":"0Winter1-15"},{"$f":"VLOOKUP(Tabulation[[#This Row],[Concat]],Table3[],8)","v":0.28519},{"$f":"(Tabulation[[#This Row],[AC System Output (kW)]]*Tabulation[[#This Row],[Rate]])","v":5.1434586880000001E-2}]
[3,6,16,10.426,{"$f":"Tabulation[[#This Row],[AC System Output (W)]]/1000","v":1.0426E-2},{"$f":"VLOOKUP(Tabulation[[#This Row],[Month]],Season,2)","v":"Winter"},{"$f":"(DATE(2021,Tabulation[[#This Row],[Month]],Tabulation[[#This Row],[Day]]))","v":"2021-03-06"},{"$f":"WEEKDAY(Tabulation[[#This Row],[Date]])","v":7},{"$f":"IF(OR(Tabulation[[#This Row],[DayNo]]=1,Tabulation[[#This Row],[DayNo]]=7),1,0)","v":1},{"$f":"COUNTIF(Holidays,Tabulation[[#This Row],[Date]])","v":0},{"$f":"CONCATENATE(Tabulation[[#This Row],[Holiday]],Tabulation[[#This Row],[Season]],Tabulation[[#This Row],[Weekend]],\"-\",IF(Tabulation[[#This Row],[Hour]]<10,0,\"\"),C1580)","v":"0Winter1-16"},{"$f":"VLOOKUP(Tabulation[[#This Row],[Concat]],Table3[],8)","v":0.28519},{"$f":"(Tabulation[[#This Row],[AC System Output (kW)]]*Tabulation[[#This Row],[Rate]])","v":2.9733909399999999E-3}]
[3,6,17,0,{"$f":"Tabulation[[#This Row],[AC System Output (W)]]/1000","v":0},{"$f":"VLOOKUP(Tabulation[[#This Row],[Month]],Season,2)","v":"Winter"},{"$f":"(DATE(2021,Tabulation[[#This Row],[Month]],Tabulation[[#This Row],[Day]]))","v":"2021-03-06"},{"$f":"WEEKDAY(Tabulation[[#This Row],[Date]])","v":7},{"$f":"IF(OR(Tabulation[[#This Row],[DayNo]]=1,Tabulation[[#This Row],[DayNo]]=7),1,0)","v":1},{"$f":"COUNTIF(Holidays,Tabulation[[#This Row],[Date]])","v":0},{"$f":"CONCATENATE(Tabulation[[#This Row],[Holiday]],Tabulation[[#This Row],[Season]],Tabulation[[#This Row],[Weekend]],\"-\",IF(Tabulation[[#This Row],[Hour]]<10,0,\"\"),C1581)","v":"0Winter1-17"},{"$f":"VLOOKUP(Tabulation[[#This Row],[Concat]],Table3[],8)","v":0.28519},{"$f":"(Tabulation[[#This Row],[AC System Output (kW)]]*Tabulation[[#This Row],[Rate]])","v":0}]
[3,6,18,0,{"$f":"Tabulation[[#This Row],[AC System Output (W)]]/1000","v":0},{"$f":"VLOOKUP(Tabulation[[#This Row],[Month]],Season,2)","v":"Winter"},{"$f":"(DATE(2021,Tabulation[[#This Row],[Month]],Tabulation[[#This Row],[Day]]))","v":"2021-03-06"},{"$f":"WEEKDAY(Tabulation[[#This Row],[Date]])","v":7},{"$f":"IF(OR(Tabulation[[#This Row],[DayNo]]=1,Tabulation[[#This Row],[DayNo]]=7),1,0)","v":1},{"$f":"COUNTIF(Holidays,Tabulation[[#This Row],[Date]])","v":0},{"$f":"CONCATENATE(Tabulation[[#This Row],[Holiday]],Tabulation[[#This Row],[Season]],Tabulation[[#This Row],[Weekend]],\"-\",IF(Tabulation[[#This Row],[Hour]]<10,0,\"\"),C1582)","v":"0Winter1-18"},{"$f":"VLOOKUP(Tabulation[[#This Row],[Concat]],Table3[],8)","v":0.28519},{"$f":"(Tabulation[[#This Row],[AC System Output (kW)]]*Tabulation[[#This Row],[Rate]])","v":0}]
[3,6,19,0,{"$f":"Tabulation[[#This Row],[AC System Output (W)]]/1000","v":0},{"$f":"VLOOKUP(Tabulation[[#This Row],[Month]],Season,2)","v":"Winter"},{"$f":"(DATE(2021,Tabulation[[#This Row],[Month]],Tabulation[[#This Row],[Day]]))","v":"2021-03-06"},{"$f":"WEEKDAY(Tabulation[[#This Row],[Date]])","v":7},{"$f":"IF(OR(Tabulation[[#This Row],[DayNo]]=1,Tabulation[[#This Row],[DayNo]]=7),1,0)","v":1},{"$f":"COUNTIF(Holidays,Tabulation[[#This Row],[Date]])","v":0},{"$f":"CONCATENATE(Tabulation[[#This Row],[Holiday]],Tabulation[[#This Row],[Season]],Tabulation[[#This Row],[Weekend]],\"-\",IF(Tabulation[[#This Row],[Hour]]<10,0,\"\"),C1583)","v":"0Winter1-19"},{"$f":"VLOOKUP(Tabulation[[#This Row],[Concat]],Table3[],8)","v":0.28519},{"$f":"(Tabulation[[#This Row],[AC System Output (kW)]]*Tabulation[[#This Row],[Rate]])","v":0}]
[3,6,20,0,{"$f":"Tabulation[[#This Row],[AC System Output (W)]]/1000","v":0},{"$f":"VLOOKUP(Tabulation[[#This Row],[Month]],Season,2)","v":"Winter"},{"$f":"(DATE(2021,Tabulation[[#This Row],[Month]],Tabulation[[#This Row],[Day]]))","v":"2021-03-06"},{"$f":"WEEKDAY(Tabulation[[#This Row],[Date]])","v":7},{"$f":"IF(OR(Tabulation[[#This Row],[DayNo]]=1,Tabulation[[#This Row],[DayNo]]=7),1,0)","v":1},{"$f":"COUNTIF(Holidays,Tabulation[[#This Row],[Date]])","v":0},{"$f":"CONCATENATE(Tabulation[[#This Row],[Holiday]],Tabulation[[#This Row],[Season]],Tabulation[[#This Row],[Weekend]],\"-\",IF(Tabulation[[#This Row],[Hour]]<10,0,\"\"),C1584)","v":"0Winter1-20"},{"$f":"VLOOKUP(Tabulation[[#This Row],[Concat]],Table3[],8)","v":0.28519},{"$f":"(Tabulation[[#This Row],[AC System Output (kW)]]*Tabulation[[#This Row],[Rate]])","v":0}]
[3,6,21,0,{"$f":"Tabulation[[#This Row],[AC System Output (W)]]/1000","v":0},{"$f":"VLOOKUP(Tabulation[[#This Row],[Month]],Season,2)","v":"Winter"},{"$f":"(DATE(2021,Tabulation[[#This Row],[Month]],Tabulation[[#This Row],[Day]]))","v":"2021-03-06"},{"$f":"WEEKDAY(Tabulation[[#This Row],[Date]])","v":7},{"$f":"IF(OR(Tabulation[[#This Row],[DayNo]]=1,Tabulation[[#This Row],[DayNo]]=7),1,0)","v":1},{"$f":"COUNTIF(Holidays,Tabulation[[#This Row],[Date]])","v":0},{"$f":"CONCATENATE(Tabulation[[#This Row],[Holiday]],Tabulation[[#This Row],[Season]],Tabulation[[#This Row],[Weekend]],\"-\",IF(Tabulation[[#This Row],[Hour]]<10,0,\"\"),C1585)","v":"0Winter1-21"},{"$f":"VLOOKUP(Tabulation[[#This Row],[Concat]],Table3[],8)","v":0.28519},{"$f":"(Tabulation[[#This Row],[AC System Output (kW)]]*Tabulation[[#This Row],[Rate]])","v":0}]
[3,6,22,0,{"$f":"Tabulation[[#This Row],[AC System Output (W)]]/1000","v":0},{"$f":"VLOOKUP(Tabulation[[#This Row],[Month]],Season,2)","v":"Winter"},{"$f":"(DATE(2021,Tabulation[[#This Row],[Month]],Tabulation[[#This Row],[Day]]))","v":"2021-03-06"},{"$f":"WEEKDAY(Tabulation[[#This Row],[Date]])","v":7},{"$f":"IF(OR(Tabulation[[#This Row],[DayNo]]=1,Tabulation[[#This Row],[DayNo]]=7),1,0)","v":1},{"$f":"COUNTIF(Holidays,Tabulation[[#This Row],[Date]])","v":0},{"$f":"CONCATENATE(Tabulation[[#This Row],[Holiday]],Tabulation[[#This Row],[Season]],Tabulation[[#This Row],[Weekend]],\"-\",IF(Tabulation[[#This Row],[Hour]]<10,0,\"\"),C1586)","v":"0Winter1-22"},{"$f":"VLOOKUP(Tabulation[[#This Row],[Concat]],Table3[],8)","v":0.28519},{"$f":"(Tabulation[[#This Row],[AC System Output (kW)]]*Tabulation[[#This Row],[Rate]])","v":0}]
[3,6,23,0,{"$f":"Tabulation[[#This Row],[AC System Output (W)]]/1000","v":0},{"$f":"VLOOKUP(Tabulation[[#This Row],[Month]],Season,2)","v":"Winter"},{"$f":"(DATE(2021,Tabulation[[#This Row],[Month]],Tabulation[[#This Row],[Day]]))","v":"2021-03-06"},{"$f":"WEEKDAY(Tabulation[[#This Row],[Date]])","v":7},{"$f":"IF(OR(Tabulation[[#This Row],[DayNo]]=1,Tabulation[[#This Row],[DayNo]]=7),1,0)","v":1},{"$f":"COUNTIF(Holidays,Tabulation[[#This Row],[Date]])","v":0},{"$f":"CONCATENATE(Tabulation[[#This Row],[Holiday]],Tabulation[[#This Row],[Season]],Tabulation[[#This Row],[Weekend]],\"-\",IF(Tabulation[[#This Row],[Hour]]<10,0,\"\"),C1587)","v":"0Winter1-23"},{"$f":"VLOOKUP(Tabulation[[#This Row],[Concat]],Table3[],8)","v":0.28519},{"$f":"(Tabulation[[#This Row],[AC System Output (kW)]]*Tabulation[[#This Row],[Rate]])","v":0}]
[3,7,0,0,{"$f":"Tabulation[[#This Row],[AC System Output (W)]]/1000","v":0},{"$f":"VLOOKUP(Tabulation[[#This Row],[Month]],Season,2)","v":"Winter"},{"$f":"(DATE(2021,Tabulation[[#This Row],[Month]],Tabulation[[#This Row],[Day]]))","v":"2021-03-07"},{"$f":"WEEKDAY(Tabulation[[#This Row],[Date]])","v":1},{"$f":"IF(OR(Tabulation[[#This Row],[DayNo]]=1,Tabulation[[#This Row],[DayNo]]=7),1,0)","v":1},{"$f":"COUNTIF(Holidays,Tabulation[[#This Row],[Date]])","v":0},{"$f":"CONCATENATE(Tabulation[[#This Row],[Holiday]],Tabulation[[#This Row],[Season]],Tabulation[[#This Row],[Weekend]],\"-\",IF(Tabulation[[#This Row],[Hour]]<10,0,\"\"),C1588)","v":"0Winter1-00"},{"$f":"VLOOKUP(Tabulation[[#This Row],[Concat]],Table3[],8)","v":0.28519},{"$f":"(Tabulation[[#This Row],[AC System Output (kW)]]*Tabulation[[#This Row],[Rate]])","v":0}]
[3,7,1,0,{"$f":"Tabulation[[#This Row],[AC System Output (W)]]/1000","v":0},{"$f":"VLOOKUP(Tabulation[[#This Row],[Month]],Season,2)","v":"Winter"},{"$f":"(DATE(2021,Tabulation[[#This Row],[Month]],Tabulation[[#This Row],[Day]]))","v":"2021-03-07"},{"$f":"WEEKDAY(Tabulation[[#This Row],[Date]])","v":1},{"$f":"IF(OR(Tabulation[[#This Row],[DayNo]]=1,Tabulation[[#This Row],[DayNo]]=7),1,0)","v":1},{"$f":"COUNTIF(Holidays,Tabulation[[#This Row],[Date]])","v":0},{"$f":"CONCATENATE(Tabulation[[#This Row],[Holiday]],Tabulation[[#This Row],[Season]],Tabulation[[#This Row],[Weekend]],\"-\",IF(Tabulation[[#This Row],[Hour]]<10,0,\"\"),C1589)","v":"0Winter1-01"},{"$f":"VLOOKUP(Tabulation[[#This Row],[Concat]],Table3[],8)","v":0.28519},{"$f":"(Tabulation[[#This Row],[AC System Output (kW)]]*Tabulation[[#This Row],[Rate]])","v":0}]
[3,7,2,0,{"$f":"Tabulation[[#This Row],[AC System Output (W)]]/1000","v":0},{"$f":"VLOOKUP(Tabulation[[#This Row],[Month]],Season,2)","v":"Winter"},{"$f":"(DATE(2021,Tabulation[[#This Row],[Month]],Tabulation[[#This Row],[Day]]))","v":"2021-03-07"},{"$f":"WEEKDAY(Tabulation[[#This Row],[Date]])","v":1},{"$f":"IF(OR(Tabulation[[#This Row],[DayNo]]=1,Tabulation[[#This Row],[DayNo]]=7),1,0)","v":1},{"$f":"COUNTIF(Holidays,Tabulation[[#This Row],[Date]])","v":0},{"$f":"CONCATENATE(Tabulation[[#This Row],[Holiday]],Tabulation[[#This Row],[Season]],Tabulation[[#This Row],[Weekend]],\"-\",IF(Tabulation[[#This Row],[Hour]]<10,0,\"\"),C1590)","v":"0Winter1-02"},{"$f":"VLOOKUP(Tabulation[[#This Row],[Concat]],Table3[],8)","v":0.28519},{"$f":"(Tabulation[[#This Row],[AC System Output (kW)]]*Tabulation[[#This Row],[Rate]])","v":0}]
[3,7,3,0,{"$f":"Tabulation[[#This Row],[AC System Output (W)]]/1000","v":0},{"$f":"VLOOKUP(Tabulation[[#This Row],[Month]],Season,2)","v":"Winter"},{"$f":"(DATE(2021,Tabulation[[#This Row],[Month]],Tabulation[[#This Row],[Day]]))","v":"2021-03-07"},{"$f":"WEEKDAY(Tabulation[[#This Row],[Date]])","v":1},{"$f":"IF(OR(Tabulation[[#This Row],[DayNo]]=1,Tabulation[[#This Row],[DayNo]]=7),1,0)","v":1},{"$f":"COUNTIF(Holidays,Tabulation[[#This Row],[Date]])","v":0},{"$f":"CONCATENATE(Tabulation[[#This Row],[Holiday]],Tabulation[[#This Row],[Season]],Tabulation[[#This Row],[Weekend]],\"-\",IF(Tabulation[[#This Row],[Hour]]<10,0,\"\"),C1591)","v":"0Winter1-03"},{"$f":"VLOOKUP(Tabulation[[#This Row],[Concat]],Table3[],8)","v":0.28519},{"$f":"(Tabulation[[#This Row],[AC System Output (kW)]]*Tabulation[[#This Row],[Rate]])","v":0}]
[3,7,4,0,{"$f":"Tabulation[[#This Row],[AC System Output (W)]]/1000","v":0},{"$f":"VLOOKUP(Tabulation[[#This Row],[Month]],Season,2)","v":"Winter"},{"$f":"(DATE(2021,Tabulation[[#This Row],[Month]],Tabulation[[#This Row],[Day]]))","v":"2021-03-07"},{"$f":"WEEKDAY(Tabulation[[#This Row],[Date]])","v":1},{"$f":"IF(OR(Tabulation[[#This Row],[DayNo]]=1,Tabulation[[#This Row],[DayNo]]=7),1,0)","v":1},{"$f":"COUNTIF(Holidays,Tabulation[[#This Row],[Date]])","v":0},{"$f":"CONCATENATE(Tabulation[[#This Row],[Holiday]],Tabulation[[#This Row],[Season]],Tabulation[[#This Row],[Weekend]],\"-\",IF(Tabulation[[#This Row],[Hour]]<10,0,\"\"),C1592)","v":"0Winter1-04"},{"$f":"VLOOKUP(Tabulation[[#This Row],[Concat]],Table3[],8)","v":0.28519},{"$f":"(Tabulation[[#This Row],[AC System Output (kW)]]*Tabulation[[#This Row],[Rate]])","v":0}]
[3,7,5,0,{"$f":"Tabulation[[#This Row],[AC System Output (W)]]/1000","v":0},{"$f":"VLOOKUP(Tabulation[[#This Row],[Month]],Season,2)","v":"Winter"},{"$f":"(DATE(2021,Tabulation[[#This Row],[Month]],Tabulation[[#This Row],[Day]]))","v":"2021-03-07"},{"$f":"WEEKDAY(Tabulation[[#This Row],[Date]])","v":1},{"$f":"IF(OR(Tabulation[[#This Row],[DayNo]]=1,Tabulation[[#This Row],[DayNo]]=7),1,0)","v":1},{"$f":"COUNTIF(Holidays,Tabulation[[#This Row],[Date]])","v":0},{"$f":"CONCATENATE(Tabulation[[#This Row],[Holiday]],Tabulation[[#This Row],[Season]],Tabulation[[#This Row],[Weekend]],\"-\",IF(Tabulation[[#This Row],[Hour]]<10,0,\"\"),C1593)","v":"0Winter1-05"},{"$f":"VLOOKUP(Tabulation[[#This Row],[Concat]],Table3[],8)","v":0.28519},{"$f":"(Tabulation[[#This Row],[AC System Output (kW)]]*Tabulation[[#This Row],[Rate]])","v":0}]
[3,7,6,0,{"$f":"Tabulation[[#This Row],[AC System Output (W)]]/1000","v":0},{"$f":"VLOOKUP(Tabulation[[#This Row],[Month]],Season,2)","v":"Winter"},{"$f":"(DATE(2021,Tabulation[[#This Row],[Month]],Tabulation[[#This Row],[Day]]))","v":"2021-03-07"},{"$f":"WEEKDAY(Tabulation[[#This Row],[Date]])","v":1},{"$f":"IF(OR(Tabulation[[#This Row],[DayNo]]=1,Tabulation[[#This Row],[DayNo]]=7),1,0)","v":1},{"$f":"COUNTIF(Holidays,Tabulation[[#This Row],[Date]])","v":0},{"$f":"CONCATENATE(Tabulation[[#This Row],[Holiday]],Tabulation[[#This Row],[Season]],Tabulation[[#This Row],[Weekend]],\"-\",IF(Tabulation[[#This Row],[Hour]]<10,0,\"\"),C1594)","v":"0Winter1-06"},{"$f":"VLOOKUP(Tabulation[[#This Row],[Concat]],Table3[],8)","v":0.28519},{"$f":"(Tabulation[[#This Row],[AC System Output (kW)]]*Tabulation[[#This Row],[Rate]])","v":0}]
[3,7,7,276.666,{"$f":"Tabulation[[#This Row],[AC System Output (W)]]/1000","v":0.27666600000000002},{"$f":"VLOOKUP(Tabulation[[#This Row],[Month]],Season,2)","v":"Winter"},{"$f":"(DATE(2021,Tabulation[[#This Row],[Month]],Tabulation[[#This Row],[Day]]))","v":"2021-03-07"},{"$f":"WEEKDAY(Tabulation[[#This Row],[Date]])","v":1},{"$f":"IF(OR(Tabulation[[#This Row],[DayNo]]=1,Tabulation[[#This Row],[DayNo]]=7),1,0)","v":1},{"$f":"COUNTIF(Holidays,Tabulation[[#This Row],[Date]])","v":0},{"$f":"CONCATENATE(Tabulation[[#This Row],[Holiday]],Tabulation[[#This Row],[Season]],Tabulation[[#This Row],[Weekend]],\"-\",IF(Tabulation[[#This Row],[Hour]]<10,0,\"\"),C1595)","v":"0Winter1-07"},{"$f":"VLOOKUP(Tabulation[[#This Row],[Concat]],Table3[],8)","v":0.28519},{"$f":"(Tabulation[[#This Row],[AC System Output (kW)]]*Tabulation[[#This Row],[Rate]])","v":7.8902376540000013E-2}]
[3,7,8,520.98500000000001,{"$f":"Tabulation[[#This Row],[AC System Output (W)]]/1000","v":0.52098500000000003},{"$f":"VLOOKUP(Tabulation[[#This Row],[Month]],Season,2)","v":"Winter"},{"$f":"(DATE(2021,Tabulation[[#This Row],[Month]],Tabulation[[#This Row],[Day]]))","v":"2021-03-07"},{"$f":"WEEKDAY(Tabulation[[#This Row],[Date]])","v":1},{"$f":"IF(OR(Tabulation[[#This Row],[DayNo]]=1,Tabulation[[#This Row],[DayNo]]=7),1,0)","v":1},{"$f":"COUNTIF(Holidays,Tabulation[[#This Row],[Date]])","v":0},{"$f":"CONCATENATE(Tabulation[[#This Row],[Holiday]],Tabulation[[#This Row],[Season]],Tabulation[[#This Row],[Weekend]],\"-\",IF(Tabulation[[#This Row],[Hour]]<10,0,\"\"),C1596)","v":"0Winter1-08"},{"$f":"VLOOKUP(Tabulation[[#This Row],[Concat]],Table3[],8)","v":0.28519},{"$f":"(Tabulation[[#This Row],[AC System Output (kW)]]*Tabulation[[#This Row],[Rate]])","v":0.14857971215000002}]
[3,7,9,491.262,{"$f":"Tabulation[[#This Row],[AC System Output (W)]]/1000","v":0.49126199999999998},{"$f":"VLOOKUP(Tabulation[[#This Row],[Month]],Season,2)","v":"Winter"},{"$f":"(DATE(2021,Tabulation[[#This Row],[Month]],Tabulation[[#This Row],[Day]]))","v":"2021-03-07"},{"$f":"WEEKDAY(Tabulation[[#This Row],[Date]])","v":1},{"$f":"IF(OR(Tabulation[[#This Row],[DayNo]]=1,Tabulation[[#This Row],[DayNo]]=7),1,0)","v":1},{"$f":"COUNTIF(Holidays,Tabulation[[#This Row],[Date]])","v":0},{"$f":"CONCATENATE(Tabulation[[#This Row],[Holiday]],Tabulation[[#This Row],[Season]],Tabulation[[#This Row],[Weekend]],\"-\",IF(Tabulation[[#This Row],[Hour]]<10,0,\"\"),C1597)","v":"0Winter1-09"},{"$f":"VLOOKUP(Tabulation[[#This Row],[Concat]],Table3[],8)","v":0.28519},{"$f":"(Tabulation[[#This Row],[AC System Output (kW)]]*Tabulation[[#This Row],[Rate]])","v":0.14010300977999998}]
[3,7,10,1340.721,{"$f":"Tabulation[[#This Row],[AC System Output (W)]]/1000","v":1.3407210000000001},{"$f":"VLOOKUP(Tabulation[[#This Row],[Month]],Season,2)","v":"Winter"},{"$f":"(DATE(2021,Tabulation[[#This Row],[Month]],Tabulation[[#This Row],[Day]]))","v":"2021-03-07"},{"$f":"WEEKDAY(Tabulation[[#This Row],[Date]])","v":1},{"$f":"IF(OR(Tabulation[[#This Row],[DayNo]]=1,Tabulation[[#This Row],[DayNo]]=7),1,0)","v":1},{"$f":"COUNTIF(Holidays,Tabulation[[#This Row],[Date]])","v":0},{"$f":"CONCATENATE(Tabulation[[#This Row],[Holiday]],Tabulation[[#This Row],[Season]],Tabulation[[#This Row],[Weekend]],\"-\",IF(Tabulation[[#This Row],[Hour]]<10,0,\"\"),C1598)","v":"0Winter1-10"},{"$f":"VLOOKUP(Tabulation[[#This Row],[Concat]],Table3[],8)","v":0.28519},{"$f":"(Tabulation[[#This Row],[AC System Output (kW)]]*Tabulation[[#This Row],[Rate]])","v":0.38236022199000003}]
[3,7,11,442.19499999999999,{"$f":"Tabulation[[#This Row],[AC System Output (W)]]/1000","v":0.442195},{"$f":"VLOOKUP(Tabulation[[#This Row],[Month]],Season,2)","v":"Winter"},{"$f":"(DATE(2021,Tabulation[[#This Row],[Month]],Tabulation[[#This Row],[Day]]))","v":"2021-03-07"},{"$f":"WEEKDAY(Tabulation[[#This Row],[Date]])","v":1},{"$f":"IF(OR(Tabulation[[#This Row],[DayNo]]=1,Tabulation[[#This Row],[DayNo]]=7),1,0)","v":1},{"$f":"COUNTIF(Holidays,Tabulation[[#This Row],[Date]])","v":0},{"$f":"CONCATENATE(Tabulation[[#This Row],[Holiday]],Tabulation[[#This Row],[Season]],Tabulation[[#This Row],[Weekend]],\"-\",IF(Tabulation[[#This Row],[Hour]]<10,0,\"\"),C1599)","v":"0Winter1-11"},{"$f":"VLOOKUP(Tabulation[[#This Row],[Concat]],Table3[],8)","v":0.28519},{"$f":"(Tabulation[[#This Row],[AC System Output (kW)]]*Tabulation[[#This Row],[Rate]])","v":0.12610959205}]
[3,7,12,487.92399999999998,{"$f":"Tabulation[[#This Row],[AC System Output (W)]]/1000","v":0.48792399999999997},{"$f":"VLOOKUP(Tabulation[[#This Row],[Month]],Season,2)","v":"Winter"},{"$f":"(DATE(2021,Tabulation[[#This Row],[Month]],Tabulation[[#This Row],[Day]]))","v":"2021-03-07"},{"$f":"WEEKDAY(Tabulation[[#This Row],[Date]])","v":1},{"$f":"IF(OR(Tabulation[[#This Row],[DayNo]]=1,Tabulation[[#This Row],[DayNo]]=7),1,0)","v":1},{"$f":"COUNTIF(Holidays,Tabulation[[#This Row],[Date]])","v":0},{"$f":"CONCATENATE(Tabulation[[#This Row],[Holiday]],Tabulation[[#This Row],[Season]],Tabulation[[#This Row],[Weekend]],\"-\",IF(Tabulation[[#This Row],[Hour]]<10,0,\"\"),C1600)","v":"0Winter1-12"},{"$f":"VLOOKUP(Tabulation[[#This Row],[Concat]],Table3[],8)","v":0.28519},{"$f":"(Tabulation[[#This Row],[AC System Output (kW)]]*Tabulation[[#This Row],[Rate]])","v":0.13915104555999999}]
[3,7,13,878.01900000000001,{"$f":"Tabulation[[#This Row],[AC System Output (W)]]/1000","v":0.87801899999999999},{"$f":"VLOOKUP(Tabulation[[#This Row],[Month]],Season,2)","v":"Winter"},{"$f":"(DATE(2021,Tabulation[[#This Row],[Month]],Tabulation[[#This Row],[Day]]))","v":"2021-03-07"},{"$f":"WEEKDAY(Tabulation[[#This Row],[Date]])","v":1},{"$f":"IF(OR(Tabulation[[#This Row],[DayNo]]=1,Tabulation[[#This Row],[DayNo]]=7),1,0)","v":1},{"$f":"COUNTIF(Holidays,Tabulation[[#This Row],[Date]])","v":0},{"$f":"CONCATENATE(Tabulation[[#This Row],[Holiday]],Tabulation[[#This Row],[Season]],Tabulation[[#This Row],[Weekend]],\"-\",IF(Tabulation[[#This Row],[Hour]]<10,0,\"\"),C1601)","v":"0Winter1-13"},{"$f":"VLOOKUP(Tabulation[[#This Row],[Concat]],Table3[],8)","v":0.28519},{"$f":"(Tabulation[[#This Row],[AC System Output (kW)]]*Tabulation[[#This Row],[Rate]])","v":0.25040223860999999}]
[3,7,14,1493.5060000000001,{"$f":"Tabulation[[#This Row],[AC System Output (W)]]/1000","v":1.493506},{"$f":"VLOOKUP(Tabulation[[#This Row],[Month]],Season,2)","v":"Winter"},{"$f":"(DATE(2021,Tabulation[[#This Row],[Month]],Tabulation[[#This Row],[Day]]))","v":"2021-03-07"},{"$f":"WEEKDAY(Tabulation[[#This Row],[Date]])","v":1},{"$f":"IF(OR(Tabulation[[#This Row],[DayNo]]=1,Tabulation[[#This Row],[DayNo]]=7),1,0)","v":1},{"$f":"COUNTIF(Holidays,Tabulation[[#This Row],[Date]])","v":0},{"$f":"CONCATENATE(Tabulation[[#This Row],[Holiday]],Tabulation[[#This Row],[Season]],Tabulation[[#This Row],[Weekend]],\"-\",IF(Tabulation[[#This Row],[Hour]]<10,0,\"\"),C1602)","v":"0Winter1-14"},{"$f":"VLOOKUP(Tabulation[[#This Row],[Concat]],Table3[],8)","v":0.28519},{"$f":"(Tabulation[[#This Row],[AC System Output (kW)]]*Tabulation[[#This Row],[Rate]])","v":0.42593297613999997}]
[3,7,15,941.71699999999998,{"$f":"Tabulation[[#This Row],[AC System Output (W)]]/1000","v":0.94171700000000003},{"$f":"VLOOKUP(Tabulation[[#This Row],[Month]],Season,2)","v":"Winter"},{"$f":"(DATE(2021,Tabulation[[#This Row],[Month]],Tabulation[[#This Row],[Day]]))","v":"2021-03-07"},{"$f":"WEEKDAY(Tabulation[[#This Row],[Date]])","v":1},{"$f":"IF(OR(Tabulation[[#This Row],[DayNo]]=1,Tabulation[[#This Row],[DayNo]]=7),1,0)","v":1},{"$f":"COUNTIF(Holidays,Tabulation[[#This Row],[Date]])","v":0},{"$f":"CONCATENATE(Tabulation[[#This Row],[Holiday]],Tabulation[[#This Row],[Season]],Tabulation[[#This Row],[Weekend]],\"-\",IF(Tabulation[[#This Row],[Hour]]<10,0,\"\"),C1603)","v":"0Winter1-15"},{"$f":"VLOOKUP(Tabulation[[#This Row],[Concat]],Table3[],8)","v":0.28519},{"$f":"(Tabulation[[#This Row],[AC System Output (kW)]]*Tabulation[[#This Row],[Rate]])","v":0.26856827122999999}]
[3,7,16,436.00299999999999,{"$f":"Tabulation[[#This Row],[AC System Output (W)]]/1000","v":0.43600299999999997},{"$f":"VLOOKUP(Tabulation[[#This Row],[Month]],Season,2)","v":"Winter"},{"$f":"(DATE(2021,Tabulation[[#This Row],[Month]],Tabulation[[#This Row],[Day]]))","v":"2021-03-07"},{"$f":"WEEKDAY(Tabulation[[#This Row],[Date]])","v":1},{"$f":"IF(OR(Tabulation[[#This Row],[DayNo]]=1,Tabulation[[#This Row],[DayNo]]=7),1,0)","v":1},{"$f":"COUNTIF(Holidays,Tabulation[[#This Row],[Date]])","v":0},{"$f":"CONCATENATE(Tabulation[[#This Row],[Holiday]],Tabulation[[#This Row],[Season]],Tabulation[[#This Row],[Weekend]],\"-\",IF(Tabulation[[#This Row],[Hour]]<10,0,\"\"),C1604)","v":"0Winter1-16"},{"$f":"VLOOKUP(Tabulation[[#This Row],[Concat]],Table3[],8)","v":0.28519},{"$f":"(Tabulation[[#This Row],[AC System Output (kW)]]*Tabulation[[#This Row],[Rate]])","v":0.12434369557}]
[3,7,17,88.081999999999994,{"$f":"Tabulation[[#This Row],[AC System Output (W)]]/1000","v":8.8081999999999994E-2},{"$f":"VLOOKUP(Tabulation[[#This Row],[Month]],Season,2)","v":"Winter"},{"$f":"(DATE(2021,Tabulation[[#This Row],[Month]],Tabulation[[#This Row],[Day]]))","v":"2021-03-07"},{"$f":"WEEKDAY(Tabulation[[#This Row],[Date]])","v":1},{"$f":"IF(OR(Tabulation[[#This Row],[DayNo]]=1,Tabulation[[#This Row],[DayNo]]=7),1,0)","v":1},{"$f":"COUNTIF(Holidays,Tabulation[[#This Row],[Date]])","v":0},{"$f":"CONCATENATE(Tabulation[[#This Row],[Holiday]],Tabulation[[#This Row],[Season]],Tabulation[[#This Row],[Weekend]],\"-\",IF(Tabulation[[#This Row],[Hour]]<10,0,\"\"),C1605)","v":"0Winter1-17"},{"$f":"VLOOKUP(Tabulation[[#This Row],[Concat]],Table3[],8)","v":0.28519},{"$f":"(Tabulation[[#This Row],[AC System Output (kW)]]*Tabulation[[#This Row],[Rate]])","v":2.512010558E-2}]
[3,7,18,0,{"$f":"Tabulation[[#This Row],[AC System Output (W)]]/1000","v":0},{"$f":"VLOOKUP(Tabulation[[#This Row],[Month]],Season,2)","v":"Winter"},{"$f":"(DATE(2021,Tabulation[[#This Row],[Month]],Tabulation[[#This Row],[Day]]))","v":"2021-03-07"},{"$f":"WEEKDAY(Tabulation[[#This Row],[Date]])","v":1},{"$f":"IF(OR(Tabulation[[#This Row],[DayNo]]=1,Tabulation[[#This Row],[DayNo]]=7),1,0)","v":1},{"$f":"COUNTIF(Holidays,Tabulation[[#This Row],[Date]])","v":0},{"$f":"CONCATENATE(Tabulation[[#This Row],[Holiday]],Tabulation[[#This Row],[Season]],Tabulation[[#This Row],[Weekend]],\"-\",IF(Tabulation[[#This Row],[Hour]]<10,0,\"\"),C1606)","v":"0Winter1-18"},{"$f":"VLOOKUP(Tabulation[[#This Row],[Concat]],Table3[],8)","v":0.28519},{"$f":"(Tabulation[[#This Row],[AC System Output (kW)]]*Tabulation[[#This Row],[Rate]])","v":0}]
[3,7,19,0,{"$f":"Tabulation[[#This Row],[AC System Output (W)]]/1000","v":0},{"$f":"VLOOKUP(Tabulation[[#This Row],[Month]],Season,2)","v":"Winter"},{"$f":"(DATE(2021,Tabulation[[#This Row],[Month]],Tabulation[[#This Row],[Day]]))","v":"2021-03-07"},{"$f":"WEEKDAY(Tabulation[[#This Row],[Date]])","v":1},{"$f":"IF(OR(Tabulation[[#This Row],[DayNo]]=1,Tabulation[[#This Row],[DayNo]]=7),1,0)","v":1},{"$f":"COUNTIF(Holidays,Tabulation[[#This Row],[Date]])","v":0},{"$f":"CONCATENATE(Tabulation[[#This Row],[Holiday]],Tabulation[[#This Row],[Season]],Tabulation[[#This Row],[Weekend]],\"-\",IF(Tabulation[[#This Row],[Hour]]<10,0,\"\"),C1607)","v":"0Winter1-19"},{"$f":"VLOOKUP(Tabulation[[#This Row],[Concat]],Table3[],8)","v":0.28519},{"$f":"(Tabulation[[#This Row],[AC System Output (kW)]]*Tabulation[[#This Row],[Rate]])","v":0}]
[3,7,20,0,{"$f":"Tabulation[[#This Row],[AC System Output (W)]]/1000","v":0},{"$f":"VLOOKUP(Tabulation[[#This Row],[Month]],Season,2)","v":"Winter"},{"$f":"(DATE(2021,Tabulation[[#This Row],[Month]],Tabulation[[#This Row],[Day]]))","v":"2021-03-07"},{"$f":"WEEKDAY(Tabulation[[#This Row],[Date]])","v":1},{"$f":"IF(OR(Tabulation[[#This Row],[DayNo]]=1,Tabulation[[#This Row],[DayNo]]=7),1,0)","v":1},{"$f":"COUNTIF(Holidays,Tabulation[[#This Row],[Date]])","v":0},{"$f":"CONCATENATE(Tabulation[[#This Row],[Holiday]],Tabulation[[#This Row],[Season]],Tabulation[[#This Row],[Weekend]],\"-\",IF(Tabulation[[#This Row],[Hour]]<10,0,\"\"),C1608)","v":"0Winter1-20"},{"$f":"VLOOKUP(Tabulation[[#This Row],[Concat]],Table3[],8)","v":0.28519},{"$f":"(Tabulation[[#This Row],[AC System Output (kW)]]*Tabulation[[#This Row],[Rate]])","v":0}]
[3,7,21,0,{"$f":"Tabulation[[#This Row],[AC System Output (W)]]/1000","v":0},{"$f":"VLOOKUP(Tabulation[[#This Row],[Month]],Season,2)","v":"Winter"},{"$f":"(DATE(2021,Tabulation[[#This Row],[Month]],Tabulation[[#This Row],[Day]]))","v":"2021-03-07"},{"$f":"WEEKDAY(Tabulation[[#This Row],[Date]])","v":1},{"$f":"IF(OR(Tabulation[[#This Row],[DayNo]]=1,Tabulation[[#This Row],[DayNo]]=7),1,0)","v":1},{"$f":"COUNTIF(Holidays,Tabulation[[#This Row],[Date]])","v":0},{"$f":"CONCATENATE(Tabulation[[#This Row],[Holiday]],Tabulation[[#This Row],[Season]],Tabulation[[#This Row],[Weekend]],\"-\",IF(Tabulation[[#This Row],[Hour]]<10,0,\"\"),C1609)","v":"0Winter1-21"},{"$f":"VLOOKUP(Tabulation[[#This Row],[Concat]],Table3[],8)","v":0.28519},{"$f":"(Tabulation[[#This Row],[AC System Output (kW)]]*Tabulation[[#This Row],[Rate]])","v":0}]
[3,7,22,0,{"$f":"Tabulation[[#This Row],[AC System Output (W)]]/1000","v":0},{"$f":"VLOOKUP(Tabulation[[#This Row],[Month]],Season,2)","v":"Winter"},{"$f":"(DATE(2021,Tabulation[[#This Row],[Month]],Tabulation[[#This Row],[Day]]))","v":"2021-03-07"},{"$f":"WEEKDAY(Tabulation[[#This Row],[Date]])","v":1},{"$f":"IF(OR(Tabulation[[#This Row],[DayNo]]=1,Tabulation[[#This Row],[DayNo]]=7),1,0)","v":1},{"$f":"COUNTIF(Holidays,Tabulation[[#This Row],[Date]])","v":0},{"$f":"CONCATENATE(Tabulation[[#This Row],[Holiday]],Tabulation[[#This Row],[Season]],Tabulation[[#This Row],[Weekend]],\"-\",IF(Tabulation[[#This Row],[Hour]]<10,0,\"\"),C1610)","v":"0Winter1-22"},{"$f":"VLOOKUP(Tabulation[[#This Row],[Concat]],Table3[],8)","v":0.28519},{"$f":"(Tabulation[[#This Row],[AC System Output (kW)]]*Tabulation[[#This Row],[Rate]])","v":0}]
[3,7,23,0,{"$f":"Tabulation[[#This Row],[AC System Output (W)]]/1000","v":0},{"$f":"VLOOKUP(Tabulation[[#This Row],[Month]],Season,2)","v":"Winter"},{"$f":"(DATE(2021,Tabulation[[#This Row],[Month]],Tabulation[[#This Row],[Day]]))","v":"2021-03-07"},{"$f":"WEEKDAY(Tabulation[[#This Row],[Date]])","v":1},{"$f":"IF(OR(Tabulation[[#This Row],[DayNo]]=1,Tabulation[[#This Row],[DayNo]]=7),1,0)","v":1},{"$f":"COUNTIF(Holidays,Tabulation[[#This Row],[Date]])","v":0},{"$f":"CONCATENATE(Tabulation[[#This Row],[Holiday]],Tabulation[[#This Row],[Season]],Tabulation[[#This Row],[Weekend]],\"-\",IF(Tabulation[[#This Row],[Hour]]<10,0,\"\"),C1611)","v":"0Winter1-23"},{"$f":"VLOOKUP(Tabulation[[#This Row],[Concat]],Table3[],8)","v":0.28519},{"$f":"(Tabulation[[#This Row],[AC System Output (kW)]]*Tabulation[[#This Row],[Rate]])","v":0}]
[3,8,0,0,{"$f":"Tabulation[[#This Row],[AC System Output (W)]]/1000","v":0},{"$f":"VLOOKUP(Tabulation[[#This Row],[Month]],Season,2)","v":"Winter"},{"$f":"(DATE(2021,Tabulation[[#This Row],[Month]],Tabulation[[#This Row],[Day]]))","v":"2021-03-08"},{"$f":"WEEKDAY(Tabulation[[#This Row],[Date]])","v":2},{"$f":"IF(OR(Tabulation[[#This Row],[DayNo]]=1,Tabulation[[#This Row],[DayNo]]=7),1,0)","v":0},{"$f":"COUNTIF(Holidays,Tabulation[[#This Row],[Date]])","v":0},{"$f":"CONCATENATE(Tabulation[[#This Row],[Holiday]],Tabulation[[#This Row],[Season]],Tabulation[[#This Row],[Weekend]],\"-\",IF(Tabulation[[#This Row],[Hour]]<10,0,\"\"),C1612)","v":"0Winter0-00"},{"$f":"VLOOKUP(Tabulation[[#This Row],[Concat]],Table3[],8)","v":0.28519},{"$f":"(Tabulation[[#This Row],[AC System Output (kW)]]*Tabulation[[#This Row],[Rate]])","v":0}]
[3,8,1,0,{"$f":"Tabulation[[#This Row],[AC System Output (W)]]/1000","v":0},{"$f":"VLOOKUP(Tabulation[[#This Row],[Month]],Season,2)","v":"Winter"},{"$f":"(DATE(2021,Tabulation[[#This Row],[Month]],Tabulation[[#This Row],[Day]]))","v":"2021-03-08"},{"$f":"WEEKDAY(Tabulation[[#This Row],[Date]])","v":2},{"$f":"IF(OR(Tabulation[[#This Row],[DayNo]]=1,Tabulation[[#This Row],[DayNo]]=7),1,0)","v":0},{"$f":"COUNTIF(Holidays,Tabulation[[#This Row],[Date]])","v":0},{"$f":"CONCATENATE(Tabulation[[#This Row],[Holiday]],Tabulation[[#This Row],[Season]],Tabulation[[#This Row],[Weekend]],\"-\",IF(Tabulation[[#This Row],[Hour]]<10,0,\"\"),C1613)","v":"0Winter0-01"},{"$f":"VLOOKUP(Tabulation[[#This Row],[Concat]],Table3[],8)","v":0.28519},{"$f":"(Tabulation[[#This Row],[AC System Output (kW)]]*Tabulation[[#This Row],[Rate]])","v":0}]
[3,8,2,0,{"$f":"Tabulation[[#This Row],[AC System Output (W)]]/1000","v":0},{"$f":"VLOOKUP(Tabulation[[#This Row],[Month]],Season,2)","v":"Winter"},{"$f":"(DATE(2021,Tabulation[[#This Row],[Month]],Tabulation[[#This Row],[Day]]))","v":"2021-03-08"},{"$f":"WEEKDAY(Tabulation[[#This Row],[Date]])","v":2},{"$f":"IF(OR(Tabulation[[#This Row],[DayNo]]=1,Tabulation[[#This Row],[DayNo]]=7),1,0)","v":0},{"$f":"COUNTIF(Holidays,Tabulation[[#This Row],[Date]])","v":0},{"$f":"CONCATENATE(Tabulation[[#This Row],[Holiday]],Tabulation[[#This Row],[Season]],Tabulation[[#This Row],[Weekend]],\"-\",IF(Tabulation[[#This Row],[Hour]]<10,0,\"\"),C1614)","v":"0Winter0-02"},{"$f":"VLOOKUP(Tabulation[[#This Row],[Concat]],Table3[],8)","v":0.28519},{"$f":"(Tabulation[[#This Row],[AC System Output (kW)]]*Tabulation[[#This Row],[Rate]])","v":0}]
[3,8,3,0,{"$f":"Tabulation[[#This Row],[AC System Output (W)]]/1000","v":0},{"$f":"VLOOKUP(Tabulation[[#This Row],[Month]],Season,2)","v":"Winter"},{"$f":"(DATE(2021,Tabulation[[#This Row],[Month]],Tabulation[[#This Row],[Day]]))","v":"2021-03-08"},{"$f":"WEEKDAY(Tabulation[[#This Row],[Date]])","v":2},{"$f":"IF(OR(Tabulation[[#This Row],[DayNo]]=1,Tabulation[[#This Row],[DayNo]]=7),1,0)","v":0},{"$f":"COUNTIF(Holidays,Tabulation[[#This Row],[Date]])","v":0},{"$f":"CONCATENATE(Tabulation[[#This Row],[Holiday]],Tabulation[[#This Row],[Season]],Tabulation[[#This Row],[Weekend]],\"-\",IF(Tabulation[[#This Row],[Hour]]<10,0,\"\"),C1615)","v":"0Winter0-03"},{"$f":"VLOOKUP(Tabulation[[#This Row],[Concat]],Table3[],8)","v":0.28519},{"$f":"(Tabulation[[#This Row],[AC System Output (kW)]]*Tabulation[[#This Row],[Rate]])","v":0}]
[3,8,4,0,{"$f":"Tabulation[[#This Row],[AC System Output (W)]]/1000","v":0},{"$f":"VLOOKUP(Tabulation[[#This Row],[Month]],Season,2)","v":"Winter"},{"$f":"(DATE(2021,Tabulation[[#This Row],[Month]],Tabulation[[#This Row],[Day]]))","v":"2021-03-08"},{"$f":"WEEKDAY(Tabulation[[#This Row],[Date]])","v":2},{"$f":"IF(OR(Tabulation[[#This Row],[DayNo]]=1,Tabulation[[#This Row],[DayNo]]=7),1,0)","v":0},{"$f":"COUNTIF(Holidays,Tabulation[[#This Row],[Date]])","v":0},{"$f":"CONCATENATE(Tabulation[[#This Row],[Holiday]],Tabulation[[#This Row],[Season]],Tabulation[[#This Row],[Weekend]],\"-\",IF(Tabulation[[#This Row],[Hour]]<10,0,\"\"),C1616)","v":"0Winter0-04"},{"$f":"VLOOKUP(Tabulation[[#This Row],[Concat]],Table3[],8)","v":0.28519},{"$f":"(Tabulation[[#This Row],[AC System Output (kW)]]*Tabulation[[#This Row],[Rate]])","v":0}]
[3,8,5,0,{"$f":"Tabulation[[#This Row],[AC System Output (W)]]/1000","v":0},{"$f":"VLOOKUP(Tabulation[[#This Row],[Month]],Season,2)","v":"Winter"},{"$f":"(DATE(2021,Tabulation[[#This Row],[Month]],Tabulation[[#This Row],[Day]]))","v":"2021-03-08"},{"$f":"WEEKDAY(Tabulation[[#This Row],[Date]])","v":2},{"$f":"IF(OR(Tabulation[[#This Row],[DayNo]]=1,Tabulation[[#This Row],[DayNo]]=7),1,0)","v":0},{"$f":"COUNTIF(Holidays,Tabulation[[#This Row],[Date]])","v":0},{"$f":"CONCATENATE(Tabulation[[#This Row],[Holiday]],Tabulation[[#This Row],[Season]],Tabulation[[#This Row],[Weekend]],\"-\",IF(Tabulation[[#This Row],[Hour]]<10,0,\"\"),C1617)","v":"0Winter0-05"},{"$f":"VLOOKUP(Tabulation[[#This Row],[Concat]],Table3[],8)","v":0.28519},{"$f":"(Tabulation[[#This Row],[AC System Output (kW)]]*Tabulation[[#This Row],[Rate]])","v":0}]
[3,8,6,0,{"$f":"Tabulation[[#This Row],[AC System Output (W)]]/1000","v":0},{"$f":"VLOOKUP(Tabulation[[#This Row],[Month]],Season,2)","v":"Winter"},{"$f":"(DATE(2021,Tabulation[[#This Row],[Month]],Tabulation[[#This Row],[Day]]))","v":"2021-03-08"},{"$f":"WEEKDAY(Tabulation[[#This Row],[Date]])","v":2},{"$f":"IF(OR(Tabulation[[#This Row],[DayNo]]=1,Tabulation[[#This Row],[DayNo]]=7),1,0)","v":0},{"$f":"COUNTIF(Holidays,Tabulation[[#This Row],[Date]])","v":0},{"$f":"CONCATENATE(Tabulation[[#This Row],[Holiday]],Tabulation[[#This Row],[Season]],Tabulation[[#This Row],[Weekend]],\"-\",IF(Tabulation[[#This Row],[Hour]]<10,0,\"\"),C1618)","v":"0Winter0-06"},{"$f":"VLOOKUP(Tabulation[[#This Row],[Concat]],Table3[],8)","v":0.28519},{"$f":"(Tabulation[[#This Row],[AC System Output (kW)]]*Tabulation[[#This Row],[Rate]])","v":0}]
[3,8,7,725.69200000000001,{"$f":"Tabulation[[#This Row],[AC System Output (W)]]/1000","v":0.725692},{"$f":"VLOOKUP(Tabulation[[#This Row],[Month]],Season,2)","v":"Winter"},{"$f":"(DATE(2021,Tabulation[[#This Row],[Month]],Tabulation[[#This Row],[Day]]))","v":"2021-03-08"},{"$f":"WEEKDAY(Tabulation[[#This Row],[Date]])","v":2},{"$f":"IF(OR(Tabulation[[#This Row],[DayNo]]=1,Tabulation[[#This Row],[DayNo]]=7),1,0)","v":0},{"$f":"COUNTIF(Holidays,Tabulation[[#This Row],[Date]])","v":0},{"$f":"CONCATENATE(Tabulation[[#This Row],[Holiday]],Tabulation[[#This Row],[Season]],Tabulation[[#This Row],[Weekend]],\"-\",IF(Tabulation[[#This Row],[Hour]]<10,0,\"\"),C1619)","v":"0Winter0-07"},{"$f":"VLOOKUP(Tabulation[[#This Row],[Concat]],Table3[],8)","v":0.28519},{"$f":"(Tabulation[[#This Row],[AC System Output (kW)]]*Tabulation[[#This Row],[Rate]])","v":0.20696010147999999}]
[3,8,8,1638.421,{"$f":"Tabulation[[#This Row],[AC System Output (W)]]/1000","v":1.6384210000000001},{"$f":"VLOOKUP(Tabulation[[#This Row],[Month]],Season,2)","v":"Winter"},{"$f":"(DATE(2021,Tabulation[[#This Row],[Month]],Tabulation[[#This Row],[Day]]))","v":"2021-03-08"},{"$f":"WEEKDAY(Tabulation[[#This Row],[Date]])","v":2},{"$f":"IF(OR(Tabulation[[#This Row],[DayNo]]=1,Tabulation[[#This Row],[DayNo]]=7),1,0)","v":0},{"$f":"COUNTIF(Holidays,Tabulation[[#This Row],[Date]])","v":0},{"$f":"CONCATENATE(Tabulation[[#This Row],[Holiday]],Tabulation[[#This Row],[Season]],Tabulation[[#This Row],[Weekend]],\"-\",IF(Tabulation[[#This Row],[Hour]]<10,0,\"\"),C1620)","v":"0Winter0-08"},{"$f":"VLOOKUP(Tabulation[[#This Row],[Concat]],Table3[],8)","v":0.28519},{"$f":"(Tabulation[[#This Row],[AC System Output (kW)]]*Tabulation[[#This Row],[Rate]])","v":0.46726128499000003}]
[3,8,9,2371.1570000000002,{"$f":"Tabulation[[#This Row],[AC System Output (W)]]/1000","v":2.3711570000000002},{"$f":"VLOOKUP(Tabulation[[#This Row],[Month]],Season,2)","v":"Winter"},{"$f":"(DATE(2021,Tabulation[[#This Row],[Month]],Tabulation[[#This Row],[Day]]))","v":"2021-03-08"},{"$f":"WEEKDAY(Tabulation[[#This Row],[Date]])","v":2},{"$f":"IF(OR(Tabulation[[#This Row],[DayNo]]=1,Tabulation[[#This Row],[DayNo]]=7),1,0)","v":0},{"$f":"COUNTIF(Holidays,Tabulation[[#This Row],[Date]])","v":0},{"$f":"CONCATENATE(Tabulation[[#This Row],[Holiday]],Tabulation[[#This Row],[Season]],Tabulation[[#This Row],[Weekend]],\"-\",IF(Tabulation[[#This Row],[Hour]]<10,0,\"\"),C1621)","v":"0Winter0-09"},{"$f":"VLOOKUP(Tabulation[[#This Row],[Concat]],Table3[],8)","v":0.28519},{"$f":"(Tabulation[[#This Row],[AC System Output (kW)]]*Tabulation[[#This Row],[Rate]])","v":0.67623026483000004}]
[3,8,10,2868.5309999999999,{"$f":"Tabulation[[#This Row],[AC System Output (W)]]/1000","v":2.8685309999999999},{"$f":"VLOOKUP(Tabulation[[#This Row],[Month]],Season,2)","v":"Winter"},{"$f":"(DATE(2021,Tabulation[[#This Row],[Month]],Tabulation[[#This Row],[Day]]))","v":"2021-03-08"},{"$f":"WEEKDAY(Tabulation[[#This Row],[Date]])","v":2},{"$f":"IF(OR(Tabulation[[#This Row],[DayNo]]=1,Tabulation[[#This Row],[DayNo]]=7),1,0)","v":0},{"$f":"COUNTIF(Holidays,Tabulation[[#This Row],[Date]])","v":0},{"$f":"CONCATENATE(Tabulation[[#This Row],[Holiday]],Tabulation[[#This Row],[Season]],Tabulation[[#This Row],[Weekend]],\"-\",IF(Tabulation[[#This Row],[Hour]]<10,0,\"\"),C1622)","v":"0Winter0-10"},{"$f":"VLOOKUP(Tabulation[[#This Row],[Concat]],Table3[],8)","v":0.28519},{"$f":"(Tabulation[[#This Row],[AC System Output (kW)]]*Tabulation[[#This Row],[Rate]])","v":0.81807635588999994}]
[3,8,11,3129.3620000000001,{"$f":"Tabulation[[#This Row],[AC System Output (W)]]/1000","v":3.129362},{"$f":"VLOOKUP(Tabulation[[#This Row],[Month]],Season,2)","v":"Winter"},{"$f":"(DATE(2021,Tabulation[[#This Row],[Month]],Tabulation[[#This Row],[Day]]))","v":"2021-03-08"},{"$f":"WEEKDAY(Tabulation[[#This Row],[Date]])","v":2},{"$f":"IF(OR(Tabulation[[#This Row],[DayNo]]=1,Tabulation[[#This Row],[DayNo]]=7),1,0)","v":0},{"$f":"COUNTIF(Holidays,Tabulation[[#This Row],[Date]])","v":0},{"$f":"CONCATENATE(Tabulation[[#This Row],[Holiday]],Tabulation[[#This Row],[Season]],Tabulation[[#This Row],[Weekend]],\"-\",IF(Tabulation[[#This Row],[Hour]]<10,0,\"\"),C1623)","v":"0Winter0-11"},{"$f":"VLOOKUP(Tabulation[[#This Row],[Concat]],Table3[],8)","v":0.28519},{"$f":"(Tabulation[[#This Row],[AC System Output (kW)]]*Tabulation[[#This Row],[Rate]])","v":0.89246274877999998}]
[3,8,12,3118.7260000000001,{"$f":"Tabulation[[#This Row],[AC System Output (W)]]/1000","v":3.1187260000000001},{"$f":"VLOOKUP(Tabulation[[#This Row],[Month]],Season,2)","v":"Winter"},{"$f":"(DATE(2021,Tabulation[[#This Row],[Month]],Tabulation[[#This Row],[Day]]))","v":"2021-03-08"},{"$f":"WEEKDAY(Tabulation[[#This Row],[Date]])","v":2},{"$f":"IF(OR(Tabulation[[#This Row],[DayNo]]=1,Tabulation[[#This Row],[DayNo]]=7),1,0)","v":0},{"$f":"COUNTIF(Holidays,Tabulation[[#This Row],[Date]])","v":0},{"$f":"CONCATENATE(Tabulation[[#This Row],[Holiday]],Tabulation[[#This Row],[Season]],Tabulation[[#This Row],[Weekend]],\"-\",IF(Tabulation[[#This Row],[Hour]]<10,0,\"\"),C1624)","v":"0Winter0-12"},{"$f":"VLOOKUP(Tabulation[[#This Row],[Concat]],Table3[],8)","v":0.28519},{"$f":"(Tabulation[[#This Row],[AC System Output (kW)]]*Tabulation[[#This Row],[Rate]])","v":0.88942946794}]
[3,8,13,2349.1469999999999,{"$f":"Tabulation[[#This Row],[AC System Output (W)]]/1000","v":2.3491469999999999},{"$f":"VLOOKUP(Tabulation[[#This Row],[Month]],Season,2)","v":"Winter"},{"$f":"(DATE(2021,Tabulation[[#This Row],[Month]],Tabulation[[#This Row],[Day]]))","v":"2021-03-08"},{"$f":"WEEKDAY(Tabulation[[#This Row],[Date]])","v":2},{"$f":"IF(OR(Tabulation[[#This Row],[DayNo]]=1,Tabulation[[#This Row],[DayNo]]=7),1,0)","v":0},{"$f":"COUNTIF(Holidays,Tabulation[[#This Row],[Date]])","v":0},{"$f":"CONCATENATE(Tabulation[[#This Row],[Holiday]],Tabulation[[#This Row],[Season]],Tabulation[[#This Row],[Weekend]],\"-\",IF(Tabulation[[#This Row],[Hour]]<10,0,\"\"),C1625)","v":"0Winter0-13"},{"$f":"VLOOKUP(Tabulation[[#This Row],[Concat]],Table3[],8)","v":0.28519},{"$f":"(Tabulation[[#This Row],[AC System Output (kW)]]*Tabulation[[#This Row],[Rate]])","v":0.66995323292999998}]
[3,8,14,2551.54,{"$f":"Tabulation[[#This Row],[AC System Output (W)]]/1000","v":2.5515400000000001},{"$f":"VLOOKUP(Tabulation[[#This Row],[Month]],Season,2)","v":"Winter"},{"$f":"(DATE(2021,Tabulation[[#This Row],[Month]],Tabulation[[#This Row],[Day]]))","v":"2021-03-08"},{"$f":"WEEKDAY(Tabulation[[#This Row],[Date]])","v":2},{"$f":"IF(OR(Tabulation[[#This Row],[DayNo]]=1,Tabulation[[#This Row],[DayNo]]=7),1,0)","v":0},{"$f":"COUNTIF(Holidays,Tabulation[[#This Row],[Date]])","v":0},{"$f":"CONCATENATE(Tabulation[[#This Row],[Holiday]],Tabulation[[#This Row],[Season]],Tabulation[[#This Row],[Weekend]],\"-\",IF(Tabulation[[#This Row],[Hour]]<10,0,\"\"),C1626)","v":"0Winter0-14"},{"$f":"VLOOKUP(Tabulation[[#This Row],[Concat]],Table3[],8)","v":0.28519},{"$f":"(Tabulation[[#This Row],[AC System Output (kW)]]*Tabulation[[#This Row],[Rate]])","v":0.72767369260000003}]
[3,8,15,1535.971,{"$f":"Tabulation[[#This Row],[AC System Output (W)]]/1000","v":1.535971},{"$f":"VLOOKUP(Tabulation[[#This Row],[Month]],Season,2)","v":"Winter"},{"$f":"(DATE(2021,Tabulation[[#This Row],[Month]],Tabulation[[#This Row],[Day]]))","v":"2021-03-08"},{"$f":"WEEKDAY(Tabulation[[#This Row],[Date]])","v":2},{"$f":"IF(OR(Tabulation[[#This Row],[DayNo]]=1,Tabulation[[#This Row],[DayNo]]=7),1,0)","v":0},{"$f":"COUNTIF(Holidays,Tabulation[[#This Row],[Date]])","v":0},{"$f":"CONCATENATE(Tabulation[[#This Row],[Holiday]],Tabulation[[#This Row],[Season]],Tabulation[[#This Row],[Weekend]],\"-\",IF(Tabulation[[#This Row],[Hour]]<10,0,\"\"),C1627)","v":"0Winter0-15"},{"$f":"VLOOKUP(Tabulation[[#This Row],[Concat]],Table3[],8)","v":0.28519},{"$f":"(Tabulation[[#This Row],[AC System Output (kW)]]*Tabulation[[#This Row],[Rate]])","v":0.43804356949000001}]
[3,8,16,740.98099999999999,{"$f":"Tabulation[[#This Row],[AC System Output (W)]]/1000","v":0.740981},{"$f":"VLOOKUP(Tabulation[[#This Row],[Month]],Season,2)","v":"Winter"},{"$f":"(DATE(2021,Tabulation[[#This Row],[Month]],Tabulation[[#This Row],[Day]]))","v":"2021-03-08"},{"$f":"WEEKDAY(Tabulation[[#This Row],[Date]])","v":2},{"$f":"IF(OR(Tabulation[[#This Row],[DayNo]]=1,Tabulation[[#This Row],[DayNo]]=7),1,0)","v":0},{"$f":"COUNTIF(Holidays,Tabulation[[#This Row],[Date]])","v":0},{"$f":"CONCATENATE(Tabulation[[#This Row],[Holiday]],Tabulation[[#This Row],[Season]],Tabulation[[#This Row],[Weekend]],\"-\",IF(Tabulation[[#This Row],[Hour]]<10,0,\"\"),C1628)","v":"0Winter0-16"},{"$f":"VLOOKUP(Tabulation[[#This Row],[Concat]],Table3[],8)","v":0.28519},{"$f":"(Tabulation[[#This Row],[AC System Output (kW)]]*Tabulation[[#This Row],[Rate]])","v":0.21132037139000001}]
[3,8,17,170.642,{"$f":"Tabulation[[#This Row],[AC System Output (W)]]/1000","v":0.17064199999999999},{"$f":"VLOOKUP(Tabulation[[#This Row],[Month]],Season,2)","v":"Winter"},{"$f":"(DATE(2021,Tabulation[[#This Row],[Month]],Tabulation[[#This Row],[Day]]))","v":"2021-03-08"},{"$f":"WEEKDAY(Tabulation[[#This Row],[Date]])","v":2},{"$f":"IF(OR(Tabulation[[#This Row],[DayNo]]=1,Tabulation[[#This Row],[DayNo]]=7),1,0)","v":0},{"$f":"COUNTIF(Holidays,Tabulation[[#This Row],[Date]])","v":0},{"$f":"CONCATENATE(Tabulation[[#This Row],[Holiday]],Tabulation[[#This Row],[Season]],Tabulation[[#This Row],[Weekend]],\"-\",IF(Tabulation[[#This Row],[Hour]]<10,0,\"\"),C1629)","v":"0Winter0-17"},{"$f":"VLOOKUP(Tabulation[[#This Row],[Concat]],Table3[],8)","v":0.30257000000000001},{"$f":"(Tabulation[[#This Row],[AC System Output (kW)]]*Tabulation[[#This Row],[Rate]])","v":5.1631149939999996E-2}]
[3,8,18,0,{"$f":"Tabulation[[#This Row],[AC System Output (W)]]/1000","v":0},{"$f":"VLOOKUP(Tabulation[[#This Row],[Month]],Season,2)","v":"Winter"},{"$f":"(DATE(2021,Tabulation[[#This Row],[Month]],Tabulation[[#This Row],[Day]]))","v":"2021-03-08"},{"$f":"WEEKDAY(Tabulation[[#This Row],[Date]])","v":2},{"$f":"IF(OR(Tabulation[[#This Row],[DayNo]]=1,Tabulation[[#This Row],[DayNo]]=7),1,0)","v":0},{"$f":"COUNTIF(Holidays,Tabulation[[#This Row],[Date]])","v":0},{"$f":"CONCATENATE(Tabulation[[#This Row],[Holiday]],Tabulation[[#This Row],[Season]],Tabulation[[#This Row],[Weekend]],\"-\",IF(Tabulation[[#This Row],[Hour]]<10,0,\"\"),C1630)","v":"0Winter0-18"},{"$f":"VLOOKUP(Tabulation[[#This Row],[Concat]],Table3[],8)","v":0.30257000000000001},{"$f":"(Tabulation[[#This Row],[AC System Output (kW)]]*Tabulation[[#This Row],[Rate]])","v":0}]
[3,8,19,0,{"$f":"Tabulation[[#This Row],[AC System Output (W)]]/1000","v":0},{"$f":"VLOOKUP(Tabulation[[#This Row],[Month]],Season,2)","v":"Winter"},{"$f":"(DATE(2021,Tabulation[[#This Row],[Month]],Tabulation[[#This Row],[Day]]))","v":"2021-03-08"},{"$f":"WEEKDAY(Tabulation[[#This Row],[Date]])","v":2},{"$f":"IF(OR(Tabulation[[#This Row],[DayNo]]=1,Tabulation[[#This Row],[DayNo]]=7),1,0)","v":0},{"$f":"COUNTIF(Holidays,Tabulation[[#This Row],[Date]])","v":0},{"$f":"CONCATENATE(Tabulation[[#This Row],[Holiday]],Tabulation[[#This Row],[Season]],Tabulation[[#This Row],[Weekend]],\"-\",IF(Tabulation[[#This Row],[Hour]]<10,0,\"\"),C1631)","v":"0Winter0-19"},{"$f":"VLOOKUP(Tabulation[[#This Row],[Concat]],Table3[],8)","v":0.30257000000000001},{"$f":"(Tabulation[[#This Row],[AC System Output (kW)]]*Tabulation[[#This Row],[Rate]])","v":0}]
[3,8,20,0,{"$f":"Tabulation[[#This Row],[AC System Output (W)]]/1000","v":0},{"$f":"VLOOKUP(Tabulation[[#This Row],[Month]],Season,2)","v":"Winter"},{"$f":"(DATE(2021,Tabulation[[#This Row],[Month]],Tabulation[[#This Row],[Day]]))","v":"2021-03-08"},{"$f":"WEEKDAY(Tabulation[[#This Row],[Date]])","v":2},{"$f":"IF(OR(Tabulation[[#This Row],[DayNo]]=1,Tabulation[[#This Row],[DayNo]]=7),1,0)","v":0},{"$f":"COUNTIF(Holidays,Tabulation[[#This Row],[Date]])","v":0},{"$f":"CONCATENATE(Tabulation[[#This Row],[Holiday]],Tabulation[[#This Row],[Season]],Tabulation[[#This Row],[Weekend]],\"-\",IF(Tabulation[[#This Row],[Hour]]<10,0,\"\"),C1632)","v":"0Winter0-20"},{"$f":"VLOOKUP(Tabulation[[#This Row],[Concat]],Table3[],8)","v":0.28519},{"$f":"(Tabulation[[#This Row],[AC System Output (kW)]]*Tabulation[[#This Row],[Rate]])","v":0}]
[3,8,21,0,{"$f":"Tabulation[[#This Row],[AC System Output (W)]]/1000","v":0},{"$f":"VLOOKUP(Tabulation[[#This Row],[Month]],Season,2)","v":"Winter"},{"$f":"(DATE(2021,Tabulation[[#This Row],[Month]],Tabulation[[#This Row],[Day]]))","v":"2021-03-08"},{"$f":"WEEKDAY(Tabulation[[#This Row],[Date]])","v":2},{"$f":"IF(OR(Tabulation[[#This Row],[DayNo]]=1,Tabulation[[#This Row],[DayNo]]=7),1,0)","v":0},{"$f":"COUNTIF(Holidays,Tabulation[[#This Row],[Date]])","v":0},{"$f":"CONCATENATE(Tabulation[[#This Row],[Holiday]],Tabulation[[#This Row],[Season]],Tabulation[[#This Row],[Weekend]],\"-\",IF(Tabulation[[#This Row],[Hour]]<10,0,\"\"),C1633)","v":"0Winter0-21"},{"$f":"VLOOKUP(Tabulation[[#This Row],[Concat]],Table3[],8)","v":0.28519},{"$f":"(Tabulation[[#This Row],[AC System Output (kW)]]*Tabulation[[#This Row],[Rate]])","v":0}]
[3,8,22,0,{"$f":"Tabulation[[#This Row],[AC System Output (W)]]/1000","v":0},{"$f":"VLOOKUP(Tabulation[[#This Row],[Month]],Season,2)","v":"Winter"},{"$f":"(DATE(2021,Tabulation[[#This Row],[Month]],Tabulation[[#This Row],[Day]]))","v":"2021-03-08"},{"$f":"WEEKDAY(Tabulation[[#This Row],[Date]])","v":2},{"$f":"IF(OR(Tabulation[[#This Row],[DayNo]]=1,Tabulation[[#This Row],[DayNo]]=7),1,0)","v":0},{"$f":"COUNTIF(Holidays,Tabulation[[#This Row],[Date]])","v":0},{"$f":"CONCATENATE(Tabulation[[#This Row],[Holiday]],Tabulation[[#This Row],[Season]],Tabulation[[#This Row],[Weekend]],\"-\",IF(Tabulation[[#This Row],[Hour]]<10,0,\"\"),C1634)","v":"0Winter0-22"},{"$f":"VLOOKUP(Tabulation[[#This Row],[Concat]],Table3[],8)","v":0.28519},{"$f":"(Tabulation[[#This Row],[AC System Output (kW)]]*Tabulation[[#This Row],[Rate]])","v":0}]
[3,8,23,0,{"$f":"Tabulation[[#This Row],[AC System Output (W)]]/1000","v":0},{"$f":"VLOOKUP(Tabulation[[#This Row],[Month]],Season,2)","v":"Winter"},{"$f":"(DATE(2021,Tabulation[[#This Row],[Month]],Tabulation[[#This Row],[Day]]))","v":"2021-03-08"},{"$f":"WEEKDAY(Tabulation[[#This Row],[Date]])","v":2},{"$f":"IF(OR(Tabulation[[#This Row],[DayNo]]=1,Tabulation[[#This Row],[DayNo]]=7),1,0)","v":0},{"$f":"COUNTIF(Holidays,Tabulation[[#This Row],[Date]])","v":0},{"$f":"CONCATENATE(Tabulation[[#This Row],[Holiday]],Tabulation[[#This Row],[Season]],Tabulation[[#This Row],[Weekend]],\"-\",IF(Tabulation[[#This Row],[Hour]]<10,0,\"\"),C1635)","v":"0Winter0-23"},{"$f":"VLOOKUP(Tabulation[[#This Row],[Concat]],Table3[],8)","v":0.28519},{"$f":"(Tabulation[[#This Row],[AC System Output (kW)]]*Tabulation[[#This Row],[Rate]])","v":0}]
[3,9,0,0,{"$f":"Tabulation[[#This Row],[AC System Output (W)]]/1000","v":0},{"$f":"VLOOKUP(Tabulation[[#This Row],[Month]],Season,2)","v":"Winter"},{"$f":"(DATE(2021,Tabulation[[#This Row],[Month]],Tabulation[[#This Row],[Day]]))","v":"2021-03-09"},{"$f":"WEEKDAY(Tabulation[[#This Row],[Date]])","v":3},{"$f":"IF(OR(Tabulation[[#This Row],[DayNo]]=1,Tabulation[[#This Row],[DayNo]]=7),1,0)","v":0},{"$f":"COUNTIF(Holidays,Tabulation[[#This Row],[Date]])","v":0},{"$f":"CONCATENATE(Tabulation[[#This Row],[Holiday]],Tabulation[[#This Row],[Season]],Tabulation[[#This Row],[Weekend]],\"-\",IF(Tabulation[[#This Row],[Hour]]<10,0,\"\"),C1636)","v":"0Winter0-00"},{"$f":"VLOOKUP(Tabulation[[#This Row],[Concat]],Table3[],8)","v":0.28519},{"$f":"(Tabulation[[#This Row],[AC System Output (kW)]]*Tabulation[[#This Row],[Rate]])","v":0}]
[3,9,1,0,{"$f":"Tabulation[[#This Row],[AC System Output (W)]]/1000","v":0},{"$f":"VLOOKUP(Tabulation[[#This Row],[Month]],Season,2)","v":"Winter"},{"$f":"(DATE(2021,Tabulation[[#This Row],[Month]],Tabulation[[#This Row],[Day]]))","v":"2021-03-09"},{"$f":"WEEKDAY(Tabulation[[#This Row],[Date]])","v":3},{"$f":"IF(OR(Tabulation[[#This Row],[DayNo]]=1,Tabulation[[#This Row],[DayNo]]=7),1,0)","v":0},{"$f":"COUNTIF(Holidays,Tabulation[[#This Row],[Date]])","v":0},{"$f":"CONCATENATE(Tabulation[[#This Row],[Holiday]],Tabulation[[#This Row],[Season]],Tabulation[[#This Row],[Weekend]],\"-\",IF(Tabulation[[#This Row],[Hour]]<10,0,\"\"),C1637)","v":"0Winter0-01"},{"$f":"VLOOKUP(Tabulation[[#This Row],[Concat]],Table3[],8)","v":0.28519},{"$f":"(Tabulation[[#This Row],[AC System Output (kW)]]*Tabulation[[#This Row],[Rate]])","v":0}]
[3,9,2,0,{"$f":"Tabulation[[#This Row],[AC System Output (W)]]/1000","v":0},{"$f":"VLOOKUP(Tabulation[[#This Row],[Month]],Season,2)","v":"Winter"},{"$f":"(DATE(2021,Tabulation[[#This Row],[Month]],Tabulation[[#This Row],[Day]]))","v":"2021-03-09"},{"$f":"WEEKDAY(Tabulation[[#This Row],[Date]])","v":3},{"$f":"IF(OR(Tabulation[[#This Row],[DayNo]]=1,Tabulation[[#This Row],[DayNo]]=7),1,0)","v":0},{"$f":"COUNTIF(Holidays,Tabulation[[#This Row],[Date]])","v":0},{"$f":"CONCATENATE(Tabulation[[#This Row],[Holiday]],Tabulation[[#This Row],[Season]],Tabulation[[#This Row],[Weekend]],\"-\",IF(Tabulation[[#This Row],[Hour]]<10,0,\"\"),C1638)","v":"0Winter0-02"},{"$f":"VLOOKUP(Tabulation[[#This Row],[Concat]],Table3[],8)","v":0.28519},{"$f":"(Tabulation[[#This Row],[AC System Output (kW)]]*Tabulation[[#This Row],[Rate]])","v":0}]
[3,9,3,0,{"$f":"Tabulation[[#This Row],[AC System Output (W)]]/1000","v":0},{"$f":"VLOOKUP(Tabulation[[#This Row],[Month]],Season,2)","v":"Winter"},{"$f":"(DATE(2021,Tabulation[[#This Row],[Month]],Tabulation[[#This Row],[Day]]))","v":"2021-03-09"},{"$f":"WEEKDAY(Tabulation[[#This Row],[Date]])","v":3},{"$f":"IF(OR(Tabulation[[#This Row],[DayNo]]=1,Tabulation[[#This Row],[DayNo]]=7),1,0)","v":0},{"$f":"COUNTIF(Holidays,Tabulation[[#This Row],[Date]])","v":0},{"$f":"CONCATENATE(Tabulation[[#This Row],[Holiday]],Tabulation[[#This Row],[Season]],Tabulation[[#This Row],[Weekend]],\"-\",IF(Tabulation[[#This Row],[Hour]]<10,0,\"\"),C1639)","v":"0Winter0-03"},{"$f":"VLOOKUP(Tabulation[[#This Row],[Concat]],Table3[],8)","v":0.28519},{"$f":"(Tabulation[[#This Row],[AC System Output (kW)]]*Tabulation[[#This Row],[Rate]])","v":0}]
[3,9,4,0,{"$f":"Tabulation[[#This Row],[AC System Output (W)]]/1000","v":0},{"$f":"VLOOKUP(Tabulation[[#This Row],[Month]],Season,2)","v":"Winter"},{"$f":"(DATE(2021,Tabulation[[#This Row],[Month]],Tabulation[[#This Row],[Day]]))","v":"2021-03-09"},{"$f":"WEEKDAY(Tabulation[[#This Row],[Date]])","v":3},{"$f":"IF(OR(Tabulation[[#This Row],[DayNo]]=1,Tabulation[[#This Row],[DayNo]]=7),1,0)","v":0},{"$f":"COUNTIF(Holidays,Tabulation[[#This Row],[Date]])","v":0},{"$f":"CONCATENATE(Tabulation[[#This Row],[Holiday]],Tabulation[[#This Row],[Season]],Tabulation[[#This Row],[Weekend]],\"-\",IF(Tabulation[[#This Row],[Hour]]<10,0,\"\"),C1640)","v":"0Winter0-04"},{"$f":"VLOOKUP(Tabulation[[#This Row],[Concat]],Table3[],8)","v":0.28519},{"$f":"(Tabulation[[#This Row],[AC System Output (kW)]]*Tabulation[[#This Row],[Rate]])","v":0}]
[3,9,5,0,{"$f":"Tabulation[[#This Row],[AC System Output (W)]]/1000","v":0},{"$f":"VLOOKUP(Tabulation[[#This Row],[Month]],Season,2)","v":"Winter"},{"$f":"(DATE(2021,Tabulation[[#This Row],[Month]],Tabulation[[#This Row],[Day]]))","v":"2021-03-09"},{"$f":"WEEKDAY(Tabulation[[#This Row],[Date]])","v":3},{"$f":"IF(OR(Tabulation[[#This Row],[DayNo]]=1,Tabulation[[#This Row],[DayNo]]=7),1,0)","v":0},{"$f":"COUNTIF(Holidays,Tabulation[[#This Row],[Date]])","v":0},{"$f":"CONCATENATE(Tabulation[[#This Row],[Holiday]],Tabulation[[#This Row],[Season]],Tabulation[[#This Row],[Weekend]],\"-\",IF(Tabulation[[#This Row],[Hour]]<10,0,\"\"),C1641)","v":"0Winter0-05"},{"$f":"VLOOKUP(Tabulation[[#This Row],[Concat]],Table3[],8)","v":0.28519},{"$f":"(Tabulation[[#This Row],[AC System Output (kW)]]*Tabulation[[#This Row],[Rate]])","v":0}]
[3,9,6,0,{"$f":"Tabulation[[#This Row],[AC System Output (W)]]/1000","v":0},{"$f":"VLOOKUP(Tabulation[[#This Row],[Month]],Season,2)","v":"Winter"},{"$f":"(DATE(2021,Tabulation[[#This Row],[Month]],Tabulation[[#This Row],[Day]]))","v":"2021-03-09"},{"$f":"WEEKDAY(Tabulation[[#This Row],[Date]])","v":3},{"$f":"IF(OR(Tabulation[[#This Row],[DayNo]]=1,Tabulation[[#This Row],[DayNo]]=7),1,0)","v":0},{"$f":"COUNTIF(Holidays,Tabulation[[#This Row],[Date]])","v":0},{"$f":"CONCATENATE(Tabulation[[#This Row],[Holiday]],Tabulation[[#This Row],[Season]],Tabulation[[#This Row],[Weekend]],\"-\",IF(Tabulation[[#This Row],[Hour]]<10,0,\"\"),C1642)","v":"0Winter0-06"},{"$f":"VLOOKUP(Tabulation[[#This Row],[Concat]],Table3[],8)","v":0.28519},{"$f":"(Tabulation[[#This Row],[AC System Output (kW)]]*Tabulation[[#This Row],[Rate]])","v":0}]
[3,9,7,394.83600000000001,{"$f":"Tabulation[[#This Row],[AC System Output (W)]]/1000","v":0.39483600000000002},{"$f":"VLOOKUP(Tabulation[[#This Row],[Month]],Season,2)","v":"Winter"},{"$f":"(DATE(2021,Tabulation[[#This Row],[Month]],Tabulation[[#This Row],[Day]]))","v":"2021-03-09"},{"$f":"WEEKDAY(Tabulation[[#This Row],[Date]])","v":3},{"$f":"IF(OR(Tabulation[[#This Row],[DayNo]]=1,Tabulation[[#This Row],[DayNo]]=7),1,0)","v":0},{"$f":"COUNTIF(Holidays,Tabulation[[#This Row],[Date]])","v":0},{"$f":"CONCATENATE(Tabulation[[#This Row],[Holiday]],Tabulation[[#This Row],[Season]],Tabulation[[#This Row],[Weekend]],\"-\",IF(Tabulation[[#This Row],[Hour]]<10,0,\"\"),C1643)","v":"0Winter0-07"},{"$f":"VLOOKUP(Tabulation[[#This Row],[Concat]],Table3[],8)","v":0.28519},{"$f":"(Tabulation[[#This Row],[AC System Output (kW)]]*Tabulation[[#This Row],[Rate]])","v":0.11260327884}]
[3,9,8,1154.9880000000001,{"$f":"Tabulation[[#This Row],[AC System Output (W)]]/1000","v":1.1549880000000001},{"$f":"VLOOKUP(Tabulation[[#This Row],[Month]],Season,2)","v":"Winter"},{"$f":"(DATE(2021,Tabulation[[#This Row],[Month]],Tabulation[[#This Row],[Day]]))","v":"2021-03-09"},{"$f":"WEEKDAY(Tabulation[[#This Row],[Date]])","v":3},{"$f":"IF(OR(Tabulation[[#This Row],[DayNo]]=1,Tabulation[[#This Row],[DayNo]]=7),1,0)","v":0},{"$f":"COUNTIF(Holidays,Tabulation[[#This Row],[Date]])","v":0},{"$f":"CONCATENATE(Tabulation[[#This Row],[Holiday]],Tabulation[[#This Row],[Season]],Tabulation[[#This Row],[Weekend]],\"-\",IF(Tabulation[[#This Row],[Hour]]<10,0,\"\"),C1644)","v":"0Winter0-08"},{"$f":"VLOOKUP(Tabulation[[#This Row],[Concat]],Table3[],8)","v":0.28519},{"$f":"(Tabulation[[#This Row],[AC System Output (kW)]]*Tabulation[[#This Row],[Rate]])","v":0.32939102772000006}]
[3,9,9,1982.979,{"$f":"Tabulation[[#This Row],[AC System Output (W)]]/1000","v":1.982979},{"$f":"VLOOKUP(Tabulation[[#This Row],[Month]],Season,2)","v":"Winter"},{"$f":"(DATE(2021,Tabulation[[#This Row],[Month]],Tabulation[[#This Row],[Day]]))","v":"2021-03-09"},{"$f":"WEEKDAY(Tabulation[[#This Row],[Date]])","v":3},{"$f":"IF(OR(Tabulation[[#This Row],[DayNo]]=1,Tabulation[[#This Row],[DayNo]]=7),1,0)","v":0},{"$f":"COUNTIF(Holidays,Tabulation[[#This Row],[Date]])","v":0},{"$f":"CONCATENATE(Tabulation[[#This Row],[Holiday]],Tabulation[[#This Row],[Season]],Tabulation[[#This Row],[Weekend]],\"-\",IF(Tabulation[[#This Row],[Hour]]<10,0,\"\"),C1645)","v":"0Winter0-09"},{"$f":"VLOOKUP(Tabulation[[#This Row],[Concat]],Table3[],8)","v":0.28519},{"$f":"(Tabulation[[#This Row],[AC System Output (kW)]]*Tabulation[[#This Row],[Rate]])","v":0.56552578101000006}]
[3,9,10,2445.5120000000002,{"$f":"Tabulation[[#This Row],[AC System Output (W)]]/1000","v":2.4455120000000004},{"$f":"VLOOKUP(Tabulation[[#This Row],[Month]],Season,2)","v":"Winter"},{"$f":"(DATE(2021,Tabulation[[#This Row],[Month]],Tabulation[[#This Row],[Day]]))","v":"2021-03-09"},{"$f":"WEEKDAY(Tabulation[[#This Row],[Date]])","v":3},{"$f":"IF(OR(Tabulation[[#This Row],[DayNo]]=1,Tabulation[[#This Row],[DayNo]]=7),1,0)","v":0},{"$f":"COUNTIF(Holidays,Tabulation[[#This Row],[Date]])","v":0},{"$f":"CONCATENATE(Tabulation[[#This Row],[Holiday]],Tabulation[[#This Row],[Season]],Tabulation[[#This Row],[Weekend]],\"-\",IF(Tabulation[[#This Row],[Hour]]<10,0,\"\"),C1646)","v":"0Winter0-10"},{"$f":"VLOOKUP(Tabulation[[#This Row],[Concat]],Table3[],8)","v":0.28519},{"$f":"(Tabulation[[#This Row],[AC System Output (kW)]]*Tabulation[[#This Row],[Rate]])","v":0.69743556728000011}]
[3,9,11,2784.114,{"$f":"Tabulation[[#This Row],[AC System Output (W)]]/1000","v":2.7841140000000002},{"$f":"VLOOKUP(Tabulation[[#This Row],[Month]],Season,2)","v":"Winter"},{"$f":"(DATE(2021,Tabulation[[#This Row],[Month]],Tabulation[[#This Row],[Day]]))","v":"2021-03-09"},{"$f":"WEEKDAY(Tabulation[[#This Row],[Date]])","v":3},{"$f":"IF(OR(Tabulation[[#This Row],[DayNo]]=1,Tabulation[[#This Row],[DayNo]]=7),1,0)","v":0},{"$f":"COUNTIF(Holidays,Tabulation[[#This Row],[Date]])","v":0},{"$f":"CONCATENATE(Tabulation[[#This Row],[Holiday]],Tabulation[[#This Row],[Season]],Tabulation[[#This Row],[Weekend]],\"-\",IF(Tabulation[[#This Row],[Hour]]<10,0,\"\"),C1647)","v":"0Winter0-11"},{"$f":"VLOOKUP(Tabulation[[#This Row],[Concat]],Table3[],8)","v":0.28519},{"$f":"(Tabulation[[#This Row],[AC System Output (kW)]]*Tabulation[[#This Row],[Rate]])","v":0.79400147166000001}]
[3,9,12,2758.5349999999999,{"$f":"Tabulation[[#This Row],[AC System Output (W)]]/1000","v":2.7585349999999997},{"$f":"VLOOKUP(Tabulation[[#This Row],[Month]],Season,2)","v":"Winter"},{"$f":"(DATE(2021,Tabulation[[#This Row],[Month]],Tabulation[[#This Row],[Day]]))","v":"2021-03-09"},{"$f":"WEEKDAY(Tabulation[[#This Row],[Date]])","v":3},{"$f":"IF(OR(Tabulation[[#This Row],[DayNo]]=1,Tabulation[[#This Row],[DayNo]]=7),1,0)","v":0},{"$f":"COUNTIF(Holidays,Tabulation[[#This Row],[Date]])","v":0},{"$f":"CONCATENATE(Tabulation[[#This Row],[Holiday]],Tabulation[[#This Row],[Season]],Tabulation[[#This Row],[Weekend]],\"-\",IF(Tabulation[[#This Row],[Hour]]<10,0,\"\"),C1648)","v":"0Winter0-12"},{"$f":"VLOOKUP(Tabulation[[#This Row],[Concat]],Table3[],8)","v":0.28519},{"$f":"(Tabulation[[#This Row],[AC System Output (kW)]]*Tabulation[[#This Row],[Rate]])","v":0.78670659664999987}]
[3,9,13,2498.9299999999998,{"$f":"Tabulation[[#This Row],[AC System Output (W)]]/1000","v":2.4989299999999997},{"$f":"VLOOKUP(Tabulation[[#This Row],[Month]],Season,2)","v":"Winter"},{"$f":"(DATE(2021,Tabulation[[#This Row],[Month]],Tabulation[[#This Row],[Day]]))","v":"2021-03-09"},{"$f":"WEEKDAY(Tabulation[[#This Row],[Date]])","v":3},{"$f":"IF(OR(Tabulation[[#This Row],[DayNo]]=1,Tabulation[[#This Row],[DayNo]]=7),1,0)","v":0},{"$f":"COUNTIF(Holidays,Tabulation[[#This Row],[Date]])","v":0},{"$f":"CONCATENATE(Tabulation[[#This Row],[Holiday]],Tabulation[[#This Row],[Season]],Tabulation[[#This Row],[Weekend]],\"-\",IF(Tabulation[[#This Row],[Hour]]<10,0,\"\"),C1649)","v":"0Winter0-13"},{"$f":"VLOOKUP(Tabulation[[#This Row],[Concat]],Table3[],8)","v":0.28519},{"$f":"(Tabulation[[#This Row],[AC System Output (kW)]]*Tabulation[[#This Row],[Rate]])","v":0.71266984669999989}]
[3,9,14,2145.13,{"$f":"Tabulation[[#This Row],[AC System Output (W)]]/1000","v":2.14513},{"$f":"VLOOKUP(Tabulation[[#This Row],[Month]],Season,2)","v":"Winter"},{"$f":"(DATE(2021,Tabulation[[#This Row],[Month]],Tabulation[[#This Row],[Day]]))","v":"2021-03-09"},{"$f":"WEEKDAY(Tabulation[[#This Row],[Date]])","v":3},{"$f":"IF(OR(Tabulation[[#This Row],[DayNo]]=1,Tabulation[[#This Row],[DayNo]]=7),1,0)","v":0},{"$f":"COUNTIF(Holidays,Tabulation[[#This Row],[Date]])","v":0},{"$f":"CONCATENATE(Tabulation[[#This Row],[Holiday]],Tabulation[[#This Row],[Season]],Tabulation[[#This Row],[Weekend]],\"-\",IF(Tabulation[[#This Row],[Hour]]<10,0,\"\"),C1650)","v":"0Winter0-14"},{"$f":"VLOOKUP(Tabulation[[#This Row],[Concat]],Table3[],8)","v":0.28519},{"$f":"(Tabulation[[#This Row],[AC System Output (kW)]]*Tabulation[[#This Row],[Rate]])","v":0.61176962469999996}]
[3,9,15,1619.124,{"$f":"Tabulation[[#This Row],[AC System Output (W)]]/1000","v":1.619124},{"$f":"VLOOKUP(Tabulation[[#This Row],[Month]],Season,2)","v":"Winter"},{"$f":"(DATE(2021,Tabulation[[#This Row],[Month]],Tabulation[[#This Row],[Day]]))","v":"2021-03-09"},{"$f":"WEEKDAY(Tabulation[[#This Row],[Date]])","v":3},{"$f":"IF(OR(Tabulation[[#This Row],[DayNo]]=1,Tabulation[[#This Row],[DayNo]]=7),1,0)","v":0},{"$f":"COUNTIF(Holidays,Tabulation[[#This Row],[Date]])","v":0},{"$f":"CONCATENATE(Tabulation[[#This Row],[Holiday]],Tabulation[[#This Row],[Season]],Tabulation[[#This Row],[Weekend]],\"-\",IF(Tabulation[[#This Row],[Hour]]<10,0,\"\"),C1651)","v":"0Winter0-15"},{"$f":"VLOOKUP(Tabulation[[#This Row],[Concat]],Table3[],8)","v":0.28519},{"$f":"(Tabulation[[#This Row],[AC System Output (kW)]]*Tabulation[[#This Row],[Rate]])","v":0.46175797355999998}]
[3,9,16,902.35599999999999,{"$f":"Tabulation[[#This Row],[AC System Output (W)]]/1000","v":0.90235600000000005},{"$f":"VLOOKUP(Tabulation[[#This Row],[Month]],Season,2)","v":"Winter"},{"$f":"(DATE(2021,Tabulation[[#This Row],[Month]],Tabulation[[#This Row],[Day]]))","v":"2021-03-09"},{"$f":"WEEKDAY(Tabulation[[#This Row],[Date]])","v":3},{"$f":"IF(OR(Tabulation[[#This Row],[DayNo]]=1,Tabulation[[#This Row],[DayNo]]=7),1,0)","v":0},{"$f":"COUNTIF(Holidays,Tabulation[[#This Row],[Date]])","v":0},{"$f":"CONCATENATE(Tabulation[[#This Row],[Holiday]],Tabulation[[#This Row],[Season]],Tabulation[[#This Row],[Weekend]],\"-\",IF(Tabulation[[#This Row],[Hour]]<10,0,\"\"),C1652)","v":"0Winter0-16"},{"$f":"VLOOKUP(Tabulation[[#This Row],[Concat]],Table3[],8)","v":0.28519},{"$f":"(Tabulation[[#This Row],[AC System Output (kW)]]*Tabulation[[#This Row],[Rate]])","v":0.25734290764000001}]
[3,9,17,171.81800000000001,{"$f":"Tabulation[[#This Row],[AC System Output (W)]]/1000","v":0.171818},{"$f":"VLOOKUP(Tabulation[[#This Row],[Month]],Season,2)","v":"Winter"},{"$f":"(DATE(2021,Tabulation[[#This Row],[Month]],Tabulation[[#This Row],[Day]]))","v":"2021-03-09"},{"$f":"WEEKDAY(Tabulation[[#This Row],[Date]])","v":3},{"$f":"IF(OR(Tabulation[[#This Row],[DayNo]]=1,Tabulation[[#This Row],[DayNo]]=7),1,0)","v":0},{"$f":"COUNTIF(Holidays,Tabulation[[#This Row],[Date]])","v":0},{"$f":"CONCATENATE(Tabulation[[#This Row],[Holiday]],Tabulation[[#This Row],[Season]],Tabulation[[#This Row],[Weekend]],\"-\",IF(Tabulation[[#This Row],[Hour]]<10,0,\"\"),C1653)","v":"0Winter0-17"},{"$f":"VLOOKUP(Tabulation[[#This Row],[Concat]],Table3[],8)","v":0.30257000000000001},{"$f":"(Tabulation[[#This Row],[AC System Output (kW)]]*Tabulation[[#This Row],[Rate]])","v":5.198697226E-2}]
[3,9,18,0,{"$f":"Tabulation[[#This Row],[AC System Output (W)]]/1000","v":0},{"$f":"VLOOKUP(Tabulation[[#This Row],[Month]],Season,2)","v":"Winter"},{"$f":"(DATE(2021,Tabulation[[#This Row],[Month]],Tabulation[[#This Row],[Day]]))","v":"2021-03-09"},{"$f":"WEEKDAY(Tabulation[[#This Row],[Date]])","v":3},{"$f":"IF(OR(Tabulation[[#This Row],[DayNo]]=1,Tabulation[[#This Row],[DayNo]]=7),1,0)","v":0},{"$f":"COUNTIF(Holidays,Tabulation[[#This Row],[Date]])","v":0},{"$f":"CONCATENATE(Tabulation[[#This Row],[Holiday]],Tabulation[[#This Row],[Season]],Tabulation[[#This Row],[Weekend]],\"-\",IF(Tabulation[[#This Row],[Hour]]<10,0,\"\"),C1654)","v":"0Winter0-18"},{"$f":"VLOOKUP(Tabulation[[#This Row],[Concat]],Table3[],8)","v":0.30257000000000001},{"$f":"(Tabulation[[#This Row],[AC System Output (kW)]]*Tabulation[[#This Row],[Rate]])","v":0}]
[3,9,19,0,{"$f":"Tabulation[[#This Row],[AC System Output (W)]]/1000","v":0},{"$f":"VLOOKUP(Tabulation[[#This Row],[Month]],Season,2)","v":"Winter"},{"$f":"(DATE(2021,Tabulation[[#This Row],[Month]],Tabulation[[#This Row],[Day]]))","v":"2021-03-09"},{"$f":"WEEKDAY(Tabulation[[#This Row],[Date]])","v":3},{"$f":"IF(OR(Tabulation[[#This Row],[DayNo]]=1,Tabulation[[#This Row],[DayNo]]=7),1,0)","v":0},{"$f":"COUNTIF(Holidays,Tabulation[[#This Row],[Date]])","v":0},{"$f":"CONCATENATE(Tabulation[[#This Row],[Holiday]],Tabulation[[#This Row],[Season]],Tabulation[[#This Row],[Weekend]],\"-\",IF(Tabulation[[#This Row],[Hour]]<10,0,\"\"),C1655)","v":"0Winter0-19"},{"$f":"VLOOKUP(Tabulation[[#This Row],[Concat]],Table3[],8)","v":0.30257000000000001},{"$f":"(Tabulation[[#This Row],[AC System Output (kW)]]*Tabulation[[#This Row],[Rate]])","v":0}]
[3,9,20,0,{"$f":"Tabulation[[#This Row],[AC System Output (W)]]/1000","v":0},{"$f":"VLOOKUP(Tabulation[[#This Row],[Month]],Season,2)","v":"Winter"},{"$f":"(DATE(2021,Tabulation[[#This Row],[Month]],Tabulation[[#This Row],[Day]]))","v":"2021-03-09"},{"$f":"WEEKDAY(Tabulation[[#This Row],[Date]])","v":3},{"$f":"IF(OR(Tabulation[[#This Row],[DayNo]]=1,Tabulation[[#This Row],[DayNo]]=7),1,0)","v":0},{"$f":"COUNTIF(Holidays,Tabulation[[#This Row],[Date]])","v":0},{"$f":"CONCATENATE(Tabulation[[#This Row],[Holiday]],Tabulation[[#This Row],[Season]],Tabulation[[#This Row],[Weekend]],\"-\",IF(Tabulation[[#This Row],[Hour]]<10,0,\"\"),C1656)","v":"0Winter0-20"},{"$f":"VLOOKUP(Tabulation[[#This Row],[Concat]],Table3[],8)","v":0.28519},{"$f":"(Tabulation[[#This Row],[AC System Output (kW)]]*Tabulation[[#This Row],[Rate]])","v":0}]
[3,9,21,0,{"$f":"Tabulation[[#This Row],[AC System Output (W)]]/1000","v":0},{"$f":"VLOOKUP(Tabulation[[#This Row],[Month]],Season,2)","v":"Winter"},{"$f":"(DATE(2021,Tabulation[[#This Row],[Month]],Tabulation[[#This Row],[Day]]))","v":"2021-03-09"},{"$f":"WEEKDAY(Tabulation[[#This Row],[Date]])","v":3},{"$f":"IF(OR(Tabulation[[#This Row],[DayNo]]=1,Tabulation[[#This Row],[DayNo]]=7),1,0)","v":0},{"$f":"COUNTIF(Holidays,Tabulation[[#This Row],[Date]])","v":0},{"$f":"CONCATENATE(Tabulation[[#This Row],[Holiday]],Tabulation[[#This Row],[Season]],Tabulation[[#This Row],[Weekend]],\"-\",IF(Tabulation[[#This Row],[Hour]]<10,0,\"\"),C1657)","v":"0Winter0-21"},{"$f":"VLOOKUP(Tabulation[[#This Row],[Concat]],Table3[],8)","v":0.28519},{"$f":"(Tabulation[[#This Row],[AC System Output (kW)]]*Tabulation[[#This Row],[Rate]])","v":0}]
[3,9,22,0,{"$f":"Tabulation[[#This Row],[AC System Output (W)]]/1000","v":0},{"$f":"VLOOKUP(Tabulation[[#This Row],[Month]],Season,2)","v":"Winter"},{"$f":"(DATE(2021,Tabulation[[#This Row],[Month]],Tabulation[[#This Row],[Day]]))","v":"2021-03-09"},{"$f":"WEEKDAY(Tabulation[[#This Row],[Date]])","v":3},{"$f":"IF(OR(Tabulation[[#This Row],[DayNo]]=1,Tabulation[[#This Row],[DayNo]]=7),1,0)","v":0},{"$f":"COUNTIF(Holidays,Tabulation[[#This Row],[Date]])","v":0},{"$f":"CONCATENATE(Tabulation[[#This Row],[Holiday]],Tabulation[[#This Row],[Season]],Tabulation[[#This Row],[Weekend]],\"-\",IF(Tabulation[[#This Row],[Hour]]<10,0,\"\"),C1658)","v":"0Winter0-22"},{"$f":"VLOOKUP(Tabulation[[#This Row],[Concat]],Table3[],8)","v":0.28519},{"$f":"(Tabulation[[#This Row],[AC System Output (kW)]]*Tabulation[[#This Row],[Rate]])","v":0}]
[3,9,23,0,{"$f":"Tabulation[[#This Row],[AC System Output (W)]]/1000","v":0},{"$f":"VLOOKUP(Tabulation[[#This Row],[Month]],Season,2)","v":"Winter"},{"$f":"(DATE(2021,Tabulation[[#This Row],[Month]],Tabulation[[#This Row],[Day]]))","v":"2021-03-09"},{"$f":"WEEKDAY(Tabulation[[#This Row],[Date]])","v":3},{"$f":"IF(OR(Tabulation[[#This Row],[DayNo]]=1,Tabulation[[#This Row],[DayNo]]=7),1,0)","v":0},{"$f":"COUNTIF(Holidays,Tabulation[[#This Row],[Date]])","v":0},{"$f":"CONCATENATE(Tabulation[[#This Row],[Holiday]],Tabulation[[#This Row],[Season]],Tabulation[[#This Row],[Weekend]],\"-\",IF(Tabulation[[#This Row],[Hour]]<10,0,\"\"),C1659)","v":"0Winter0-23"},{"$f":"VLOOKUP(Tabulation[[#This Row],[Concat]],Table3[],8)","v":0.28519},{"$f":"(Tabulation[[#This Row],[AC System Output (kW)]]*Tabulation[[#This Row],[Rate]])","v":0}]
[3,10,0,0,{"$f":"Tabulation[[#This Row],[AC System Output (W)]]/1000","v":0},{"$f":"VLOOKUP(Tabulation[[#This Row],[Month]],Season,2)","v":"Winter"},{"$f":"(DATE(2021,Tabulation[[#This Row],[Month]],Tabulation[[#This Row],[Day]]))","v":"2021-03-10"},{"$f":"WEEKDAY(Tabulation[[#This Row],[Date]])","v":4},{"$f":"IF(OR(Tabulation[[#This Row],[DayNo]]=1,Tabulation[[#This Row],[DayNo]]=7),1,0)","v":0},{"$f":"COUNTIF(Holidays,Tabulation[[#This Row],[Date]])","v":0},{"$f":"CONCATENATE(Tabulation[[#This Row],[Holiday]],Tabulation[[#This Row],[Season]],Tabulation[[#This Row],[Weekend]],\"-\",IF(Tabulation[[#This Row],[Hour]]<10,0,\"\"),C1660)","v":"0Winter0-00"},{"$f":"VLOOKUP(Tabulation[[#This Row],[Concat]],Table3[],8)","v":0.28519},{"$f":"(Tabulation[[#This Row],[AC System Output (kW)]]*Tabulation[[#This Row],[Rate]])","v":0}]
[3,10,1,0,{"$f":"Tabulation[[#This Row],[AC System Output (W)]]/1000","v":0},{"$f":"VLOOKUP(Tabulation[[#This Row],[Month]],Season,2)","v":"Winter"},{"$f":"(DATE(2021,Tabulation[[#This Row],[Month]],Tabulation[[#This Row],[Day]]))","v":"2021-03-10"},{"$f":"WEEKDAY(Tabulation[[#This Row],[Date]])","v":4},{"$f":"IF(OR(Tabulation[[#This Row],[DayNo]]=1,Tabulation[[#This Row],[DayNo]]=7),1,0)","v":0},{"$f":"COUNTIF(Holidays,Tabulation[[#This Row],[Date]])","v":0},{"$f":"CONCATENATE(Tabulation[[#This Row],[Holiday]],Tabulation[[#This Row],[Season]],Tabulation[[#This Row],[Weekend]],\"-\",IF(Tabulation[[#This Row],[Hour]]<10,0,\"\"),C1661)","v":"0Winter0-01"},{"$f":"VLOOKUP(Tabulation[[#This Row],[Concat]],Table3[],8)","v":0.28519},{"$f":"(Tabulation[[#This Row],[AC System Output (kW)]]*Tabulation[[#This Row],[Rate]])","v":0}]
[3,10,2,0,{"$f":"Tabulation[[#This Row],[AC System Output (W)]]/1000","v":0},{"$f":"VLOOKUP(Tabulation[[#This Row],[Month]],Season,2)","v":"Winter"},{"$f":"(DATE(2021,Tabulation[[#This Row],[Month]],Tabulation[[#This Row],[Day]]))","v":"2021-03-10"},{"$f":"WEEKDAY(Tabulation[[#This Row],[Date]])","v":4},{"$f":"IF(OR(Tabulation[[#This Row],[DayNo]]=1,Tabulation[[#This Row],[DayNo]]=7),1,0)","v":0},{"$f":"COUNTIF(Holidays,Tabulation[[#This Row],[Date]])","v":0},{"$f":"CONCATENATE(Tabulation[[#This Row],[Holiday]],Tabulation[[#This Row],[Season]],Tabulation[[#This Row],[Weekend]],\"-\",IF(Tabulation[[#This Row],[Hour]]<10,0,\"\"),C1662)","v":"0Winter0-02"},{"$f":"VLOOKUP(Tabulation[[#This Row],[Concat]],Table3[],8)","v":0.28519},{"$f":"(Tabulation[[#This Row],[AC System Output (kW)]]*Tabulation[[#This Row],[Rate]])","v":0}]
[3,10,3,0,{"$f":"Tabulation[[#This Row],[AC System Output (W)]]/1000","v":0},{"$f":"VLOOKUP(Tabulation[[#This Row],[Month]],Season,2)","v":"Winter"},{"$f":"(DATE(2021,Tabulation[[#This Row],[Month]],Tabulation[[#This Row],[Day]]))","v":"2021-03-10"},{"$f":"WEEKDAY(Tabulation[[#This Row],[Date]])","v":4},{"$f":"IF(OR(Tabulation[[#This Row],[DayNo]]=1,Tabulation[[#This Row],[DayNo]]=7),1,0)","v":0},{"$f":"COUNTIF(Holidays,Tabulation[[#This Row],[Date]])","v":0},{"$f":"CONCATENATE(Tabulation[[#This Row],[Holiday]],Tabulation[[#This Row],[Season]],Tabulation[[#This Row],[Weekend]],\"-\",IF(Tabulation[[#This Row],[Hour]]<10,0,\"\"),C1663)","v":"0Winter0-03"},{"$f":"VLOOKUP(Tabulation[[#This Row],[Concat]],Table3[],8)","v":0.28519},{"$f":"(Tabulation[[#This Row],[AC System Output (kW)]]*Tabulation[[#This Row],[Rate]])","v":0}]
[3,10,4,0,{"$f":"Tabulation[[#This Row],[AC System Output (W)]]/1000","v":0},{"$f":"VLOOKUP(Tabulation[[#This Row],[Month]],Season,2)","v":"Winter"},{"$f":"(DATE(2021,Tabulation[[#This Row],[Month]],Tabulation[[#This Row],[Day]]))","v":"2021-03-10"},{"$f":"WEEKDAY(Tabulation[[#This Row],[Date]])","v":4},{"$f":"IF(OR(Tabulation[[#This Row],[DayNo]]=1,Tabulation[[#This Row],[DayNo]]=7),1,0)","v":0},{"$f":"COUNTIF(Holidays,Tabulation[[#This Row],[Date]])","v":0},{"$f":"CONCATENATE(Tabulation[[#This Row],[Holiday]],Tabulation[[#This Row],[Season]],Tabulation[[#This Row],[Weekend]],\"-\",IF(Tabulation[[#This Row],[Hour]]<10,0,\"\"),C1664)","v":"0Winter0-04"},{"$f":"VLOOKUP(Tabulation[[#This Row],[Concat]],Table3[],8)","v":0.28519},{"$f":"(Tabulation[[#This Row],[AC System Output (kW)]]*Tabulation[[#This Row],[Rate]])","v":0}]
[3,10,5,0,{"$f":"Tabulation[[#This Row],[AC System Output (W)]]/1000","v":0},{"$f":"VLOOKUP(Tabulation[[#This Row],[Month]],Season,2)","v":"Winter"},{"$f":"(DATE(2021,Tabulation[[#This Row],[Month]],Tabulation[[#This Row],[Day]]))","v":"2021-03-10"},{"$f":"WEEKDAY(Tabulation[[#This Row],[Date]])","v":4},{"$f":"IF(OR(Tabulation[[#This Row],[DayNo]]=1,Tabulation[[#This Row],[DayNo]]=7),1,0)","v":0},{"$f":"COUNTIF(Holidays,Tabulation[[#This Row],[Date]])","v":0},{"$f":"CONCATENATE(Tabulation[[#This Row],[Holiday]],Tabulation[[#This Row],[Season]],Tabulation[[#This Row],[Weekend]],\"-\",IF(Tabulation[[#This Row],[Hour]]<10,0,\"\"),C1665)","v":"0Winter0-05"},{"$f":"VLOOKUP(Tabulation[[#This Row],[Concat]],Table3[],8)","v":0.28519},{"$f":"(Tabulation[[#This Row],[AC System Output (kW)]]*Tabulation[[#This Row],[Rate]])","v":0}]
[3,10,6,0,{"$f":"Tabulation[[#This Row],[AC System Output (W)]]/1000","v":0},{"$f":"VLOOKUP(Tabulation[[#This Row],[Month]],Season,2)","v":"Winter"},{"$f":"(DATE(2021,Tabulation[[#This Row],[Month]],Tabulation[[#This Row],[Day]]))","v":"2021-03-10"},{"$f":"WEEKDAY(Tabulation[[#This Row],[Date]])","v":4},{"$f":"IF(OR(Tabulation[[#This Row],[DayNo]]=1,Tabulation[[#This Row],[DayNo]]=7),1,0)","v":0},{"$f":"COUNTIF(Holidays,Tabulation[[#This Row],[Date]])","v":0},{"$f":"CONCATENATE(Tabulation[[#This Row],[Holiday]],Tabulation[[#This Row],[Season]],Tabulation[[#This Row],[Weekend]],\"-\",IF(Tabulation[[#This Row],[Hour]]<10,0,\"\"),C1666)","v":"0Winter0-06"},{"$f":"VLOOKUP(Tabulation[[#This Row],[Concat]],Table3[],8)","v":0.28519},{"$f":"(Tabulation[[#This Row],[AC System Output (kW)]]*Tabulation[[#This Row],[Rate]])","v":0}]
[3,10,7,213.36500000000001,{"$f":"Tabulation[[#This Row],[AC System Output (W)]]/1000","v":0.213365},{"$f":"VLOOKUP(Tabulation[[#This Row],[Month]],Season,2)","v":"Winter"},{"$f":"(DATE(2021,Tabulation[[#This Row],[Month]],Tabulation[[#This Row],[Day]]))","v":"2021-03-10"},{"$f":"WEEKDAY(Tabulation[[#This Row],[Date]])","v":4},{"$f":"IF(OR(Tabulation[[#This Row],[DayNo]]=1,Tabulation[[#This Row],[DayNo]]=7),1,0)","v":0},{"$f":"COUNTIF(Holidays,Tabulation[[#This Row],[Date]])","v":0},{"$f":"CONCATENATE(Tabulation[[#This Row],[Holiday]],Tabulation[[#This Row],[Season]],Tabulation[[#This Row],[Weekend]],\"-\",IF(Tabulation[[#This Row],[Hour]]<10,0,\"\"),C1667)","v":"0Winter0-07"},{"$f":"VLOOKUP(Tabulation[[#This Row],[Concat]],Table3[],8)","v":0.28519},{"$f":"(Tabulation[[#This Row],[AC System Output (kW)]]*Tabulation[[#This Row],[Rate]])","v":6.0849564349999996E-2}]
[3,10,8,596.77099999999996,{"$f":"Tabulation[[#This Row],[AC System Output (W)]]/1000","v":0.59677099999999994},{"$f":"VLOOKUP(Tabulation[[#This Row],[Month]],Season,2)","v":"Winter"},{"$f":"(DATE(2021,Tabulation[[#This Row],[Month]],Tabulation[[#This Row],[Day]]))","v":"2021-03-10"},{"$f":"WEEKDAY(Tabulation[[#This Row],[Date]])","v":4},{"$f":"IF(OR(Tabulation[[#This Row],[DayNo]]=1,Tabulation[[#This Row],[DayNo]]=7),1,0)","v":0},{"$f":"COUNTIF(Holidays,Tabulation[[#This Row],[Date]])","v":0},{"$f":"CONCATENATE(Tabulation[[#This Row],[Holiday]],Tabulation[[#This Row],[Season]],Tabulation[[#This Row],[Weekend]],\"-\",IF(Tabulation[[#This Row],[Hour]]<10,0,\"\"),C1668)","v":"0Winter0-08"},{"$f":"VLOOKUP(Tabulation[[#This Row],[Concat]],Table3[],8)","v":0.28519},{"$f":"(Tabulation[[#This Row],[AC System Output (kW)]]*Tabulation[[#This Row],[Rate]])","v":0.17019312148999999}]
[3,10,9,1694.3489999999999,{"$f":"Tabulation[[#This Row],[AC System Output (W)]]/1000","v":1.6943489999999999},{"$f":"VLOOKUP(Tabulation[[#This Row],[Month]],Season,2)","v":"Winter"},{"$f":"(DATE(2021,Tabulation[[#This Row],[Month]],Tabulation[[#This Row],[Day]]))","v":"2021-03-10"},{"$f":"WEEKDAY(Tabulation[[#This Row],[Date]])","v":4},{"$f":"IF(OR(Tabulation[[#This Row],[DayNo]]=1,Tabulation[[#This Row],[DayNo]]=7),1,0)","v":0},{"$f":"COUNTIF(Holidays,Tabulation[[#This Row],[Date]])","v":0},{"$f":"CONCATENATE(Tabulation[[#This Row],[Holiday]],Tabulation[[#This Row],[Season]],Tabulation[[#This Row],[Weekend]],\"-\",IF(Tabulation[[#This Row],[Hour]]<10,0,\"\"),C1669)","v":"0Winter0-09"},{"$f":"VLOOKUP(Tabulation[[#This Row],[Concat]],Table3[],8)","v":0.28519},{"$f":"(Tabulation[[#This Row],[AC System Output (kW)]]*Tabulation[[#This Row],[Rate]])","v":0.48321139130999996}]
[3,10,10,2727.7020000000002,{"$f":"Tabulation[[#This Row],[AC System Output (W)]]/1000","v":2.7277020000000003},{"$f":"VLOOKUP(Tabulation[[#This Row],[Month]],Season,2)","v":"Winter"},{"$f":"(DATE(2021,Tabulation[[#This Row],[Month]],Tabulation[[#This Row],[Day]]))","v":"2021-03-10"},{"$f":"WEEKDAY(Tabulation[[#This Row],[Date]])","v":4},{"$f":"IF(OR(Tabulation[[#This Row],[DayNo]]=1,Tabulation[[#This Row],[DayNo]]=7),1,0)","v":0},{"$f":"COUNTIF(Holidays,Tabulation[[#This Row],[Date]])","v":0},{"$f":"CONCATENATE(Tabulation[[#This Row],[Holiday]],Tabulation[[#This Row],[Season]],Tabulation[[#This Row],[Weekend]],\"-\",IF(Tabulation[[#This Row],[Hour]]<10,0,\"\"),C1670)","v":"0Winter0-10"},{"$f":"VLOOKUP(Tabulation[[#This Row],[Concat]],Table3[],8)","v":0.28519},{"$f":"(Tabulation[[#This Row],[AC System Output (kW)]]*Tabulation[[#This Row],[Rate]])","v":0.77791333338000013}]
[3,10,11,3027.4949999999999,{"$f":"Tabulation[[#This Row],[AC System Output (W)]]/1000","v":3.027495},{"$f":"VLOOKUP(Tabulation[[#This Row],[Month]],Season,2)","v":"Winter"},{"$f":"(DATE(2021,Tabulation[[#This Row],[Month]],Tabulation[[#This Row],[Day]]))","v":"2021-03-10"},{"$f":"WEEKDAY(Tabulation[[#This Row],[Date]])","v":4},{"$f":"IF(OR(Tabulation[[#This Row],[DayNo]]=1,Tabulation[[#This Row],[DayNo]]=7),1,0)","v":0},{"$f":"COUNTIF(Holidays,Tabulation[[#This Row],[Date]])","v":0},{"$f":"CONCATENATE(Tabulation[[#This Row],[Holiday]],Tabulation[[#This Row],[Season]],Tabulation[[#This Row],[Weekend]],\"-\",IF(Tabulation[[#This Row],[Hour]]<10,0,\"\"),C1671)","v":"0Winter0-11"},{"$f":"VLOOKUP(Tabulation[[#This Row],[Concat]],Table3[],8)","v":0.28519},{"$f":"(Tabulation[[#This Row],[AC System Output (kW)]]*Tabulation[[#This Row],[Rate]])","v":0.86341129905000003}]
[3,10,12,1229.3389999999999,{"$f":"Tabulation[[#This Row],[AC System Output (W)]]/1000","v":1.229339},{"$f":"VLOOKUP(Tabulation[[#This Row],[Month]],Season,2)","v":"Winter"},{"$f":"(DATE(2021,Tabulation[[#This Row],[Month]],Tabulation[[#This Row],[Day]]))","v":"2021-03-10"},{"$f":"WEEKDAY(Tabulation[[#This Row],[Date]])","v":4},{"$f":"IF(OR(Tabulation[[#This Row],[DayNo]]=1,Tabulation[[#This Row],[DayNo]]=7),1,0)","v":0},{"$f":"COUNTIF(Holidays,Tabulation[[#This Row],[Date]])","v":0},{"$f":"CONCATENATE(Tabulation[[#This Row],[Holiday]],Tabulation[[#This Row],[Season]],Tabulation[[#This Row],[Weekend]],\"-\",IF(Tabulation[[#This Row],[Hour]]<10,0,\"\"),C1672)","v":"0Winter0-12"},{"$f":"VLOOKUP(Tabulation[[#This Row],[Concat]],Table3[],8)","v":0.28519},{"$f":"(Tabulation[[#This Row],[AC System Output (kW)]]*Tabulation[[#This Row],[Rate]])","v":0.35059518941000001}]
[3,10,13,755.68600000000004,{"$f":"Tabulation[[#This Row],[AC System Output (W)]]/1000","v":0.75568600000000008},{"$f":"VLOOKUP(Tabulation[[#This Row],[Month]],Season,2)","v":"Winter"},{"$f":"(DATE(2021,Tabulation[[#This Row],[Month]],Tabulation[[#This Row],[Day]]))","v":"2021-03-10"},{"$f":"WEEKDAY(Tabulation[[#This Row],[Date]])","v":4},{"$f":"IF(OR(Tabulation[[#This Row],[DayNo]]=1,Tabulation[[#This Row],[DayNo]]=7),1,0)","v":0},{"$f":"COUNTIF(Holidays,Tabulation[[#This Row],[Date]])","v":0},{"$f":"CONCATENATE(Tabulation[[#This Row],[Holiday]],Tabulation[[#This Row],[Season]],Tabulation[[#This Row],[Weekend]],\"-\",IF(Tabulation[[#This Row],[Hour]]<10,0,\"\"),C1673)","v":"0Winter0-13"},{"$f":"VLOOKUP(Tabulation[[#This Row],[Concat]],Table3[],8)","v":0.28519},{"$f":"(Tabulation[[#This Row],[AC System Output (kW)]]*Tabulation[[#This Row],[Rate]])","v":0.21551409034000002}]
[3,10,14,1534.3679999999999,{"$f":"Tabulation[[#This Row],[AC System Output (W)]]/1000","v":1.534368},{"$f":"VLOOKUP(Tabulation[[#This Row],[Month]],Season,2)","v":"Winter"},{"$f":"(DATE(2021,Tabulation[[#This Row],[Month]],Tabulation[[#This Row],[Day]]))","v":"2021-03-10"},{"$f":"WEEKDAY(Tabulation[[#This Row],[Date]])","v":4},{"$f":"IF(OR(Tabulation[[#This Row],[DayNo]]=1,Tabulation[[#This Row],[DayNo]]=7),1,0)","v":0},{"$f":"COUNTIF(Holidays,Tabulation[[#This Row],[Date]])","v":0},{"$f":"CONCATENATE(Tabulation[[#This Row],[Holiday]],Tabulation[[#This Row],[Season]],Tabulation[[#This Row],[Weekend]],\"-\",IF(Tabulation[[#This Row],[Hour]]<10,0,\"\"),C1674)","v":"0Winter0-14"},{"$f":"VLOOKUP(Tabulation[[#This Row],[Concat]],Table3[],8)","v":0.28519},{"$f":"(Tabulation[[#This Row],[AC System Output (kW)]]*Tabulation[[#This Row],[Rate]])","v":0.43758640991999997}]
[3,10,15,1534.596,{"$f":"Tabulation[[#This Row],[AC System Output (W)]]/1000","v":1.5345960000000001},{"$f":"VLOOKUP(Tabulation[[#This Row],[Month]],Season,2)","v":"Winter"},{"$f":"(DATE(2021,Tabulation[[#This Row],[Month]],Tabulation[[#This Row],[Day]]))","v":"2021-03-10"},{"$f":"WEEKDAY(Tabulation[[#This Row],[Date]])","v":4},{"$f":"IF(OR(Tabulation[[#This Row],[DayNo]]=1,Tabulation[[#This Row],[DayNo]]=7),1,0)","v":0},{"$f":"COUNTIF(Holidays,Tabulation[[#This Row],[Date]])","v":0},{"$f":"CONCATENATE(Tabulation[[#This Row],[Holiday]],Tabulation[[#This Row],[Season]],Tabulation[[#This Row],[Weekend]],\"-\",IF(Tabulation[[#This Row],[Hour]]<10,0,\"\"),C1675)","v":"0Winter0-15"},{"$f":"VLOOKUP(Tabulation[[#This Row],[Concat]],Table3[],8)","v":0.28519},{"$f":"(Tabulation[[#This Row],[AC System Output (kW)]]*Tabulation[[#This Row],[Rate]])","v":0.43765143324}]
[3,10,16,733.05600000000004,{"$f":"Tabulation[[#This Row],[AC System Output (W)]]/1000","v":0.73305600000000004},{"$f":"VLOOKUP(Tabulation[[#This Row],[Month]],Season,2)","v":"Winter"},{"$f":"(DATE(2021,Tabulation[[#This Row],[Month]],Tabulation[[#This Row],[Day]]))","v":"2021-03-10"},{"$f":"WEEKDAY(Tabulation[[#This Row],[Date]])","v":4},{"$f":"IF(OR(Tabulation[[#This Row],[DayNo]]=1,Tabulation[[#This Row],[DayNo]]=7),1,0)","v":0},{"$f":"COUNTIF(Holidays,Tabulation[[#This Row],[Date]])","v":0},{"$f":"CONCATENATE(Tabulation[[#This Row],[Holiday]],Tabulation[[#This Row],[Season]],Tabulation[[#This Row],[Weekend]],\"-\",IF(Tabulation[[#This Row],[Hour]]<10,0,\"\"),C1676)","v":"0Winter0-16"},{"$f":"VLOOKUP(Tabulation[[#This Row],[Concat]],Table3[],8)","v":0.28519},{"$f":"(Tabulation[[#This Row],[AC System Output (kW)]]*Tabulation[[#This Row],[Rate]])","v":0.20906024064000001}]
[3,10,17,176.43600000000001,{"$f":"Tabulation[[#This Row],[AC System Output (W)]]/1000","v":0.17643600000000001},{"$f":"VLOOKUP(Tabulation[[#This Row],[Month]],Season,2)","v":"Winter"},{"$f":"(DATE(2021,Tabulation[[#This Row],[Month]],Tabulation[[#This Row],[Day]]))","v":"2021-03-10"},{"$f":"WEEKDAY(Tabulation[[#This Row],[Date]])","v":4},{"$f":"IF(OR(Tabulation[[#This Row],[DayNo]]=1,Tabulation[[#This Row],[DayNo]]=7),1,0)","v":0},{"$f":"COUNTIF(Holidays,Tabulation[[#This Row],[Date]])","v":0},{"$f":"CONCATENATE(Tabulation[[#This Row],[Holiday]],Tabulation[[#This Row],[Season]],Tabulation[[#This Row],[Weekend]],\"-\",IF(Tabulation[[#This Row],[Hour]]<10,0,\"\"),C1677)","v":"0Winter0-17"},{"$f":"VLOOKUP(Tabulation[[#This Row],[Concat]],Table3[],8)","v":0.30257000000000001},{"$f":"(Tabulation[[#This Row],[AC System Output (kW)]]*Tabulation[[#This Row],[Rate]])","v":5.3384240520000001E-2}]
[3,10,18,0,{"$f":"Tabulation[[#This Row],[AC System Output (W)]]/1000","v":0},{"$f":"VLOOKUP(Tabulation[[#This Row],[Month]],Season,2)","v":"Winter"},{"$f":"(DATE(2021,Tabulation[[#This Row],[Month]],Tabulation[[#This Row],[Day]]))","v":"2021-03-10"},{"$f":"WEEKDAY(Tabulation[[#This Row],[Date]])","v":4},{"$f":"IF(OR(Tabulation[[#This Row],[DayNo]]=1,Tabulation[[#This Row],[DayNo]]=7),1,0)","v":0},{"$f":"COUNTIF(Holidays,Tabulation[[#This Row],[Date]])","v":0},{"$f":"CONCATENATE(Tabulation[[#This Row],[Holiday]],Tabulation[[#This Row],[Season]],Tabulation[[#This Row],[Weekend]],\"-\",IF(Tabulation[[#This Row],[Hour]]<10,0,\"\"),C1678)","v":"0Winter0-18"},{"$f":"VLOOKUP(Tabulation[[#This Row],[Concat]],Table3[],8)","v":0.30257000000000001},{"$f":"(Tabulation[[#This Row],[AC System Output (kW)]]*Tabulation[[#This Row],[Rate]])","v":0}]
[3,10,19,0,{"$f":"Tabulation[[#This Row],[AC System Output (W)]]/1000","v":0},{"$f":"VLOOKUP(Tabulation[[#This Row],[Month]],Season,2)","v":"Winter"},{"$f":"(DATE(2021,Tabulation[[#This Row],[Month]],Tabulation[[#This Row],[Day]]))","v":"2021-03-10"},{"$f":"WEEKDAY(Tabulation[[#This Row],[Date]])","v":4},{"$f":"IF(OR(Tabulation[[#This Row],[DayNo]]=1,Tabulation[[#This Row],[DayNo]]=7),1,0)","v":0},{"$f":"COUNTIF(Holidays,Tabulation[[#This Row],[Date]])","v":0},{"$f":"CONCATENATE(Tabulation[[#This Row],[Holiday]],Tabulation[[#This Row],[Season]],Tabulation[[#This Row],[Weekend]],\"-\",IF(Tabulation[[#This Row],[Hour]]<10,0,\"\"),C1679)","v":"0Winter0-19"},{"$f":"VLOOKUP(Tabulation[[#This Row],[Concat]],Table3[],8)","v":0.30257000000000001},{"$f":"(Tabulation[[#This Row],[AC System Output (kW)]]*Tabulation[[#This Row],[Rate]])","v":0}]
[3,10,20,0,{"$f":"Tabulation[[#This Row],[AC System Output (W)]]/1000","v":0},{"$f":"VLOOKUP(Tabulation[[#This Row],[Month]],Season,2)","v":"Winter"},{"$f":"(DATE(2021,Tabulation[[#This Row],[Month]],Tabulation[[#This Row],[Day]]))","v":"2021-03-10"},{"$f":"WEEKDAY(Tabulation[[#This Row],[Date]])","v":4},{"$f":"IF(OR(Tabulation[[#This Row],[DayNo]]=1,Tabulation[[#This Row],[DayNo]]=7),1,0)","v":0},{"$f":"COUNTIF(Holidays,Tabulation[[#This Row],[Date]])","v":0},{"$f":"CONCATENATE(Tabulation[[#This Row],[Holiday]],Tabulation[[#This Row],[Season]],Tabulation[[#This Row],[Weekend]],\"-\",IF(Tabulation[[#This Row],[Hour]]<10,0,\"\"),C1680)","v":"0Winter0-20"},{"$f":"VLOOKUP(Tabulation[[#This Row],[Concat]],Table3[],8)","v":0.28519},{"$f":"(Tabulation[[#This Row],[AC System Output (kW)]]*Tabulation[[#This Row],[Rate]])","v":0}]
[3,10,21,0,{"$f":"Tabulation[[#This Row],[AC System Output (W)]]/1000","v":0},{"$f":"VLOOKUP(Tabulation[[#This Row],[Month]],Season,2)","v":"Winter"},{"$f":"(DATE(2021,Tabulation[[#This Row],[Month]],Tabulation[[#This Row],[Day]]))","v":"2021-03-10"},{"$f":"WEEKDAY(Tabulation[[#This Row],[Date]])","v":4},{"$f":"IF(OR(Tabulation[[#This Row],[DayNo]]=1,Tabulation[[#This Row],[DayNo]]=7),1,0)","v":0},{"$f":"COUNTIF(Holidays,Tabulation[[#This Row],[Date]])","v":0},{"$f":"CONCATENATE(Tabulation[[#This Row],[Holiday]],Tabulation[[#This Row],[Season]],Tabulation[[#This Row],[Weekend]],\"-\",IF(Tabulation[[#This Row],[Hour]]<10,0,\"\"),C1681)","v":"0Winter0-21"},{"$f":"VLOOKUP(Tabulation[[#This Row],[Concat]],Table3[],8)","v":0.28519},{"$f":"(Tabulation[[#This Row],[AC System Output (kW)]]*Tabulation[[#This Row],[Rate]])","v":0}]
[3,10,22,0,{"$f":"Tabulation[[#This Row],[AC System Output (W)]]/1000","v":0},{"$f":"VLOOKUP(Tabulation[[#This Row],[Month]],Season,2)","v":"Winter"},{"$f":"(DATE(2021,Tabulation[[#This Row],[Month]],Tabulation[[#This Row],[Day]]))","v":"2021-03-10"},{"$f":"WEEKDAY(Tabulation[[#This Row],[Date]])","v":4},{"$f":"IF(OR(Tabulation[[#This Row],[DayNo]]=1,Tabulation[[#This Row],[DayNo]]=7),1,0)","v":0},{"$f":"COUNTIF(Holidays,Tabulation[[#This Row],[Date]])","v":0},{"$f":"CONCATENATE(Tabulation[[#This Row],[Holiday]],Tabulation[[#This Row],[Season]],Tabulation[[#This Row],[Weekend]],\"-\",IF(Tabulation[[#This Row],[Hour]]<10,0,\"\"),C1682)","v":"0Winter0-22"},{"$f":"VLOOKUP(Tabulation[[#This Row],[Concat]],Table3[],8)","v":0.28519},{"$f":"(Tabulation[[#This Row],[AC System Output (kW)]]*Tabulation[[#This Row],[Rate]])","v":0}]
[3,10,23,0,{"$f":"Tabulation[[#This Row],[AC System Output (W)]]/1000","v":0},{"$f":"VLOOKUP(Tabulation[[#This Row],[Month]],Season,2)","v":"Winter"},{"$f":"(DATE(2021,Tabulation[[#This Row],[Month]],Tabulation[[#This Row],[Day]]))","v":"2021-03-10"},{"$f":"WEEKDAY(Tabulation[[#This Row],[Date]])","v":4},{"$f":"IF(OR(Tabulation[[#This Row],[DayNo]]=1,Tabulation[[#This Row],[DayNo]]=7),1,0)","v":0},{"$f":"COUNTIF(Holidays,Tabulation[[#This Row],[Date]])","v":0},{"$f":"CONCATENATE(Tabulation[[#This Row],[Holiday]],Tabulation[[#This Row],[Season]],Tabulation[[#This Row],[Weekend]],\"-\",IF(Tabulation[[#This Row],[Hour]]<10,0,\"\"),C1683)","v":"0Winter0-23"},{"$f":"VLOOKUP(Tabulation[[#This Row],[Concat]],Table3[],8)","v":0.28519},{"$f":"(Tabulation[[#This Row],[AC System Output (kW)]]*Tabulation[[#This Row],[Rate]])","v":0}]
[3,11,0,0,{"$f":"Tabulation[[#This Row],[AC System Output (W)]]/1000","v":0},{"$f":"VLOOKUP(Tabulation[[#This Row],[Month]],Season,2)","v":"Winter"},{"$f":"(DATE(2021,Tabulation[[#This Row],[Month]],Tabulation[[#This Row],[Day]]))","v":"2021-03-11"},{"$f":"WEEKDAY(Tabulation[[#This Row],[Date]])","v":5},{"$f":"IF(OR(Tabulation[[#This Row],[DayNo]]=1,Tabulation[[#This Row],[DayNo]]=7),1,0)","v":0},{"$f":"COUNTIF(Holidays,Tabulation[[#This Row],[Date]])","v":0},{"$f":"CONCATENATE(Tabulation[[#This Row],[Holiday]],Tabulation[[#This Row],[Season]],Tabulation[[#This Row],[Weekend]],\"-\",IF(Tabulation[[#This Row],[Hour]]<10,0,\"\"),C1684)","v":"0Winter0-00"},{"$f":"VLOOKUP(Tabulation[[#This Row],[Concat]],Table3[],8)","v":0.28519},{"$f":"(Tabulation[[#This Row],[AC System Output (kW)]]*Tabulation[[#This Row],[Rate]])","v":0}]
[3,11,1,0,{"$f":"Tabulation[[#This Row],[AC System Output (W)]]/1000","v":0},{"$f":"VLOOKUP(Tabulation[[#This Row],[Month]],Season,2)","v":"Winter"},{"$f":"(DATE(2021,Tabulation[[#This Row],[Month]],Tabulation[[#This Row],[Day]]))","v":"2021-03-11"},{"$f":"WEEKDAY(Tabulation[[#This Row],[Date]])","v":5},{"$f":"IF(OR(Tabulation[[#This Row],[DayNo]]=1,Tabulation[[#This Row],[DayNo]]=7),1,0)","v":0},{"$f":"COUNTIF(Holidays,Tabulation[[#This Row],[Date]])","v":0},{"$f":"CONCATENATE(Tabulation[[#This Row],[Holiday]],Tabulation[[#This Row],[Season]],Tabulation[[#This Row],[Weekend]],\"-\",IF(Tabulation[[#This Row],[Hour]]<10,0,\"\"),C1685)","v":"0Winter0-01"},{"$f":"VLOOKUP(Tabulation[[#This Row],[Concat]],Table3[],8)","v":0.28519},{"$f":"(Tabulation[[#This Row],[AC System Output (kW)]]*Tabulation[[#This Row],[Rate]])","v":0}]
[3,11,2,0,{"$f":"Tabulation[[#This Row],[AC System Output (W)]]/1000","v":0},{"$f":"VLOOKUP(Tabulation[[#This Row],[Month]],Season,2)","v":"Winter"},{"$f":"(DATE(2021,Tabulation[[#This Row],[Month]],Tabulation[[#This Row],[Day]]))","v":"2021-03-11"},{"$f":"WEEKDAY(Tabulation[[#This Row],[Date]])","v":5},{"$f":"IF(OR(Tabulation[[#This Row],[DayNo]]=1,Tabulation[[#This Row],[DayNo]]=7),1,0)","v":0},{"$f":"COUNTIF(Holidays,Tabulation[[#This Row],[Date]])","v":0},{"$f":"CONCATENATE(Tabulation[[#This Row],[Holiday]],Tabulation[[#This Row],[Season]],Tabulation[[#This Row],[Weekend]],\"-\",IF(Tabulation[[#This Row],[Hour]]<10,0,\"\"),C1686)","v":"0Winter0-02"},{"$f":"VLOOKUP(Tabulation[[#This Row],[Concat]],Table3[],8)","v":0.28519},{"$f":"(Tabulation[[#This Row],[AC System Output (kW)]]*Tabulation[[#This Row],[Rate]])","v":0}]
[3,11,3,0,{"$f":"Tabulation[[#This Row],[AC System Output (W)]]/1000","v":0},{"$f":"VLOOKUP(Tabulation[[#This Row],[Month]],Season,2)","v":"Winter"},{"$f":"(DATE(2021,Tabulation[[#This Row],[Month]],Tabulation[[#This Row],[Day]]))","v":"2021-03-11"},{"$f":"WEEKDAY(Tabulation[[#This Row],[Date]])","v":5},{"$f":"IF(OR(Tabulation[[#This Row],[DayNo]]=1,Tabulation[[#This Row],[DayNo]]=7),1,0)","v":0},{"$f":"COUNTIF(Holidays,Tabulation[[#This Row],[Date]])","v":0},{"$f":"CONCATENATE(Tabulation[[#This Row],[Holiday]],Tabulation[[#This Row],[Season]],Tabulation[[#This Row],[Weekend]],\"-\",IF(Tabulation[[#This Row],[Hour]]<10,0,\"\"),C1687)","v":"0Winter0-03"},{"$f":"VLOOKUP(Tabulation[[#This Row],[Concat]],Table3[],8)","v":0.28519},{"$f":"(Tabulation[[#This Row],[AC System Output (kW)]]*Tabulation[[#This Row],[Rate]])","v":0}]
[3,11,4,0,{"$f":"Tabulation[[#This Row],[AC System Output (W)]]/1000","v":0},{"$f":"VLOOKUP(Tabulation[[#This Row],[Month]],Season,2)","v":"Winter"},{"$f":"(DATE(2021,Tabulation[[#This Row],[Month]],Tabulation[[#This Row],[Day]]))","v":"2021-03-11"},{"$f":"WEEKDAY(Tabulation[[#This Row],[Date]])","v":5},{"$f":"IF(OR(Tabulation[[#This Row],[DayNo]]=1,Tabulation[[#This Row],[DayNo]]=7),1,0)","v":0},{"$f":"COUNTIF(Holidays,Tabulation[[#This Row],[Date]])","v":0},{"$f":"CONCATENATE(Tabulation[[#This Row],[Holiday]],Tabulation[[#This Row],[Season]],Tabulation[[#This Row],[Weekend]],\"-\",IF(Tabulation[[#This Row],[Hour]]<10,0,\"\"),C1688)","v":"0Winter0-04"},{"$f":"VLOOKUP(Tabulation[[#This Row],[Concat]],Table3[],8)","v":0.28519},{"$f":"(Tabulation[[#This Row],[AC System Output (kW)]]*Tabulation[[#This Row],[Rate]])","v":0}]
[3,11,5,0,{"$f":"Tabulation[[#This Row],[AC System Output (W)]]/1000","v":0},{"$f":"VLOOKUP(Tabulation[[#This Row],[Month]],Season,2)","v":"Winter"},{"$f":"(DATE(2021,Tabulation[[#This Row],[Month]],Tabulation[[#This Row],[Day]]))","v":"2021-03-11"},{"$f":"WEEKDAY(Tabulation[[#This Row],[Date]])","v":5},{"$f":"IF(OR(Tabulation[[#This Row],[DayNo]]=1,Tabulation[[#This Row],[DayNo]]=7),1,0)","v":0},{"$f":"COUNTIF(Holidays,Tabulation[[#This Row],[Date]])","v":0},{"$f":"CONCATENATE(Tabulation[[#This Row],[Holiday]],Tabulation[[#This Row],[Season]],Tabulation[[#This Row],[Weekend]],\"-\",IF(Tabulation[[#This Row],[Hour]]<10,0,\"\"),C1689)","v":"0Winter0-05"},{"$f":"VLOOKUP(Tabulation[[#This Row],[Concat]],Table3[],8)","v":0.28519},{"$f":"(Tabulation[[#This Row],[AC System Output (kW)]]*Tabulation[[#This Row],[Rate]])","v":0}]
[3,11,6,53.719000000000001,{"$f":"Tabulation[[#This Row],[AC System Output (W)]]/1000","v":5.3719000000000003E-2},{"$f":"VLOOKUP(Tabulation[[#This Row],[Month]],Season,2)","v":"Winter"},{"$f":"(DATE(2021,Tabulation[[#This Row],[Month]],Tabulation[[#This Row],[Day]]))","v":"2021-03-11"},{"$f":"WEEKDAY(Tabulation[[#This Row],[Date]])","v":5},{"$f":"IF(OR(Tabulation[[#This Row],[DayNo]]=1,Tabulation[[#This Row],[DayNo]]=7),1,0)","v":0},{"$f":"COUNTIF(Holidays,Tabulation[[#This Row],[Date]])","v":0},{"$f":"CONCATENATE(Tabulation[[#This Row],[Holiday]],Tabulation[[#This Row],[Season]],Tabulation[[#This Row],[Weekend]],\"-\",IF(Tabulation[[#This Row],[Hour]]<10,0,\"\"),C1690)","v":"0Winter0-06"},{"$f":"VLOOKUP(Tabulation[[#This Row],[Concat]],Table3[],8)","v":0.28519},{"$f":"(Tabulation[[#This Row],[AC System Output (kW)]]*Tabulation[[#This Row],[Rate]])","v":1.5320121610000001E-2}]
[3,11,7,462.45,{"$f":"Tabulation[[#This Row],[AC System Output (W)]]/1000","v":0.46244999999999997},{"$f":"VLOOKUP(Tabulation[[#This Row],[Month]],Season,2)","v":"Winter"},{"$f":"(DATE(2021,Tabulation[[#This Row],[Month]],Tabulation[[#This Row],[Day]]))","v":"2021-03-11"},{"$f":"WEEKDAY(Tabulation[[#This Row],[Date]])","v":5},{"$f":"IF(OR(Tabulation[[#This Row],[DayNo]]=1,Tabulation[[#This Row],[DayNo]]=7),1,0)","v":0},{"$f":"COUNTIF(Holidays,Tabulation[[#This Row],[Date]])","v":0},{"$f":"CONCATENATE(Tabulation[[#This Row],[Holiday]],Tabulation[[#This Row],[Season]],Tabulation[[#This Row],[Weekend]],\"-\",IF(Tabulation[[#This Row],[Hour]]<10,0,\"\"),C1691)","v":"0Winter0-07"},{"$f":"VLOOKUP(Tabulation[[#This Row],[Concat]],Table3[],8)","v":0.28519},{"$f":"(Tabulation[[#This Row],[AC System Output (kW)]]*Tabulation[[#This Row],[Rate]])","v":0.13188611549999998}]
[3,11,8,1614.7329999999999,{"$f":"Tabulation[[#This Row],[AC System Output (W)]]/1000","v":1.614733},{"$f":"VLOOKUP(Tabulation[[#This Row],[Month]],Season,2)","v":"Winter"},{"$f":"(DATE(2021,Tabulation[[#This Row],[Month]],Tabulation[[#This Row],[Day]]))","v":"2021-03-11"},{"$f":"WEEKDAY(Tabulation[[#This Row],[Date]])","v":5},{"$f":"IF(OR(Tabulation[[#This Row],[DayNo]]=1,Tabulation[[#This Row],[DayNo]]=7),1,0)","v":0},{"$f":"COUNTIF(Holidays,Tabulation[[#This Row],[Date]])","v":0},{"$f":"CONCATENATE(Tabulation[[#This Row],[Holiday]],Tabulation[[#This Row],[Season]],Tabulation[[#This Row],[Weekend]],\"-\",IF(Tabulation[[#This Row],[Hour]]<10,0,\"\"),C1692)","v":"0Winter0-08"},{"$f":"VLOOKUP(Tabulation[[#This Row],[Concat]],Table3[],8)","v":0.28519},{"$f":"(Tabulation[[#This Row],[AC System Output (kW)]]*Tabulation[[#This Row],[Rate]])","v":0.46050570426999998}]
[3,11,9,2275.6750000000002,{"$f":"Tabulation[[#This Row],[AC System Output (W)]]/1000","v":2.2756750000000001},{"$f":"VLOOKUP(Tabulation[[#This Row],[Month]],Season,2)","v":"Winter"},{"$f":"(DATE(2021,Tabulation[[#This Row],[Month]],Tabulation[[#This Row],[Day]]))","v":"2021-03-11"},{"$f":"WEEKDAY(Tabulation[[#This Row],[Date]])","v":5},{"$f":"IF(OR(Tabulation[[#This Row],[DayNo]]=1,Tabulation[[#This Row],[DayNo]]=7),1,0)","v":0},{"$f":"COUNTIF(Holidays,Tabulation[[#This Row],[Date]])","v":0},{"$f":"CONCATENATE(Tabulation[[#This Row],[Holiday]],Tabulation[[#This Row],[Season]],Tabulation[[#This Row],[Weekend]],\"-\",IF(Tabulation[[#This Row],[Hour]]<10,0,\"\"),C1693)","v":"0Winter0-09"},{"$f":"VLOOKUP(Tabulation[[#This Row],[Concat]],Table3[],8)","v":0.28519},{"$f":"(Tabulation[[#This Row],[AC System Output (kW)]]*Tabulation[[#This Row],[Rate]])","v":0.64899975325000003}]
[3,11,10,2721.578,{"$f":"Tabulation[[#This Row],[AC System Output (W)]]/1000","v":2.7215780000000001},{"$f":"VLOOKUP(Tabulation[[#This Row],[Month]],Season,2)","v":"Winter"},{"$f":"(DATE(2021,Tabulation[[#This Row],[Month]],Tabulation[[#This Row],[Day]]))","v":"2021-03-11"},{"$f":"WEEKDAY(Tabulation[[#This Row],[Date]])","v":5},{"$f":"IF(OR(Tabulation[[#This Row],[DayNo]]=1,Tabulation[[#This Row],[DayNo]]=7),1,0)","v":0},{"$f":"COUNTIF(Holidays,Tabulation[[#This Row],[Date]])","v":0},{"$f":"CONCATENATE(Tabulation[[#This Row],[Holiday]],Tabulation[[#This Row],[Season]],Tabulation[[#This Row],[Weekend]],\"-\",IF(Tabulation[[#This Row],[Hour]]<10,0,\"\"),C1694)","v":"0Winter0-10"},{"$f":"VLOOKUP(Tabulation[[#This Row],[Concat]],Table3[],8)","v":0.28519},{"$f":"(Tabulation[[#This Row],[AC System Output (kW)]]*Tabulation[[#This Row],[Rate]])","v":0.77616682981999996}]
[3,11,11,2941.1779999999999,{"$f":"Tabulation[[#This Row],[AC System Output (W)]]/1000","v":2.9411779999999998},{"$f":"VLOOKUP(Tabulation[[#This Row],[Month]],Season,2)","v":"Winter"},{"$f":"(DATE(2021,Tabulation[[#This Row],[Month]],Tabulation[[#This Row],[Day]]))","v":"2021-03-11"},{"$f":"WEEKDAY(Tabulation[[#This Row],[Date]])","v":5},{"$f":"IF(OR(Tabulation[[#This Row],[DayNo]]=1,Tabulation[[#This Row],[DayNo]]=7),1,0)","v":0},{"$f":"COUNTIF(Holidays,Tabulation[[#This Row],[Date]])","v":0},{"$f":"CONCATENATE(Tabulation[[#This Row],[Holiday]],Tabulation[[#This Row],[Season]],Tabulation[[#This Row],[Weekend]],\"-\",IF(Tabulation[[#This Row],[Hour]]<10,0,\"\"),C1695)","v":"0Winter0-11"},{"$f":"VLOOKUP(Tabulation[[#This Row],[Concat]],Table3[],8)","v":0.28519},{"$f":"(Tabulation[[#This Row],[AC System Output (kW)]]*Tabulation[[#This Row],[Rate]])","v":0.8387945538199999}]
[3,11,12,2963.7179999999998,{"$f":"Tabulation[[#This Row],[AC System Output (W)]]/1000","v":2.9637179999999996},{"$f":"VLOOKUP(Tabulation[[#This Row],[Month]],Season,2)","v":"Winter"},{"$f":"(DATE(2021,Tabulation[[#This Row],[Month]],Tabulation[[#This Row],[Day]]))","v":"2021-03-11"},{"$f":"WEEKDAY(Tabulation[[#This Row],[Date]])","v":5},{"$f":"IF(OR(Tabulation[[#This Row],[DayNo]]=1,Tabulation[[#This Row],[DayNo]]=7),1,0)","v":0},{"$f":"COUNTIF(Holidays,Tabulation[[#This Row],[Date]])","v":0},{"$f":"CONCATENATE(Tabulation[[#This Row],[Holiday]],Tabulation[[#This Row],[Season]],Tabulation[[#This Row],[Weekend]],\"-\",IF(Tabulation[[#This Row],[Hour]]<10,0,\"\"),C1696)","v":"0Winter0-12"},{"$f":"VLOOKUP(Tabulation[[#This Row],[Concat]],Table3[],8)","v":0.28519},{"$f":"(Tabulation[[#This Row],[AC System Output (kW)]]*Tabulation[[#This Row],[Rate]])","v":0.8452227364199999}]
[3,11,13,2788.7159999999999,{"$f":"Tabulation[[#This Row],[AC System Output (W)]]/1000","v":2.788716},{"$f":"VLOOKUP(Tabulation[[#This Row],[Month]],Season,2)","v":"Winter"},{"$f":"(DATE(2021,Tabulation[[#This Row],[Month]],Tabulation[[#This Row],[Day]]))","v":"2021-03-11"},{"$f":"WEEKDAY(Tabulation[[#This Row],[Date]])","v":5},{"$f":"IF(OR(Tabulation[[#This Row],[DayNo]]=1,Tabulation[[#This Row],[DayNo]]=7),1,0)","v":0},{"$f":"COUNTIF(Holidays,Tabulation[[#This Row],[Date]])","v":0},{"$f":"CONCATENATE(Tabulation[[#This Row],[Holiday]],Tabulation[[#This Row],[Season]],Tabulation[[#This Row],[Weekend]],\"-\",IF(Tabulation[[#This Row],[Hour]]<10,0,\"\"),C1697)","v":"0Winter0-13"},{"$f":"VLOOKUP(Tabulation[[#This Row],[Concat]],Table3[],8)","v":0.28519},{"$f":"(Tabulation[[#This Row],[AC System Output (kW)]]*Tabulation[[#This Row],[Rate]])","v":0.79531391604000001}]
[3,11,14,2410.2089999999998,{"$f":"Tabulation[[#This Row],[AC System Output (W)]]/1000","v":2.410209},{"$f":"VLOOKUP(Tabulation[[#This Row],[Month]],Season,2)","v":"Winter"},{"$f":"(DATE(2021,Tabulation[[#This Row],[Month]],Tabulation[[#This Row],[Day]]))","v":"2021-03-11"},{"$f":"WEEKDAY(Tabulation[[#This Row],[Date]])","v":5},{"$f":"IF(OR(Tabulation[[#This Row],[DayNo]]=1,Tabulation[[#This Row],[DayNo]]=7),1,0)","v":0},{"$f":"COUNTIF(Holidays,Tabulation[[#This Row],[Date]])","v":0},{"$f":"CONCATENATE(Tabulation[[#This Row],[Holiday]],Tabulation[[#This Row],[Season]],Tabulation[[#This Row],[Weekend]],\"-\",IF(Tabulation[[#This Row],[Hour]]<10,0,\"\"),C1698)","v":"0Winter0-14"},{"$f":"VLOOKUP(Tabulation[[#This Row],[Concat]],Table3[],8)","v":0.28519},{"$f":"(Tabulation[[#This Row],[AC System Output (kW)]]*Tabulation[[#This Row],[Rate]])","v":0.68736750470999997}]
[3,11,15,1432.239,{"$f":"Tabulation[[#This Row],[AC System Output (W)]]/1000","v":1.432239},{"$f":"VLOOKUP(Tabulation[[#This Row],[Month]],Season,2)","v":"Winter"},{"$f":"(DATE(2021,Tabulation[[#This Row],[Month]],Tabulation[[#This Row],[Day]]))","v":"2021-03-11"},{"$f":"WEEKDAY(Tabulation[[#This Row],[Date]])","v":5},{"$f":"IF(OR(Tabulation[[#This Row],[DayNo]]=1,Tabulation[[#This Row],[DayNo]]=7),1,0)","v":0},{"$f":"COUNTIF(Holidays,Tabulation[[#This Row],[Date]])","v":0},{"$f":"CONCATENATE(Tabulation[[#This Row],[Holiday]],Tabulation[[#This Row],[Season]],Tabulation[[#This Row],[Weekend]],\"-\",IF(Tabulation[[#This Row],[Hour]]<10,0,\"\"),C1699)","v":"0Winter0-15"},{"$f":"VLOOKUP(Tabulation[[#This Row],[Concat]],Table3[],8)","v":0.28519},{"$f":"(Tabulation[[#This Row],[AC System Output (kW)]]*Tabulation[[#This Row],[Rate]])","v":0.40846024041000001}]
[3,11,16,1055.1479999999999,{"$f":"Tabulation[[#This Row],[AC System Output (W)]]/1000","v":1.055148},{"$f":"VLOOKUP(Tabulation[[#This Row],[Month]],Season,2)","v":"Winter"},{"$f":"(DATE(2021,Tabulation[[#This Row],[Month]],Tabulation[[#This Row],[Day]]))","v":"2021-03-11"},{"$f":"WEEKDAY(Tabulation[[#This Row],[Date]])","v":5},{"$f":"IF(OR(Tabulation[[#This Row],[DayNo]]=1,Tabulation[[#This Row],[DayNo]]=7),1,0)","v":0},{"$f":"COUNTIF(Holidays,Tabulation[[#This Row],[Date]])","v":0},{"$f":"CONCATENATE(Tabulation[[#This Row],[Holiday]],Tabulation[[#This Row],[Season]],Tabulation[[#This Row],[Weekend]],\"-\",IF(Tabulation[[#This Row],[Hour]]<10,0,\"\"),C1700)","v":"0Winter0-16"},{"$f":"VLOOKUP(Tabulation[[#This Row],[Concat]],Table3[],8)","v":0.28519},{"$f":"(Tabulation[[#This Row],[AC System Output (kW)]]*Tabulation[[#This Row],[Rate]])","v":0.30091765811999999}]
[3,11,17,255.554,{"$f":"Tabulation[[#This Row],[AC System Output (W)]]/1000","v":0.255554},{"$f":"VLOOKUP(Tabulation[[#This Row],[Month]],Season,2)","v":"Winter"},{"$f":"(DATE(2021,Tabulation[[#This Row],[Month]],Tabulation[[#This Row],[Day]]))","v":"2021-03-11"},{"$f":"WEEKDAY(Tabulation[[#This Row],[Date]])","v":5},{"$f":"IF(OR(Tabulation[[#This Row],[DayNo]]=1,Tabulation[[#This Row],[DayNo]]=7),1,0)","v":0},{"$f":"COUNTIF(Holidays,Tabulation[[#This Row],[Date]])","v":0},{"$f":"CONCATENATE(Tabulation[[#This Row],[Holiday]],Tabulation[[#This Row],[Season]],Tabulation[[#This Row],[Weekend]],\"-\",IF(Tabulation[[#This Row],[Hour]]<10,0,\"\"),C1701)","v":"0Winter0-17"},{"$f":"VLOOKUP(Tabulation[[#This Row],[Concat]],Table3[],8)","v":0.30257000000000001},{"$f":"(Tabulation[[#This Row],[AC System Output (kW)]]*Tabulation[[#This Row],[Rate]])","v":7.7322973779999998E-2}]
[3,11,18,0,{"$f":"Tabulation[[#This Row],[AC System Output (W)]]/1000","v":0},{"$f":"VLOOKUP(Tabulation[[#This Row],[Month]],Season,2)","v":"Winter"},{"$f":"(DATE(2021,Tabulation[[#This Row],[Month]],Tabulation[[#This Row],[Day]]))","v":"2021-03-11"},{"$f":"WEEKDAY(Tabulation[[#This Row],[Date]])","v":5},{"$f":"IF(OR(Tabulation[[#This Row],[DayNo]]=1,Tabulation[[#This Row],[DayNo]]=7),1,0)","v":0},{"$f":"COUNTIF(Holidays,Tabulation[[#This Row],[Date]])","v":0},{"$f":"CONCATENATE(Tabulation[[#This Row],[Holiday]],Tabulation[[#This Row],[Season]],Tabulation[[#This Row],[Weekend]],\"-\",IF(Tabulation[[#This Row],[Hour]]<10,0,\"\"),C1702)","v":"0Winter0-18"},{"$f":"VLOOKUP(Tabulation[[#This Row],[Concat]],Table3[],8)","v":0.30257000000000001},{"$f":"(Tabulation[[#This Row],[AC System Output (kW)]]*Tabulation[[#This Row],[Rate]])","v":0}]
[3,11,19,0,{"$f":"Tabulation[[#This Row],[AC System Output (W)]]/1000","v":0},{"$f":"VLOOKUP(Tabulation[[#This Row],[Month]],Season,2)","v":"Winter"},{"$f":"(DATE(2021,Tabulation[[#This Row],[Month]],Tabulation[[#This Row],[Day]]))","v":"2021-03-11"},{"$f":"WEEKDAY(Tabulation[[#This Row],[Date]])","v":5},{"$f":"IF(OR(Tabulation[[#This Row],[DayNo]]=1,Tabulation[[#This Row],[DayNo]]=7),1,0)","v":0},{"$f":"COUNTIF(Holidays,Tabulation[[#This Row],[Date]])","v":0},{"$f":"CONCATENATE(Tabulation[[#This Row],[Holiday]],Tabulation[[#This Row],[Season]],Tabulation[[#This Row],[Weekend]],\"-\",IF(Tabulation[[#This Row],[Hour]]<10,0,\"\"),C1703)","v":"0Winter0-19"},{"$f":"VLOOKUP(Tabulation[[#This Row],[Concat]],Table3[],8)","v":0.30257000000000001},{"$f":"(Tabulation[[#This Row],[AC System Output (kW)]]*Tabulation[[#This Row],[Rate]])","v":0}]
[3,11,20,0,{"$f":"Tabulation[[#This Row],[AC System Output (W)]]/1000","v":0},{"$f":"VLOOKUP(Tabulation[[#This Row],[Month]],Season,2)","v":"Winter"},{"$f":"(DATE(2021,Tabulation[[#This Row],[Month]],Tabulation[[#This Row],[Day]]))","v":"2021-03-11"},{"$f":"WEEKDAY(Tabulation[[#This Row],[Date]])","v":5},{"$f":"IF(OR(Tabulation[[#This Row],[DayNo]]=1,Tabulation[[#This Row],[DayNo]]=7),1,0)","v":0},{"$f":"COUNTIF(Holidays,Tabulation[[#This Row],[Date]])","v":0},{"$f":"CONCATENATE(Tabulation[[#This Row],[Holiday]],Tabulation[[#This Row],[Season]],Tabulation[[#This Row],[Weekend]],\"-\",IF(Tabulation[[#This Row],[Hour]]<10,0,\"\"),C1704)","v":"0Winter0-20"},{"$f":"VLOOKUP(Tabulation[[#This Row],[Concat]],Table3[],8)","v":0.28519},{"$f":"(Tabulation[[#This Row],[AC System Output (kW)]]*Tabulation[[#This Row],[Rate]])","v":0}]
[3,11,21,0,{"$f":"Tabulation[[#This Row],[AC System Output (W)]]/1000","v":0},{"$f":"VLOOKUP(Tabulation[[#This Row],[Month]],Season,2)","v":"Winter"},{"$f":"(DATE(2021,Tabulation[[#This Row],[Month]],Tabulation[[#This Row],[Day]]))","v":"2021-03-11"},{"$f":"WEEKDAY(Tabulation[[#This Row],[Date]])","v":5},{"$f":"IF(OR(Tabulation[[#This Row],[DayNo]]=1,Tabulation[[#This Row],[DayNo]]=7),1,0)","v":0},{"$f":"COUNTIF(Holidays,Tabulation[[#This Row],[Date]])","v":0},{"$f":"CONCATENATE(Tabulation[[#This Row],[Holiday]],Tabulation[[#This Row],[Season]],Tabulation[[#This Row],[Weekend]],\"-\",IF(Tabulation[[#This Row],[Hour]]<10,0,\"\"),C1705)","v":"0Winter0-21"},{"$f":"VLOOKUP(Tabulation[[#This Row],[Concat]],Table3[],8)","v":0.28519},{"$f":"(Tabulation[[#This Row],[AC System Output (kW)]]*Tabulation[[#This Row],[Rate]])","v":0}]
[3,11,22,0,{"$f":"Tabulation[[#This Row],[AC System Output (W)]]/1000","v":0},{"$f":"VLOOKUP(Tabulation[[#This Row],[Month]],Season,2)","v":"Winter"},{"$f":"(DATE(2021,Tabulation[[#This Row],[Month]],Tabulation[[#This Row],[Day]]))","v":"2021-03-11"},{"$f":"WEEKDAY(Tabulation[[#This Row],[Date]])","v":5},{"$f":"IF(OR(Tabulation[[#This Row],[DayNo]]=1,Tabulation[[#This Row],[DayNo]]=7),1,0)","v":0},{"$f":"COUNTIF(Holidays,Tabulation[[#This Row],[Date]])","v":0},{"$f":"CONCATENATE(Tabulation[[#This Row],[Holiday]],Tabulation[[#This Row],[Season]],Tabulation[[#This Row],[Weekend]],\"-\",IF(Tabulation[[#This Row],[Hour]]<10,0,\"\"),C1706)","v":"0Winter0-22"},{"$f":"VLOOKUP(Tabulation[[#This Row],[Concat]],Table3[],8)","v":0.28519},{"$f":"(Tabulation[[#This Row],[AC System Output (kW)]]*Tabulation[[#This Row],[Rate]])","v":0}]
[3,11,23,0,{"$f":"Tabulation[[#This Row],[AC System Output (W)]]/1000","v":0},{"$f":"VLOOKUP(Tabulation[[#This Row],[Month]],Season,2)","v":"Winter"},{"$f":"(DATE(2021,Tabulation[[#This Row],[Month]],Tabulation[[#This Row],[Day]]))","v":"2021-03-11"},{"$f":"WEEKDAY(Tabulation[[#This Row],[Date]])","v":5},{"$f":"IF(OR(Tabulation[[#This Row],[DayNo]]=1,Tabulation[[#This Row],[DayNo]]=7),1,0)","v":0},{"$f":"COUNTIF(Holidays,Tabulation[[#This Row],[Date]])","v":0},{"$f":"CONCATENATE(Tabulation[[#This Row],[Holiday]],Tabulation[[#This Row],[Season]],Tabulation[[#This Row],[Weekend]],\"-\",IF(Tabulation[[#This Row],[Hour]]<10,0,\"\"),C1707)","v":"0Winter0-23"},{"$f":"VLOOKUP(Tabulation[[#This Row],[Concat]],Table3[],8)","v":0.28519},{"$f":"(Tabulation[[#This Row],[AC System Output (kW)]]*Tabulation[[#This Row],[Rate]])","v":0}]
[3,12,0,0,{"$f":"Tabulation[[#This Row],[AC System Output (W)]]/1000","v":0},{"$f":"VLOOKUP(Tabulation[[#This Row],[Month]],Season,2)","v":"Winter"},{"$f":"(DATE(2021,Tabulation[[#This Row],[Month]],Tabulation[[#This Row],[Day]]))","v":"2021-03-12"},{"$f":"WEEKDAY(Tabulation[[#This Row],[Date]])","v":6},{"$f":"IF(OR(Tabulation[[#This Row],[DayNo]]=1,Tabulation[[#This Row],[DayNo]]=7),1,0)","v":0},{"$f":"COUNTIF(Holidays,Tabulation[[#This Row],[Date]])","v":0},{"$f":"CONCATENATE(Tabulation[[#This Row],[Holiday]],Tabulation[[#This Row],[Season]],Tabulation[[#This Row],[Weekend]],\"-\",IF(Tabulation[[#This Row],[Hour]]<10,0,\"\"),C1708)","v":"0Winter0-00"},{"$f":"VLOOKUP(Tabulation[[#This Row],[Concat]],Table3[],8)","v":0.28519},{"$f":"(Tabulation[[#This Row],[AC System Output (kW)]]*Tabulation[[#This Row],[Rate]])","v":0}]
[3,12,1,0,{"$f":"Tabulation[[#This Row],[AC System Output (W)]]/1000","v":0},{"$f":"VLOOKUP(Tabulation[[#This Row],[Month]],Season,2)","v":"Winter"},{"$f":"(DATE(2021,Tabulation[[#This Row],[Month]],Tabulation[[#This Row],[Day]]))","v":"2021-03-12"},{"$f":"WEEKDAY(Tabulation[[#This Row],[Date]])","v":6},{"$f":"IF(OR(Tabulation[[#This Row],[DayNo]]=1,Tabulation[[#This Row],[DayNo]]=7),1,0)","v":0},{"$f":"COUNTIF(Holidays,Tabulation[[#This Row],[Date]])","v":0},{"$f":"CONCATENATE(Tabulation[[#This Row],[Holiday]],Tabulation[[#This Row],[Season]],Tabulation[[#This Row],[Weekend]],\"-\",IF(Tabulation[[#This Row],[Hour]]<10,0,\"\"),C1709)","v":"0Winter0-01"},{"$f":"VLOOKUP(Tabulation[[#This Row],[Concat]],Table3[],8)","v":0.28519},{"$f":"(Tabulation[[#This Row],[AC System Output (kW)]]*Tabulation[[#This Row],[Rate]])","v":0}]
[3,12,2,0,{"$f":"Tabulation[[#This Row],[AC System Output (W)]]/1000","v":0},{"$f":"VLOOKUP(Tabulation[[#This Row],[Month]],Season,2)","v":"Winter"},{"$f":"(DATE(2021,Tabulation[[#This Row],[Month]],Tabulation[[#This Row],[Day]]))","v":"2021-03-12"},{"$f":"WEEKDAY(Tabulation[[#This Row],[Date]])","v":6},{"$f":"IF(OR(Tabulation[[#This Row],[DayNo]]=1,Tabulation[[#This Row],[DayNo]]=7),1,0)","v":0},{"$f":"COUNTIF(Holidays,Tabulation[[#This Row],[Date]])","v":0},{"$f":"CONCATENATE(Tabulation[[#This Row],[Holiday]],Tabulation[[#This Row],[Season]],Tabulation[[#This Row],[Weekend]],\"-\",IF(Tabulation[[#This Row],[Hour]]<10,0,\"\"),C1710)","v":"0Winter0-02"},{"$f":"VLOOKUP(Tabulation[[#This Row],[Concat]],Table3[],8)","v":0.28519},{"$f":"(Tabulation[[#This Row],[AC System Output (kW)]]*Tabulation[[#This Row],[Rate]])","v":0}]
[3,12,3,0,{"$f":"Tabulation[[#This Row],[AC System Output (W)]]/1000","v":0},{"$f":"VLOOKUP(Tabulation[[#This Row],[Month]],Season,2)","v":"Winter"},{"$f":"(DATE(2021,Tabulation[[#This Row],[Month]],Tabulation[[#This Row],[Day]]))","v":"2021-03-12"},{"$f":"WEEKDAY(Tabulation[[#This Row],[Date]])","v":6},{"$f":"IF(OR(Tabulation[[#This Row],[DayNo]]=1,Tabulation[[#This Row],[DayNo]]=7),1,0)","v":0},{"$f":"COUNTIF(Holidays,Tabulation[[#This Row],[Date]])","v":0},{"$f":"CONCATENATE(Tabulation[[#This Row],[Holiday]],Tabulation[[#This Row],[Season]],Tabulation[[#This Row],[Weekend]],\"-\",IF(Tabulation[[#This Row],[Hour]]<10,0,\"\"),C1711)","v":"0Winter0-03"},{"$f":"VLOOKUP(Tabulation[[#This Row],[Concat]],Table3[],8)","v":0.28519},{"$f":"(Tabulation[[#This Row],[AC System Output (kW)]]*Tabulation[[#This Row],[Rate]])","v":0}]
[3,12,4,0,{"$f":"Tabulation[[#This Row],[AC System Output (W)]]/1000","v":0},{"$f":"VLOOKUP(Tabulation[[#This Row],[Month]],Season,2)","v":"Winter"},{"$f":"(DATE(2021,Tabulation[[#This Row],[Month]],Tabulation[[#This Row],[Day]]))","v":"2021-03-12"},{"$f":"WEEKDAY(Tabulation[[#This Row],[Date]])","v":6},{"$f":"IF(OR(Tabulation[[#This Row],[DayNo]]=1,Tabulation[[#This Row],[DayNo]]=7),1,0)","v":0},{"$f":"COUNTIF(Holidays,Tabulation[[#This Row],[Date]])","v":0},{"$f":"CONCATENATE(Tabulation[[#This Row],[Holiday]],Tabulation[[#This Row],[Season]],Tabulation[[#This Row],[Weekend]],\"-\",IF(Tabulation[[#This Row],[Hour]]<10,0,\"\"),C1712)","v":"0Winter0-04"},{"$f":"VLOOKUP(Tabulation[[#This Row],[Concat]],Table3[],8)","v":0.28519},{"$f":"(Tabulation[[#This Row],[AC System Output (kW)]]*Tabulation[[#This Row],[Rate]])","v":0}]
[3,12,5,0,{"$f":"Tabulation[[#This Row],[AC System Output (W)]]/1000","v":0},{"$f":"VLOOKUP(Tabulation[[#This Row],[Month]],Season,2)","v":"Winter"},{"$f":"(DATE(2021,Tabulation[[#This Row],[Month]],Tabulation[[#This Row],[Day]]))","v":"2021-03-12"},{"$f":"WEEKDAY(Tabulation[[#This Row],[Date]])","v":6},{"$f":"IF(OR(Tabulation[[#This Row],[DayNo]]=1,Tabulation[[#This Row],[DayNo]]=7),1,0)","v":0},{"$f":"COUNTIF(Holidays,Tabulation[[#This Row],[Date]])","v":0},{"$f":"CONCATENATE(Tabulation[[#This Row],[Holiday]],Tabulation[[#This Row],[Season]],Tabulation[[#This Row],[Weekend]],\"-\",IF(Tabulation[[#This Row],[Hour]]<10,0,\"\"),C1713)","v":"0Winter0-05"},{"$f":"VLOOKUP(Tabulation[[#This Row],[Concat]],Table3[],8)","v":0.28519},{"$f":"(Tabulation[[#This Row],[AC System Output (kW)]]*Tabulation[[#This Row],[Rate]])","v":0}]
[3,12,6,10.81,{"$f":"Tabulation[[#This Row],[AC System Output (W)]]/1000","v":1.081E-2},{"$f":"VLOOKUP(Tabulation[[#This Row],[Month]],Season,2)","v":"Winter"},{"$f":"(DATE(2021,Tabulation[[#This Row],[Month]],Tabulation[[#This Row],[Day]]))","v":"2021-03-12"},{"$f":"WEEKDAY(Tabulation[[#This Row],[Date]])","v":6},{"$f":"IF(OR(Tabulation[[#This Row],[DayNo]]=1,Tabulation[[#This Row],[DayNo]]=7),1,0)","v":0},{"$f":"COUNTIF(Holidays,Tabulation[[#This Row],[Date]])","v":0},{"$f":"CONCATENATE(Tabulation[[#This Row],[Holiday]],Tabulation[[#This Row],[Season]],Tabulation[[#This Row],[Weekend]],\"-\",IF(Tabulation[[#This Row],[Hour]]<10,0,\"\"),C1714)","v":"0Winter0-06"},{"$f":"VLOOKUP(Tabulation[[#This Row],[Concat]],Table3[],8)","v":0.28519},{"$f":"(Tabulation[[#This Row],[AC System Output (kW)]]*Tabulation[[#This Row],[Rate]])","v":3.0829039E-3}]
[3,12,7,388.13499999999999,{"$f":"Tabulation[[#This Row],[AC System Output (W)]]/1000","v":0.38813500000000001},{"$f":"VLOOKUP(Tabulation[[#This Row],[Month]],Season,2)","v":"Winter"},{"$f":"(DATE(2021,Tabulation[[#This Row],[Month]],Tabulation[[#This Row],[Day]]))","v":"2021-03-12"},{"$f":"WEEKDAY(Tabulation[[#This Row],[Date]])","v":6},{"$f":"IF(OR(Tabulation[[#This Row],[DayNo]]=1,Tabulation[[#This Row],[DayNo]]=7),1,0)","v":0},{"$f":"COUNTIF(Holidays,Tabulation[[#This Row],[Date]])","v":0},{"$f":"CONCATENATE(Tabulation[[#This Row],[Holiday]],Tabulation[[#This Row],[Season]],Tabulation[[#This Row],[Weekend]],\"-\",IF(Tabulation[[#This Row],[Hour]]<10,0,\"\"),C1715)","v":"0Winter0-07"},{"$f":"VLOOKUP(Tabulation[[#This Row],[Concat]],Table3[],8)","v":0.28519},{"$f":"(Tabulation[[#This Row],[AC System Output (kW)]]*Tabulation[[#This Row],[Rate]])","v":0.11069222065000001}]
[3,12,8,1066.306,{"$f":"Tabulation[[#This Row],[AC System Output (W)]]/1000","v":1.066306},{"$f":"VLOOKUP(Tabulation[[#This Row],[Month]],Season,2)","v":"Winter"},{"$f":"(DATE(2021,Tabulation[[#This Row],[Month]],Tabulation[[#This Row],[Day]]))","v":"2021-03-12"},{"$f":"WEEKDAY(Tabulation[[#This Row],[Date]])","v":6},{"$f":"IF(OR(Tabulation[[#This Row],[DayNo]]=1,Tabulation[[#This Row],[DayNo]]=7),1,0)","v":0},{"$f":"COUNTIF(Holidays,Tabulation[[#This Row],[Date]])","v":0},{"$f":"CONCATENATE(Tabulation[[#This Row],[Holiday]],Tabulation[[#This Row],[Season]],Tabulation[[#This Row],[Weekend]],\"-\",IF(Tabulation[[#This Row],[Hour]]<10,0,\"\"),C1716)","v":"0Winter0-08"},{"$f":"VLOOKUP(Tabulation[[#This Row],[Concat]],Table3[],8)","v":0.28519},{"$f":"(Tabulation[[#This Row],[AC System Output (kW)]]*Tabulation[[#This Row],[Rate]])","v":0.30409980813999998}]
[3,12,9,1653.579,{"$f":"Tabulation[[#This Row],[AC System Output (W)]]/1000","v":1.6535789999999999},{"$f":"VLOOKUP(Tabulation[[#This Row],[Month]],Season,2)","v":"Winter"},{"$f":"(DATE(2021,Tabulation[[#This Row],[Month]],Tabulation[[#This Row],[Day]]))","v":"2021-03-12"},{"$f":"WEEKDAY(Tabulation[[#This Row],[Date]])","v":6},{"$f":"IF(OR(Tabulation[[#This Row],[DayNo]]=1,Tabulation[[#This Row],[DayNo]]=7),1,0)","v":0},{"$f":"COUNTIF(Holidays,Tabulation[[#This Row],[Date]])","v":0},{"$f":"CONCATENATE(Tabulation[[#This Row],[Holiday]],Tabulation[[#This Row],[Season]],Tabulation[[#This Row],[Weekend]],\"-\",IF(Tabulation[[#This Row],[Hour]]<10,0,\"\"),C1717)","v":"0Winter0-09"},{"$f":"VLOOKUP(Tabulation[[#This Row],[Concat]],Table3[],8)","v":0.28519},{"$f":"(Tabulation[[#This Row],[AC System Output (kW)]]*Tabulation[[#This Row],[Rate]])","v":0.47158419500999998}]
[3,12,10,2439.616,{"$f":"Tabulation[[#This Row],[AC System Output (W)]]/1000","v":2.439616},{"$f":"VLOOKUP(Tabulation[[#This Row],[Month]],Season,2)","v":"Winter"},{"$f":"(DATE(2021,Tabulation[[#This Row],[Month]],Tabulation[[#This Row],[Day]]))","v":"2021-03-12"},{"$f":"WEEKDAY(Tabulation[[#This Row],[Date]])","v":6},{"$f":"IF(OR(Tabulation[[#This Row],[DayNo]]=1,Tabulation[[#This Row],[DayNo]]=7),1,0)","v":0},{"$f":"COUNTIF(Holidays,Tabulation[[#This Row],[Date]])","v":0},{"$f":"CONCATENATE(Tabulation[[#This Row],[Holiday]],Tabulation[[#This Row],[Season]],Tabulation[[#This Row],[Weekend]],\"-\",IF(Tabulation[[#This Row],[Hour]]<10,0,\"\"),C1718)","v":"0Winter0-10"},{"$f":"VLOOKUP(Tabulation[[#This Row],[Concat]],Table3[],8)","v":0.28519},{"$f":"(Tabulation[[#This Row],[AC System Output (kW)]]*Tabulation[[#This Row],[Rate]])","v":0.69575408703999997}]
[3,12,11,2649.1179999999999,{"$f":"Tabulation[[#This Row],[AC System Output (W)]]/1000","v":2.6491180000000001},{"$f":"VLOOKUP(Tabulation[[#This Row],[Month]],Season,2)","v":"Winter"},{"$f":"(DATE(2021,Tabulation[[#This Row],[Month]],Tabulation[[#This Row],[Day]]))","v":"2021-03-12"},{"$f":"WEEKDAY(Tabulation[[#This Row],[Date]])","v":6},{"$f":"IF(OR(Tabulation[[#This Row],[DayNo]]=1,Tabulation[[#This Row],[DayNo]]=7),1,0)","v":0},{"$f":"COUNTIF(Holidays,Tabulation[[#This Row],[Date]])","v":0},{"$f":"CONCATENATE(Tabulation[[#This Row],[Holiday]],Tabulation[[#This Row],[Season]],Tabulation[[#This Row],[Weekend]],\"-\",IF(Tabulation[[#This Row],[Hour]]<10,0,\"\"),C1719)","v":"0Winter0-11"},{"$f":"VLOOKUP(Tabulation[[#This Row],[Concat]],Table3[],8)","v":0.28519},{"$f":"(Tabulation[[#This Row],[AC System Output (kW)]]*Tabulation[[#This Row],[Rate]])","v":0.75550196242000001}]
[3,12,12,2496.9479999999999,{"$f":"Tabulation[[#This Row],[AC System Output (W)]]/1000","v":2.4969479999999997},{"$f":"VLOOKUP(Tabulation[[#This Row],[Month]],Season,2)","v":"Winter"},{"$f":"(DATE(2021,Tabulation[[#This Row],[Month]],Tabulation[[#This Row],[Day]]))","v":"2021-03-12"},{"$f":"WEEKDAY(Tabulation[[#This Row],[Date]])","v":6},{"$f":"IF(OR(Tabulation[[#This Row],[DayNo]]=1,Tabulation[[#This Row],[DayNo]]=7),1,0)","v":0},{"$f":"COUNTIF(Holidays,Tabulation[[#This Row],[Date]])","v":0},{"$f":"CONCATENATE(Tabulation[[#This Row],[Holiday]],Tabulation[[#This Row],[Season]],Tabulation[[#This Row],[Weekend]],\"-\",IF(Tabulation[[#This Row],[Hour]]<10,0,\"\"),C1720)","v":"0Winter0-12"},{"$f":"VLOOKUP(Tabulation[[#This Row],[Concat]],Table3[],8)","v":0.28519},{"$f":"(Tabulation[[#This Row],[AC System Output (kW)]]*Tabulation[[#This Row],[Rate]])","v":0.71210460011999988}]
[3,12,13,2862.297,{"$f":"Tabulation[[#This Row],[AC System Output (W)]]/1000","v":2.8622969999999999},{"$f":"VLOOKUP(Tabulation[[#This Row],[Month]],Season,2)","v":"Winter"},{"$f":"(DATE(2021,Tabulation[[#This Row],[Month]],Tabulation[[#This Row],[Day]]))","v":"2021-03-12"},{"$f":"WEEKDAY(Tabulation[[#This Row],[Date]])","v":6},{"$f":"IF(OR(Tabulation[[#This Row],[DayNo]]=1,Tabulation[[#This Row],[DayNo]]=7),1,0)","v":0},{"$f":"COUNTIF(Holidays,Tabulation[[#This Row],[Date]])","v":0},{"$f":"CONCATENATE(Tabulation[[#This Row],[Holiday]],Tabulation[[#This Row],[Season]],Tabulation[[#This Row],[Weekend]],\"-\",IF(Tabulation[[#This Row],[Hour]]<10,0,\"\"),C1721)","v":"0Winter0-13"},{"$f":"VLOOKUP(Tabulation[[#This Row],[Concat]],Table3[],8)","v":0.28519},{"$f":"(Tabulation[[#This Row],[AC System Output (kW)]]*Tabulation[[#This Row],[Rate]])","v":0.81629848142999994}]
[3,12,14,1929.17,{"$f":"Tabulation[[#This Row],[AC System Output (W)]]/1000","v":1.9291700000000001},{"$f":"VLOOKUP(Tabulation[[#This Row],[Month]],Season,2)","v":"Winter"},{"$f":"(DATE(2021,Tabulation[[#This Row],[Month]],Tabulation[[#This Row],[Day]]))","v":"2021-03-12"},{"$f":"WEEKDAY(Tabulation[[#This Row],[Date]])","v":6},{"$f":"IF(OR(Tabulation[[#This Row],[DayNo]]=1,Tabulation[[#This Row],[DayNo]]=7),1,0)","v":0},{"$f":"COUNTIF(Holidays,Tabulation[[#This Row],[Date]])","v":0},{"$f":"CONCATENATE(Tabulation[[#This Row],[Holiday]],Tabulation[[#This Row],[Season]],Tabulation[[#This Row],[Weekend]],\"-\",IF(Tabulation[[#This Row],[Hour]]<10,0,\"\"),C1722)","v":"0Winter0-14"},{"$f":"VLOOKUP(Tabulation[[#This Row],[Concat]],Table3[],8)","v":0.28519},{"$f":"(Tabulation[[#This Row],[AC System Output (kW)]]*Tabulation[[#This Row],[Rate]])","v":0.55017999230000003}]
[3,12,15,1881.1220000000001,{"$f":"Tabulation[[#This Row],[AC System Output (W)]]/1000","v":1.881122},{"$f":"VLOOKUP(Tabulation[[#This Row],[Month]],Season,2)","v":"Winter"},{"$f":"(DATE(2021,Tabulation[[#This Row],[Month]],Tabulation[[#This Row],[Day]]))","v":"2021-03-12"},{"$f":"WEEKDAY(Tabulation[[#This Row],[Date]])","v":6},{"$f":"IF(OR(Tabulation[[#This Row],[DayNo]]=1,Tabulation[[#This Row],[DayNo]]=7),1,0)","v":0},{"$f":"COUNTIF(Holidays,Tabulation[[#This Row],[Date]])","v":0},{"$f":"CONCATENATE(Tabulation[[#This Row],[Holiday]],Tabulation[[#This Row],[Season]],Tabulation[[#This Row],[Weekend]],\"-\",IF(Tabulation[[#This Row],[Hour]]<10,0,\"\"),C1723)","v":"0Winter0-15"},{"$f":"VLOOKUP(Tabulation[[#This Row],[Concat]],Table3[],8)","v":0.28519},{"$f":"(Tabulation[[#This Row],[AC System Output (kW)]]*Tabulation[[#This Row],[Rate]])","v":0.53647718318000004}]
[3,12,16,1085.242,{"$f":"Tabulation[[#This Row],[AC System Output (W)]]/1000","v":1.085242},{"$f":"VLOOKUP(Tabulation[[#This Row],[Month]],Season,2)","v":"Winter"},{"$f":"(DATE(2021,Tabulation[[#This Row],[Month]],Tabulation[[#This Row],[Day]]))","v":"2021-03-12"},{"$f":"WEEKDAY(Tabulation[[#This Row],[Date]])","v":6},{"$f":"IF(OR(Tabulation[[#This Row],[DayNo]]=1,Tabulation[[#This Row],[DayNo]]=7),1,0)","v":0},{"$f":"COUNTIF(Holidays,Tabulation[[#This Row],[Date]])","v":0},{"$f":"CONCATENATE(Tabulation[[#This Row],[Holiday]],Tabulation[[#This Row],[Season]],Tabulation[[#This Row],[Weekend]],\"-\",IF(Tabulation[[#This Row],[Hour]]<10,0,\"\"),C1724)","v":"0Winter0-16"},{"$f":"VLOOKUP(Tabulation[[#This Row],[Concat]],Table3[],8)","v":0.28519},{"$f":"(Tabulation[[#This Row],[AC System Output (kW)]]*Tabulation[[#This Row],[Rate]])","v":0.30950016598000002}]
[3,12,17,262.25900000000001,{"$f":"Tabulation[[#This Row],[AC System Output (W)]]/1000","v":0.26225900000000002},{"$f":"VLOOKUP(Tabulation[[#This Row],[Month]],Season,2)","v":"Winter"},{"$f":"(DATE(2021,Tabulation[[#This Row],[Month]],Tabulation[[#This Row],[Day]]))","v":"2021-03-12"},{"$f":"WEEKDAY(Tabulation[[#This Row],[Date]])","v":6},{"$f":"IF(OR(Tabulation[[#This Row],[DayNo]]=1,Tabulation[[#This Row],[DayNo]]=7),1,0)","v":0},{"$f":"COUNTIF(Holidays,Tabulation[[#This Row],[Date]])","v":0},{"$f":"CONCATENATE(Tabulation[[#This Row],[Holiday]],Tabulation[[#This Row],[Season]],Tabulation[[#This Row],[Weekend]],\"-\",IF(Tabulation[[#This Row],[Hour]]<10,0,\"\"),C1725)","v":"0Winter0-17"},{"$f":"VLOOKUP(Tabulation[[#This Row],[Concat]],Table3[],8)","v":0.30257000000000001},{"$f":"(Tabulation[[#This Row],[AC System Output (kW)]]*Tabulation[[#This Row],[Rate]])","v":7.9351705630000005E-2}]
[3,12,18,0,{"$f":"Tabulation[[#This Row],[AC System Output (W)]]/1000","v":0},{"$f":"VLOOKUP(Tabulation[[#This Row],[Month]],Season,2)","v":"Winter"},{"$f":"(DATE(2021,Tabulation[[#This Row],[Month]],Tabulation[[#This Row],[Day]]))","v":"2021-03-12"},{"$f":"WEEKDAY(Tabulation[[#This Row],[Date]])","v":6},{"$f":"IF(OR(Tabulation[[#This Row],[DayNo]]=1,Tabulation[[#This Row],[DayNo]]=7),1,0)","v":0},{"$f":"COUNTIF(Holidays,Tabulation[[#This Row],[Date]])","v":0},{"$f":"CONCATENATE(Tabulation[[#This Row],[Holiday]],Tabulation[[#This Row],[Season]],Tabulation[[#This Row],[Weekend]],\"-\",IF(Tabulation[[#This Row],[Hour]]<10,0,\"\"),C1726)","v":"0Winter0-18"},{"$f":"VLOOKUP(Tabulation[[#This Row],[Concat]],Table3[],8)","v":0.30257000000000001},{"$f":"(Tabulation[[#This Row],[AC System Output (kW)]]*Tabulation[[#This Row],[Rate]])","v":0}]
[3,12,19,0,{"$f":"Tabulation[[#This Row],[AC System Output (W)]]/1000","v":0},{"$f":"VLOOKUP(Tabulation[[#This Row],[Month]],Season,2)","v":"Winter"},{"$f":"(DATE(2021,Tabulation[[#This Row],[Month]],Tabulation[[#This Row],[Day]]))","v":"2021-03-12"},{"$f":"WEEKDAY(Tabulation[[#This Row],[Date]])","v":6},{"$f":"IF(OR(Tabulation[[#This Row],[DayNo]]=1,Tabulation[[#This Row],[DayNo]]=7),1,0)","v":0},{"$f":"COUNTIF(Holidays,Tabulation[[#This Row],[Date]])","v":0},{"$f":"CONCATENATE(Tabulation[[#This Row],[Holiday]],Tabulation[[#This Row],[Season]],Tabulation[[#This Row],[Weekend]],\"-\",IF(Tabulation[[#This Row],[Hour]]<10,0,\"\"),C1727)","v":"0Winter0-19"},{"$f":"VLOOKUP(Tabulation[[#This Row],[Concat]],Table3[],8)","v":0.30257000000000001},{"$f":"(Tabulation[[#This Row],[AC System Output (kW)]]*Tabulation[[#This Row],[Rate]])","v":0}]
[3,12,20,0,{"$f":"Tabulation[[#This Row],[AC System Output (W)]]/1000","v":0},{"$f":"VLOOKUP(Tabulation[[#This Row],[Month]],Season,2)","v":"Winter"},{"$f":"(DATE(2021,Tabulation[[#This Row],[Month]],Tabulation[[#This Row],[Day]]))","v":"2021-03-12"},{"$f":"WEEKDAY(Tabulation[[#This Row],[Date]])","v":6},{"$f":"IF(OR(Tabulation[[#This Row],[DayNo]]=1,Tabulation[[#This Row],[DayNo]]=7),1,0)","v":0},{"$f":"COUNTIF(Holidays,Tabulation[[#This Row],[Date]])","v":0},{"$f":"CONCATENATE(Tabulation[[#This Row],[Holiday]],Tabulation[[#This Row],[Season]],Tabulation[[#This Row],[Weekend]],\"-\",IF(Tabulation[[#This Row],[Hour]]<10,0,\"\"),C1728)","v":"0Winter0-20"},{"$f":"VLOOKUP(Tabulation[[#This Row],[Concat]],Table3[],8)","v":0.28519},{"$f":"(Tabulation[[#This Row],[AC System Output (kW)]]*Tabulation[[#This Row],[Rate]])","v":0}]
[3,12,21,0,{"$f":"Tabulation[[#This Row],[AC System Output (W)]]/1000","v":0},{"$f":"VLOOKUP(Tabulation[[#This Row],[Month]],Season,2)","v":"Winter"},{"$f":"(DATE(2021,Tabulation[[#This Row],[Month]],Tabulation[[#This Row],[Day]]))","v":"2021-03-12"},{"$f":"WEEKDAY(Tabulation[[#This Row],[Date]])","v":6},{"$f":"IF(OR(Tabulation[[#This Row],[DayNo]]=1,Tabulation[[#This Row],[DayNo]]=7),1,0)","v":0},{"$f":"COUNTIF(Holidays,Tabulation[[#This Row],[Date]])","v":0},{"$f":"CONCATENATE(Tabulation[[#This Row],[Holiday]],Tabulation[[#This Row],[Season]],Tabulation[[#This Row],[Weekend]],\"-\",IF(Tabulation[[#This Row],[Hour]]<10,0,\"\"),C1729)","v":"0Winter0-21"},{"$f":"VLOOKUP(Tabulation[[#This Row],[Concat]],Table3[],8)","v":0.28519},{"$f":"(Tabulation[[#This Row],[AC System Output (kW)]]*Tabulation[[#This Row],[Rate]])","v":0}]
[3,12,22,0,{"$f":"Tabulation[[#This Row],[AC System Output (W)]]/1000","v":0},{"$f":"VLOOKUP(Tabulation[[#This Row],[Month]],Season,2)","v":"Winter"},{"$f":"(DATE(2021,Tabulation[[#This Row],[Month]],Tabulation[[#This Row],[Day]]))","v":"2021-03-12"},{"$f":"WEEKDAY(Tabulation[[#This Row],[Date]])","v":6},{"$f":"IF(OR(Tabulation[[#This Row],[DayNo]]=1,Tabulation[[#This Row],[DayNo]]=7),1,0)","v":0},{"$f":"COUNTIF(Holidays,Tabulation[[#This Row],[Date]])","v":0},{"$f":"CONCATENATE(Tabulation[[#This Row],[Holiday]],Tabulation[[#This Row],[Season]],Tabulation[[#This Row],[Weekend]],\"-\",IF(Tabulation[[#This Row],[Hour]]<10,0,\"\"),C1730)","v":"0Winter0-22"},{"$f":"VLOOKUP(Tabulation[[#This Row],[Concat]],Table3[],8)","v":0.28519},{"$f":"(Tabulation[[#This Row],[AC System Output (kW)]]*Tabulation[[#This Row],[Rate]])","v":0}]
[3,12,23,0,{"$f":"Tabulation[[#This Row],[AC System Output (W)]]/1000","v":0},{"$f":"VLOOKUP(Tabulation[[#This Row],[Month]],Season,2)","v":"Winter"},{"$f":"(DATE(2021,Tabulation[[#This Row],[Month]],Tabulation[[#This Row],[Day]]))","v":"2021-03-12"},{"$f":"WEEKDAY(Tabulation[[#This Row],[Date]])","v":6},{"$f":"IF(OR(Tabulation[[#This Row],[DayNo]]=1,Tabulation[[#This Row],[DayNo]]=7),1,0)","v":0},{"$f":"COUNTIF(Holidays,Tabulation[[#This Row],[Date]])","v":0},{"$f":"CONCATENATE(Tabulation[[#This Row],[Holiday]],Tabulation[[#This Row],[Season]],Tabulation[[#This Row],[Weekend]],\"-\",IF(Tabulation[[#This Row],[Hour]]<10,0,\"\"),C1731)","v":"0Winter0-23"},{"$f":"VLOOKUP(Tabulation[[#This Row],[Concat]],Table3[],8)","v":0.28519},{"$f":"(Tabulation[[#This Row],[AC System Output (kW)]]*Tabulation[[#This Row],[Rate]])","v":0}]
[3,13,0,0,{"$f":"Tabulation[[#This Row],[AC System Output (W)]]/1000","v":0},{"$f":"VLOOKUP(Tabulation[[#This Row],[Month]],Season,2)","v":"Winter"},{"$f":"(DATE(2021,Tabulation[[#This Row],[Month]],Tabulation[[#This Row],[Day]]))","v":"2021-03-13"},{"$f":"WEEKDAY(Tabulation[[#This Row],[Date]])","v":7},{"$f":"IF(OR(Tabulation[[#This Row],[DayNo]]=1,Tabulation[[#This Row],[DayNo]]=7),1,0)","v":1},{"$f":"COUNTIF(Holidays,Tabulation[[#This Row],[Date]])","v":0},{"$f":"CONCATENATE(Tabulation[[#This Row],[Holiday]],Tabulation[[#This Row],[Season]],Tabulation[[#This Row],[Weekend]],\"-\",IF(Tabulation[[#This Row],[Hour]]<10,0,\"\"),C1732)","v":"0Winter1-00"},{"$f":"VLOOKUP(Tabulation[[#This Row],[Concat]],Table3[],8)","v":0.28519},{"$f":"(Tabulation[[#This Row],[AC System Output (kW)]]*Tabulation[[#This Row],[Rate]])","v":0}]
[3,13,1,0,{"$f":"Tabulation[[#This Row],[AC System Output (W)]]/1000","v":0},{"$f":"VLOOKUP(Tabulation[[#This Row],[Month]],Season,2)","v":"Winter"},{"$f":"(DATE(2021,Tabulation[[#This Row],[Month]],Tabulation[[#This Row],[Day]]))","v":"2021-03-13"},{"$f":"WEEKDAY(Tabulation[[#This Row],[Date]])","v":7},{"$f":"IF(OR(Tabulation[[#This Row],[DayNo]]=1,Tabulation[[#This Row],[DayNo]]=7),1,0)","v":1},{"$f":"COUNTIF(Holidays,Tabulation[[#This Row],[Date]])","v":0},{"$f":"CONCATENATE(Tabulation[[#This Row],[Holiday]],Tabulation[[#This Row],[Season]],Tabulation[[#This Row],[Weekend]],\"-\",IF(Tabulation[[#This Row],[Hour]]<10,0,\"\"),C1733)","v":"0Winter1-01"},{"$f":"VLOOKUP(Tabulation[[#This Row],[Concat]],Table3[],8)","v":0.28519},{"$f":"(Tabulation[[#This Row],[AC System Output (kW)]]*Tabulation[[#This Row],[Rate]])","v":0}]
[3,13,2,0,{"$f":"Tabulation[[#This Row],[AC System Output (W)]]/1000","v":0},{"$f":"VLOOKUP(Tabulation[[#This Row],[Month]],Season,2)","v":"Winter"},{"$f":"(DATE(2021,Tabulation[[#This Row],[Month]],Tabulation[[#This Row],[Day]]))","v":"2021-03-13"},{"$f":"WEEKDAY(Tabulation[[#This Row],[Date]])","v":7},{"$f":"IF(OR(Tabulation[[#This Row],[DayNo]]=1,Tabulation[[#This Row],[DayNo]]=7),1,0)","v":1},{"$f":"COUNTIF(Holidays,Tabulation[[#This Row],[Date]])","v":0},{"$f":"CONCATENATE(Tabulation[[#This Row],[Holiday]],Tabulation[[#This Row],[Season]],Tabulation[[#This Row],[Weekend]],\"-\",IF(Tabulation[[#This Row],[Hour]]<10,0,\"\"),C1734)","v":"0Winter1-02"},{"$f":"VLOOKUP(Tabulation[[#This Row],[Concat]],Table3[],8)","v":0.28519},{"$f":"(Tabulation[[#This Row],[AC System Output (kW)]]*Tabulation[[#This Row],[Rate]])","v":0}]
[3,13,3,0,{"$f":"Tabulation[[#This Row],[AC System Output (W)]]/1000","v":0},{"$f":"VLOOKUP(Tabulation[[#This Row],[Month]],Season,2)","v":"Winter"},{"$f":"(DATE(2021,Tabulation[[#This Row],[Month]],Tabulation[[#This Row],[Day]]))","v":"2021-03-13"},{"$f":"WEEKDAY(Tabulation[[#This Row],[Date]])","v":7},{"$f":"IF(OR(Tabulation[[#This Row],[DayNo]]=1,Tabulation[[#This Row],[DayNo]]=7),1,0)","v":1},{"$f":"COUNTIF(Holidays,Tabulation[[#This Row],[Date]])","v":0},{"$f":"CONCATENATE(Tabulation[[#This Row],[Holiday]],Tabulation[[#This Row],[Season]],Tabulation[[#This Row],[Weekend]],\"-\",IF(Tabulation[[#This Row],[Hour]]<10,0,\"\"),C1735)","v":"0Winter1-03"},{"$f":"VLOOKUP(Tabulation[[#This Row],[Concat]],Table3[],8)","v":0.28519},{"$f":"(Tabulation[[#This Row],[AC System Output (kW)]]*Tabulation[[#This Row],[Rate]])","v":0}]
[3,13,4,0,{"$f":"Tabulation[[#This Row],[AC System Output (W)]]/1000","v":0},{"$f":"VLOOKUP(Tabulation[[#This Row],[Month]],Season,2)","v":"Winter"},{"$f":"(DATE(2021,Tabulation[[#This Row],[Month]],Tabulation[[#This Row],[Day]]))","v":"2021-03-13"},{"$f":"WEEKDAY(Tabulation[[#This Row],[Date]])","v":7},{"$f":"IF(OR(Tabulation[[#This Row],[DayNo]]=1,Tabulation[[#This Row],[DayNo]]=7),1,0)","v":1},{"$f":"COUNTIF(Holidays,Tabulation[[#This Row],[Date]])","v":0},{"$f":"CONCATENATE(Tabulation[[#This Row],[Holiday]],Tabulation[[#This Row],[Season]],Tabulation[[#This Row],[Weekend]],\"-\",IF(Tabulation[[#This Row],[Hour]]<10,0,\"\"),C1736)","v":"0Winter1-04"},{"$f":"VLOOKUP(Tabulation[[#This Row],[Concat]],Table3[],8)","v":0.28519},{"$f":"(Tabulation[[#This Row],[AC System Output (kW)]]*Tabulation[[#This Row],[Rate]])","v":0}]
[3,13,5,0,{"$f":"Tabulation[[#This Row],[AC System Output (W)]]/1000","v":0},{"$f":"VLOOKUP(Tabulation[[#This Row],[Month]],Season,2)","v":"Winter"},{"$f":"(DATE(2021,Tabulation[[#This Row],[Month]],Tabulation[[#This Row],[Day]]))","v":"2021-03-13"},{"$f":"WEEKDAY(Tabulation[[#This Row],[Date]])","v":7},{"$f":"IF(OR(Tabulation[[#This Row],[DayNo]]=1,Tabulation[[#This Row],[DayNo]]=7),1,0)","v":1},{"$f":"COUNTIF(Holidays,Tabulation[[#This Row],[Date]])","v":0},{"$f":"CONCATENATE(Tabulation[[#This Row],[Holiday]],Tabulation[[#This Row],[Season]],Tabulation[[#This Row],[Weekend]],\"-\",IF(Tabulation[[#This Row],[Hour]]<10,0,\"\"),C1737)","v":"0Winter1-05"},{"$f":"VLOOKUP(Tabulation[[#This Row],[Concat]],Table3[],8)","v":0.28519},{"$f":"(Tabulation[[#This Row],[AC System Output (kW)]]*Tabulation[[#This Row],[Rate]])","v":0}]
[3,13,6,53.281999999999996,{"$f":"Tabulation[[#This Row],[AC System Output (W)]]/1000","v":5.3281999999999996E-2},{"$f":"VLOOKUP(Tabulation[[#This Row],[Month]],Season,2)","v":"Winter"},{"$f":"(DATE(2021,Tabulation[[#This Row],[Month]],Tabulation[[#This Row],[Day]]))","v":"2021-03-13"},{"$f":"WEEKDAY(Tabulation[[#This Row],[Date]])","v":7},{"$f":"IF(OR(Tabulation[[#This Row],[DayNo]]=1,Tabulation[[#This Row],[DayNo]]=7),1,0)","v":1},{"$f":"COUNTIF(Holidays,Tabulation[[#This Row],[Date]])","v":0},{"$f":"CONCATENATE(Tabulation[[#This Row],[Holiday]],Tabulation[[#This Row],[Season]],Tabulation[[#This Row],[Weekend]],\"-\",IF(Tabulation[[#This Row],[Hour]]<10,0,\"\"),C1738)","v":"0Winter1-06"},{"$f":"VLOOKUP(Tabulation[[#This Row],[Concat]],Table3[],8)","v":0.28519},{"$f":"(Tabulation[[#This Row],[AC System Output (kW)]]*Tabulation[[#This Row],[Rate]])","v":1.5195493579999999E-2}]
[3,13,7,826.5,{"$f":"Tabulation[[#This Row],[AC System Output (W)]]/1000","v":0.82650000000000001},{"$f":"VLOOKUP(Tabulation[[#This Row],[Month]],Season,2)","v":"Winter"},{"$f":"(DATE(2021,Tabulation[[#This Row],[Month]],Tabulation[[#This Row],[Day]]))","v":"2021-03-13"},{"$f":"WEEKDAY(Tabulation[[#This Row],[Date]])","v":7},{"$f":"IF(OR(Tabulation[[#This Row],[DayNo]]=1,Tabulation[[#This Row],[DayNo]]=7),1,0)","v":1},{"$f":"COUNTIF(Holidays,Tabulation[[#This Row],[Date]])","v":0},{"$f":"CONCATENATE(Tabulation[[#This Row],[Holiday]],Tabulation[[#This Row],[Season]],Tabulation[[#This Row],[Weekend]],\"-\",IF(Tabulation[[#This Row],[Hour]]<10,0,\"\"),C1739)","v":"0Winter1-07"},{"$f":"VLOOKUP(Tabulation[[#This Row],[Concat]],Table3[],8)","v":0.28519},{"$f":"(Tabulation[[#This Row],[AC System Output (kW)]]*Tabulation[[#This Row],[Rate]])","v":0.235709535}]
[3,13,8,1765.3979999999999,{"$f":"Tabulation[[#This Row],[AC System Output (W)]]/1000","v":1.7653979999999998},{"$f":"VLOOKUP(Tabulation[[#This Row],[Month]],Season,2)","v":"Winter"},{"$f":"(DATE(2021,Tabulation[[#This Row],[Month]],Tabulation[[#This Row],[Day]]))","v":"2021-03-13"},{"$f":"WEEKDAY(Tabulation[[#This Row],[Date]])","v":7},{"$f":"IF(OR(Tabulation[[#This Row],[DayNo]]=1,Tabulation[[#This Row],[DayNo]]=7),1,0)","v":1},{"$f":"COUNTIF(Holidays,Tabulation[[#This Row],[Date]])","v":0},{"$f":"CONCATENATE(Tabulation[[#This Row],[Holiday]],Tabulation[[#This Row],[Season]],Tabulation[[#This Row],[Weekend]],\"-\",IF(Tabulation[[#This Row],[Hour]]<10,0,\"\"),C1740)","v":"0Winter1-08"},{"$f":"VLOOKUP(Tabulation[[#This Row],[Concat]],Table3[],8)","v":0.28519},{"$f":"(Tabulation[[#This Row],[AC System Output (kW)]]*Tabulation[[#This Row],[Rate]])","v":0.50347385561999991}]
[3,13,9,2521.4569999999999,{"$f":"Tabulation[[#This Row],[AC System Output (W)]]/1000","v":2.5214569999999998},{"$f":"VLOOKUP(Tabulation[[#This Row],[Month]],Season,2)","v":"Winter"},{"$f":"(DATE(2021,Tabulation[[#This Row],[Month]],Tabulation[[#This Row],[Day]]))","v":"2021-03-13"},{"$f":"WEEKDAY(Tabulation[[#This Row],[Date]])","v":7},{"$f":"IF(OR(Tabulation[[#This Row],[DayNo]]=1,Tabulation[[#This Row],[DayNo]]=7),1,0)","v":1},{"$f":"COUNTIF(Holidays,Tabulation[[#This Row],[Date]])","v":0},{"$f":"CONCATENATE(Tabulation[[#This Row],[Holiday]],Tabulation[[#This Row],[Season]],Tabulation[[#This Row],[Weekend]],\"-\",IF(Tabulation[[#This Row],[Hour]]<10,0,\"\"),C1741)","v":"0Winter1-09"},{"$f":"VLOOKUP(Tabulation[[#This Row],[Concat]],Table3[],8)","v":0.28519},{"$f":"(Tabulation[[#This Row],[AC System Output (kW)]]*Tabulation[[#This Row],[Rate]])","v":0.71909432182999999}]
[3,13,10,3043.4340000000002,{"$f":"Tabulation[[#This Row],[AC System Output (W)]]/1000","v":3.0434340000000004},{"$f":"VLOOKUP(Tabulation[[#This Row],[Month]],Season,2)","v":"Winter"},{"$f":"(DATE(2021,Tabulation[[#This Row],[Month]],Tabulation[[#This Row],[Day]]))","v":"2021-03-13"},{"$f":"WEEKDAY(Tabulation[[#This Row],[Date]])","v":7},{"$f":"IF(OR(Tabulation[[#This Row],[DayNo]]=1,Tabulation[[#This Row],[DayNo]]=7),1,0)","v":1},{"$f":"COUNTIF(Holidays,Tabulation[[#This Row],[Date]])","v":0},{"$f":"CONCATENATE(Tabulation[[#This Row],[Holiday]],Tabulation[[#This Row],[Season]],Tabulation[[#This Row],[Weekend]],\"-\",IF(Tabulation[[#This Row],[Hour]]<10,0,\"\"),C1742)","v":"0Winter1-10"},{"$f":"VLOOKUP(Tabulation[[#This Row],[Concat]],Table3[],8)","v":0.28519},{"$f":"(Tabulation[[#This Row],[AC System Output (kW)]]*Tabulation[[#This Row],[Rate]])","v":0.8679569424600001}]
[3,13,11,3332.067,{"$f":"Tabulation[[#This Row],[AC System Output (W)]]/1000","v":3.3320669999999999},{"$f":"VLOOKUP(Tabulation[[#This Row],[Month]],Season,2)","v":"Winter"},{"$f":"(DATE(2021,Tabulation[[#This Row],[Month]],Tabulation[[#This Row],[Day]]))","v":"2021-03-13"},{"$f":"WEEKDAY(Tabulation[[#This Row],[Date]])","v":7},{"$f":"IF(OR(Tabulation[[#This Row],[DayNo]]=1,Tabulation[[#This Row],[DayNo]]=7),1,0)","v":1},{"$f":"COUNTIF(Holidays,Tabulation[[#This Row],[Date]])","v":0},{"$f":"CONCATENATE(Tabulation[[#This Row],[Holiday]],Tabulation[[#This Row],[Season]],Tabulation[[#This Row],[Weekend]],\"-\",IF(Tabulation[[#This Row],[Hour]]<10,0,\"\"),C1743)","v":"0Winter1-11"},{"$f":"VLOOKUP(Tabulation[[#This Row],[Concat]],Table3[],8)","v":0.28519},{"$f":"(Tabulation[[#This Row],[AC System Output (kW)]]*Tabulation[[#This Row],[Rate]])","v":0.95027218773}]
[3,13,12,3333.3330000000001,{"$f":"Tabulation[[#This Row],[AC System Output (W)]]/1000","v":3.3333330000000001},{"$f":"VLOOKUP(Tabulation[[#This Row],[Month]],Season,2)","v":"Winter"},{"$f":"(DATE(2021,Tabulation[[#This Row],[Month]],Tabulation[[#This Row],[Day]]))","v":"2021-03-13"},{"$f":"WEEKDAY(Tabulation[[#This Row],[Date]])","v":7},{"$f":"IF(OR(Tabulation[[#This Row],[DayNo]]=1,Tabulation[[#This Row],[DayNo]]=7),1,0)","v":1},{"$f":"COUNTIF(Holidays,Tabulation[[#This Row],[Date]])","v":0},{"$f":"CONCATENATE(Tabulation[[#This Row],[Holiday]],Tabulation[[#This Row],[Season]],Tabulation[[#This Row],[Weekend]],\"-\",IF(Tabulation[[#This Row],[Hour]]<10,0,\"\"),C1744)","v":"0Winter1-12"},{"$f":"VLOOKUP(Tabulation[[#This Row],[Concat]],Table3[],8)","v":0.28519},{"$f":"(Tabulation[[#This Row],[AC System Output (kW)]]*Tabulation[[#This Row],[Rate]])","v":0.95063323827000001}]
[3,13,13,3175.8670000000002,{"$f":"Tabulation[[#This Row],[AC System Output (W)]]/1000","v":3.1758670000000002},{"$f":"VLOOKUP(Tabulation[[#This Row],[Month]],Season,2)","v":"Winter"},{"$f":"(DATE(2021,Tabulation[[#This Row],[Month]],Tabulation[[#This Row],[Day]]))","v":"2021-03-13"},{"$f":"WEEKDAY(Tabulation[[#This Row],[Date]])","v":7},{"$f":"IF(OR(Tabulation[[#This Row],[DayNo]]=1,Tabulation[[#This Row],[DayNo]]=7),1,0)","v":1},{"$f":"COUNTIF(Holidays,Tabulation[[#This Row],[Date]])","v":0},{"$f":"CONCATENATE(Tabulation[[#This Row],[Holiday]],Tabulation[[#This Row],[Season]],Tabulation[[#This Row],[Weekend]],\"-\",IF(Tabulation[[#This Row],[Hour]]<10,0,\"\"),C1745)","v":"0Winter1-13"},{"$f":"VLOOKUP(Tabulation[[#This Row],[Concat]],Table3[],8)","v":0.28519},{"$f":"(Tabulation[[#This Row],[AC System Output (kW)]]*Tabulation[[#This Row],[Rate]])","v":0.9057255097300001}]
[3,13,14,2737.895,{"$f":"Tabulation[[#This Row],[AC System Output (W)]]/1000","v":2.737895},{"$f":"VLOOKUP(Tabulation[[#This Row],[Month]],Season,2)","v":"Winter"},{"$f":"(DATE(2021,Tabulation[[#This Row],[Month]],Tabulation[[#This Row],[Day]]))","v":"2021-03-13"},{"$f":"WEEKDAY(Tabulation[[#This Row],[Date]])","v":7},{"$f":"IF(OR(Tabulation[[#This Row],[DayNo]]=1,Tabulation[[#This Row],[DayNo]]=7),1,0)","v":1},{"$f":"COUNTIF(Holidays,Tabulation[[#This Row],[Date]])","v":0},{"$f":"CONCATENATE(Tabulation[[#This Row],[Holiday]],Tabulation[[#This Row],[Season]],Tabulation[[#This Row],[Weekend]],\"-\",IF(Tabulation[[#This Row],[Hour]]<10,0,\"\"),C1746)","v":"0Winter1-14"},{"$f":"VLOOKUP(Tabulation[[#This Row],[Concat]],Table3[],8)","v":0.28519},{"$f":"(Tabulation[[#This Row],[AC System Output (kW)]]*Tabulation[[#This Row],[Rate]])","v":0.78082027504999996}]
[3,13,15,2076.92,{"$f":"Tabulation[[#This Row],[AC System Output (W)]]/1000","v":2.0769199999999999},{"$f":"VLOOKUP(Tabulation[[#This Row],[Month]],Season,2)","v":"Winter"},{"$f":"(DATE(2021,Tabulation[[#This Row],[Month]],Tabulation[[#This Row],[Day]]))","v":"2021-03-13"},{"$f":"WEEKDAY(Tabulation[[#This Row],[Date]])","v":7},{"$f":"IF(OR(Tabulation[[#This Row],[DayNo]]=1,Tabulation[[#This Row],[DayNo]]=7),1,0)","v":1},{"$f":"COUNTIF(Holidays,Tabulation[[#This Row],[Date]])","v":0},{"$f":"CONCATENATE(Tabulation[[#This Row],[Holiday]],Tabulation[[#This Row],[Season]],Tabulation[[#This Row],[Weekend]],\"-\",IF(Tabulation[[#This Row],[Hour]]<10,0,\"\"),C1747)","v":"0Winter1-15"},{"$f":"VLOOKUP(Tabulation[[#This Row],[Concat]],Table3[],8)","v":0.28519},{"$f":"(Tabulation[[#This Row],[AC System Output (kW)]]*Tabulation[[#This Row],[Rate]])","v":0.59231681479999998}]
[3,13,16,1195.9670000000001,{"$f":"Tabulation[[#This Row],[AC System Output (W)]]/1000","v":1.195967},{"$f":"VLOOKUP(Tabulation[[#This Row],[Month]],Season,2)","v":"Winter"},{"$f":"(DATE(2021,Tabulation[[#This Row],[Month]],Tabulation[[#This Row],[Day]]))","v":"2021-03-13"},{"$f":"WEEKDAY(Tabulation[[#This Row],[Date]])","v":7},{"$f":"IF(OR(Tabulation[[#This Row],[DayNo]]=1,Tabulation[[#This Row],[DayNo]]=7),1,0)","v":1},{"$f":"COUNTIF(Holidays,Tabulation[[#This Row],[Date]])","v":0},{"$f":"CONCATENATE(Tabulation[[#This Row],[Holiday]],Tabulation[[#This Row],[Season]],Tabulation[[#This Row],[Weekend]],\"-\",IF(Tabulation[[#This Row],[Hour]]<10,0,\"\"),C1748)","v":"0Winter1-16"},{"$f":"VLOOKUP(Tabulation[[#This Row],[Concat]],Table3[],8)","v":0.28519},{"$f":"(Tabulation[[#This Row],[AC System Output (kW)]]*Tabulation[[#This Row],[Rate]])","v":0.34107782872999998}]
[3,13,17,293.06599999999997,{"$f":"Tabulation[[#This Row],[AC System Output (W)]]/1000","v":0.29306599999999999},{"$f":"VLOOKUP(Tabulation[[#This Row],[Month]],Season,2)","v":"Winter"},{"$f":"(DATE(2021,Tabulation[[#This Row],[Month]],Tabulation[[#This Row],[Day]]))","v":"2021-03-13"},{"$f":"WEEKDAY(Tabulation[[#This Row],[Date]])","v":7},{"$f":"IF(OR(Tabulation[[#This Row],[DayNo]]=1,Tabulation[[#This Row],[DayNo]]=7),1,0)","v":1},{"$f":"COUNTIF(Holidays,Tabulation[[#This Row],[Date]])","v":0},{"$f":"CONCATENATE(Tabulation[[#This Row],[Holiday]],Tabulation[[#This Row],[Season]],Tabulation[[#This Row],[Weekend]],\"-\",IF(Tabulation[[#This Row],[Hour]]<10,0,\"\"),C1749)","v":"0Winter1-17"},{"$f":"VLOOKUP(Tabulation[[#This Row],[Concat]],Table3[],8)","v":0.28519},{"$f":"(Tabulation[[#This Row],[AC System Output (kW)]]*Tabulation[[#This Row],[Rate]])","v":8.3579492539999994E-2}]
[3,13,18,0,{"$f":"Tabulation[[#This Row],[AC System Output (W)]]/1000","v":0},{"$f":"VLOOKUP(Tabulation[[#This Row],[Month]],Season,2)","v":"Winter"},{"$f":"(DATE(2021,Tabulation[[#This Row],[Month]],Tabulation[[#This Row],[Day]]))","v":"2021-03-13"},{"$f":"WEEKDAY(Tabulation[[#This Row],[Date]])","v":7},{"$f":"IF(OR(Tabulation[[#This Row],[DayNo]]=1,Tabulation[[#This Row],[DayNo]]=7),1,0)","v":1},{"$f":"COUNTIF(Holidays,Tabulation[[#This Row],[Date]])","v":0},{"$f":"CONCATENATE(Tabulation[[#This Row],[Holiday]],Tabulation[[#This Row],[Season]],Tabulation[[#This Row],[Weekend]],\"-\",IF(Tabulation[[#This Row],[Hour]]<10,0,\"\"),C1750)","v":"0Winter1-18"},{"$f":"VLOOKUP(Tabulation[[#This Row],[Concat]],Table3[],8)","v":0.28519},{"$f":"(Tabulation[[#This Row],[AC System Output (kW)]]*Tabulation[[#This Row],[Rate]])","v":0}]
[3,13,19,0,{"$f":"Tabulation[[#This Row],[AC System Output (W)]]/1000","v":0},{"$f":"VLOOKUP(Tabulation[[#This Row],[Month]],Season,2)","v":"Winter"},{"$f":"(DATE(2021,Tabulation[[#This Row],[Month]],Tabulation[[#This Row],[Day]]))","v":"2021-03-13"},{"$f":"WEEKDAY(Tabulation[[#This Row],[Date]])","v":7},{"$f":"IF(OR(Tabulation[[#This Row],[DayNo]]=1,Tabulation[[#This Row],[DayNo]]=7),1,0)","v":1},{"$f":"COUNTIF(Holidays,Tabulation[[#This Row],[Date]])","v":0},{"$f":"CONCATENATE(Tabulation[[#This Row],[Holiday]],Tabulation[[#This Row],[Season]],Tabulation[[#This Row],[Weekend]],\"-\",IF(Tabulation[[#This Row],[Hour]]<10,0,\"\"),C1751)","v":"0Winter1-19"},{"$f":"VLOOKUP(Tabulation[[#This Row],[Concat]],Table3[],8)","v":0.28519},{"$f":"(Tabulation[[#This Row],[AC System Output (kW)]]*Tabulation[[#This Row],[Rate]])","v":0}]
[3,13,20,0,{"$f":"Tabulation[[#This Row],[AC System Output (W)]]/1000","v":0},{"$f":"VLOOKUP(Tabulation[[#This Row],[Month]],Season,2)","v":"Winter"},{"$f":"(DATE(2021,Tabulation[[#This Row],[Month]],Tabulation[[#This Row],[Day]]))","v":"2021-03-13"},{"$f":"WEEKDAY(Tabulation[[#This Row],[Date]])","v":7},{"$f":"IF(OR(Tabulation[[#This Row],[DayNo]]=1,Tabulation[[#This Row],[DayNo]]=7),1,0)","v":1},{"$f":"COUNTIF(Holidays,Tabulation[[#This Row],[Date]])","v":0},{"$f":"CONCATENATE(Tabulation[[#This Row],[Holiday]],Tabulation[[#This Row],[Season]],Tabulation[[#This Row],[Weekend]],\"-\",IF(Tabulation[[#This Row],[Hour]]<10,0,\"\"),C1752)","v":"0Winter1-20"},{"$f":"VLOOKUP(Tabulation[[#This Row],[Concat]],Table3[],8)","v":0.28519},{"$f":"(Tabulation[[#This Row],[AC System Output (kW)]]*Tabulation[[#This Row],[Rate]])","v":0}]
[3,13,21,0,{"$f":"Tabulation[[#This Row],[AC System Output (W)]]/1000","v":0},{"$f":"VLOOKUP(Tabulation[[#This Row],[Month]],Season,2)","v":"Winter"},{"$f":"(DATE(2021,Tabulation[[#This Row],[Month]],Tabulation[[#This Row],[Day]]))","v":"2021-03-13"},{"$f":"WEEKDAY(Tabulation[[#This Row],[Date]])","v":7},{"$f":"IF(OR(Tabulation[[#This Row],[DayNo]]=1,Tabulation[[#This Row],[DayNo]]=7),1,0)","v":1},{"$f":"COUNTIF(Holidays,Tabulation[[#This Row],[Date]])","v":0},{"$f":"CONCATENATE(Tabulation[[#This Row],[Holiday]],Tabulation[[#This Row],[Season]],Tabulation[[#This Row],[Weekend]],\"-\",IF(Tabulation[[#This Row],[Hour]]<10,0,\"\"),C1753)","v":"0Winter1-21"},{"$f":"VLOOKUP(Tabulation[[#This Row],[Concat]],Table3[],8)","v":0.28519},{"$f":"(Tabulation[[#This Row],[AC System Output (kW)]]*Tabulation[[#This Row],[Rate]])","v":0}]
[3,13,22,0,{"$f":"Tabulation[[#This Row],[AC System Output (W)]]/1000","v":0},{"$f":"VLOOKUP(Tabulation[[#This Row],[Month]],Season,2)","v":"Winter"},{"$f":"(DATE(2021,Tabulation[[#This Row],[Month]],Tabulation[[#This Row],[Day]]))","v":"2021-03-13"},{"$f":"WEEKDAY(Tabulation[[#This Row],[Date]])","v":7},{"$f":"IF(OR(Tabulation[[#This Row],[DayNo]]=1,Tabulation[[#This Row],[DayNo]]=7),1,0)","v":1},{"$f":"COUNTIF(Holidays,Tabulation[[#This Row],[Date]])","v":0},{"$f":"CONCATENATE(Tabulation[[#This Row],[Holiday]],Tabulation[[#This Row],[Season]],Tabulation[[#This Row],[Weekend]],\"-\",IF(Tabulation[[#This Row],[Hour]]<10,0,\"\"),C1754)","v":"0Winter1-22"},{"$f":"VLOOKUP(Tabulation[[#This Row],[Concat]],Table3[],8)","v":0.28519},{"$f":"(Tabulation[[#This Row],[AC System Output (kW)]]*Tabulation[[#This Row],[Rate]])","v":0}]
[3,13,23,0,{"$f":"Tabulation[[#This Row],[AC System Output (W)]]/1000","v":0},{"$f":"VLOOKUP(Tabulation[[#This Row],[Month]],Season,2)","v":"Winter"},{"$f":"(DATE(2021,Tabulation[[#This Row],[Month]],Tabulation[[#This Row],[Day]]))","v":"2021-03-13"},{"$f":"WEEKDAY(Tabulation[[#This Row],[Date]])","v":7},{"$f":"IF(OR(Tabulation[[#This Row],[DayNo]]=1,Tabulation[[#This Row],[DayNo]]=7),1,0)","v":1},{"$f":"COUNTIF(Holidays,Tabulation[[#This Row],[Date]])","v":0},{"$f":"CONCATENATE(Tabulation[[#This Row],[Holiday]],Tabulation[[#This Row],[Season]],Tabulation[[#This Row],[Weekend]],\"-\",IF(Tabulation[[#This Row],[Hour]]<10,0,\"\"),C1755)","v":"0Winter1-23"},{"$f":"VLOOKUP(Tabulation[[#This Row],[Concat]],Table3[],8)","v":0.28519},{"$f":"(Tabulation[[#This Row],[AC System Output (kW)]]*Tabulation[[#This Row],[Rate]])","v":0}]
[3,14,0,0,{"$f":"Tabulation[[#This Row],[AC System Output (W)]]/1000","v":0},{"$f":"VLOOKUP(Tabulation[[#This Row],[Month]],Season,2)","v":"Winter"},{"$f":"(DATE(2021,Tabulation[[#This Row],[Month]],Tabulation[[#This Row],[Day]]))","v":"2021-03-14"},{"$f":"WEEKDAY(Tabulation[[#This Row],[Date]])","v":1},{"$f":"IF(OR(Tabulation[[#This Row],[DayNo]]=1,Tabulation[[#This Row],[DayNo]]=7),1,0)","v":1},{"$f":"COUNTIF(Holidays,Tabulation[[#This Row],[Date]])","v":0},{"$f":"CONCATENATE(Tabulation[[#This Row],[Holiday]],Tabulation[[#This Row],[Season]],Tabulation[[#This Row],[Weekend]],\"-\",IF(Tabulation[[#This Row],[Hour]]<10,0,\"\"),C1756)","v":"0Winter1-00"},{"$f":"VLOOKUP(Tabulation[[#This Row],[Concat]],Table3[],8)","v":0.28519},{"$f":"(Tabulation[[#This Row],[AC System Output (kW)]]*Tabulation[[#This Row],[Rate]])","v":0}]
[3,14,1,0,{"$f":"Tabulation[[#This Row],[AC System Output (W)]]/1000","v":0},{"$f":"VLOOKUP(Tabulation[[#This Row],[Month]],Season,2)","v":"Winter"},{"$f":"(DATE(2021,Tabulation[[#This Row],[Month]],Tabulation[[#This Row],[Day]]))","v":"2021-03-14"},{"$f":"WEEKDAY(Tabulation[[#This Row],[Date]])","v":1},{"$f":"IF(OR(Tabulation[[#This Row],[DayNo]]=1,Tabulation[[#This Row],[DayNo]]=7),1,0)","v":1},{"$f":"COUNTIF(Holidays,Tabulation[[#This Row],[Date]])","v":0},{"$f":"CONCATENATE(Tabulation[[#This Row],[Holiday]],Tabulation[[#This Row],[Season]],Tabulation[[#This Row],[Weekend]],\"-\",IF(Tabulation[[#This Row],[Hour]]<10,0,\"\"),C1757)","v":"0Winter1-01"},{"$f":"VLOOKUP(Tabulation[[#This Row],[Concat]],Table3[],8)","v":0.28519},{"$f":"(Tabulation[[#This Row],[AC System Output (kW)]]*Tabulation[[#This Row],[Rate]])","v":0}]
[3,14,2,0,{"$f":"Tabulation[[#This Row],[AC System Output (W)]]/1000","v":0},{"$f":"VLOOKUP(Tabulation[[#This Row],[Month]],Season,2)","v":"Winter"},{"$f":"(DATE(2021,Tabulation[[#This Row],[Month]],Tabulation[[#This Row],[Day]]))","v":"2021-03-14"},{"$f":"WEEKDAY(Tabulation[[#This Row],[Date]])","v":1},{"$f":"IF(OR(Tabulation[[#This Row],[DayNo]]=1,Tabulation[[#This Row],[DayNo]]=7),1,0)","v":1},{"$f":"COUNTIF(Holidays,Tabulation[[#This Row],[Date]])","v":0},{"$f":"CONCATENATE(Tabulation[[#This Row],[Holiday]],Tabulation[[#This Row],[Season]],Tabulation[[#This Row],[Weekend]],\"-\",IF(Tabulation[[#This Row],[Hour]]<10,0,\"\"),C1758)","v":"0Winter1-02"},{"$f":"VLOOKUP(Tabulation[[#This Row],[Concat]],Table3[],8)","v":0.28519},{"$f":"(Tabulation[[#This Row],[AC System Output (kW)]]*Tabulation[[#This Row],[Rate]])","v":0}]
[3,14,3,0,{"$f":"Tabulation[[#This Row],[AC System Output (W)]]/1000","v":0},{"$f":"VLOOKUP(Tabulation[[#This Row],[Month]],Season,2)","v":"Winter"},{"$f":"(DATE(2021,Tabulation[[#This Row],[Month]],Tabulation[[#This Row],[Day]]))","v":"2021-03-14"},{"$f":"WEEKDAY(Tabulation[[#This Row],[Date]])","v":1},{"$f":"IF(OR(Tabulation[[#This Row],[DayNo]]=1,Tabulation[[#This Row],[DayNo]]=7),1,0)","v":1},{"$f":"COUNTIF(Holidays,Tabulation[[#This Row],[Date]])","v":0},{"$f":"CONCATENATE(Tabulation[[#This Row],[Holiday]],Tabulation[[#This Row],[Season]],Tabulation[[#This Row],[Weekend]],\"-\",IF(Tabulation[[#This Row],[Hour]]<10,0,\"\"),C1759)","v":"0Winter1-03"},{"$f":"VLOOKUP(Tabulation[[#This Row],[Concat]],Table3[],8)","v":0.28519},{"$f":"(Tabulation[[#This Row],[AC System Output (kW)]]*Tabulation[[#This Row],[Rate]])","v":0}]
[3,14,4,0,{"$f":"Tabulation[[#This Row],[AC System Output (W)]]/1000","v":0},{"$f":"VLOOKUP(Tabulation[[#This Row],[Month]],Season,2)","v":"Winter"},{"$f":"(DATE(2021,Tabulation[[#This Row],[Month]],Tabulation[[#This Row],[Day]]))","v":"2021-03-14"},{"$f":"WEEKDAY(Tabulation[[#This Row],[Date]])","v":1},{"$f":"IF(OR(Tabulation[[#This Row],[DayNo]]=1,Tabulation[[#This Row],[DayNo]]=7),1,0)","v":1},{"$f":"COUNTIF(Holidays,Tabulation[[#This Row],[Date]])","v":0},{"$f":"CONCATENATE(Tabulation[[#This Row],[Holiday]],Tabulation[[#This Row],[Season]],Tabulation[[#This Row],[Weekend]],\"-\",IF(Tabulation[[#This Row],[Hour]]<10,0,\"\"),C1760)","v":"0Winter1-04"},{"$f":"VLOOKUP(Tabulation[[#This Row],[Concat]],Table3[],8)","v":0.28519},{"$f":"(Tabulation[[#This Row],[AC System Output (kW)]]*Tabulation[[#This Row],[Rate]])","v":0}]
[3,14,5,0,{"$f":"Tabulation[[#This Row],[AC System Output (W)]]/1000","v":0},{"$f":"VLOOKUP(Tabulation[[#This Row],[Month]],Season,2)","v":"Winter"},{"$f":"(DATE(2021,Tabulation[[#This Row],[Month]],Tabulation[[#This Row],[Day]]))","v":"2021-03-14"},{"$f":"WEEKDAY(Tabulation[[#This Row],[Date]])","v":1},{"$f":"IF(OR(Tabulation[[#This Row],[DayNo]]=1,Tabulation[[#This Row],[DayNo]]=7),1,0)","v":1},{"$f":"COUNTIF(Holidays,Tabulation[[#This Row],[Date]])","v":0},{"$f":"CONCATENATE(Tabulation[[#This Row],[Holiday]],Tabulation[[#This Row],[Season]],Tabulation[[#This Row],[Weekend]],\"-\",IF(Tabulation[[#This Row],[Hour]]<10,0,\"\"),C1761)","v":"0Winter1-05"},{"$f":"VLOOKUP(Tabulation[[#This Row],[Concat]],Table3[],8)","v":0.28519},{"$f":"(Tabulation[[#This Row],[AC System Output (kW)]]*Tabulation[[#This Row],[Rate]])","v":0}]
[3,14,6,57.09,{"$f":"Tabulation[[#This Row],[AC System Output (W)]]/1000","v":5.7090000000000002E-2},{"$f":"VLOOKUP(Tabulation[[#This Row],[Month]],Season,2)","v":"Winter"},{"$f":"(DATE(2021,Tabulation[[#This Row],[Month]],Tabulation[[#This Row],[Day]]))","v":"2021-03-14"},{"$f":"WEEKDAY(Tabulation[[#This Row],[Date]])","v":1},{"$f":"IF(OR(Tabulation[[#This Row],[DayNo]]=1,Tabulation[[#This Row],[DayNo]]=7),1,0)","v":1},{"$f":"COUNTIF(Holidays,Tabulation[[#This Row],[Date]])","v":0},{"$f":"CONCATENATE(Tabulation[[#This Row],[Holiday]],Tabulation[[#This Row],[Season]],Tabulation[[#This Row],[Weekend]],\"-\",IF(Tabulation[[#This Row],[Hour]]<10,0,\"\"),C1762)","v":"0Winter1-06"},{"$f":"VLOOKUP(Tabulation[[#This Row],[Concat]],Table3[],8)","v":0.28519},{"$f":"(Tabulation[[#This Row],[AC System Output (kW)]]*Tabulation[[#This Row],[Rate]])","v":1.62814971E-2}]
[3,14,7,785.99599999999998,{"$f":"Tabulation[[#This Row],[AC System Output (W)]]/1000","v":0.78599600000000003},{"$f":"VLOOKUP(Tabulation[[#This Row],[Month]],Season,2)","v":"Winter"},{"$f":"(DATE(2021,Tabulation[[#This Row],[Month]],Tabulation[[#This Row],[Day]]))","v":"2021-03-14"},{"$f":"WEEKDAY(Tabulation[[#This Row],[Date]])","v":1},{"$f":"IF(OR(Tabulation[[#This Row],[DayNo]]=1,Tabulation[[#This Row],[DayNo]]=7),1,0)","v":1},{"$f":"COUNTIF(Holidays,Tabulation[[#This Row],[Date]])","v":0},{"$f":"CONCATENATE(Tabulation[[#This Row],[Holiday]],Tabulation[[#This Row],[Season]],Tabulation[[#This Row],[Weekend]],\"-\",IF(Tabulation[[#This Row],[Hour]]<10,0,\"\"),C1763)","v":"0Winter1-07"},{"$f":"VLOOKUP(Tabulation[[#This Row],[Concat]],Table3[],8)","v":0.28519},{"$f":"(Tabulation[[#This Row],[AC System Output (kW)]]*Tabulation[[#This Row],[Rate]])","v":0.22415819923999999}]
[3,14,8,1732.4259999999999,{"$f":"Tabulation[[#This Row],[AC System Output (W)]]/1000","v":1.732426},{"$f":"VLOOKUP(Tabulation[[#This Row],[Month]],Season,2)","v":"Winter"},{"$f":"(DATE(2021,Tabulation[[#This Row],[Month]],Tabulation[[#This Row],[Day]]))","v":"2021-03-14"},{"$f":"WEEKDAY(Tabulation[[#This Row],[Date]])","v":1},{"$f":"IF(OR(Tabulation[[#This Row],[DayNo]]=1,Tabulation[[#This Row],[DayNo]]=7),1,0)","v":1},{"$f":"COUNTIF(Holidays,Tabulation[[#This Row],[Date]])","v":0},{"$f":"CONCATENATE(Tabulation[[#This Row],[Holiday]],Tabulation[[#This Row],[Season]],Tabulation[[#This Row],[Weekend]],\"-\",IF(Tabulation[[#This Row],[Hour]]<10,0,\"\"),C1764)","v":"0Winter1-08"},{"$f":"VLOOKUP(Tabulation[[#This Row],[Concat]],Table3[],8)","v":0.28519},{"$f":"(Tabulation[[#This Row],[AC System Output (kW)]]*Tabulation[[#This Row],[Rate]])","v":0.49407057094000001}]
[3,14,9,2499.9769999999999,{"$f":"Tabulation[[#This Row],[AC System Output (W)]]/1000","v":2.4999769999999999},{"$f":"VLOOKUP(Tabulation[[#This Row],[Month]],Season,2)","v":"Winter"},{"$f":"(DATE(2021,Tabulation[[#This Row],[Month]],Tabulation[[#This Row],[Day]]))","v":"2021-03-14"},{"$f":"WEEKDAY(Tabulation[[#This Row],[Date]])","v":1},{"$f":"IF(OR(Tabulation[[#This Row],[DayNo]]=1,Tabulation[[#This Row],[DayNo]]=7),1,0)","v":1},{"$f":"COUNTIF(Holidays,Tabulation[[#This Row],[Date]])","v":0},{"$f":"CONCATENATE(Tabulation[[#This Row],[Holiday]],Tabulation[[#This Row],[Season]],Tabulation[[#This Row],[Weekend]],\"-\",IF(Tabulation[[#This Row],[Hour]]<10,0,\"\"),C1765)","v":"0Winter1-09"},{"$f":"VLOOKUP(Tabulation[[#This Row],[Concat]],Table3[],8)","v":0.28519},{"$f":"(Tabulation[[#This Row],[AC System Output (kW)]]*Tabulation[[#This Row],[Rate]])","v":0.71296844062999998}]
[3,14,10,3015.7779999999998,{"$f":"Tabulation[[#This Row],[AC System Output (W)]]/1000","v":3.0157779999999996},{"$f":"VLOOKUP(Tabulation[[#This Row],[Month]],Season,2)","v":"Winter"},{"$f":"(DATE(2021,Tabulation[[#This Row],[Month]],Tabulation[[#This Row],[Day]]))","v":"2021-03-14"},{"$f":"WEEKDAY(Tabulation[[#This Row],[Date]])","v":1},{"$f":"IF(OR(Tabulation[[#This Row],[DayNo]]=1,Tabulation[[#This Row],[DayNo]]=7),1,0)","v":1},{"$f":"COUNTIF(Holidays,Tabulation[[#This Row],[Date]])","v":0},{"$f":"CONCATENATE(Tabulation[[#This Row],[Holiday]],Tabulation[[#This Row],[Season]],Tabulation[[#This Row],[Weekend]],\"-\",IF(Tabulation[[#This Row],[Hour]]<10,0,\"\"),C1766)","v":"0Winter1-10"},{"$f":"VLOOKUP(Tabulation[[#This Row],[Concat]],Table3[],8)","v":0.28519},{"$f":"(Tabulation[[#This Row],[AC System Output (kW)]]*Tabulation[[#This Row],[Rate]])","v":0.86006972781999991}]
[3,14,11,3286.2750000000001,{"$f":"Tabulation[[#This Row],[AC System Output (W)]]/1000","v":3.2862750000000003},{"$f":"VLOOKUP(Tabulation[[#This Row],[Month]],Season,2)","v":"Winter"},{"$f":"(DATE(2021,Tabulation[[#This Row],[Month]],Tabulation[[#This Row],[Day]]))","v":"2021-03-14"},{"$f":"WEEKDAY(Tabulation[[#This Row],[Date]])","v":1},{"$f":"IF(OR(Tabulation[[#This Row],[DayNo]]=1,Tabulation[[#This Row],[DayNo]]=7),1,0)","v":1},{"$f":"COUNTIF(Holidays,Tabulation[[#This Row],[Date]])","v":0},{"$f":"CONCATENATE(Tabulation[[#This Row],[Holiday]],Tabulation[[#This Row],[Season]],Tabulation[[#This Row],[Weekend]],\"-\",IF(Tabulation[[#This Row],[Hour]]<10,0,\"\"),C1767)","v":"0Winter1-11"},{"$f":"VLOOKUP(Tabulation[[#This Row],[Concat]],Table3[],8)","v":0.28519},{"$f":"(Tabulation[[#This Row],[AC System Output (kW)]]*Tabulation[[#This Row],[Rate]])","v":0.93721276725000002}]
[3,14,12,3333.3330000000001,{"$f":"Tabulation[[#This Row],[AC System Output (W)]]/1000","v":3.3333330000000001},{"$f":"VLOOKUP(Tabulation[[#This Row],[Month]],Season,2)","v":"Winter"},{"$f":"(DATE(2021,Tabulation[[#This Row],[Month]],Tabulation[[#This Row],[Day]]))","v":"2021-03-14"},{"$f":"WEEKDAY(Tabulation[[#This Row],[Date]])","v":1},{"$f":"IF(OR(Tabulation[[#This Row],[DayNo]]=1,Tabulation[[#This Row],[DayNo]]=7),1,0)","v":1},{"$f":"COUNTIF(Holidays,Tabulation[[#This Row],[Date]])","v":0},{"$f":"CONCATENATE(Tabulation[[#This Row],[Holiday]],Tabulation[[#This Row],[Season]],Tabulation[[#This Row],[Weekend]],\"-\",IF(Tabulation[[#This Row],[Hour]]<10,0,\"\"),C1768)","v":"0Winter1-12"},{"$f":"VLOOKUP(Tabulation[[#This Row],[Concat]],Table3[],8)","v":0.28519},{"$f":"(Tabulation[[#This Row],[AC System Output (kW)]]*Tabulation[[#This Row],[Rate]])","v":0.95063323827000001}]
[3,14,13,3146.0259999999998,{"$f":"Tabulation[[#This Row],[AC System Output (W)]]/1000","v":3.146026},{"$f":"VLOOKUP(Tabulation[[#This Row],[Month]],Season,2)","v":"Winter"},{"$f":"(DATE(2021,Tabulation[[#This Row],[Month]],Tabulation[[#This Row],[Day]]))","v":"2021-03-14"},{"$f":"WEEKDAY(Tabulation[[#This Row],[Date]])","v":1},{"$f":"IF(OR(Tabulation[[#This Row],[DayNo]]=1,Tabulation[[#This Row],[DayNo]]=7),1,0)","v":1},{"$f":"COUNTIF(Holidays,Tabulation[[#This Row],[Date]])","v":0},{"$f":"CONCATENATE(Tabulation[[#This Row],[Holiday]],Tabulation[[#This Row],[Season]],Tabulation[[#This Row],[Weekend]],\"-\",IF(Tabulation[[#This Row],[Hour]]<10,0,\"\"),C1769)","v":"0Winter1-13"},{"$f":"VLOOKUP(Tabulation[[#This Row],[Concat]],Table3[],8)","v":0.28519},{"$f":"(Tabulation[[#This Row],[AC System Output (kW)]]*Tabulation[[#This Row],[Rate]])","v":0.89721515494000004}]
[3,14,14,2113.8290000000002,{"$f":"Tabulation[[#This Row],[AC System Output (W)]]/1000","v":2.113829},{"$f":"VLOOKUP(Tabulation[[#This Row],[Month]],Season,2)","v":"Winter"},{"$f":"(DATE(2021,Tabulation[[#This Row],[Month]],Tabulation[[#This Row],[Day]]))","v":"2021-03-14"},{"$f":"WEEKDAY(Tabulation[[#This Row],[Date]])","v":1},{"$f":"IF(OR(Tabulation[[#This Row],[DayNo]]=1,Tabulation[[#This Row],[DayNo]]=7),1,0)","v":1},{"$f":"COUNTIF(Holidays,Tabulation[[#This Row],[Date]])","v":0},{"$f":"CONCATENATE(Tabulation[[#This Row],[Holiday]],Tabulation[[#This Row],[Season]],Tabulation[[#This Row],[Weekend]],\"-\",IF(Tabulation[[#This Row],[Hour]]<10,0,\"\"),C1770)","v":"0Winter1-14"},{"$f":"VLOOKUP(Tabulation[[#This Row],[Concat]],Table3[],8)","v":0.28519},{"$f":"(Tabulation[[#This Row],[AC System Output (kW)]]*Tabulation[[#This Row],[Rate]])","v":0.60284289251000001}]
[3,14,15,1697.585,{"$f":"Tabulation[[#This Row],[AC System Output (W)]]/1000","v":1.6975850000000001},{"$f":"VLOOKUP(Tabulation[[#This Row],[Month]],Season,2)","v":"Winter"},{"$f":"(DATE(2021,Tabulation[[#This Row],[Month]],Tabulation[[#This Row],[Day]]))","v":"2021-03-14"},{"$f":"WEEKDAY(Tabulation[[#This Row],[Date]])","v":1},{"$f":"IF(OR(Tabulation[[#This Row],[DayNo]]=1,Tabulation[[#This Row],[DayNo]]=7),1,0)","v":1},{"$f":"COUNTIF(Holidays,Tabulation[[#This Row],[Date]])","v":0},{"$f":"CONCATENATE(Tabulation[[#This Row],[Holiday]],Tabulation[[#This Row],[Season]],Tabulation[[#This Row],[Weekend]],\"-\",IF(Tabulation[[#This Row],[Hour]]<10,0,\"\"),C1771)","v":"0Winter1-15"},{"$f":"VLOOKUP(Tabulation[[#This Row],[Concat]],Table3[],8)","v":0.28519},{"$f":"(Tabulation[[#This Row],[AC System Output (kW)]]*Tabulation[[#This Row],[Rate]])","v":0.48413426615000005}]
[3,14,16,170.03399999999999,{"$f":"Tabulation[[#This Row],[AC System Output (W)]]/1000","v":0.17003399999999999},{"$f":"VLOOKUP(Tabulation[[#This Row],[Month]],Season,2)","v":"Winter"},{"$f":"(DATE(2021,Tabulation[[#This Row],[Month]],Tabulation[[#This Row],[Day]]))","v":"2021-03-14"},{"$f":"WEEKDAY(Tabulation[[#This Row],[Date]])","v":1},{"$f":"IF(OR(Tabulation[[#This Row],[DayNo]]=1,Tabulation[[#This Row],[DayNo]]=7),1,0)","v":1},{"$f":"COUNTIF(Holidays,Tabulation[[#This Row],[Date]])","v":0},{"$f":"CONCATENATE(Tabulation[[#This Row],[Holiday]],Tabulation[[#This Row],[Season]],Tabulation[[#This Row],[Weekend]],\"-\",IF(Tabulation[[#This Row],[Hour]]<10,0,\"\"),C1772)","v":"0Winter1-16"},{"$f":"VLOOKUP(Tabulation[[#This Row],[Concat]],Table3[],8)","v":0.28519},{"$f":"(Tabulation[[#This Row],[AC System Output (kW)]]*Tabulation[[#This Row],[Rate]])","v":4.8491996459999999E-2}]
[3,14,17,35.155000000000001,{"$f":"Tabulation[[#This Row],[AC System Output (W)]]/1000","v":3.5154999999999999E-2},{"$f":"VLOOKUP(Tabulation[[#This Row],[Month]],Season,2)","v":"Winter"},{"$f":"(DATE(2021,Tabulation[[#This Row],[Month]],Tabulation[[#This Row],[Day]]))","v":"2021-03-14"},{"$f":"WEEKDAY(Tabulation[[#This Row],[Date]])","v":1},{"$f":"IF(OR(Tabulation[[#This Row],[DayNo]]=1,Tabulation[[#This Row],[DayNo]]=7),1,0)","v":1},{"$f":"COUNTIF(Holidays,Tabulation[[#This Row],[Date]])","v":0},{"$f":"CONCATENATE(Tabulation[[#This Row],[Holiday]],Tabulation[[#This Row],[Season]],Tabulation[[#This Row],[Weekend]],\"-\",IF(Tabulation[[#This Row],[Hour]]<10,0,\"\"),C1773)","v":"0Winter1-17"},{"$f":"VLOOKUP(Tabulation[[#This Row],[Concat]],Table3[],8)","v":0.28519},{"$f":"(Tabulation[[#This Row],[AC System Output (kW)]]*Tabulation[[#This Row],[Rate]])","v":1.002585445E-2}]
[3,14,18,0,{"$f":"Tabulation[[#This Row],[AC System Output (W)]]/1000","v":0},{"$f":"VLOOKUP(Tabulation[[#This Row],[Month]],Season,2)","v":"Winter"},{"$f":"(DATE(2021,Tabulation[[#This Row],[Month]],Tabulation[[#This Row],[Day]]))","v":"2021-03-14"},{"$f":"WEEKDAY(Tabulation[[#This Row],[Date]])","v":1},{"$f":"IF(OR(Tabulation[[#This Row],[DayNo]]=1,Tabulation[[#This Row],[DayNo]]=7),1,0)","v":1},{"$f":"COUNTIF(Holidays,Tabulation[[#This Row],[Date]])","v":0},{"$f":"CONCATENATE(Tabulation[[#This Row],[Holiday]],Tabulation[[#This Row],[Season]],Tabulation[[#This Row],[Weekend]],\"-\",IF(Tabulation[[#This Row],[Hour]]<10,0,\"\"),C1774)","v":"0Winter1-18"},{"$f":"VLOOKUP(Tabulation[[#This Row],[Concat]],Table3[],8)","v":0.28519},{"$f":"(Tabulation[[#This Row],[AC System Output (kW)]]*Tabulation[[#This Row],[Rate]])","v":0}]
[3,14,19,0,{"$f":"Tabulation[[#This Row],[AC System Output (W)]]/1000","v":0},{"$f":"VLOOKUP(Tabulation[[#This Row],[Month]],Season,2)","v":"Winter"},{"$f":"(DATE(2021,Tabulation[[#This Row],[Month]],Tabulation[[#This Row],[Day]]))","v":"2021-03-14"},{"$f":"WEEKDAY(Tabulation[[#This Row],[Date]])","v":1},{"$f":"IF(OR(Tabulation[[#This Row],[DayNo]]=1,Tabulation[[#This Row],[DayNo]]=7),1,0)","v":1},{"$f":"COUNTIF(Holidays,Tabulation[[#This Row],[Date]])","v":0},{"$f":"CONCATENATE(Tabulation[[#This Row],[Holiday]],Tabulation[[#This Row],[Season]],Tabulation[[#This Row],[Weekend]],\"-\",IF(Tabulation[[#This Row],[Hour]]<10,0,\"\"),C1775)","v":"0Winter1-19"},{"$f":"VLOOKUP(Tabulation[[#This Row],[Concat]],Table3[],8)","v":0.28519},{"$f":"(Tabulation[[#This Row],[AC System Output (kW)]]*Tabulation[[#This Row],[Rate]])","v":0}]
[3,14,20,0,{"$f":"Tabulation[[#This Row],[AC System Output (W)]]/1000","v":0},{"$f":"VLOOKUP(Tabulation[[#This Row],[Month]],Season,2)","v":"Winter"},{"$f":"(DATE(2021,Tabulation[[#This Row],[Month]],Tabulation[[#This Row],[Day]]))","v":"2021-03-14"},{"$f":"WEEKDAY(Tabulation[[#This Row],[Date]])","v":1},{"$f":"IF(OR(Tabulation[[#This Row],[DayNo]]=1,Tabulation[[#This Row],[DayNo]]=7),1,0)","v":1},{"$f":"COUNTIF(Holidays,Tabulation[[#This Row],[Date]])","v":0},{"$f":"CONCATENATE(Tabulation[[#This Row],[Holiday]],Tabulation[[#This Row],[Season]],Tabulation[[#This Row],[Weekend]],\"-\",IF(Tabulation[[#This Row],[Hour]]<10,0,\"\"),C1776)","v":"0Winter1-20"},{"$f":"VLOOKUP(Tabulation[[#This Row],[Concat]],Table3[],8)","v":0.28519},{"$f":"(Tabulation[[#This Row],[AC System Output (kW)]]*Tabulation[[#This Row],[Rate]])","v":0}]
[3,14,21,0,{"$f":"Tabulation[[#This Row],[AC System Output (W)]]/1000","v":0},{"$f":"VLOOKUP(Tabulation[[#This Row],[Month]],Season,2)","v":"Winter"},{"$f":"(DATE(2021,Tabulation[[#This Row],[Month]],Tabulation[[#This Row],[Day]]))","v":"2021-03-14"},{"$f":"WEEKDAY(Tabulation[[#This Row],[Date]])","v":1},{"$f":"IF(OR(Tabulation[[#This Row],[DayNo]]=1,Tabulation[[#This Row],[DayNo]]=7),1,0)","v":1},{"$f":"COUNTIF(Holidays,Tabulation[[#This Row],[Date]])","v":0},{"$f":"CONCATENATE(Tabulation[[#This Row],[Holiday]],Tabulation[[#This Row],[Season]],Tabulation[[#This Row],[Weekend]],\"-\",IF(Tabulation[[#This Row],[Hour]]<10,0,\"\"),C1777)","v":"0Winter1-21"},{"$f":"VLOOKUP(Tabulation[[#This Row],[Concat]],Table3[],8)","v":0.28519},{"$f":"(Tabulation[[#This Row],[AC System Output (kW)]]*Tabulation[[#This Row],[Rate]])","v":0}]
[3,14,22,0,{"$f":"Tabulation[[#This Row],[AC System Output (W)]]/1000","v":0},{"$f":"VLOOKUP(Tabulation[[#This Row],[Month]],Season,2)","v":"Winter"},{"$f":"(DATE(2021,Tabulation[[#This Row],[Month]],Tabulation[[#This Row],[Day]]))","v":"2021-03-14"},{"$f":"WEEKDAY(Tabulation[[#This Row],[Date]])","v":1},{"$f":"IF(OR(Tabulation[[#This Row],[DayNo]]=1,Tabulation[[#This Row],[DayNo]]=7),1,0)","v":1},{"$f":"COUNTIF(Holidays,Tabulation[[#This Row],[Date]])","v":0},{"$f":"CONCATENATE(Tabulation[[#This Row],[Holiday]],Tabulation[[#This Row],[Season]],Tabulation[[#This Row],[Weekend]],\"-\",IF(Tabulation[[#This Row],[Hour]]<10,0,\"\"),C1778)","v":"0Winter1-22"},{"$f":"VLOOKUP(Tabulation[[#This Row],[Concat]],Table3[],8)","v":0.28519},{"$f":"(Tabulation[[#This Row],[AC System Output (kW)]]*Tabulation[[#This Row],[Rate]])","v":0}]
[3,14,23,0,{"$f":"Tabulation[[#This Row],[AC System Output (W)]]/1000","v":0},{"$f":"VLOOKUP(Tabulation[[#This Row],[Month]],Season,2)","v":"Winter"},{"$f":"(DATE(2021,Tabulation[[#This Row],[Month]],Tabulation[[#This Row],[Day]]))","v":"2021-03-14"},{"$f":"WEEKDAY(Tabulation[[#This Row],[Date]])","v":1},{"$f":"IF(OR(Tabulation[[#This Row],[DayNo]]=1,Tabulation[[#This Row],[DayNo]]=7),1,0)","v":1},{"$f":"COUNTIF(Holidays,Tabulation[[#This Row],[Date]])","v":0},{"$f":"CONCATENATE(Tabulation[[#This Row],[Holiday]],Tabulation[[#This Row],[Season]],Tabulation[[#This Row],[Weekend]],\"-\",IF(Tabulation[[#This Row],[Hour]]<10,0,\"\"),C1779)","v":"0Winter1-23"},{"$f":"VLOOKUP(Tabulation[[#This Row],[Concat]],Table3[],8)","v":0.28519},{"$f":"(Tabulation[[#This Row],[AC System Output (kW)]]*Tabulation[[#This Row],[Rate]])","v":0}]
[3,15,0,0,{"$f":"Tabulation[[#This Row],[AC System Output (W)]]/1000","v":0},{"$f":"VLOOKUP(Tabulation[[#This Row],[Month]],Season,2)","v":"Winter"},{"$f":"(DATE(2021,Tabulation[[#This Row],[Month]],Tabulation[[#This Row],[Day]]))","v":"2021-03-15"},{"$f":"WEEKDAY(Tabulation[[#This Row],[Date]])","v":2},{"$f":"IF(OR(Tabulation[[#This Row],[DayNo]]=1,Tabulation[[#This Row],[DayNo]]=7),1,0)","v":0},{"$f":"COUNTIF(Holidays,Tabulation[[#This Row],[Date]])","v":0},{"$f":"CONCATENATE(Tabulation[[#This Row],[Holiday]],Tabulation[[#This Row],[Season]],Tabulation[[#This Row],[Weekend]],\"-\",IF(Tabulation[[#This Row],[Hour]]<10,0,\"\"),C1780)","v":"0Winter0-00"},{"$f":"VLOOKUP(Tabulation[[#This Row],[Concat]],Table3[],8)","v":0.28519},{"$f":"(Tabulation[[#This Row],[AC System Output (kW)]]*Tabulation[[#This Row],[Rate]])","v":0}]
[3,15,1,0,{"$f":"Tabulation[[#This Row],[AC System Output (W)]]/1000","v":0},{"$f":"VLOOKUP(Tabulation[[#This Row],[Month]],Season,2)","v":"Winter"},{"$f":"(DATE(2021,Tabulation[[#This Row],[Month]],Tabulation[[#This Row],[Day]]))","v":"2021-03-15"},{"$f":"WEEKDAY(Tabulation[[#This Row],[Date]])","v":2},{"$f":"IF(OR(Tabulation[[#This Row],[DayNo]]=1,Tabulation[[#This Row],[DayNo]]=7),1,0)","v":0},{"$f":"COUNTIF(Holidays,Tabulation[[#This Row],[Date]])","v":0},{"$f":"CONCATENATE(Tabulation[[#This Row],[Holiday]],Tabulation[[#This Row],[Season]],Tabulation[[#This Row],[Weekend]],\"-\",IF(Tabulation[[#This Row],[Hour]]<10,0,\"\"),C1781)","v":"0Winter0-01"},{"$f":"VLOOKUP(Tabulation[[#This Row],[Concat]],Table3[],8)","v":0.28519},{"$f":"(Tabulation[[#This Row],[AC System Output (kW)]]*Tabulation[[#This Row],[Rate]])","v":0}]
[3,15,2,0,{"$f":"Tabulation[[#This Row],[AC System Output (W)]]/1000","v":0},{"$f":"VLOOKUP(Tabulation[[#This Row],[Month]],Season,2)","v":"Winter"},{"$f":"(DATE(2021,Tabulation[[#This Row],[Month]],Tabulation[[#This Row],[Day]]))","v":"2021-03-15"},{"$f":"WEEKDAY(Tabulation[[#This Row],[Date]])","v":2},{"$f":"IF(OR(Tabulation[[#This Row],[DayNo]]=1,Tabulation[[#This Row],[DayNo]]=7),1,0)","v":0},{"$f":"COUNTIF(Holidays,Tabulation[[#This Row],[Date]])","v":0},{"$f":"CONCATENATE(Tabulation[[#This Row],[Holiday]],Tabulation[[#This Row],[Season]],Tabulation[[#This Row],[Weekend]],\"-\",IF(Tabulation[[#This Row],[Hour]]<10,0,\"\"),C1782)","v":"0Winter0-02"},{"$f":"VLOOKUP(Tabulation[[#This Row],[Concat]],Table3[],8)","v":0.28519},{"$f":"(Tabulation[[#This Row],[AC System Output (kW)]]*Tabulation[[#This Row],[Rate]])","v":0}]
[3,15,3,0,{"$f":"Tabulation[[#This Row],[AC System Output (W)]]/1000","v":0},{"$f":"VLOOKUP(Tabulation[[#This Row],[Month]],Season,2)","v":"Winter"},{"$f":"(DATE(2021,Tabulation[[#This Row],[Month]],Tabulation[[#This Row],[Day]]))","v":"2021-03-15"},{"$f":"WEEKDAY(Tabulation[[#This Row],[Date]])","v":2},{"$f":"IF(OR(Tabulation[[#This Row],[DayNo]]=1,Tabulation[[#This Row],[DayNo]]=7),1,0)","v":0},{"$f":"COUNTIF(Holidays,Tabulation[[#This Row],[Date]])","v":0},{"$f":"CONCATENATE(Tabulation[[#This Row],[Holiday]],Tabulation[[#This Row],[Season]],Tabulation[[#This Row],[Weekend]],\"-\",IF(Tabulation[[#This Row],[Hour]]<10,0,\"\"),C1783)","v":"0Winter0-03"},{"$f":"VLOOKUP(Tabulation[[#This Row],[Concat]],Table3[],8)","v":0.28519},{"$f":"(Tabulation[[#This Row],[AC System Output (kW)]]*Tabulation[[#This Row],[Rate]])","v":0}]
[3,15,4,0,{"$f":"Tabulation[[#This Row],[AC System Output (W)]]/1000","v":0},{"$f":"VLOOKUP(Tabulation[[#This Row],[Month]],Season,2)","v":"Winter"},{"$f":"(DATE(2021,Tabulation[[#This Row],[Month]],Tabulation[[#This Row],[Day]]))","v":"2021-03-15"},{"$f":"WEEKDAY(Tabulation[[#This Row],[Date]])","v":2},{"$f":"IF(OR(Tabulation[[#This Row],[DayNo]]=1,Tabulation[[#This Row],[DayNo]]=7),1,0)","v":0},{"$f":"COUNTIF(Holidays,Tabulation[[#This Row],[Date]])","v":0},{"$f":"CONCATENATE(Tabulation[[#This Row],[Holiday]],Tabulation[[#This Row],[Season]],Tabulation[[#This Row],[Weekend]],\"-\",IF(Tabulation[[#This Row],[Hour]]<10,0,\"\"),C1784)","v":"0Winter0-04"},{"$f":"VLOOKUP(Tabulation[[#This Row],[Concat]],Table3[],8)","v":0.28519},{"$f":"(Tabulation[[#This Row],[AC System Output (kW)]]*Tabulation[[#This Row],[Rate]])","v":0}]
[3,15,5,0,{"$f":"Tabulation[[#This Row],[AC System Output (W)]]/1000","v":0},{"$f":"VLOOKUP(Tabulation[[#This Row],[Month]],Season,2)","v":"Winter"},{"$f":"(DATE(2021,Tabulation[[#This Row],[Month]],Tabulation[[#This Row],[Day]]))","v":"2021-03-15"},{"$f":"WEEKDAY(Tabulation[[#This Row],[Date]])","v":2},{"$f":"IF(OR(Tabulation[[#This Row],[DayNo]]=1,Tabulation[[#This Row],[DayNo]]=7),1,0)","v":0},{"$f":"COUNTIF(Holidays,Tabulation[[#This Row],[Date]])","v":0},{"$f":"CONCATENATE(Tabulation[[#This Row],[Holiday]],Tabulation[[#This Row],[Season]],Tabulation[[#This Row],[Weekend]],\"-\",IF(Tabulation[[#This Row],[Hour]]<10,0,\"\"),C1785)","v":"0Winter0-05"},{"$f":"VLOOKUP(Tabulation[[#This Row],[Concat]],Table3[],8)","v":0.28519},{"$f":"(Tabulation[[#This Row],[AC System Output (kW)]]*Tabulation[[#This Row],[Rate]])","v":0}]
[3,15,6,71.856999999999999,{"$f":"Tabulation[[#This Row],[AC System Output (W)]]/1000","v":7.1857000000000004E-2},{"$f":"VLOOKUP(Tabulation[[#This Row],[Month]],Season,2)","v":"Winter"},{"$f":"(DATE(2021,Tabulation[[#This Row],[Month]],Tabulation[[#This Row],[Day]]))","v":"2021-03-15"},{"$f":"WEEKDAY(Tabulation[[#This Row],[Date]])","v":2},{"$f":"IF(OR(Tabulation[[#This Row],[DayNo]]=1,Tabulation[[#This Row],[DayNo]]=7),1,0)","v":0},{"$f":"COUNTIF(Holidays,Tabulation[[#This Row],[Date]])","v":0},{"$f":"CONCATENATE(Tabulation[[#This Row],[Holiday]],Tabulation[[#This Row],[Season]],Tabulation[[#This Row],[Weekend]],\"-\",IF(Tabulation[[#This Row],[Hour]]<10,0,\"\"),C1786)","v":"0Winter0-06"},{"$f":"VLOOKUP(Tabulation[[#This Row],[Concat]],Table3[],8)","v":0.28519},{"$f":"(Tabulation[[#This Row],[AC System Output (kW)]]*Tabulation[[#This Row],[Rate]])","v":2.0492897830000002E-2}]
[3,15,7,830.74599999999998,{"$f":"Tabulation[[#This Row],[AC System Output (W)]]/1000","v":0.83074599999999998},{"$f":"VLOOKUP(Tabulation[[#This Row],[Month]],Season,2)","v":"Winter"},{"$f":"(DATE(2021,Tabulation[[#This Row],[Month]],Tabulation[[#This Row],[Day]]))","v":"2021-03-15"},{"$f":"WEEKDAY(Tabulation[[#This Row],[Date]])","v":2},{"$f":"IF(OR(Tabulation[[#This Row],[DayNo]]=1,Tabulation[[#This Row],[DayNo]]=7),1,0)","v":0},{"$f":"COUNTIF(Holidays,Tabulation[[#This Row],[Date]])","v":0},{"$f":"CONCATENATE(Tabulation[[#This Row],[Holiday]],Tabulation[[#This Row],[Season]],Tabulation[[#This Row],[Weekend]],\"-\",IF(Tabulation[[#This Row],[Hour]]<10,0,\"\"),C1787)","v":"0Winter0-07"},{"$f":"VLOOKUP(Tabulation[[#This Row],[Concat]],Table3[],8)","v":0.28519},{"$f":"(Tabulation[[#This Row],[AC System Output (kW)]]*Tabulation[[#This Row],[Rate]])","v":0.23692045173999998}]
[3,15,8,1745.375,{"$f":"Tabulation[[#This Row],[AC System Output (W)]]/1000","v":1.7453749999999999},{"$f":"VLOOKUP(Tabulation[[#This Row],[Month]],Season,2)","v":"Winter"},{"$f":"(DATE(2021,Tabulation[[#This Row],[Month]],Tabulation[[#This Row],[Day]]))","v":"2021-03-15"},{"$f":"WEEKDAY(Tabulation[[#This Row],[Date]])","v":2},{"$f":"IF(OR(Tabulation[[#This Row],[DayNo]]=1,Tabulation[[#This Row],[DayNo]]=7),1,0)","v":0},{"$f":"COUNTIF(Holidays,Tabulation[[#This Row],[Date]])","v":0},{"$f":"CONCATENATE(Tabulation[[#This Row],[Holiday]],Tabulation[[#This Row],[Season]],Tabulation[[#This Row],[Weekend]],\"-\",IF(Tabulation[[#This Row],[Hour]]<10,0,\"\"),C1788)","v":"0Winter0-08"},{"$f":"VLOOKUP(Tabulation[[#This Row],[Concat]],Table3[],8)","v":0.28519},{"$f":"(Tabulation[[#This Row],[AC System Output (kW)]]*Tabulation[[#This Row],[Rate]])","v":0.49776349624999999}]
[3,15,9,2461.5940000000001,{"$f":"Tabulation[[#This Row],[AC System Output (W)]]/1000","v":2.4615939999999998},{"$f":"VLOOKUP(Tabulation[[#This Row],[Month]],Season,2)","v":"Winter"},{"$f":"(DATE(2021,Tabulation[[#This Row],[Month]],Tabulation[[#This Row],[Day]]))","v":"2021-03-15"},{"$f":"WEEKDAY(Tabulation[[#This Row],[Date]])","v":2},{"$f":"IF(OR(Tabulation[[#This Row],[DayNo]]=1,Tabulation[[#This Row],[DayNo]]=7),1,0)","v":0},{"$f":"COUNTIF(Holidays,Tabulation[[#This Row],[Date]])","v":0},{"$f":"CONCATENATE(Tabulation[[#This Row],[Holiday]],Tabulation[[#This Row],[Season]],Tabulation[[#This Row],[Weekend]],\"-\",IF(Tabulation[[#This Row],[Hour]]<10,0,\"\"),C1789)","v":"0Winter0-09"},{"$f":"VLOOKUP(Tabulation[[#This Row],[Concat]],Table3[],8)","v":0.28519},{"$f":"(Tabulation[[#This Row],[AC System Output (kW)]]*Tabulation[[#This Row],[Rate]])","v":0.70202199286}]
[3,15,10,2936.6880000000001,{"$f":"Tabulation[[#This Row],[AC System Output (W)]]/1000","v":2.9366880000000002},{"$f":"VLOOKUP(Tabulation[[#This Row],[Month]],Season,2)","v":"Winter"},{"$f":"(DATE(2021,Tabulation[[#This Row],[Month]],Tabulation[[#This Row],[Day]]))","v":"2021-03-15"},{"$f":"WEEKDAY(Tabulation[[#This Row],[Date]])","v":2},{"$f":"IF(OR(Tabulation[[#This Row],[DayNo]]=1,Tabulation[[#This Row],[DayNo]]=7),1,0)","v":0},{"$f":"COUNTIF(Holidays,Tabulation[[#This Row],[Date]])","v":0},{"$f":"CONCATENATE(Tabulation[[#This Row],[Holiday]],Tabulation[[#This Row],[Season]],Tabulation[[#This Row],[Weekend]],\"-\",IF(Tabulation[[#This Row],[Hour]]<10,0,\"\"),C1790)","v":"0Winter0-10"},{"$f":"VLOOKUP(Tabulation[[#This Row],[Concat]],Table3[],8)","v":0.28519},{"$f":"(Tabulation[[#This Row],[AC System Output (kW)]]*Tabulation[[#This Row],[Rate]])","v":0.83751405072000007}]
[3,15,11,3220.06,{"$f":"Tabulation[[#This Row],[AC System Output (W)]]/1000","v":3.2200600000000001},{"$f":"VLOOKUP(Tabulation[[#This Row],[Month]],Season,2)","v":"Winter"},{"$f":"(DATE(2021,Tabulation[[#This Row],[Month]],Tabulation[[#This Row],[Day]]))","v":"2021-03-15"},{"$f":"WEEKDAY(Tabulation[[#This Row],[Date]])","v":2},{"$f":"IF(OR(Tabulation[[#This Row],[DayNo]]=1,Tabulation[[#This Row],[DayNo]]=7),1,0)","v":0},{"$f":"COUNTIF(Holidays,Tabulation[[#This Row],[Date]])","v":0},{"$f":"CONCATENATE(Tabulation[[#This Row],[Holiday]],Tabulation[[#This Row],[Season]],Tabulation[[#This Row],[Weekend]],\"-\",IF(Tabulation[[#This Row],[Hour]]<10,0,\"\"),C1791)","v":"0Winter0-11"},{"$f":"VLOOKUP(Tabulation[[#This Row],[Concat]],Table3[],8)","v":0.28519},{"$f":"(Tabulation[[#This Row],[AC System Output (kW)]]*Tabulation[[#This Row],[Rate]])","v":0.91832891140000006}]
[3,15,12,3269.096,{"$f":"Tabulation[[#This Row],[AC System Output (W)]]/1000","v":3.2690960000000002},{"$f":"VLOOKUP(Tabulation[[#This Row],[Month]],Season,2)","v":"Winter"},{"$f":"(DATE(2021,Tabulation[[#This Row],[Month]],Tabulation[[#This Row],[Day]]))","v":"2021-03-15"},{"$f":"WEEKDAY(Tabulation[[#This Row],[Date]])","v":2},{"$f":"IF(OR(Tabulation[[#This Row],[DayNo]]=1,Tabulation[[#This Row],[DayNo]]=7),1,0)","v":0},{"$f":"COUNTIF(Holidays,Tabulation[[#This Row],[Date]])","v":0},{"$f":"CONCATENATE(Tabulation[[#This Row],[Holiday]],Tabulation[[#This Row],[Season]],Tabulation[[#This Row],[Weekend]],\"-\",IF(Tabulation[[#This Row],[Hour]]<10,0,\"\"),C1792)","v":"0Winter0-12"},{"$f":"VLOOKUP(Tabulation[[#This Row],[Concat]],Table3[],8)","v":0.28519},{"$f":"(Tabulation[[#This Row],[AC System Output (kW)]]*Tabulation[[#This Row],[Rate]])","v":0.93231348824000004}]
[3,15,13,3109.9659999999999,{"$f":"Tabulation[[#This Row],[AC System Output (W)]]/1000","v":3.109966},{"$f":"VLOOKUP(Tabulation[[#This Row],[Month]],Season,2)","v":"Winter"},{"$f":"(DATE(2021,Tabulation[[#This Row],[Month]],Tabulation[[#This Row],[Day]]))","v":"2021-03-15"},{"$f":"WEEKDAY(Tabulation[[#This Row],[Date]])","v":2},{"$f":"IF(OR(Tabulation[[#This Row],[DayNo]]=1,Tabulation[[#This Row],[DayNo]]=7),1,0)","v":0},{"$f":"COUNTIF(Holidays,Tabulation[[#This Row],[Date]])","v":0},{"$f":"CONCATENATE(Tabulation[[#This Row],[Holiday]],Tabulation[[#This Row],[Season]],Tabulation[[#This Row],[Weekend]],\"-\",IF(Tabulation[[#This Row],[Hour]]<10,0,\"\"),C1793)","v":"0Winter0-13"},{"$f":"VLOOKUP(Tabulation[[#This Row],[Concat]],Table3[],8)","v":0.28519},{"$f":"(Tabulation[[#This Row],[AC System Output (kW)]]*Tabulation[[#This Row],[Rate]])","v":0.88693120353999999}]
[3,15,14,1167.7159999999999,{"$f":"Tabulation[[#This Row],[AC System Output (W)]]/1000","v":1.167716},{"$f":"VLOOKUP(Tabulation[[#This Row],[Month]],Season,2)","v":"Winter"},{"$f":"(DATE(2021,Tabulation[[#This Row],[Month]],Tabulation[[#This Row],[Day]]))","v":"2021-03-15"},{"$f":"WEEKDAY(Tabulation[[#This Row],[Date]])","v":2},{"$f":"IF(OR(Tabulation[[#This Row],[DayNo]]=1,Tabulation[[#This Row],[DayNo]]=7),1,0)","v":0},{"$f":"COUNTIF(Holidays,Tabulation[[#This Row],[Date]])","v":0},{"$f":"CONCATENATE(Tabulation[[#This Row],[Holiday]],Tabulation[[#This Row],[Season]],Tabulation[[#This Row],[Weekend]],\"-\",IF(Tabulation[[#This Row],[Hour]]<10,0,\"\"),C1794)","v":"0Winter0-14"},{"$f":"VLOOKUP(Tabulation[[#This Row],[Concat]],Table3[],8)","v":0.28519},{"$f":"(Tabulation[[#This Row],[AC System Output (kW)]]*Tabulation[[#This Row],[Rate]])","v":0.33302092604}]
[3,15,15,770.03499999999997,{"$f":"Tabulation[[#This Row],[AC System Output (W)]]/1000","v":0.77003499999999991},{"$f":"VLOOKUP(Tabulation[[#This Row],[Month]],Season,2)","v":"Winter"},{"$f":"(DATE(2021,Tabulation[[#This Row],[Month]],Tabulation[[#This Row],[Day]]))","v":"2021-03-15"},{"$f":"WEEKDAY(Tabulation[[#This Row],[Date]])","v":2},{"$f":"IF(OR(Tabulation[[#This Row],[DayNo]]=1,Tabulation[[#This Row],[DayNo]]=7),1,0)","v":0},{"$f":"COUNTIF(Holidays,Tabulation[[#This Row],[Date]])","v":0},{"$f":"CONCATENATE(Tabulation[[#This Row],[Holiday]],Tabulation[[#This Row],[Season]],Tabulation[[#This Row],[Weekend]],\"-\",IF(Tabulation[[#This Row],[Hour]]<10,0,\"\"),C1795)","v":"0Winter0-15"},{"$f":"VLOOKUP(Tabulation[[#This Row],[Concat]],Table3[],8)","v":0.28519},{"$f":"(Tabulation[[#This Row],[AC System Output (kW)]]*Tabulation[[#This Row],[Rate]])","v":0.21960628164999998}]
[3,15,16,813.60299999999995,{"$f":"Tabulation[[#This Row],[AC System Output (W)]]/1000","v":0.81360299999999997},{"$f":"VLOOKUP(Tabulation[[#This Row],[Month]],Season,2)","v":"Winter"},{"$f":"(DATE(2021,Tabulation[[#This Row],[Month]],Tabulation[[#This Row],[Day]]))","v":"2021-03-15"},{"$f":"WEEKDAY(Tabulation[[#This Row],[Date]])","v":2},{"$f":"IF(OR(Tabulation[[#This Row],[DayNo]]=1,Tabulation[[#This Row],[DayNo]]=7),1,0)","v":0},{"$f":"COUNTIF(Holidays,Tabulation[[#This Row],[Date]])","v":0},{"$f":"CONCATENATE(Tabulation[[#This Row],[Holiday]],Tabulation[[#This Row],[Season]],Tabulation[[#This Row],[Weekend]],\"-\",IF(Tabulation[[#This Row],[Hour]]<10,0,\"\"),C1796)","v":"0Winter0-16"},{"$f":"VLOOKUP(Tabulation[[#This Row],[Concat]],Table3[],8)","v":0.28519},{"$f":"(Tabulation[[#This Row],[AC System Output (kW)]]*Tabulation[[#This Row],[Rate]])","v":0.23203143957}]
[3,15,17,207.631,{"$f":"Tabulation[[#This Row],[AC System Output (W)]]/1000","v":0.20763100000000001},{"$f":"VLOOKUP(Tabulation[[#This Row],[Month]],Season,2)","v":"Winter"},{"$f":"(DATE(2021,Tabulation[[#This Row],[Month]],Tabulation[[#This Row],[Day]]))","v":"2021-03-15"},{"$f":"WEEKDAY(Tabulation[[#This Row],[Date]])","v":2},{"$f":"IF(OR(Tabulation[[#This Row],[DayNo]]=1,Tabulation[[#This Row],[DayNo]]=7),1,0)","v":0},{"$f":"COUNTIF(Holidays,Tabulation[[#This Row],[Date]])","v":0},{"$f":"CONCATENATE(Tabulation[[#This Row],[Holiday]],Tabulation[[#This Row],[Season]],Tabulation[[#This Row],[Weekend]],\"-\",IF(Tabulation[[#This Row],[Hour]]<10,0,\"\"),C1797)","v":"0Winter0-17"},{"$f":"VLOOKUP(Tabulation[[#This Row],[Concat]],Table3[],8)","v":0.30257000000000001},{"$f":"(Tabulation[[#This Row],[AC System Output (kW)]]*Tabulation[[#This Row],[Rate]])","v":6.2822911670000009E-2}]
[3,15,18,0,{"$f":"Tabulation[[#This Row],[AC System Output (W)]]/1000","v":0},{"$f":"VLOOKUP(Tabulation[[#This Row],[Month]],Season,2)","v":"Winter"},{"$f":"(DATE(2021,Tabulation[[#This Row],[Month]],Tabulation[[#This Row],[Day]]))","v":"2021-03-15"},{"$f":"WEEKDAY(Tabulation[[#This Row],[Date]])","v":2},{"$f":"IF(OR(Tabulation[[#This Row],[DayNo]]=1,Tabulation[[#This Row],[DayNo]]=7),1,0)","v":0},{"$f":"COUNTIF(Holidays,Tabulation[[#This Row],[Date]])","v":0},{"$f":"CONCATENATE(Tabulation[[#This Row],[Holiday]],Tabulation[[#This Row],[Season]],Tabulation[[#This Row],[Weekend]],\"-\",IF(Tabulation[[#This Row],[Hour]]<10,0,\"\"),C1798)","v":"0Winter0-18"},{"$f":"VLOOKUP(Tabulation[[#This Row],[Concat]],Table3[],8)","v":0.30257000000000001},{"$f":"(Tabulation[[#This Row],[AC System Output (kW)]]*Tabulation[[#This Row],[Rate]])","v":0}]
[3,15,19,0,{"$f":"Tabulation[[#This Row],[AC System Output (W)]]/1000","v":0},{"$f":"VLOOKUP(Tabulation[[#This Row],[Month]],Season,2)","v":"Winter"},{"$f":"(DATE(2021,Tabulation[[#This Row],[Month]],Tabulation[[#This Row],[Day]]))","v":"2021-03-15"},{"$f":"WEEKDAY(Tabulation[[#This Row],[Date]])","v":2},{"$f":"IF(OR(Tabulation[[#This Row],[DayNo]]=1,Tabulation[[#This Row],[DayNo]]=7),1,0)","v":0},{"$f":"COUNTIF(Holidays,Tabulation[[#This Row],[Date]])","v":0},{"$f":"CONCATENATE(Tabulation[[#This Row],[Holiday]],Tabulation[[#This Row],[Season]],Tabulation[[#This Row],[Weekend]],\"-\",IF(Tabulation[[#This Row],[Hour]]<10,0,\"\"),C1799)","v":"0Winter0-19"},{"$f":"VLOOKUP(Tabulation[[#This Row],[Concat]],Table3[],8)","v":0.30257000000000001},{"$f":"(Tabulation[[#This Row],[AC System Output (kW)]]*Tabulation[[#This Row],[Rate]])","v":0}]
[3,15,20,0,{"$f":"Tabulation[[#This Row],[AC System Output (W)]]/1000","v":0},{"$f":"VLOOKUP(Tabulation[[#This Row],[Month]],Season,2)","v":"Winter"},{"$f":"(DATE(2021,Tabulation[[#This Row],[Month]],Tabulation[[#This Row],[Day]]))","v":"2021-03-15"},{"$f":"WEEKDAY(Tabulation[[#This Row],[Date]])","v":2},{"$f":"IF(OR(Tabulation[[#This Row],[DayNo]]=1,Tabulation[[#This Row],[DayNo]]=7),1,0)","v":0},{"$f":"COUNTIF(Holidays,Tabulation[[#This Row],[Date]])","v":0},{"$f":"CONCATENATE(Tabulation[[#This Row],[Holiday]],Tabulation[[#This Row],[Season]],Tabulation[[#This Row],[Weekend]],\"-\",IF(Tabulation[[#This Row],[Hour]]<10,0,\"\"),C1800)","v":"0Winter0-20"},{"$f":"VLOOKUP(Tabulation[[#This Row],[Concat]],Table3[],8)","v":0.28519},{"$f":"(Tabulation[[#This Row],[AC System Output (kW)]]*Tabulation[[#This Row],[Rate]])","v":0}]
[3,15,21,0,{"$f":"Tabulation[[#This Row],[AC System Output (W)]]/1000","v":0},{"$f":"VLOOKUP(Tabulation[[#This Row],[Month]],Season,2)","v":"Winter"},{"$f":"(DATE(2021,Tabulation[[#This Row],[Month]],Tabulation[[#This Row],[Day]]))","v":"2021-03-15"},{"$f":"WEEKDAY(Tabulation[[#This Row],[Date]])","v":2},{"$f":"IF(OR(Tabulation[[#This Row],[DayNo]]=1,Tabulation[[#This Row],[DayNo]]=7),1,0)","v":0},{"$f":"COUNTIF(Holidays,Tabulation[[#This Row],[Date]])","v":0},{"$f":"CONCATENATE(Tabulation[[#This Row],[Holiday]],Tabulation[[#This Row],[Season]],Tabulation[[#This Row],[Weekend]],\"-\",IF(Tabulation[[#This Row],[Hour]]<10,0,\"\"),C1801)","v":"0Winter0-21"},{"$f":"VLOOKUP(Tabulation[[#This Row],[Concat]],Table3[],8)","v":0.28519},{"$f":"(Tabulation[[#This Row],[AC System Output (kW)]]*Tabulation[[#This Row],[Rate]])","v":0}]
[3,15,22,0,{"$f":"Tabulation[[#This Row],[AC System Output (W)]]/1000","v":0},{"$f":"VLOOKUP(Tabulation[[#This Row],[Month]],Season,2)","v":"Winter"},{"$f":"(DATE(2021,Tabulation[[#This Row],[Month]],Tabulation[[#This Row],[Day]]))","v":"2021-03-15"},{"$f":"WEEKDAY(Tabulation[[#This Row],[Date]])","v":2},{"$f":"IF(OR(Tabulation[[#This Row],[DayNo]]=1,Tabulation[[#This Row],[DayNo]]=7),1,0)","v":0},{"$f":"COUNTIF(Holidays,Tabulation[[#This Row],[Date]])","v":0},{"$f":"CONCATENATE(Tabulation[[#This Row],[Holiday]],Tabulation[[#This Row],[Season]],Tabulation[[#This Row],[Weekend]],\"-\",IF(Tabulation[[#This Row],[Hour]]<10,0,\"\"),C1802)","v":"0Winter0-22"},{"$f":"VLOOKUP(Tabulation[[#This Row],[Concat]],Table3[],8)","v":0.28519},{"$f":"(Tabulation[[#This Row],[AC System Output (kW)]]*Tabulation[[#This Row],[Rate]])","v":0}]
[3,15,23,0,{"$f":"Tabulation[[#This Row],[AC System Output (W)]]/1000","v":0},{"$f":"VLOOKUP(Tabulation[[#This Row],[Month]],Season,2)","v":"Winter"},{"$f":"(DATE(2021,Tabulation[[#This Row],[Month]],Tabulation[[#This Row],[Day]]))","v":"2021-03-15"},{"$f":"WEEKDAY(Tabulation[[#This Row],[Date]])","v":2},{"$f":"IF(OR(Tabulation[[#This Row],[DayNo]]=1,Tabulation[[#This Row],[DayNo]]=7),1,0)","v":0},{"$f":"COUNTIF(Holidays,Tabulation[[#This Row],[Date]])","v":0},{"$f":"CONCATENATE(Tabulation[[#This Row],[Holiday]],Tabulation[[#This Row],[Season]],Tabulation[[#This Row],[Weekend]],\"-\",IF(Tabulation[[#This Row],[Hour]]<10,0,\"\"),C1803)","v":"0Winter0-23"},{"$f":"VLOOKUP(Tabulation[[#This Row],[Concat]],Table3[],8)","v":0.28519},{"$f":"(Tabulation[[#This Row],[AC System Output (kW)]]*Tabulation[[#This Row],[Rate]])","v":0}]
[3,16,0,0,{"$f":"Tabulation[[#This Row],[AC System Output (W)]]/1000","v":0},{"$f":"VLOOKUP(Tabulation[[#This Row],[Month]],Season,2)","v":"Winter"},{"$f":"(DATE(2021,Tabulation[[#This Row],[Month]],Tabulation[[#This Row],[Day]]))","v":"2021-03-16"},{"$f":"WEEKDAY(Tabulation[[#This Row],[Date]])","v":3},{"$f":"IF(OR(Tabulation[[#This Row],[DayNo]]=1,Tabulation[[#This Row],[DayNo]]=7),1,0)","v":0},{"$f":"COUNTIF(Holidays,Tabulation[[#This Row],[Date]])","v":0},{"$f":"CONCATENATE(Tabulation[[#This Row],[Holiday]],Tabulation[[#This Row],[Season]],Tabulation[[#This Row],[Weekend]],\"-\",IF(Tabulation[[#This Row],[Hour]]<10,0,\"\"),C1804)","v":"0Winter0-00"},{"$f":"VLOOKUP(Tabulation[[#This Row],[Concat]],Table3[],8)","v":0.28519},{"$f":"(Tabulation[[#This Row],[AC System Output (kW)]]*Tabulation[[#This Row],[Rate]])","v":0}]
[3,16,1,0,{"$f":"Tabulation[[#This Row],[AC System Output (W)]]/1000","v":0},{"$f":"VLOOKUP(Tabulation[[#This Row],[Month]],Season,2)","v":"Winter"},{"$f":"(DATE(2021,Tabulation[[#This Row],[Month]],Tabulation[[#This Row],[Day]]))","v":"2021-03-16"},{"$f":"WEEKDAY(Tabulation[[#This Row],[Date]])","v":3},{"$f":"IF(OR(Tabulation[[#This Row],[DayNo]]=1,Tabulation[[#This Row],[DayNo]]=7),1,0)","v":0},{"$f":"COUNTIF(Holidays,Tabulation[[#This Row],[Date]])","v":0},{"$f":"CONCATENATE(Tabulation[[#This Row],[Holiday]],Tabulation[[#This Row],[Season]],Tabulation[[#This Row],[Weekend]],\"-\",IF(Tabulation[[#This Row],[Hour]]<10,0,\"\"),C1805)","v":"0Winter0-01"},{"$f":"VLOOKUP(Tabulation[[#This Row],[Concat]],Table3[],8)","v":0.28519},{"$f":"(Tabulation[[#This Row],[AC System Output (kW)]]*Tabulation[[#This Row],[Rate]])","v":0}]
[3,16,2,0,{"$f":"Tabulation[[#This Row],[AC System Output (W)]]/1000","v":0},{"$f":"VLOOKUP(Tabulation[[#This Row],[Month]],Season,2)","v":"Winter"},{"$f":"(DATE(2021,Tabulation[[#This Row],[Month]],Tabulation[[#This Row],[Day]]))","v":"2021-03-16"},{"$f":"WEEKDAY(Tabulation[[#This Row],[Date]])","v":3},{"$f":"IF(OR(Tabulation[[#This Row],[DayNo]]=1,Tabulation[[#This Row],[DayNo]]=7),1,0)","v":0},{"$f":"COUNTIF(Holidays,Tabulation[[#This Row],[Date]])","v":0},{"$f":"CONCATENATE(Tabulation[[#This Row],[Holiday]],Tabulation[[#This Row],[Season]],Tabulation[[#This Row],[Weekend]],\"-\",IF(Tabulation[[#This Row],[Hour]]<10,0,\"\"),C1806)","v":"0Winter0-02"},{"$f":"VLOOKUP(Tabulation[[#This Row],[Concat]],Table3[],8)","v":0.28519},{"$f":"(Tabulation[[#This Row],[AC System Output (kW)]]*Tabulation[[#This Row],[Rate]])","v":0}]
[3,16,3,0,{"$f":"Tabulation[[#This Row],[AC System Output (W)]]/1000","v":0},{"$f":"VLOOKUP(Tabulation[[#This Row],[Month]],Season,2)","v":"Winter"},{"$f":"(DATE(2021,Tabulation[[#This Row],[Month]],Tabulation[[#This Row],[Day]]))","v":"2021-03-16"},{"$f":"WEEKDAY(Tabulation[[#This Row],[Date]])","v":3},{"$f":"IF(OR(Tabulation[[#This Row],[DayNo]]=1,Tabulation[[#This Row],[DayNo]]=7),1,0)","v":0},{"$f":"COUNTIF(Holidays,Tabulation[[#This Row],[Date]])","v":0},{"$f":"CONCATENATE(Tabulation[[#This Row],[Holiday]],Tabulation[[#This Row],[Season]],Tabulation[[#This Row],[Weekend]],\"-\",IF(Tabulation[[#This Row],[Hour]]<10,0,\"\"),C1807)","v":"0Winter0-03"},{"$f":"VLOOKUP(Tabulation[[#This Row],[Concat]],Table3[],8)","v":0.28519},{"$f":"(Tabulation[[#This Row],[AC System Output (kW)]]*Tabulation[[#This Row],[Rate]])","v":0}]
[3,16,4,0,{"$f":"Tabulation[[#This Row],[AC System Output (W)]]/1000","v":0},{"$f":"VLOOKUP(Tabulation[[#This Row],[Month]],Season,2)","v":"Winter"},{"$f":"(DATE(2021,Tabulation[[#This Row],[Month]],Tabulation[[#This Row],[Day]]))","v":"2021-03-16"},{"$f":"WEEKDAY(Tabulation[[#This Row],[Date]])","v":3},{"$f":"IF(OR(Tabulation[[#This Row],[DayNo]]=1,Tabulation[[#This Row],[DayNo]]=7),1,0)","v":0},{"$f":"COUNTIF(Holidays,Tabulation[[#This Row],[Date]])","v":0},{"$f":"CONCATENATE(Tabulation[[#This Row],[Holiday]],Tabulation[[#This Row],[Season]],Tabulation[[#This Row],[Weekend]],\"-\",IF(Tabulation[[#This Row],[Hour]]<10,0,\"\"),C1808)","v":"0Winter0-04"},{"$f":"VLOOKUP(Tabulation[[#This Row],[Concat]],Table3[],8)","v":0.28519},{"$f":"(Tabulation[[#This Row],[AC System Output (kW)]]*Tabulation[[#This Row],[Rate]])","v":0}]
[3,16,5,0,{"$f":"Tabulation[[#This Row],[AC System Output (W)]]/1000","v":0},{"$f":"VLOOKUP(Tabulation[[#This Row],[Month]],Season,2)","v":"Winter"},{"$f":"(DATE(2021,Tabulation[[#This Row],[Month]],Tabulation[[#This Row],[Day]]))","v":"2021-03-16"},{"$f":"WEEKDAY(Tabulation[[#This Row],[Date]])","v":3},{"$f":"IF(OR(Tabulation[[#This Row],[DayNo]]=1,Tabulation[[#This Row],[DayNo]]=7),1,0)","v":0},{"$f":"COUNTIF(Holidays,Tabulation[[#This Row],[Date]])","v":0},{"$f":"CONCATENATE(Tabulation[[#This Row],[Holiday]],Tabulation[[#This Row],[Season]],Tabulation[[#This Row],[Weekend]],\"-\",IF(Tabulation[[#This Row],[Hour]]<10,0,\"\"),C1809)","v":"0Winter0-05"},{"$f":"VLOOKUP(Tabulation[[#This Row],[Concat]],Table3[],8)","v":0.28519},{"$f":"(Tabulation[[#This Row],[AC System Output (kW)]]*Tabulation[[#This Row],[Rate]])","v":0}]
[3,16,6,86.168999999999997,{"$f":"Tabulation[[#This Row],[AC System Output (W)]]/1000","v":8.6168999999999996E-2},{"$f":"VLOOKUP(Tabulation[[#This Row],[Month]],Season,2)","v":"Winter"},{"$f":"(DATE(2021,Tabulation[[#This Row],[Month]],Tabulation[[#This Row],[Day]]))","v":"2021-03-16"},{"$f":"WEEKDAY(Tabulation[[#This Row],[Date]])","v":3},{"$f":"IF(OR(Tabulation[[#This Row],[DayNo]]=1,Tabulation[[#This Row],[DayNo]]=7),1,0)","v":0},{"$f":"COUNTIF(Holidays,Tabulation[[#This Row],[Date]])","v":0},{"$f":"CONCATENATE(Tabulation[[#This Row],[Holiday]],Tabulation[[#This Row],[Season]],Tabulation[[#This Row],[Weekend]],\"-\",IF(Tabulation[[#This Row],[Hour]]<10,0,\"\"),C1810)","v":"0Winter0-06"},{"$f":"VLOOKUP(Tabulation[[#This Row],[Concat]],Table3[],8)","v":0.28519},{"$f":"(Tabulation[[#This Row],[AC System Output (kW)]]*Tabulation[[#This Row],[Rate]])","v":2.4574537109999999E-2}]
[3,16,7,827.04700000000003,{"$f":"Tabulation[[#This Row],[AC System Output (W)]]/1000","v":0.82704699999999998},{"$f":"VLOOKUP(Tabulation[[#This Row],[Month]],Season,2)","v":"Winter"},{"$f":"(DATE(2021,Tabulation[[#This Row],[Month]],Tabulation[[#This Row],[Day]]))","v":"2021-03-16"},{"$f":"WEEKDAY(Tabulation[[#This Row],[Date]])","v":3},{"$f":"IF(OR(Tabulation[[#This Row],[DayNo]]=1,Tabulation[[#This Row],[DayNo]]=7),1,0)","v":0},{"$f":"COUNTIF(Holidays,Tabulation[[#This Row],[Date]])","v":0},{"$f":"CONCATENATE(Tabulation[[#This Row],[Holiday]],Tabulation[[#This Row],[Season]],Tabulation[[#This Row],[Weekend]],\"-\",IF(Tabulation[[#This Row],[Hour]]<10,0,\"\"),C1811)","v":"0Winter0-07"},{"$f":"VLOOKUP(Tabulation[[#This Row],[Concat]],Table3[],8)","v":0.28519},{"$f":"(Tabulation[[#This Row],[AC System Output (kW)]]*Tabulation[[#This Row],[Rate]])","v":0.23586553392999998}]
[3,16,8,1735.4559999999999,{"$f":"Tabulation[[#This Row],[AC System Output (W)]]/1000","v":1.7354559999999999},{"$f":"VLOOKUP(Tabulation[[#This Row],[Month]],Season,2)","v":"Winter"},{"$f":"(DATE(2021,Tabulation[[#This Row],[Month]],Tabulation[[#This Row],[Day]]))","v":"2021-03-16"},{"$f":"WEEKDAY(Tabulation[[#This Row],[Date]])","v":3},{"$f":"IF(OR(Tabulation[[#This Row],[DayNo]]=1,Tabulation[[#This Row],[DayNo]]=7),1,0)","v":0},{"$f":"COUNTIF(Holidays,Tabulation[[#This Row],[Date]])","v":0},{"$f":"CONCATENATE(Tabulation[[#This Row],[Holiday]],Tabulation[[#This Row],[Season]],Tabulation[[#This Row],[Weekend]],\"-\",IF(Tabulation[[#This Row],[Hour]]<10,0,\"\"),C1812)","v":"0Winter0-08"},{"$f":"VLOOKUP(Tabulation[[#This Row],[Concat]],Table3[],8)","v":0.28519},{"$f":"(Tabulation[[#This Row],[AC System Output (kW)]]*Tabulation[[#This Row],[Rate]])","v":0.49493469663999995}]
[3,16,9,2455.5419999999999,{"$f":"Tabulation[[#This Row],[AC System Output (W)]]/1000","v":2.4555419999999999},{"$f":"VLOOKUP(Tabulation[[#This Row],[Month]],Season,2)","v":"Winter"},{"$f":"(DATE(2021,Tabulation[[#This Row],[Month]],Tabulation[[#This Row],[Day]]))","v":"2021-03-16"},{"$f":"WEEKDAY(Tabulation[[#This Row],[Date]])","v":3},{"$f":"IF(OR(Tabulation[[#This Row],[DayNo]]=1,Tabulation[[#This Row],[DayNo]]=7),1,0)","v":0},{"$f":"COUNTIF(Holidays,Tabulation[[#This Row],[Date]])","v":0},{"$f":"CONCATENATE(Tabulation[[#This Row],[Holiday]],Tabulation[[#This Row],[Season]],Tabulation[[#This Row],[Weekend]],\"-\",IF(Tabulation[[#This Row],[Hour]]<10,0,\"\"),C1813)","v":"0Winter0-09"},{"$f":"VLOOKUP(Tabulation[[#This Row],[Concat]],Table3[],8)","v":0.28519},{"$f":"(Tabulation[[#This Row],[AC System Output (kW)]]*Tabulation[[#This Row],[Rate]])","v":0.70029602297999993}]
[3,16,10,581.71199999999999,{"$f":"Tabulation[[#This Row],[AC System Output (W)]]/1000","v":0.58171200000000001},{"$f":"VLOOKUP(Tabulation[[#This Row],[Month]],Season,2)","v":"Winter"},{"$f":"(DATE(2021,Tabulation[[#This Row],[Month]],Tabulation[[#This Row],[Day]]))","v":"2021-03-16"},{"$f":"WEEKDAY(Tabulation[[#This Row],[Date]])","v":3},{"$f":"IF(OR(Tabulation[[#This Row],[DayNo]]=1,Tabulation[[#This Row],[DayNo]]=7),1,0)","v":0},{"$f":"COUNTIF(Holidays,Tabulation[[#This Row],[Date]])","v":0},{"$f":"CONCATENATE(Tabulation[[#This Row],[Holiday]],Tabulation[[#This Row],[Season]],Tabulation[[#This Row],[Weekend]],\"-\",IF(Tabulation[[#This Row],[Hour]]<10,0,\"\"),C1814)","v":"0Winter0-10"},{"$f":"VLOOKUP(Tabulation[[#This Row],[Concat]],Table3[],8)","v":0.28519},{"$f":"(Tabulation[[#This Row],[AC System Output (kW)]]*Tabulation[[#This Row],[Rate]])","v":0.16589844528}]
[3,16,11,1979.825,{"$f":"Tabulation[[#This Row],[AC System Output (W)]]/1000","v":1.9798249999999999},{"$f":"VLOOKUP(Tabulation[[#This Row],[Month]],Season,2)","v":"Winter"},{"$f":"(DATE(2021,Tabulation[[#This Row],[Month]],Tabulation[[#This Row],[Day]]))","v":"2021-03-16"},{"$f":"WEEKDAY(Tabulation[[#This Row],[Date]])","v":3},{"$f":"IF(OR(Tabulation[[#This Row],[DayNo]]=1,Tabulation[[#This Row],[DayNo]]=7),1,0)","v":0},{"$f":"COUNTIF(Holidays,Tabulation[[#This Row],[Date]])","v":0},{"$f":"CONCATENATE(Tabulation[[#This Row],[Holiday]],Tabulation[[#This Row],[Season]],Tabulation[[#This Row],[Weekend]],\"-\",IF(Tabulation[[#This Row],[Hour]]<10,0,\"\"),C1815)","v":"0Winter0-11"},{"$f":"VLOOKUP(Tabulation[[#This Row],[Concat]],Table3[],8)","v":0.28519},{"$f":"(Tabulation[[#This Row],[AC System Output (kW)]]*Tabulation[[#This Row],[Rate]])","v":0.56462629175000001}]
[3,16,12,2288.0390000000002,{"$f":"Tabulation[[#This Row],[AC System Output (W)]]/1000","v":2.2880390000000004},{"$f":"VLOOKUP(Tabulation[[#This Row],[Month]],Season,2)","v":"Winter"},{"$f":"(DATE(2021,Tabulation[[#This Row],[Month]],Tabulation[[#This Row],[Day]]))","v":"2021-03-16"},{"$f":"WEEKDAY(Tabulation[[#This Row],[Date]])","v":3},{"$f":"IF(OR(Tabulation[[#This Row],[DayNo]]=1,Tabulation[[#This Row],[DayNo]]=7),1,0)","v":0},{"$f":"COUNTIF(Holidays,Tabulation[[#This Row],[Date]])","v":0},{"$f":"CONCATENATE(Tabulation[[#This Row],[Holiday]],Tabulation[[#This Row],[Season]],Tabulation[[#This Row],[Weekend]],\"-\",IF(Tabulation[[#This Row],[Hour]]<10,0,\"\"),C1816)","v":"0Winter0-12"},{"$f":"VLOOKUP(Tabulation[[#This Row],[Concat]],Table3[],8)","v":0.28519},{"$f":"(Tabulation[[#This Row],[AC System Output (kW)]]*Tabulation[[#This Row],[Rate]])","v":0.65252584241000011}]
[3,16,13,2474.8110000000001,{"$f":"Tabulation[[#This Row],[AC System Output (W)]]/1000","v":2.4748110000000003},{"$f":"VLOOKUP(Tabulation[[#This Row],[Month]],Season,2)","v":"Winter"},{"$f":"(DATE(2021,Tabulation[[#This Row],[Month]],Tabulation[[#This Row],[Day]]))","v":"2021-03-16"},{"$f":"WEEKDAY(Tabulation[[#This Row],[Date]])","v":3},{"$f":"IF(OR(Tabulation[[#This Row],[DayNo]]=1,Tabulation[[#This Row],[DayNo]]=7),1,0)","v":0},{"$f":"COUNTIF(Holidays,Tabulation[[#This Row],[Date]])","v":0},{"$f":"CONCATENATE(Tabulation[[#This Row],[Holiday]],Tabulation[[#This Row],[Season]],Tabulation[[#This Row],[Weekend]],\"-\",IF(Tabulation[[#This Row],[Hour]]<10,0,\"\"),C1817)","v":"0Winter0-13"},{"$f":"VLOOKUP(Tabulation[[#This Row],[Concat]],Table3[],8)","v":0.28519},{"$f":"(Tabulation[[#This Row],[AC System Output (kW)]]*Tabulation[[#This Row],[Rate]])","v":0.70579134909000008}]
[3,16,14,1869.3679999999999,{"$f":"Tabulation[[#This Row],[AC System Output (W)]]/1000","v":1.8693679999999999},{"$f":"VLOOKUP(Tabulation[[#This Row],[Month]],Season,2)","v":"Winter"},{"$f":"(DATE(2021,Tabulation[[#This Row],[Month]],Tabulation[[#This Row],[Day]]))","v":"2021-03-16"},{"$f":"WEEKDAY(Tabulation[[#This Row],[Date]])","v":3},{"$f":"IF(OR(Tabulation[[#This Row],[DayNo]]=1,Tabulation[[#This Row],[DayNo]]=7),1,0)","v":0},{"$f":"COUNTIF(Holidays,Tabulation[[#This Row],[Date]])","v":0},{"$f":"CONCATENATE(Tabulation[[#This Row],[Holiday]],Tabulation[[#This Row],[Season]],Tabulation[[#This Row],[Weekend]],\"-\",IF(Tabulation[[#This Row],[Hour]]<10,0,\"\"),C1818)","v":"0Winter0-14"},{"$f":"VLOOKUP(Tabulation[[#This Row],[Concat]],Table3[],8)","v":0.28519},{"$f":"(Tabulation[[#This Row],[AC System Output (kW)]]*Tabulation[[#This Row],[Rate]])","v":0.53312505991999992}]
[3,16,15,2019.222,{"$f":"Tabulation[[#This Row],[AC System Output (W)]]/1000","v":2.0192220000000001},{"$f":"VLOOKUP(Tabulation[[#This Row],[Month]],Season,2)","v":"Winter"},{"$f":"(DATE(2021,Tabulation[[#This Row],[Month]],Tabulation[[#This Row],[Day]]))","v":"2021-03-16"},{"$f":"WEEKDAY(Tabulation[[#This Row],[Date]])","v":3},{"$f":"IF(OR(Tabulation[[#This Row],[DayNo]]=1,Tabulation[[#This Row],[DayNo]]=7),1,0)","v":0},{"$f":"COUNTIF(Holidays,Tabulation[[#This Row],[Date]])","v":0},{"$f":"CONCATENATE(Tabulation[[#This Row],[Holiday]],Tabulation[[#This Row],[Season]],Tabulation[[#This Row],[Weekend]],\"-\",IF(Tabulation[[#This Row],[Hour]]<10,0,\"\"),C1819)","v":"0Winter0-15"},{"$f":"VLOOKUP(Tabulation[[#This Row],[Concat]],Table3[],8)","v":0.28519},{"$f":"(Tabulation[[#This Row],[AC System Output (kW)]]*Tabulation[[#This Row],[Rate]])","v":0.57586192217999999}]
[3,16,16,846.90300000000002,{"$f":"Tabulation[[#This Row],[AC System Output (W)]]/1000","v":0.84690300000000007},{"$f":"VLOOKUP(Tabulation[[#This Row],[Month]],Season,2)","v":"Winter"},{"$f":"(DATE(2021,Tabulation[[#This Row],[Month]],Tabulation[[#This Row],[Day]]))","v":"2021-03-16"},{"$f":"WEEKDAY(Tabulation[[#This Row],[Date]])","v":3},{"$f":"IF(OR(Tabulation[[#This Row],[DayNo]]=1,Tabulation[[#This Row],[DayNo]]=7),1,0)","v":0},{"$f":"COUNTIF(Holidays,Tabulation[[#This Row],[Date]])","v":0},{"$f":"CONCATENATE(Tabulation[[#This Row],[Holiday]],Tabulation[[#This Row],[Season]],Tabulation[[#This Row],[Weekend]],\"-\",IF(Tabulation[[#This Row],[Hour]]<10,0,\"\"),C1820)","v":"0Winter0-16"},{"$f":"VLOOKUP(Tabulation[[#This Row],[Concat]],Table3[],8)","v":0.28519},{"$f":"(Tabulation[[#This Row],[AC System Output (kW)]]*Tabulation[[#This Row],[Rate]])","v":0.24152826657000001}]
[3,16,17,135.72399999999999,{"$f":"Tabulation[[#This Row],[AC System Output (W)]]/1000","v":0.13572399999999998},{"$f":"VLOOKUP(Tabulation[[#This Row],[Month]],Season,2)","v":"Winter"},{"$f":"(DATE(2021,Tabulation[[#This Row],[Month]],Tabulation[[#This Row],[Day]]))","v":"2021-03-16"},{"$f":"WEEKDAY(Tabulation[[#This Row],[Date]])","v":3},{"$f":"IF(OR(Tabulation[[#This Row],[DayNo]]=1,Tabulation[[#This Row],[DayNo]]=7),1,0)","v":0},{"$f":"COUNTIF(Holidays,Tabulation[[#This Row],[Date]])","v":0},{"$f":"CONCATENATE(Tabulation[[#This Row],[Holiday]],Tabulation[[#This Row],[Season]],Tabulation[[#This Row],[Weekend]],\"-\",IF(Tabulation[[#This Row],[Hour]]<10,0,\"\"),C1821)","v":"0Winter0-17"},{"$f":"VLOOKUP(Tabulation[[#This Row],[Concat]],Table3[],8)","v":0.30257000000000001},{"$f":"(Tabulation[[#This Row],[AC System Output (kW)]]*Tabulation[[#This Row],[Rate]])","v":4.1066010679999994E-2}]
[3,16,18,0,{"$f":"Tabulation[[#This Row],[AC System Output (W)]]/1000","v":0},{"$f":"VLOOKUP(Tabulation[[#This Row],[Month]],Season,2)","v":"Winter"},{"$f":"(DATE(2021,Tabulation[[#This Row],[Month]],Tabulation[[#This Row],[Day]]))","v":"2021-03-16"},{"$f":"WEEKDAY(Tabulation[[#This Row],[Date]])","v":3},{"$f":"IF(OR(Tabulation[[#This Row],[DayNo]]=1,Tabulation[[#This Row],[DayNo]]=7),1,0)","v":0},{"$f":"COUNTIF(Holidays,Tabulation[[#This Row],[Date]])","v":0},{"$f":"CONCATENATE(Tabulation[[#This Row],[Holiday]],Tabulation[[#This Row],[Season]],Tabulation[[#This Row],[Weekend]],\"-\",IF(Tabulation[[#This Row],[Hour]]<10,0,\"\"),C1822)","v":"0Winter0-18"},{"$f":"VLOOKUP(Tabulation[[#This Row],[Concat]],Table3[],8)","v":0.30257000000000001},{"$f":"(Tabulation[[#This Row],[AC System Output (kW)]]*Tabulation[[#This Row],[Rate]])","v":0}]
[3,16,19,0,{"$f":"Tabulation[[#This Row],[AC System Output (W)]]/1000","v":0},{"$f":"VLOOKUP(Tabulation[[#This Row],[Month]],Season,2)","v":"Winter"},{"$f":"(DATE(2021,Tabulation[[#This Row],[Month]],Tabulation[[#This Row],[Day]]))","v":"2021-03-16"},{"$f":"WEEKDAY(Tabulation[[#This Row],[Date]])","v":3},{"$f":"IF(OR(Tabulation[[#This Row],[DayNo]]=1,Tabulation[[#This Row],[DayNo]]=7),1,0)","v":0},{"$f":"COUNTIF(Holidays,Tabulation[[#This Row],[Date]])","v":0},{"$f":"CONCATENATE(Tabulation[[#This Row],[Holiday]],Tabulation[[#This Row],[Season]],Tabulation[[#This Row],[Weekend]],\"-\",IF(Tabulation[[#This Row],[Hour]]<10,0,\"\"),C1823)","v":"0Winter0-19"},{"$f":"VLOOKUP(Tabulation[[#This Row],[Concat]],Table3[],8)","v":0.30257000000000001},{"$f":"(Tabulation[[#This Row],[AC System Output (kW)]]*Tabulation[[#This Row],[Rate]])","v":0}]
[3,16,20,0,{"$f":"Tabulation[[#This Row],[AC System Output (W)]]/1000","v":0},{"$f":"VLOOKUP(Tabulation[[#This Row],[Month]],Season,2)","v":"Winter"},{"$f":"(DATE(2021,Tabulation[[#This Row],[Month]],Tabulation[[#This Row],[Day]]))","v":"2021-03-16"},{"$f":"WEEKDAY(Tabulation[[#This Row],[Date]])","v":3},{"$f":"IF(OR(Tabulation[[#This Row],[DayNo]]=1,Tabulation[[#This Row],[DayNo]]=7),1,0)","v":0},{"$f":"COUNTIF(Holidays,Tabulation[[#This Row],[Date]])","v":0},{"$f":"CONCATENATE(Tabulation[[#This Row],[Holiday]],Tabulation[[#This Row],[Season]],Tabulation[[#This Row],[Weekend]],\"-\",IF(Tabulation[[#This Row],[Hour]]<10,0,\"\"),C1824)","v":"0Winter0-20"},{"$f":"VLOOKUP(Tabulation[[#This Row],[Concat]],Table3[],8)","v":0.28519},{"$f":"(Tabulation[[#This Row],[AC System Output (kW)]]*Tabulation[[#This Row],[Rate]])","v":0}]
[3,16,21,0,{"$f":"Tabulation[[#This Row],[AC System Output (W)]]/1000","v":0},{"$f":"VLOOKUP(Tabulation[[#This Row],[Month]],Season,2)","v":"Winter"},{"$f":"(DATE(2021,Tabulation[[#This Row],[Month]],Tabulation[[#This Row],[Day]]))","v":"2021-03-16"},{"$f":"WEEKDAY(Tabulation[[#This Row],[Date]])","v":3},{"$f":"IF(OR(Tabulation[[#This Row],[DayNo]]=1,Tabulation[[#This Row],[DayNo]]=7),1,0)","v":0},{"$f":"COUNTIF(Holidays,Tabulation[[#This Row],[Date]])","v":0},{"$f":"CONCATENATE(Tabulation[[#This Row],[Holiday]],Tabulation[[#This Row],[Season]],Tabulation[[#This Row],[Weekend]],\"-\",IF(Tabulation[[#This Row],[Hour]]<10,0,\"\"),C1825)","v":"0Winter0-21"},{"$f":"VLOOKUP(Tabulation[[#This Row],[Concat]],Table3[],8)","v":0.28519},{"$f":"(Tabulation[[#This Row],[AC System Output (kW)]]*Tabulation[[#This Row],[Rate]])","v":0}]
[3,16,22,0,{"$f":"Tabulation[[#This Row],[AC System Output (W)]]/1000","v":0},{"$f":"VLOOKUP(Tabulation[[#This Row],[Month]],Season,2)","v":"Winter"},{"$f":"(DATE(2021,Tabulation[[#This Row],[Month]],Tabulation[[#This Row],[Day]]))","v":"2021-03-16"},{"$f":"WEEKDAY(Tabulation[[#This Row],[Date]])","v":3},{"$f":"IF(OR(Tabulation[[#This Row],[DayNo]]=1,Tabulation[[#This Row],[DayNo]]=7),1,0)","v":0},{"$f":"COUNTIF(Holidays,Tabulation[[#This Row],[Date]])","v":0},{"$f":"CONCATENATE(Tabulation[[#This Row],[Holiday]],Tabulation[[#This Row],[Season]],Tabulation[[#This Row],[Weekend]],\"-\",IF(Tabulation[[#This Row],[Hour]]<10,0,\"\"),C1826)","v":"0Winter0-22"},{"$f":"VLOOKUP(Tabulation[[#This Row],[Concat]],Table3[],8)","v":0.28519},{"$f":"(Tabulation[[#This Row],[AC System Output (kW)]]*Tabulation[[#This Row],[Rate]])","v":0}]
[3,16,23,0,{"$f":"Tabulation[[#This Row],[AC System Output (W)]]/1000","v":0},{"$f":"VLOOKUP(Tabulation[[#This Row],[Month]],Season,2)","v":"Winter"},{"$f":"(DATE(2021,Tabulation[[#This Row],[Month]],Tabulation[[#This Row],[Day]]))","v":"2021-03-16"},{"$f":"WEEKDAY(Tabulation[[#This Row],[Date]])","v":3},{"$f":"IF(OR(Tabulation[[#This Row],[DayNo]]=1,Tabulation[[#This Row],[DayNo]]=7),1,0)","v":0},{"$f":"COUNTIF(Holidays,Tabulation[[#This Row],[Date]])","v":0},{"$f":"CONCATENATE(Tabulation[[#This Row],[Holiday]],Tabulation[[#This Row],[Season]],Tabulation[[#This Row],[Weekend]],\"-\",IF(Tabulation[[#This Row],[Hour]]<10,0,\"\"),C1827)","v":"0Winter0-23"},{"$f":"VLOOKUP(Tabulation[[#This Row],[Concat]],Table3[],8)","v":0.28519},{"$f":"(Tabulation[[#This Row],[AC System Output (kW)]]*Tabulation[[#This Row],[Rate]])","v":0}]
[3,17,0,0,{"$f":"Tabulation[[#This Row],[AC System Output (W)]]/1000","v":0},{"$f":"VLOOKUP(Tabulation[[#This Row],[Month]],Season,2)","v":"Winter"},{"$f":"(DATE(2021,Tabulation[[#This Row],[Month]],Tabulation[[#This Row],[Day]]))","v":"2021-03-17"},{"$f":"WEEKDAY(Tabulation[[#This Row],[Date]])","v":4},{"$f":"IF(OR(Tabulation[[#This Row],[DayNo]]=1,Tabulation[[#This Row],[DayNo]]=7),1,0)","v":0},{"$f":"COUNTIF(Holidays,Tabulation[[#This Row],[Date]])","v":0},{"$f":"CONCATENATE(Tabulation[[#This Row],[Holiday]],Tabulation[[#This Row],[Season]],Tabulation[[#This Row],[Weekend]],\"-\",IF(Tabulation[[#This Row],[Hour]]<10,0,\"\"),C1828)","v":"0Winter0-00"},{"$f":"VLOOKUP(Tabulation[[#This Row],[Concat]],Table3[],8)","v":0.28519},{"$f":"(Tabulation[[#This Row],[AC System Output (kW)]]*Tabulation[[#This Row],[Rate]])","v":0}]
[3,17,1,0,{"$f":"Tabulation[[#This Row],[AC System Output (W)]]/1000","v":0},{"$f":"VLOOKUP(Tabulation[[#This Row],[Month]],Season,2)","v":"Winter"},{"$f":"(DATE(2021,Tabulation[[#This Row],[Month]],Tabulation[[#This Row],[Day]]))","v":"2021-03-17"},{"$f":"WEEKDAY(Tabulation[[#This Row],[Date]])","v":4},{"$f":"IF(OR(Tabulation[[#This Row],[DayNo]]=1,Tabulation[[#This Row],[DayNo]]=7),1,0)","v":0},{"$f":"COUNTIF(Holidays,Tabulation[[#This Row],[Date]])","v":0},{"$f":"CONCATENATE(Tabulation[[#This Row],[Holiday]],Tabulation[[#This Row],[Season]],Tabulation[[#This Row],[Weekend]],\"-\",IF(Tabulation[[#This Row],[Hour]]<10,0,\"\"),C1829)","v":"0Winter0-01"},{"$f":"VLOOKUP(Tabulation[[#This Row],[Concat]],Table3[],8)","v":0.28519},{"$f":"(Tabulation[[#This Row],[AC System Output (kW)]]*Tabulation[[#This Row],[Rate]])","v":0}]
[3,17,2,0,{"$f":"Tabulation[[#This Row],[AC System Output (W)]]/1000","v":0},{"$f":"VLOOKUP(Tabulation[[#This Row],[Month]],Season,2)","v":"Winter"},{"$f":"(DATE(2021,Tabulation[[#This Row],[Month]],Tabulation[[#This Row],[Day]]))","v":"2021-03-17"},{"$f":"WEEKDAY(Tabulation[[#This Row],[Date]])","v":4},{"$f":"IF(OR(Tabulation[[#This Row],[DayNo]]=1,Tabulation[[#This Row],[DayNo]]=7),1,0)","v":0},{"$f":"COUNTIF(Holidays,Tabulation[[#This Row],[Date]])","v":0},{"$f":"CONCATENATE(Tabulation[[#This Row],[Holiday]],Tabulation[[#This Row],[Season]],Tabulation[[#This Row],[Weekend]],\"-\",IF(Tabulation[[#This Row],[Hour]]<10,0,\"\"),C1830)","v":"0Winter0-02"},{"$f":"VLOOKUP(Tabulation[[#This Row],[Concat]],Table3[],8)","v":0.28519},{"$f":"(Tabulation[[#This Row],[AC System Output (kW)]]*Tabulation[[#This Row],[Rate]])","v":0}]
[3,17,3,0,{"$f":"Tabulation[[#This Row],[AC System Output (W)]]/1000","v":0},{"$f":"VLOOKUP(Tabulation[[#This Row],[Month]],Season,2)","v":"Winter"},{"$f":"(DATE(2021,Tabulation[[#This Row],[Month]],Tabulation[[#This Row],[Day]]))","v":"2021-03-17"},{"$f":"WEEKDAY(Tabulation[[#This Row],[Date]])","v":4},{"$f":"IF(OR(Tabulation[[#This Row],[DayNo]]=1,Tabulation[[#This Row],[DayNo]]=7),1,0)","v":0},{"$f":"COUNTIF(Holidays,Tabulation[[#This Row],[Date]])","v":0},{"$f":"CONCATENATE(Tabulation[[#This Row],[Holiday]],Tabulation[[#This Row],[Season]],Tabulation[[#This Row],[Weekend]],\"-\",IF(Tabulation[[#This Row],[Hour]]<10,0,\"\"),C1831)","v":"0Winter0-03"},{"$f":"VLOOKUP(Tabulation[[#This Row],[Concat]],Table3[],8)","v":0.28519},{"$f":"(Tabulation[[#This Row],[AC System Output (kW)]]*Tabulation[[#This Row],[Rate]])","v":0}]
[3,17,4,0,{"$f":"Tabulation[[#This Row],[AC System Output (W)]]/1000","v":0},{"$f":"VLOOKUP(Tabulation[[#This Row],[Month]],Season,2)","v":"Winter"},{"$f":"(DATE(2021,Tabulation[[#This Row],[Month]],Tabulation[[#This Row],[Day]]))","v":"2021-03-17"},{"$f":"WEEKDAY(Tabulation[[#This Row],[Date]])","v":4},{"$f":"IF(OR(Tabulation[[#This Row],[DayNo]]=1,Tabulation[[#This Row],[DayNo]]=7),1,0)","v":0},{"$f":"COUNTIF(Holidays,Tabulation[[#This Row],[Date]])","v":0},{"$f":"CONCATENATE(Tabulation[[#This Row],[Holiday]],Tabulation[[#This Row],[Season]],Tabulation[[#This Row],[Weekend]],\"-\",IF(Tabulation[[#This Row],[Hour]]<10,0,\"\"),C1832)","v":"0Winter0-04"},{"$f":"VLOOKUP(Tabulation[[#This Row],[Concat]],Table3[],8)","v":0.28519},{"$f":"(Tabulation[[#This Row],[AC System Output (kW)]]*Tabulation[[#This Row],[Rate]])","v":0}]
[3,17,5,0,{"$f":"Tabulation[[#This Row],[AC System Output (W)]]/1000","v":0},{"$f":"VLOOKUP(Tabulation[[#This Row],[Month]],Season,2)","v":"Winter"},{"$f":"(DATE(2021,Tabulation[[#This Row],[Month]],Tabulation[[#This Row],[Day]]))","v":"2021-03-17"},{"$f":"WEEKDAY(Tabulation[[#This Row],[Date]])","v":4},{"$f":"IF(OR(Tabulation[[#This Row],[DayNo]]=1,Tabulation[[#This Row],[DayNo]]=7),1,0)","v":0},{"$f":"COUNTIF(Holidays,Tabulation[[#This Row],[Date]])","v":0},{"$f":"CONCATENATE(Tabulation[[#This Row],[Holiday]],Tabulation[[#This Row],[Season]],Tabulation[[#This Row],[Weekend]],\"-\",IF(Tabulation[[#This Row],[Hour]]<10,0,\"\"),C1833)","v":"0Winter0-05"},{"$f":"VLOOKUP(Tabulation[[#This Row],[Concat]],Table3[],8)","v":0.28519},{"$f":"(Tabulation[[#This Row],[AC System Output (kW)]]*Tabulation[[#This Row],[Rate]])","v":0}]
[3,17,6,0,{"$f":"Tabulation[[#This Row],[AC System Output (W)]]/1000","v":0},{"$f":"VLOOKUP(Tabulation[[#This Row],[Month]],Season,2)","v":"Winter"},{"$f":"(DATE(2021,Tabulation[[#This Row],[Month]],Tabulation[[#This Row],[Day]]))","v":"2021-03-17"},{"$f":"WEEKDAY(Tabulation[[#This Row],[Date]])","v":4},{"$f":"IF(OR(Tabulation[[#This Row],[DayNo]]=1,Tabulation[[#This Row],[DayNo]]=7),1,0)","v":0},{"$f":"COUNTIF(Holidays,Tabulation[[#This Row],[Date]])","v":0},{"$f":"CONCATENATE(Tabulation[[#This Row],[Holiday]],Tabulation[[#This Row],[Season]],Tabulation[[#This Row],[Weekend]],\"-\",IF(Tabulation[[#This Row],[Hour]]<10,0,\"\"),C1834)","v":"0Winter0-06"},{"$f":"VLOOKUP(Tabulation[[#This Row],[Concat]],Table3[],8)","v":0.28519},{"$f":"(Tabulation[[#This Row],[AC System Output (kW)]]*Tabulation[[#This Row],[Rate]])","v":0}]
[3,17,7,91.858000000000004,{"$f":"Tabulation[[#This Row],[AC System Output (W)]]/1000","v":9.1858000000000009E-2},{"$f":"VLOOKUP(Tabulation[[#This Row],[Month]],Season,2)","v":"Winter"},{"$f":"(DATE(2021,Tabulation[[#This Row],[Month]],Tabulation[[#This Row],[Day]]))","v":"2021-03-17"},{"$f":"WEEKDAY(Tabulation[[#This Row],[Date]])","v":4},{"$f":"IF(OR(Tabulation[[#This Row],[DayNo]]=1,Tabulation[[#This Row],[DayNo]]=7),1,0)","v":0},{"$f":"COUNTIF(Holidays,Tabulation[[#This Row],[Date]])","v":0},{"$f":"CONCATENATE(Tabulation[[#This Row],[Holiday]],Tabulation[[#This Row],[Season]],Tabulation[[#This Row],[Weekend]],\"-\",IF(Tabulation[[#This Row],[Hour]]<10,0,\"\"),C1835)","v":"0Winter0-07"},{"$f":"VLOOKUP(Tabulation[[#This Row],[Concat]],Table3[],8)","v":0.28519},{"$f":"(Tabulation[[#This Row],[AC System Output (kW)]]*Tabulation[[#This Row],[Rate]])","v":2.6196983020000002E-2}]
[3,17,8,1069.434,{"$f":"Tabulation[[#This Row],[AC System Output (W)]]/1000","v":1.069434},{"$f":"VLOOKUP(Tabulation[[#This Row],[Month]],Season,2)","v":"Winter"},{"$f":"(DATE(2021,Tabulation[[#This Row],[Month]],Tabulation[[#This Row],[Day]]))","v":"2021-03-17"},{"$f":"WEEKDAY(Tabulation[[#This Row],[Date]])","v":4},{"$f":"IF(OR(Tabulation[[#This Row],[DayNo]]=1,Tabulation[[#This Row],[DayNo]]=7),1,0)","v":0},{"$f":"COUNTIF(Holidays,Tabulation[[#This Row],[Date]])","v":0},{"$f":"CONCATENATE(Tabulation[[#This Row],[Holiday]],Tabulation[[#This Row],[Season]],Tabulation[[#This Row],[Weekend]],\"-\",IF(Tabulation[[#This Row],[Hour]]<10,0,\"\"),C1836)","v":"0Winter0-08"},{"$f":"VLOOKUP(Tabulation[[#This Row],[Concat]],Table3[],8)","v":0.28519},{"$f":"(Tabulation[[#This Row],[AC System Output (kW)]]*Tabulation[[#This Row],[Rate]])","v":0.30499188245999997}]
[3,17,9,341.52499999999998,{"$f":"Tabulation[[#This Row],[AC System Output (W)]]/1000","v":0.34152499999999997},{"$f":"VLOOKUP(Tabulation[[#This Row],[Month]],Season,2)","v":"Winter"},{"$f":"(DATE(2021,Tabulation[[#This Row],[Month]],Tabulation[[#This Row],[Day]]))","v":"2021-03-17"},{"$f":"WEEKDAY(Tabulation[[#This Row],[Date]])","v":4},{"$f":"IF(OR(Tabulation[[#This Row],[DayNo]]=1,Tabulation[[#This Row],[DayNo]]=7),1,0)","v":0},{"$f":"COUNTIF(Holidays,Tabulation[[#This Row],[Date]])","v":0},{"$f":"CONCATENATE(Tabulation[[#This Row],[Holiday]],Tabulation[[#This Row],[Season]],Tabulation[[#This Row],[Weekend]],\"-\",IF(Tabulation[[#This Row],[Hour]]<10,0,\"\"),C1837)","v":"0Winter0-09"},{"$f":"VLOOKUP(Tabulation[[#This Row],[Concat]],Table3[],8)","v":0.28519},{"$f":"(Tabulation[[#This Row],[AC System Output (kW)]]*Tabulation[[#This Row],[Rate]])","v":9.7399514749999985E-2}]
[3,17,10,1489.7570000000001,{"$f":"Tabulation[[#This Row],[AC System Output (W)]]/1000","v":1.489757},{"$f":"VLOOKUP(Tabulation[[#This Row],[Month]],Season,2)","v":"Winter"},{"$f":"(DATE(2021,Tabulation[[#This Row],[Month]],Tabulation[[#This Row],[Day]]))","v":"2021-03-17"},{"$f":"WEEKDAY(Tabulation[[#This Row],[Date]])","v":4},{"$f":"IF(OR(Tabulation[[#This Row],[DayNo]]=1,Tabulation[[#This Row],[DayNo]]=7),1,0)","v":0},{"$f":"COUNTIF(Holidays,Tabulation[[#This Row],[Date]])","v":0},{"$f":"CONCATENATE(Tabulation[[#This Row],[Holiday]],Tabulation[[#This Row],[Season]],Tabulation[[#This Row],[Weekend]],\"-\",IF(Tabulation[[#This Row],[Hour]]<10,0,\"\"),C1838)","v":"0Winter0-10"},{"$f":"VLOOKUP(Tabulation[[#This Row],[Concat]],Table3[],8)","v":0.28519},{"$f":"(Tabulation[[#This Row],[AC System Output (kW)]]*Tabulation[[#This Row],[Rate]])","v":0.42486379882999997}]
[3,17,11,688.13699999999994,{"$f":"Tabulation[[#This Row],[AC System Output (W)]]/1000","v":0.688137},{"$f":"VLOOKUP(Tabulation[[#This Row],[Month]],Season,2)","v":"Winter"},{"$f":"(DATE(2021,Tabulation[[#This Row],[Month]],Tabulation[[#This Row],[Day]]))","v":"2021-03-17"},{"$f":"WEEKDAY(Tabulation[[#This Row],[Date]])","v":4},{"$f":"IF(OR(Tabulation[[#This Row],[DayNo]]=1,Tabulation[[#This Row],[DayNo]]=7),1,0)","v":0},{"$f":"COUNTIF(Holidays,Tabulation[[#This Row],[Date]])","v":0},{"$f":"CONCATENATE(Tabulation[[#This Row],[Holiday]],Tabulation[[#This Row],[Season]],Tabulation[[#This Row],[Weekend]],\"-\",IF(Tabulation[[#This Row],[Hour]]<10,0,\"\"),C1839)","v":"0Winter0-11"},{"$f":"VLOOKUP(Tabulation[[#This Row],[Concat]],Table3[],8)","v":0.28519},{"$f":"(Tabulation[[#This Row],[AC System Output (kW)]]*Tabulation[[#This Row],[Rate]])","v":0.19624979103000001}]
[3,17,12,808.16200000000003,{"$f":"Tabulation[[#This Row],[AC System Output (W)]]/1000","v":0.80816200000000005},{"$f":"VLOOKUP(Tabulation[[#This Row],[Month]],Season,2)","v":"Winter"},{"$f":"(DATE(2021,Tabulation[[#This Row],[Month]],Tabulation[[#This Row],[Day]]))","v":"2021-03-17"},{"$f":"WEEKDAY(Tabulation[[#This Row],[Date]])","v":4},{"$f":"IF(OR(Tabulation[[#This Row],[DayNo]]=1,Tabulation[[#This Row],[DayNo]]=7),1,0)","v":0},{"$f":"COUNTIF(Holidays,Tabulation[[#This Row],[Date]])","v":0},{"$f":"CONCATENATE(Tabulation[[#This Row],[Holiday]],Tabulation[[#This Row],[Season]],Tabulation[[#This Row],[Weekend]],\"-\",IF(Tabulation[[#This Row],[Hour]]<10,0,\"\"),C1840)","v":"0Winter0-12"},{"$f":"VLOOKUP(Tabulation[[#This Row],[Concat]],Table3[],8)","v":0.28519},{"$f":"(Tabulation[[#This Row],[AC System Output (kW)]]*Tabulation[[#This Row],[Rate]])","v":0.23047972078000001}]
[3,17,13,1766.3620000000001,{"$f":"Tabulation[[#This Row],[AC System Output (W)]]/1000","v":1.766362},{"$f":"VLOOKUP(Tabulation[[#This Row],[Month]],Season,2)","v":"Winter"},{"$f":"(DATE(2021,Tabulation[[#This Row],[Month]],Tabulation[[#This Row],[Day]]))","v":"2021-03-17"},{"$f":"WEEKDAY(Tabulation[[#This Row],[Date]])","v":4},{"$f":"IF(OR(Tabulation[[#This Row],[DayNo]]=1,Tabulation[[#This Row],[DayNo]]=7),1,0)","v":0},{"$f":"COUNTIF(Holidays,Tabulation[[#This Row],[Date]])","v":0},{"$f":"CONCATENATE(Tabulation[[#This Row],[Holiday]],Tabulation[[#This Row],[Season]],Tabulation[[#This Row],[Weekend]],\"-\",IF(Tabulation[[#This Row],[Hour]]<10,0,\"\"),C1841)","v":"0Winter0-13"},{"$f":"VLOOKUP(Tabulation[[#This Row],[Concat]],Table3[],8)","v":0.28519},{"$f":"(Tabulation[[#This Row],[AC System Output (kW)]]*Tabulation[[#This Row],[Rate]])","v":0.50374877878000002}]
[3,17,14,76.501999999999995,{"$f":"Tabulation[[#This Row],[AC System Output (W)]]/1000","v":7.6502000000000001E-2},{"$f":"VLOOKUP(Tabulation[[#This Row],[Month]],Season,2)","v":"Winter"},{"$f":"(DATE(2021,Tabulation[[#This Row],[Month]],Tabulation[[#This Row],[Day]]))","v":"2021-03-17"},{"$f":"WEEKDAY(Tabulation[[#This Row],[Date]])","v":4},{"$f":"IF(OR(Tabulation[[#This Row],[DayNo]]=1,Tabulation[[#This Row],[DayNo]]=7),1,0)","v":0},{"$f":"COUNTIF(Holidays,Tabulation[[#This Row],[Date]])","v":0},{"$f":"CONCATENATE(Tabulation[[#This Row],[Holiday]],Tabulation[[#This Row],[Season]],Tabulation[[#This Row],[Weekend]],\"-\",IF(Tabulation[[#This Row],[Hour]]<10,0,\"\"),C1842)","v":"0Winter0-14"},{"$f":"VLOOKUP(Tabulation[[#This Row],[Concat]],Table3[],8)","v":0.28519},{"$f":"(Tabulation[[#This Row],[AC System Output (kW)]]*Tabulation[[#This Row],[Rate]])","v":2.1817605380000001E-2}]
[3,17,15,830.56500000000005,{"$f":"Tabulation[[#This Row],[AC System Output (W)]]/1000","v":0.83056500000000011},{"$f":"VLOOKUP(Tabulation[[#This Row],[Month]],Season,2)","v":"Winter"},{"$f":"(DATE(2021,Tabulation[[#This Row],[Month]],Tabulation[[#This Row],[Day]]))","v":"2021-03-17"},{"$f":"WEEKDAY(Tabulation[[#This Row],[Date]])","v":4},{"$f":"IF(OR(Tabulation[[#This Row],[DayNo]]=1,Tabulation[[#This Row],[DayNo]]=7),1,0)","v":0},{"$f":"COUNTIF(Holidays,Tabulation[[#This Row],[Date]])","v":0},{"$f":"CONCATENATE(Tabulation[[#This Row],[Holiday]],Tabulation[[#This Row],[Season]],Tabulation[[#This Row],[Weekend]],\"-\",IF(Tabulation[[#This Row],[Hour]]<10,0,\"\"),C1843)","v":"0Winter0-15"},{"$f":"VLOOKUP(Tabulation[[#This Row],[Concat]],Table3[],8)","v":0.28519},{"$f":"(Tabulation[[#This Row],[AC System Output (kW)]]*Tabulation[[#This Row],[Rate]])","v":0.23686883235000003}]
[3,17,16,1136.5630000000001,{"$f":"Tabulation[[#This Row],[AC System Output (W)]]/1000","v":1.1365630000000002},{"$f":"VLOOKUP(Tabulation[[#This Row],[Month]],Season,2)","v":"Winter"},{"$f":"(DATE(2021,Tabulation[[#This Row],[Month]],Tabulation[[#This Row],[Day]]))","v":"2021-03-17"},{"$f":"WEEKDAY(Tabulation[[#This Row],[Date]])","v":4},{"$f":"IF(OR(Tabulation[[#This Row],[DayNo]]=1,Tabulation[[#This Row],[DayNo]]=7),1,0)","v":0},{"$f":"COUNTIF(Holidays,Tabulation[[#This Row],[Date]])","v":0},{"$f":"CONCATENATE(Tabulation[[#This Row],[Holiday]],Tabulation[[#This Row],[Season]],Tabulation[[#This Row],[Weekend]],\"-\",IF(Tabulation[[#This Row],[Hour]]<10,0,\"\"),C1844)","v":"0Winter0-16"},{"$f":"VLOOKUP(Tabulation[[#This Row],[Concat]],Table3[],8)","v":0.28519},{"$f":"(Tabulation[[#This Row],[AC System Output (kW)]]*Tabulation[[#This Row],[Rate]])","v":0.32413640197000004}]
[3,17,17,289.601,{"$f":"Tabulation[[#This Row],[AC System Output (W)]]/1000","v":0.289601},{"$f":"VLOOKUP(Tabulation[[#This Row],[Month]],Season,2)","v":"Winter"},{"$f":"(DATE(2021,Tabulation[[#This Row],[Month]],Tabulation[[#This Row],[Day]]))","v":"2021-03-17"},{"$f":"WEEKDAY(Tabulation[[#This Row],[Date]])","v":4},{"$f":"IF(OR(Tabulation[[#This Row],[DayNo]]=1,Tabulation[[#This Row],[DayNo]]=7),1,0)","v":0},{"$f":"COUNTIF(Holidays,Tabulation[[#This Row],[Date]])","v":0},{"$f":"CONCATENATE(Tabulation[[#This Row],[Holiday]],Tabulation[[#This Row],[Season]],Tabulation[[#This Row],[Weekend]],\"-\",IF(Tabulation[[#This Row],[Hour]]<10,0,\"\"),C1845)","v":"0Winter0-17"},{"$f":"VLOOKUP(Tabulation[[#This Row],[Concat]],Table3[],8)","v":0.30257000000000001},{"$f":"(Tabulation[[#This Row],[AC System Output (kW)]]*Tabulation[[#This Row],[Rate]])","v":8.7624574570000002E-2}]
[3,17,18,0,{"$f":"Tabulation[[#This Row],[AC System Output (W)]]/1000","v":0},{"$f":"VLOOKUP(Tabulation[[#This Row],[Month]],Season,2)","v":"Winter"},{"$f":"(DATE(2021,Tabulation[[#This Row],[Month]],Tabulation[[#This Row],[Day]]))","v":"2021-03-17"},{"$f":"WEEKDAY(Tabulation[[#This Row],[Date]])","v":4},{"$f":"IF(OR(Tabulation[[#This Row],[DayNo]]=1,Tabulation[[#This Row],[DayNo]]=7),1,0)","v":0},{"$f":"COUNTIF(Holidays,Tabulation[[#This Row],[Date]])","v":0},{"$f":"CONCATENATE(Tabulation[[#This Row],[Holiday]],Tabulation[[#This Row],[Season]],Tabulation[[#This Row],[Weekend]],\"-\",IF(Tabulation[[#This Row],[Hour]]<10,0,\"\"),C1846)","v":"0Winter0-18"},{"$f":"VLOOKUP(Tabulation[[#This Row],[Concat]],Table3[],8)","v":0.30257000000000001},{"$f":"(Tabulation[[#This Row],[AC System Output (kW)]]*Tabulation[[#This Row],[Rate]])","v":0}]
[3,17,19,0,{"$f":"Tabulation[[#This Row],[AC System Output (W)]]/1000","v":0},{"$f":"VLOOKUP(Tabulation[[#This Row],[Month]],Season,2)","v":"Winter"},{"$f":"(DATE(2021,Tabulation[[#This Row],[Month]],Tabulation[[#This Row],[Day]]))","v":"2021-03-17"},{"$f":"WEEKDAY(Tabulation[[#This Row],[Date]])","v":4},{"$f":"IF(OR(Tabulation[[#This Row],[DayNo]]=1,Tabulation[[#This Row],[DayNo]]=7),1,0)","v":0},{"$f":"COUNTIF(Holidays,Tabulation[[#This Row],[Date]])","v":0},{"$f":"CONCATENATE(Tabulation[[#This Row],[Holiday]],Tabulation[[#This Row],[Season]],Tabulation[[#This Row],[Weekend]],\"-\",IF(Tabulation[[#This Row],[Hour]]<10,0,\"\"),C1847)","v":"0Winter0-19"},{"$f":"VLOOKUP(Tabulation[[#This Row],[Concat]],Table3[],8)","v":0.30257000000000001},{"$f":"(Tabulation[[#This Row],[AC System Output (kW)]]*Tabulation[[#This Row],[Rate]])","v":0}]
[3,17,20,0,{"$f":"Tabulation[[#This Row],[AC System Output (W)]]/1000","v":0},{"$f":"VLOOKUP(Tabulation[[#This Row],[Month]],Season,2)","v":"Winter"},{"$f":"(DATE(2021,Tabulation[[#This Row],[Month]],Tabulation[[#This Row],[Day]]))","v":"2021-03-17"},{"$f":"WEEKDAY(Tabulation[[#This Row],[Date]])","v":4},{"$f":"IF(OR(Tabulation[[#This Row],[DayNo]]=1,Tabulation[[#This Row],[DayNo]]=7),1,0)","v":0},{"$f":"COUNTIF(Holidays,Tabulation[[#This Row],[Date]])","v":0},{"$f":"CONCATENATE(Tabulation[[#This Row],[Holiday]],Tabulation[[#This Row],[Season]],Tabulation[[#This Row],[Weekend]],\"-\",IF(Tabulation[[#This Row],[Hour]]<10,0,\"\"),C1848)","v":"0Winter0-20"},{"$f":"VLOOKUP(Tabulation[[#This Row],[Concat]],Table3[],8)","v":0.28519},{"$f":"(Tabulation[[#This Row],[AC System Output (kW)]]*Tabulation[[#This Row],[Rate]])","v":0}]
[3,17,21,0,{"$f":"Tabulation[[#This Row],[AC System Output (W)]]/1000","v":0},{"$f":"VLOOKUP(Tabulation[[#This Row],[Month]],Season,2)","v":"Winter"},{"$f":"(DATE(2021,Tabulation[[#This Row],[Month]],Tabulation[[#This Row],[Day]]))","v":"2021-03-17"},{"$f":"WEEKDAY(Tabulation[[#This Row],[Date]])","v":4},{"$f":"IF(OR(Tabulation[[#This Row],[DayNo]]=1,Tabulation[[#This Row],[DayNo]]=7),1,0)","v":0},{"$f":"COUNTIF(Holidays,Tabulation[[#This Row],[Date]])","v":0},{"$f":"CONCATENATE(Tabulation[[#This Row],[Holiday]],Tabulation[[#This Row],[Season]],Tabulation[[#This Row],[Weekend]],\"-\",IF(Tabulation[[#This Row],[Hour]]<10,0,\"\"),C1849)","v":"0Winter0-21"},{"$f":"VLOOKUP(Tabulation[[#This Row],[Concat]],Table3[],8)","v":0.28519},{"$f":"(Tabulation[[#This Row],[AC System Output (kW)]]*Tabulation[[#This Row],[Rate]])","v":0}]
[3,17,22,0,{"$f":"Tabulation[[#This Row],[AC System Output (W)]]/1000","v":0},{"$f":"VLOOKUP(Tabulation[[#This Row],[Month]],Season,2)","v":"Winter"},{"$f":"(DATE(2021,Tabulation[[#This Row],[Month]],Tabulation[[#This Row],[Day]]))","v":"2021-03-17"},{"$f":"WEEKDAY(Tabulation[[#This Row],[Date]])","v":4},{"$f":"IF(OR(Tabulation[[#This Row],[DayNo]]=1,Tabulation[[#This Row],[DayNo]]=7),1,0)","v":0},{"$f":"COUNTIF(Holidays,Tabulation[[#This Row],[Date]])","v":0},{"$f":"CONCATENATE(Tabulation[[#This Row],[Holiday]],Tabulation[[#This Row],[Season]],Tabulation[[#This Row],[Weekend]],\"-\",IF(Tabulation[[#This Row],[Hour]]<10,0,\"\"),C1850)","v":"0Winter0-22"},{"$f":"VLOOKUP(Tabulation[[#This Row],[Concat]],Table3[],8)","v":0.28519},{"$f":"(Tabulation[[#This Row],[AC System Output (kW)]]*Tabulation[[#This Row],[Rate]])","v":0}]
[3,17,23,0,{"$f":"Tabulation[[#This Row],[AC System Output (W)]]/1000","v":0},{"$f":"VLOOKUP(Tabulation[[#This Row],[Month]],Season,2)","v":"Winter"},{"$f":"(DATE(2021,Tabulation[[#This Row],[Month]],Tabulation[[#This Row],[Day]]))","v":"2021-03-17"},{"$f":"WEEKDAY(Tabulation[[#This Row],[Date]])","v":4},{"$f":"IF(OR(Tabulation[[#This Row],[DayNo]]=1,Tabulation[[#This Row],[DayNo]]=7),1,0)","v":0},{"$f":"COUNTIF(Holidays,Tabulation[[#This Row],[Date]])","v":0},{"$f":"CONCATENATE(Tabulation[[#This Row],[Holiday]],Tabulation[[#This Row],[Season]],Tabulation[[#This Row],[Weekend]],\"-\",IF(Tabulation[[#This Row],[Hour]]<10,0,\"\"),C1851)","v":"0Winter0-23"},{"$f":"VLOOKUP(Tabulation[[#This Row],[Concat]],Table3[],8)","v":0.28519},{"$f":"(Tabulation[[#This Row],[AC System Output (kW)]]*Tabulation[[#This Row],[Rate]])","v":0}]
[3,18,0,0,{"$f":"Tabulation[[#This Row],[AC System Output (W)]]/1000","v":0},{"$f":"VLOOKUP(Tabulation[[#This Row],[Month]],Season,2)","v":"Winter"},{"$f":"(DATE(2021,Tabulation[[#This Row],[Month]],Tabulation[[#This Row],[Day]]))","v":"2021-03-18"},{"$f":"WEEKDAY(Tabulation[[#This Row],[Date]])","v":5},{"$f":"IF(OR(Tabulation[[#This Row],[DayNo]]=1,Tabulation[[#This Row],[DayNo]]=7),1,0)","v":0},{"$f":"COUNTIF(Holidays,Tabulation[[#This Row],[Date]])","v":0},{"$f":"CONCATENATE(Tabulation[[#This Row],[Holiday]],Tabulation[[#This Row],[Season]],Tabulation[[#This Row],[Weekend]],\"-\",IF(Tabulation[[#This Row],[Hour]]<10,0,\"\"),C1852)","v":"0Winter0-00"},{"$f":"VLOOKUP(Tabulation[[#This Row],[Concat]],Table3[],8)","v":0.28519},{"$f":"(Tabulation[[#This Row],[AC System Output (kW)]]*Tabulation[[#This Row],[Rate]])","v":0}]
[3,18,1,0,{"$f":"Tabulation[[#This Row],[AC System Output (W)]]/1000","v":0},{"$f":"VLOOKUP(Tabulation[[#This Row],[Month]],Season,2)","v":"Winter"},{"$f":"(DATE(2021,Tabulation[[#This Row],[Month]],Tabulation[[#This Row],[Day]]))","v":"2021-03-18"},{"$f":"WEEKDAY(Tabulation[[#This Row],[Date]])","v":5},{"$f":"IF(OR(Tabulation[[#This Row],[DayNo]]=1,Tabulation[[#This Row],[DayNo]]=7),1,0)","v":0},{"$f":"COUNTIF(Holidays,Tabulation[[#This Row],[Date]])","v":0},{"$f":"CONCATENATE(Tabulation[[#This Row],[Holiday]],Tabulation[[#This Row],[Season]],Tabulation[[#This Row],[Weekend]],\"-\",IF(Tabulation[[#This Row],[Hour]]<10,0,\"\"),C1853)","v":"0Winter0-01"},{"$f":"VLOOKUP(Tabulation[[#This Row],[Concat]],Table3[],8)","v":0.28519},{"$f":"(Tabulation[[#This Row],[AC System Output (kW)]]*Tabulation[[#This Row],[Rate]])","v":0}]
[3,18,2,0,{"$f":"Tabulation[[#This Row],[AC System Output (W)]]/1000","v":0},{"$f":"VLOOKUP(Tabulation[[#This Row],[Month]],Season,2)","v":"Winter"},{"$f":"(DATE(2021,Tabulation[[#This Row],[Month]],Tabulation[[#This Row],[Day]]))","v":"2021-03-18"},{"$f":"WEEKDAY(Tabulation[[#This Row],[Date]])","v":5},{"$f":"IF(OR(Tabulation[[#This Row],[DayNo]]=1,Tabulation[[#This Row],[DayNo]]=7),1,0)","v":0},{"$f":"COUNTIF(Holidays,Tabulation[[#This Row],[Date]])","v":0},{"$f":"CONCATENATE(Tabulation[[#This Row],[Holiday]],Tabulation[[#This Row],[Season]],Tabulation[[#This Row],[Weekend]],\"-\",IF(Tabulation[[#This Row],[Hour]]<10,0,\"\"),C1854)","v":"0Winter0-02"},{"$f":"VLOOKUP(Tabulation[[#This Row],[Concat]],Table3[],8)","v":0.28519},{"$f":"(Tabulation[[#This Row],[AC System Output (kW)]]*Tabulation[[#This Row],[Rate]])","v":0}]
[3,18,3,0,{"$f":"Tabulation[[#This Row],[AC System Output (W)]]/1000","v":0},{"$f":"VLOOKUP(Tabulation[[#This Row],[Month]],Season,2)","v":"Winter"},{"$f":"(DATE(2021,Tabulation[[#This Row],[Month]],Tabulation[[#This Row],[Day]]))","v":"2021-03-18"},{"$f":"WEEKDAY(Tabulation[[#This Row],[Date]])","v":5},{"$f":"IF(OR(Tabulation[[#This Row],[DayNo]]=1,Tabulation[[#This Row],[DayNo]]=7),1,0)","v":0},{"$f":"COUNTIF(Holidays,Tabulation[[#This Row],[Date]])","v":0},{"$f":"CONCATENATE(Tabulation[[#This Row],[Holiday]],Tabulation[[#This Row],[Season]],Tabulation[[#This Row],[Weekend]],\"-\",IF(Tabulation[[#This Row],[Hour]]<10,0,\"\"),C1855)","v":"0Winter0-03"},{"$f":"VLOOKUP(Tabulation[[#This Row],[Concat]],Table3[],8)","v":0.28519},{"$f":"(Tabulation[[#This Row],[AC System Output (kW)]]*Tabulation[[#This Row],[Rate]])","v":0}]
[3,18,4,0,{"$f":"Tabulation[[#This Row],[AC System Output (W)]]/1000","v":0},{"$f":"VLOOKUP(Tabulation[[#This Row],[Month]],Season,2)","v":"Winter"},{"$f":"(DATE(2021,Tabulation[[#This Row],[Month]],Tabulation[[#This Row],[Day]]))","v":"2021-03-18"},{"$f":"WEEKDAY(Tabulation[[#This Row],[Date]])","v":5},{"$f":"IF(OR(Tabulation[[#This Row],[DayNo]]=1,Tabulation[[#This Row],[DayNo]]=7),1,0)","v":0},{"$f":"COUNTIF(Holidays,Tabulation[[#This Row],[Date]])","v":0},{"$f":"CONCATENATE(Tabulation[[#This Row],[Holiday]],Tabulation[[#This Row],[Season]],Tabulation[[#This Row],[Weekend]],\"-\",IF(Tabulation[[#This Row],[Hour]]<10,0,\"\"),C1856)","v":"0Winter0-04"},{"$f":"VLOOKUP(Tabulation[[#This Row],[Concat]],Table3[],8)","v":0.28519},{"$f":"(Tabulation[[#This Row],[AC System Output (kW)]]*Tabulation[[#This Row],[Rate]])","v":0}]
[3,18,5,0,{"$f":"Tabulation[[#This Row],[AC System Output (W)]]/1000","v":0},{"$f":"VLOOKUP(Tabulation[[#This Row],[Month]],Season,2)","v":"Winter"},{"$f":"(DATE(2021,Tabulation[[#This Row],[Month]],Tabulation[[#This Row],[Day]]))","v":"2021-03-18"},{"$f":"WEEKDAY(Tabulation[[#This Row],[Date]])","v":5},{"$f":"IF(OR(Tabulation[[#This Row],[DayNo]]=1,Tabulation[[#This Row],[DayNo]]=7),1,0)","v":0},{"$f":"COUNTIF(Holidays,Tabulation[[#This Row],[Date]])","v":0},{"$f":"CONCATENATE(Tabulation[[#This Row],[Holiday]],Tabulation[[#This Row],[Season]],Tabulation[[#This Row],[Weekend]],\"-\",IF(Tabulation[[#This Row],[Hour]]<10,0,\"\"),C1857)","v":"0Winter0-05"},{"$f":"VLOOKUP(Tabulation[[#This Row],[Concat]],Table3[],8)","v":0.28519},{"$f":"(Tabulation[[#This Row],[AC System Output (kW)]]*Tabulation[[#This Row],[Rate]])","v":0}]
[3,18,6,121.187,{"$f":"Tabulation[[#This Row],[AC System Output (W)]]/1000","v":0.121187},{"$f":"VLOOKUP(Tabulation[[#This Row],[Month]],Season,2)","v":"Winter"},{"$f":"(DATE(2021,Tabulation[[#This Row],[Month]],Tabulation[[#This Row],[Day]]))","v":"2021-03-18"},{"$f":"WEEKDAY(Tabulation[[#This Row],[Date]])","v":5},{"$f":"IF(OR(Tabulation[[#This Row],[DayNo]]=1,Tabulation[[#This Row],[DayNo]]=7),1,0)","v":0},{"$f":"COUNTIF(Holidays,Tabulation[[#This Row],[Date]])","v":0},{"$f":"CONCATENATE(Tabulation[[#This Row],[Holiday]],Tabulation[[#This Row],[Season]],Tabulation[[#This Row],[Weekend]],\"-\",IF(Tabulation[[#This Row],[Hour]]<10,0,\"\"),C1858)","v":"0Winter0-06"},{"$f":"VLOOKUP(Tabulation[[#This Row],[Concat]],Table3[],8)","v":0.28519},{"$f":"(Tabulation[[#This Row],[AC System Output (kW)]]*Tabulation[[#This Row],[Rate]])","v":3.4561320530000002E-2}]
[3,18,7,917.10199999999998,{"$f":"Tabulation[[#This Row],[AC System Output (W)]]/1000","v":0.91710199999999997},{"$f":"VLOOKUP(Tabulation[[#This Row],[Month]],Season,2)","v":"Winter"},{"$f":"(DATE(2021,Tabulation[[#This Row],[Month]],Tabulation[[#This Row],[Day]]))","v":"2021-03-18"},{"$f":"WEEKDAY(Tabulation[[#This Row],[Date]])","v":5},{"$f":"IF(OR(Tabulation[[#This Row],[DayNo]]=1,Tabulation[[#This Row],[DayNo]]=7),1,0)","v":0},{"$f":"COUNTIF(Holidays,Tabulation[[#This Row],[Date]])","v":0},{"$f":"CONCATENATE(Tabulation[[#This Row],[Holiday]],Tabulation[[#This Row],[Season]],Tabulation[[#This Row],[Weekend]],\"-\",IF(Tabulation[[#This Row],[Hour]]<10,0,\"\"),C1859)","v":"0Winter0-07"},{"$f":"VLOOKUP(Tabulation[[#This Row],[Concat]],Table3[],8)","v":0.28519},{"$f":"(Tabulation[[#This Row],[AC System Output (kW)]]*Tabulation[[#This Row],[Rate]])","v":0.26154831938000001}]
[3,18,8,1860.73,{"$f":"Tabulation[[#This Row],[AC System Output (W)]]/1000","v":1.86073},{"$f":"VLOOKUP(Tabulation[[#This Row],[Month]],Season,2)","v":"Winter"},{"$f":"(DATE(2021,Tabulation[[#This Row],[Month]],Tabulation[[#This Row],[Day]]))","v":"2021-03-18"},{"$f":"WEEKDAY(Tabulation[[#This Row],[Date]])","v":5},{"$f":"IF(OR(Tabulation[[#This Row],[DayNo]]=1,Tabulation[[#This Row],[DayNo]]=7),1,0)","v":0},{"$f":"COUNTIF(Holidays,Tabulation[[#This Row],[Date]])","v":0},{"$f":"CONCATENATE(Tabulation[[#This Row],[Holiday]],Tabulation[[#This Row],[Season]],Tabulation[[#This Row],[Weekend]],\"-\",IF(Tabulation[[#This Row],[Hour]]<10,0,\"\"),C1860)","v":"0Winter0-08"},{"$f":"VLOOKUP(Tabulation[[#This Row],[Concat]],Table3[],8)","v":0.28519},{"$f":"(Tabulation[[#This Row],[AC System Output (kW)]]*Tabulation[[#This Row],[Rate]])","v":0.53066158870000002}]
[3,18,9,2576.0169999999998,{"$f":"Tabulation[[#This Row],[AC System Output (W)]]/1000","v":2.5760169999999998},{"$f":"VLOOKUP(Tabulation[[#This Row],[Month]],Season,2)","v":"Winter"},{"$f":"(DATE(2021,Tabulation[[#This Row],[Month]],Tabulation[[#This Row],[Day]]))","v":"2021-03-18"},{"$f":"WEEKDAY(Tabulation[[#This Row],[Date]])","v":5},{"$f":"IF(OR(Tabulation[[#This Row],[DayNo]]=1,Tabulation[[#This Row],[DayNo]]=7),1,0)","v":0},{"$f":"COUNTIF(Holidays,Tabulation[[#This Row],[Date]])","v":0},{"$f":"CONCATENATE(Tabulation[[#This Row],[Holiday]],Tabulation[[#This Row],[Season]],Tabulation[[#This Row],[Weekend]],\"-\",IF(Tabulation[[#This Row],[Hour]]<10,0,\"\"),C1861)","v":"0Winter0-09"},{"$f":"VLOOKUP(Tabulation[[#This Row],[Concat]],Table3[],8)","v":0.28519},{"$f":"(Tabulation[[#This Row],[AC System Output (kW)]]*Tabulation[[#This Row],[Rate]])","v":0.7346542882299999}]
[3,18,10,3054.6,{"$f":"Tabulation[[#This Row],[AC System Output (W)]]/1000","v":3.0545999999999998},{"$f":"VLOOKUP(Tabulation[[#This Row],[Month]],Season,2)","v":"Winter"},{"$f":"(DATE(2021,Tabulation[[#This Row],[Month]],Tabulation[[#This Row],[Day]]))","v":"2021-03-18"},{"$f":"WEEKDAY(Tabulation[[#This Row],[Date]])","v":5},{"$f":"IF(OR(Tabulation[[#This Row],[DayNo]]=1,Tabulation[[#This Row],[DayNo]]=7),1,0)","v":0},{"$f":"COUNTIF(Holidays,Tabulation[[#This Row],[Date]])","v":0},{"$f":"CONCATENATE(Tabulation[[#This Row],[Holiday]],Tabulation[[#This Row],[Season]],Tabulation[[#This Row],[Weekend]],\"-\",IF(Tabulation[[#This Row],[Hour]]<10,0,\"\"),C1862)","v":"0Winter0-10"},{"$f":"VLOOKUP(Tabulation[[#This Row],[Concat]],Table3[],8)","v":0.28519},{"$f":"(Tabulation[[#This Row],[AC System Output (kW)]]*Tabulation[[#This Row],[Rate]])","v":0.87114137399999991}]
[3,18,11,3271.2190000000001,{"$f":"Tabulation[[#This Row],[AC System Output (W)]]/1000","v":3.2712189999999999},{"$f":"VLOOKUP(Tabulation[[#This Row],[Month]],Season,2)","v":"Winter"},{"$f":"(DATE(2021,Tabulation[[#This Row],[Month]],Tabulation[[#This Row],[Day]]))","v":"2021-03-18"},{"$f":"WEEKDAY(Tabulation[[#This Row],[Date]])","v":5},{"$f":"IF(OR(Tabulation[[#This Row],[DayNo]]=1,Tabulation[[#This Row],[DayNo]]=7),1,0)","v":0},{"$f":"COUNTIF(Holidays,Tabulation[[#This Row],[Date]])","v":0},{"$f":"CONCATENATE(Tabulation[[#This Row],[Holiday]],Tabulation[[#This Row],[Season]],Tabulation[[#This Row],[Weekend]],\"-\",IF(Tabulation[[#This Row],[Hour]]<10,0,\"\"),C1863)","v":"0Winter0-11"},{"$f":"VLOOKUP(Tabulation[[#This Row],[Concat]],Table3[],8)","v":0.28519},{"$f":"(Tabulation[[#This Row],[AC System Output (kW)]]*Tabulation[[#This Row],[Rate]])","v":0.93291894660999997}]
[3,18,12,3290.8,{"$f":"Tabulation[[#This Row],[AC System Output (W)]]/1000","v":3.2908000000000004},{"$f":"VLOOKUP(Tabulation[[#This Row],[Month]],Season,2)","v":"Winter"},{"$f":"(DATE(2021,Tabulation[[#This Row],[Month]],Tabulation[[#This Row],[Day]]))","v":"2021-03-18"},{"$f":"WEEKDAY(Tabulation[[#This Row],[Date]])","v":5},{"$f":"IF(OR(Tabulation[[#This Row],[DayNo]]=1,Tabulation[[#This Row],[DayNo]]=7),1,0)","v":0},{"$f":"COUNTIF(Holidays,Tabulation[[#This Row],[Date]])","v":0},{"$f":"CONCATENATE(Tabulation[[#This Row],[Holiday]],Tabulation[[#This Row],[Season]],Tabulation[[#This Row],[Weekend]],\"-\",IF(Tabulation[[#This Row],[Hour]]<10,0,\"\"),C1864)","v":"0Winter0-12"},{"$f":"VLOOKUP(Tabulation[[#This Row],[Concat]],Table3[],8)","v":0.28519},{"$f":"(Tabulation[[#This Row],[AC System Output (kW)]]*Tabulation[[#This Row],[Rate]])","v":0.93850325200000007}]
[3,18,13,3108,{"$f":"Tabulation[[#This Row],[AC System Output (W)]]/1000","v":3.1080000000000001},{"$f":"VLOOKUP(Tabulation[[#This Row],[Month]],Season,2)","v":"Winter"},{"$f":"(DATE(2021,Tabulation[[#This Row],[Month]],Tabulation[[#This Row],[Day]]))","v":"2021-03-18"},{"$f":"WEEKDAY(Tabulation[[#This Row],[Date]])","v":5},{"$f":"IF(OR(Tabulation[[#This Row],[DayNo]]=1,Tabulation[[#This Row],[DayNo]]=7),1,0)","v":0},{"$f":"COUNTIF(Holidays,Tabulation[[#This Row],[Date]])","v":0},{"$f":"CONCATENATE(Tabulation[[#This Row],[Holiday]],Tabulation[[#This Row],[Season]],Tabulation[[#This Row],[Weekend]],\"-\",IF(Tabulation[[#This Row],[Hour]]<10,0,\"\"),C1865)","v":"0Winter0-13"},{"$f":"VLOOKUP(Tabulation[[#This Row],[Concat]],Table3[],8)","v":0.28519},{"$f":"(Tabulation[[#This Row],[AC System Output (kW)]]*Tabulation[[#This Row],[Rate]])","v":0.88637052000000005}]
[3,18,14,2690.92,{"$f":"Tabulation[[#This Row],[AC System Output (W)]]/1000","v":2.6909200000000002},{"$f":"VLOOKUP(Tabulation[[#This Row],[Month]],Season,2)","v":"Winter"},{"$f":"(DATE(2021,Tabulation[[#This Row],[Month]],Tabulation[[#This Row],[Day]]))","v":"2021-03-18"},{"$f":"WEEKDAY(Tabulation[[#This Row],[Date]])","v":5},{"$f":"IF(OR(Tabulation[[#This Row],[DayNo]]=1,Tabulation[[#This Row],[DayNo]]=7),1,0)","v":0},{"$f":"COUNTIF(Holidays,Tabulation[[#This Row],[Date]])","v":0},{"$f":"CONCATENATE(Tabulation[[#This Row],[Holiday]],Tabulation[[#This Row],[Season]],Tabulation[[#This Row],[Weekend]],\"-\",IF(Tabulation[[#This Row],[Hour]]<10,0,\"\"),C1866)","v":"0Winter0-14"},{"$f":"VLOOKUP(Tabulation[[#This Row],[Concat]],Table3[],8)","v":0.28519},{"$f":"(Tabulation[[#This Row],[AC System Output (kW)]]*Tabulation[[#This Row],[Rate]])","v":0.76742347480000006}]
[3,18,15,2050.5659999999998,{"$f":"Tabulation[[#This Row],[AC System Output (W)]]/1000","v":2.0505659999999999},{"$f":"VLOOKUP(Tabulation[[#This Row],[Month]],Season,2)","v":"Winter"},{"$f":"(DATE(2021,Tabulation[[#This Row],[Month]],Tabulation[[#This Row],[Day]]))","v":"2021-03-18"},{"$f":"WEEKDAY(Tabulation[[#This Row],[Date]])","v":5},{"$f":"IF(OR(Tabulation[[#This Row],[DayNo]]=1,Tabulation[[#This Row],[DayNo]]=7),1,0)","v":0},{"$f":"COUNTIF(Holidays,Tabulation[[#This Row],[Date]])","v":0},{"$f":"CONCATENATE(Tabulation[[#This Row],[Holiday]],Tabulation[[#This Row],[Season]],Tabulation[[#This Row],[Weekend]],\"-\",IF(Tabulation[[#This Row],[Hour]]<10,0,\"\"),C1867)","v":"0Winter0-15"},{"$f":"VLOOKUP(Tabulation[[#This Row],[Concat]],Table3[],8)","v":0.28519},{"$f":"(Tabulation[[#This Row],[AC System Output (kW)]]*Tabulation[[#This Row],[Rate]])","v":0.58480091753999996}]
[3,18,16,1200.403,{"$f":"Tabulation[[#This Row],[AC System Output (W)]]/1000","v":1.2004030000000001},{"$f":"VLOOKUP(Tabulation[[#This Row],[Month]],Season,2)","v":"Winter"},{"$f":"(DATE(2021,Tabulation[[#This Row],[Month]],Tabulation[[#This Row],[Day]]))","v":"2021-03-18"},{"$f":"WEEKDAY(Tabulation[[#This Row],[Date]])","v":5},{"$f":"IF(OR(Tabulation[[#This Row],[DayNo]]=1,Tabulation[[#This Row],[DayNo]]=7),1,0)","v":0},{"$f":"COUNTIF(Holidays,Tabulation[[#This Row],[Date]])","v":0},{"$f":"CONCATENATE(Tabulation[[#This Row],[Holiday]],Tabulation[[#This Row],[Season]],Tabulation[[#This Row],[Weekend]],\"-\",IF(Tabulation[[#This Row],[Hour]]<10,0,\"\"),C1868)","v":"0Winter0-16"},{"$f":"VLOOKUP(Tabulation[[#This Row],[Concat]],Table3[],8)","v":0.28519},{"$f":"(Tabulation[[#This Row],[AC System Output (kW)]]*Tabulation[[#This Row],[Rate]])","v":0.34234293157000001}]
[3,18,17,313.58199999999999,{"$f":"Tabulation[[#This Row],[AC System Output (W)]]/1000","v":0.31358199999999997},{"$f":"VLOOKUP(Tabulation[[#This Row],[Month]],Season,2)","v":"Winter"},{"$f":"(DATE(2021,Tabulation[[#This Row],[Month]],Tabulation[[#This Row],[Day]]))","v":"2021-03-18"},{"$f":"WEEKDAY(Tabulation[[#This Row],[Date]])","v":5},{"$f":"IF(OR(Tabulation[[#This Row],[DayNo]]=1,Tabulation[[#This Row],[DayNo]]=7),1,0)","v":0},{"$f":"COUNTIF(Holidays,Tabulation[[#This Row],[Date]])","v":0},{"$f":"CONCATENATE(Tabulation[[#This Row],[Holiday]],Tabulation[[#This Row],[Season]],Tabulation[[#This Row],[Weekend]],\"-\",IF(Tabulation[[#This Row],[Hour]]<10,0,\"\"),C1869)","v":"0Winter0-17"},{"$f":"VLOOKUP(Tabulation[[#This Row],[Concat]],Table3[],8)","v":0.30257000000000001},{"$f":"(Tabulation[[#This Row],[AC System Output (kW)]]*Tabulation[[#This Row],[Rate]])","v":9.4880505739999996E-2}]
[3,18,18,0,{"$f":"Tabulation[[#This Row],[AC System Output (W)]]/1000","v":0},{"$f":"VLOOKUP(Tabulation[[#This Row],[Month]],Season,2)","v":"Winter"},{"$f":"(DATE(2021,Tabulation[[#This Row],[Month]],Tabulation[[#This Row],[Day]]))","v":"2021-03-18"},{"$f":"WEEKDAY(Tabulation[[#This Row],[Date]])","v":5},{"$f":"IF(OR(Tabulation[[#This Row],[DayNo]]=1,Tabulation[[#This Row],[DayNo]]=7),1,0)","v":0},{"$f":"COUNTIF(Holidays,Tabulation[[#This Row],[Date]])","v":0},{"$f":"CONCATENATE(Tabulation[[#This Row],[Holiday]],Tabulation[[#This Row],[Season]],Tabulation[[#This Row],[Weekend]],\"-\",IF(Tabulation[[#This Row],[Hour]]<10,0,\"\"),C1870)","v":"0Winter0-18"},{"$f":"VLOOKUP(Tabulation[[#This Row],[Concat]],Table3[],8)","v":0.30257000000000001},{"$f":"(Tabulation[[#This Row],[AC System Output (kW)]]*Tabulation[[#This Row],[Rate]])","v":0}]
[3,18,19,0,{"$f":"Tabulation[[#This Row],[AC System Output (W)]]/1000","v":0},{"$f":"VLOOKUP(Tabulation[[#This Row],[Month]],Season,2)","v":"Winter"},{"$f":"(DATE(2021,Tabulation[[#This Row],[Month]],Tabulation[[#This Row],[Day]]))","v":"2021-03-18"},{"$f":"WEEKDAY(Tabulation[[#This Row],[Date]])","v":5},{"$f":"IF(OR(Tabulation[[#This Row],[DayNo]]=1,Tabulation[[#This Row],[DayNo]]=7),1,0)","v":0},{"$f":"COUNTIF(Holidays,Tabulation[[#This Row],[Date]])","v":0},{"$f":"CONCATENATE(Tabulation[[#This Row],[Holiday]],Tabulation[[#This Row],[Season]],Tabulation[[#This Row],[Weekend]],\"-\",IF(Tabulation[[#This Row],[Hour]]<10,0,\"\"),C1871)","v":"0Winter0-19"},{"$f":"VLOOKUP(Tabulation[[#This Row],[Concat]],Table3[],8)","v":0.30257000000000001},{"$f":"(Tabulation[[#This Row],[AC System Output (kW)]]*Tabulation[[#This Row],[Rate]])","v":0}]
[3,18,20,0,{"$f":"Tabulation[[#This Row],[AC System Output (W)]]/1000","v":0},{"$f":"VLOOKUP(Tabulation[[#This Row],[Month]],Season,2)","v":"Winter"},{"$f":"(DATE(2021,Tabulation[[#This Row],[Month]],Tabulation[[#This Row],[Day]]))","v":"2021-03-18"},{"$f":"WEEKDAY(Tabulation[[#This Row],[Date]])","v":5},{"$f":"IF(OR(Tabulation[[#This Row],[DayNo]]=1,Tabulation[[#This Row],[DayNo]]=7),1,0)","v":0},{"$f":"COUNTIF(Holidays,Tabulation[[#This Row],[Date]])","v":0},{"$f":"CONCATENATE(Tabulation[[#This Row],[Holiday]],Tabulation[[#This Row],[Season]],Tabulation[[#This Row],[Weekend]],\"-\",IF(Tabulation[[#This Row],[Hour]]<10,0,\"\"),C1872)","v":"0Winter0-20"},{"$f":"VLOOKUP(Tabulation[[#This Row],[Concat]],Table3[],8)","v":0.28519},{"$f":"(Tabulation[[#This Row],[AC System Output (kW)]]*Tabulation[[#This Row],[Rate]])","v":0}]
[3,18,21,0,{"$f":"Tabulation[[#This Row],[AC System Output (W)]]/1000","v":0},{"$f":"VLOOKUP(Tabulation[[#This Row],[Month]],Season,2)","v":"Winter"},{"$f":"(DATE(2021,Tabulation[[#This Row],[Month]],Tabulation[[#This Row],[Day]]))","v":"2021-03-18"},{"$f":"WEEKDAY(Tabulation[[#This Row],[Date]])","v":5},{"$f":"IF(OR(Tabulation[[#This Row],[DayNo]]=1,Tabulation[[#This Row],[DayNo]]=7),1,0)","v":0},{"$f":"COUNTIF(Holidays,Tabulation[[#This Row],[Date]])","v":0},{"$f":"CONCATENATE(Tabulation[[#This Row],[Holiday]],Tabulation[[#This Row],[Season]],Tabulation[[#This Row],[Weekend]],\"-\",IF(Tabulation[[#This Row],[Hour]]<10,0,\"\"),C1873)","v":"0Winter0-21"},{"$f":"VLOOKUP(Tabulation[[#This Row],[Concat]],Table3[],8)","v":0.28519},{"$f":"(Tabulation[[#This Row],[AC System Output (kW)]]*Tabulation[[#This Row],[Rate]])","v":0}]
[3,18,22,0,{"$f":"Tabulation[[#This Row],[AC System Output (W)]]/1000","v":0},{"$f":"VLOOKUP(Tabulation[[#This Row],[Month]],Season,2)","v":"Winter"},{"$f":"(DATE(2021,Tabulation[[#This Row],[Month]],Tabulation[[#This Row],[Day]]))","v":"2021-03-18"},{"$f":"WEEKDAY(Tabulation[[#This Row],[Date]])","v":5},{"$f":"IF(OR(Tabulation[[#This Row],[DayNo]]=1,Tabulation[[#This Row],[DayNo]]=7),1,0)","v":0},{"$f":"COUNTIF(Holidays,Tabulation[[#This Row],[Date]])","v":0},{"$f":"CONCATENATE(Tabulation[[#This Row],[Holiday]],Tabulation[[#This Row],[Season]],Tabulation[[#This Row],[Weekend]],\"-\",IF(Tabulation[[#This Row],[Hour]]<10,0,\"\"),C1874)","v":"0Winter0-22"},{"$f":"VLOOKUP(Tabulation[[#This Row],[Concat]],Table3[],8)","v":0.28519},{"$f":"(Tabulation[[#This Row],[AC System Output (kW)]]*Tabulation[[#This Row],[Rate]])","v":0}]
[3,18,23,0,{"$f":"Tabulation[[#This Row],[AC System Output (W)]]/1000","v":0},{"$f":"VLOOKUP(Tabulation[[#This Row],[Month]],Season,2)","v":"Winter"},{"$f":"(DATE(2021,Tabulation[[#This Row],[Month]],Tabulation[[#This Row],[Day]]))","v":"2021-03-18"},{"$f":"WEEKDAY(Tabulation[[#This Row],[Date]])","v":5},{"$f":"IF(OR(Tabulation[[#This Row],[DayNo]]=1,Tabulation[[#This Row],[DayNo]]=7),1,0)","v":0},{"$f":"COUNTIF(Holidays,Tabulation[[#This Row],[Date]])","v":0},{"$f":"CONCATENATE(Tabulation[[#This Row],[Holiday]],Tabulation[[#This Row],[Season]],Tabulation[[#This Row],[Weekend]],\"-\",IF(Tabulation[[#This Row],[Hour]]<10,0,\"\"),C1875)","v":"0Winter0-23"},{"$f":"VLOOKUP(Tabulation[[#This Row],[Concat]],Table3[],8)","v":0.28519},{"$f":"(Tabulation[[#This Row],[AC System Output (kW)]]*Tabulation[[#This Row],[Rate]])","v":0}]
[3,19,0,0,{"$f":"Tabulation[[#This Row],[AC System Output (W)]]/1000","v":0},{"$f":"VLOOKUP(Tabulation[[#This Row],[Month]],Season,2)","v":"Winter"},{"$f":"(DATE(2021,Tabulation[[#This Row],[Month]],Tabulation[[#This Row],[Day]]))","v":"2021-03-19"},{"$f":"WEEKDAY(Tabulation[[#This Row],[Date]])","v":6},{"$f":"IF(OR(Tabulation[[#This Row],[DayNo]]=1,Tabulation[[#This Row],[DayNo]]=7),1,0)","v":0},{"$f":"COUNTIF(Holidays,Tabulation[[#This Row],[Date]])","v":0},{"$f":"CONCATENATE(Tabulation[[#This Row],[Holiday]],Tabulation[[#This Row],[Season]],Tabulation[[#This Row],[Weekend]],\"-\",IF(Tabulation[[#This Row],[Hour]]<10,0,\"\"),C1876)","v":"0Winter0-00"},{"$f":"VLOOKUP(Tabulation[[#This Row],[Concat]],Table3[],8)","v":0.28519},{"$f":"(Tabulation[[#This Row],[AC System Output (kW)]]*Tabulation[[#This Row],[Rate]])","v":0}]
[3,19,1,0,{"$f":"Tabulation[[#This Row],[AC System Output (W)]]/1000","v":0},{"$f":"VLOOKUP(Tabulation[[#This Row],[Month]],Season,2)","v":"Winter"},{"$f":"(DATE(2021,Tabulation[[#This Row],[Month]],Tabulation[[#This Row],[Day]]))","v":"2021-03-19"},{"$f":"WEEKDAY(Tabulation[[#This Row],[Date]])","v":6},{"$f":"IF(OR(Tabulation[[#This Row],[DayNo]]=1,Tabulation[[#This Row],[DayNo]]=7),1,0)","v":0},{"$f":"COUNTIF(Holidays,Tabulation[[#This Row],[Date]])","v":0},{"$f":"CONCATENATE(Tabulation[[#This Row],[Holiday]],Tabulation[[#This Row],[Season]],Tabulation[[#This Row],[Weekend]],\"-\",IF(Tabulation[[#This Row],[Hour]]<10,0,\"\"),C1877)","v":"0Winter0-01"},{"$f":"VLOOKUP(Tabulation[[#This Row],[Concat]],Table3[],8)","v":0.28519},{"$f":"(Tabulation[[#This Row],[AC System Output (kW)]]*Tabulation[[#This Row],[Rate]])","v":0}]
[3,19,2,0,{"$f":"Tabulation[[#This Row],[AC System Output (W)]]/1000","v":0},{"$f":"VLOOKUP(Tabulation[[#This Row],[Month]],Season,2)","v":"Winter"},{"$f":"(DATE(2021,Tabulation[[#This Row],[Month]],Tabulation[[#This Row],[Day]]))","v":"2021-03-19"},{"$f":"WEEKDAY(Tabulation[[#This Row],[Date]])","v":6},{"$f":"IF(OR(Tabulation[[#This Row],[DayNo]]=1,Tabulation[[#This Row],[DayNo]]=7),1,0)","v":0},{"$f":"COUNTIF(Holidays,Tabulation[[#This Row],[Date]])","v":0},{"$f":"CONCATENATE(Tabulation[[#This Row],[Holiday]],Tabulation[[#This Row],[Season]],Tabulation[[#This Row],[Weekend]],\"-\",IF(Tabulation[[#This Row],[Hour]]<10,0,\"\"),C1878)","v":"0Winter0-02"},{"$f":"VLOOKUP(Tabulation[[#This Row],[Concat]],Table3[],8)","v":0.28519},{"$f":"(Tabulation[[#This Row],[AC System Output (kW)]]*Tabulation[[#This Row],[Rate]])","v":0}]
[3,19,3,0,{"$f":"Tabulation[[#This Row],[AC System Output (W)]]/1000","v":0},{"$f":"VLOOKUP(Tabulation[[#This Row],[Month]],Season,2)","v":"Winter"},{"$f":"(DATE(2021,Tabulation[[#This Row],[Month]],Tabulation[[#This Row],[Day]]))","v":"2021-03-19"},{"$f":"WEEKDAY(Tabulation[[#This Row],[Date]])","v":6},{"$f":"IF(OR(Tabulation[[#This Row],[DayNo]]=1,Tabulation[[#This Row],[DayNo]]=7),1,0)","v":0},{"$f":"COUNTIF(Holidays,Tabulation[[#This Row],[Date]])","v":0},{"$f":"CONCATENATE(Tabulation[[#This Row],[Holiday]],Tabulation[[#This Row],[Season]],Tabulation[[#This Row],[Weekend]],\"-\",IF(Tabulation[[#This Row],[Hour]]<10,0,\"\"),C1879)","v":"0Winter0-03"},{"$f":"VLOOKUP(Tabulation[[#This Row],[Concat]],Table3[],8)","v":0.28519},{"$f":"(Tabulation[[#This Row],[AC System Output (kW)]]*Tabulation[[#This Row],[Rate]])","v":0}]
[3,19,4,0,{"$f":"Tabulation[[#This Row],[AC System Output (W)]]/1000","v":0},{"$f":"VLOOKUP(Tabulation[[#This Row],[Month]],Season,2)","v":"Winter"},{"$f":"(DATE(2021,Tabulation[[#This Row],[Month]],Tabulation[[#This Row],[Day]]))","v":"2021-03-19"},{"$f":"WEEKDAY(Tabulation[[#This Row],[Date]])","v":6},{"$f":"IF(OR(Tabulation[[#This Row],[DayNo]]=1,Tabulation[[#This Row],[DayNo]]=7),1,0)","v":0},{"$f":"COUNTIF(Holidays,Tabulation[[#This Row],[Date]])","v":0},{"$f":"CONCATENATE(Tabulation[[#This Row],[Holiday]],Tabulation[[#This Row],[Season]],Tabulation[[#This Row],[Weekend]],\"-\",IF(Tabulation[[#This Row],[Hour]]<10,0,\"\"),C1880)","v":"0Winter0-04"},{"$f":"VLOOKUP(Tabulation[[#This Row],[Concat]],Table3[],8)","v":0.28519},{"$f":"(Tabulation[[#This Row],[AC System Output (kW)]]*Tabulation[[#This Row],[Rate]])","v":0}]
[3,19,5,0,{"$f":"Tabulation[[#This Row],[AC System Output (W)]]/1000","v":0},{"$f":"VLOOKUP(Tabulation[[#This Row],[Month]],Season,2)","v":"Winter"},{"$f":"(DATE(2021,Tabulation[[#This Row],[Month]],Tabulation[[#This Row],[Day]]))","v":"2021-03-19"},{"$f":"WEEKDAY(Tabulation[[#This Row],[Date]])","v":6},{"$f":"IF(OR(Tabulation[[#This Row],[DayNo]]=1,Tabulation[[#This Row],[DayNo]]=7),1,0)","v":0},{"$f":"COUNTIF(Holidays,Tabulation[[#This Row],[Date]])","v":0},{"$f":"CONCATENATE(Tabulation[[#This Row],[Holiday]],Tabulation[[#This Row],[Season]],Tabulation[[#This Row],[Weekend]],\"-\",IF(Tabulation[[#This Row],[Hour]]<10,0,\"\"),C1881)","v":"0Winter0-05"},{"$f":"VLOOKUP(Tabulation[[#This Row],[Concat]],Table3[],8)","v":0.28519},{"$f":"(Tabulation[[#This Row],[AC System Output (kW)]]*Tabulation[[#This Row],[Rate]])","v":0}]
[3,19,6,126.941,{"$f":"Tabulation[[#This Row],[AC System Output (W)]]/1000","v":0.126941},{"$f":"VLOOKUP(Tabulation[[#This Row],[Month]],Season,2)","v":"Winter"},{"$f":"(DATE(2021,Tabulation[[#This Row],[Month]],Tabulation[[#This Row],[Day]]))","v":"2021-03-19"},{"$f":"WEEKDAY(Tabulation[[#This Row],[Date]])","v":6},{"$f":"IF(OR(Tabulation[[#This Row],[DayNo]]=1,Tabulation[[#This Row],[DayNo]]=7),1,0)","v":0},{"$f":"COUNTIF(Holidays,Tabulation[[#This Row],[Date]])","v":0},{"$f":"CONCATENATE(Tabulation[[#This Row],[Holiday]],Tabulation[[#This Row],[Season]],Tabulation[[#This Row],[Weekend]],\"-\",IF(Tabulation[[#This Row],[Hour]]<10,0,\"\"),C1882)","v":"0Winter0-06"},{"$f":"VLOOKUP(Tabulation[[#This Row],[Concat]],Table3[],8)","v":0.28519},{"$f":"(Tabulation[[#This Row],[AC System Output (kW)]]*Tabulation[[#This Row],[Rate]])","v":3.6202303790000001E-2}]
[3,19,7,902.851,{"$f":"Tabulation[[#This Row],[AC System Output (W)]]/1000","v":0.90285099999999996},{"$f":"VLOOKUP(Tabulation[[#This Row],[Month]],Season,2)","v":"Winter"},{"$f":"(DATE(2021,Tabulation[[#This Row],[Month]],Tabulation[[#This Row],[Day]]))","v":"2021-03-19"},{"$f":"WEEKDAY(Tabulation[[#This Row],[Date]])","v":6},{"$f":"IF(OR(Tabulation[[#This Row],[DayNo]]=1,Tabulation[[#This Row],[DayNo]]=7),1,0)","v":0},{"$f":"COUNTIF(Holidays,Tabulation[[#This Row],[Date]])","v":0},{"$f":"CONCATENATE(Tabulation[[#This Row],[Holiday]],Tabulation[[#This Row],[Season]],Tabulation[[#This Row],[Weekend]],\"-\",IF(Tabulation[[#This Row],[Hour]]<10,0,\"\"),C1883)","v":"0Winter0-07"},{"$f":"VLOOKUP(Tabulation[[#This Row],[Concat]],Table3[],8)","v":0.28519},{"$f":"(Tabulation[[#This Row],[AC System Output (kW)]]*Tabulation[[#This Row],[Rate]])","v":0.25748407669000001}]
[3,19,8,1798.876,{"$f":"Tabulation[[#This Row],[AC System Output (W)]]/1000","v":1.7988759999999999},{"$f":"VLOOKUP(Tabulation[[#This Row],[Month]],Season,2)","v":"Winter"},{"$f":"(DATE(2021,Tabulation[[#This Row],[Month]],Tabulation[[#This Row],[Day]]))","v":"2021-03-19"},{"$f":"WEEKDAY(Tabulation[[#This Row],[Date]])","v":6},{"$f":"IF(OR(Tabulation[[#This Row],[DayNo]]=1,Tabulation[[#This Row],[DayNo]]=7),1,0)","v":0},{"$f":"COUNTIF(Holidays,Tabulation[[#This Row],[Date]])","v":0},{"$f":"CONCATENATE(Tabulation[[#This Row],[Holiday]],Tabulation[[#This Row],[Season]],Tabulation[[#This Row],[Weekend]],\"-\",IF(Tabulation[[#This Row],[Hour]]<10,0,\"\"),C1884)","v":"0Winter0-08"},{"$f":"VLOOKUP(Tabulation[[#This Row],[Concat]],Table3[],8)","v":0.28519},{"$f":"(Tabulation[[#This Row],[AC System Output (kW)]]*Tabulation[[#This Row],[Rate]])","v":0.51302144644000003}]
[3,19,9,2452.085,{"$f":"Tabulation[[#This Row],[AC System Output (W)]]/1000","v":2.4520849999999998},{"$f":"VLOOKUP(Tabulation[[#This Row],[Month]],Season,2)","v":"Winter"},{"$f":"(DATE(2021,Tabulation[[#This Row],[Month]],Tabulation[[#This Row],[Day]]))","v":"2021-03-19"},{"$f":"WEEKDAY(Tabulation[[#This Row],[Date]])","v":6},{"$f":"IF(OR(Tabulation[[#This Row],[DayNo]]=1,Tabulation[[#This Row],[DayNo]]=7),1,0)","v":0},{"$f":"COUNTIF(Holidays,Tabulation[[#This Row],[Date]])","v":0},{"$f":"CONCATENATE(Tabulation[[#This Row],[Holiday]],Tabulation[[#This Row],[Season]],Tabulation[[#This Row],[Weekend]],\"-\",IF(Tabulation[[#This Row],[Hour]]<10,0,\"\"),C1885)","v":"0Winter0-09"},{"$f":"VLOOKUP(Tabulation[[#This Row],[Concat]],Table3[],8)","v":0.28519},{"$f":"(Tabulation[[#This Row],[AC System Output (kW)]]*Tabulation[[#This Row],[Rate]])","v":0.69931012114999991}]
[3,19,10,2832.1309999999999,{"$f":"Tabulation[[#This Row],[AC System Output (W)]]/1000","v":2.832131},{"$f":"VLOOKUP(Tabulation[[#This Row],[Month]],Season,2)","v":"Winter"},{"$f":"(DATE(2021,Tabulation[[#This Row],[Month]],Tabulation[[#This Row],[Day]]))","v":"2021-03-19"},{"$f":"WEEKDAY(Tabulation[[#This Row],[Date]])","v":6},{"$f":"IF(OR(Tabulation[[#This Row],[DayNo]]=1,Tabulation[[#This Row],[DayNo]]=7),1,0)","v":0},{"$f":"COUNTIF(Holidays,Tabulation[[#This Row],[Date]])","v":0},{"$f":"CONCATENATE(Tabulation[[#This Row],[Holiday]],Tabulation[[#This Row],[Season]],Tabulation[[#This Row],[Weekend]],\"-\",IF(Tabulation[[#This Row],[Hour]]<10,0,\"\"),C1886)","v":"0Winter0-10"},{"$f":"VLOOKUP(Tabulation[[#This Row],[Concat]],Table3[],8)","v":0.28519},{"$f":"(Tabulation[[#This Row],[AC System Output (kW)]]*Tabulation[[#This Row],[Rate]])","v":0.80769543989000003}]
[3,19,11,3035.5729999999999,{"$f":"Tabulation[[#This Row],[AC System Output (W)]]/1000","v":3.0355729999999999},{"$f":"VLOOKUP(Tabulation[[#This Row],[Month]],Season,2)","v":"Winter"},{"$f":"(DATE(2021,Tabulation[[#This Row],[Month]],Tabulation[[#This Row],[Day]]))","v":"2021-03-19"},{"$f":"WEEKDAY(Tabulation[[#This Row],[Date]])","v":6},{"$f":"IF(OR(Tabulation[[#This Row],[DayNo]]=1,Tabulation[[#This Row],[DayNo]]=7),1,0)","v":0},{"$f":"COUNTIF(Holidays,Tabulation[[#This Row],[Date]])","v":0},{"$f":"CONCATENATE(Tabulation[[#This Row],[Holiday]],Tabulation[[#This Row],[Season]],Tabulation[[#This Row],[Weekend]],\"-\",IF(Tabulation[[#This Row],[Hour]]<10,0,\"\"),C1887)","v":"0Winter0-11"},{"$f":"VLOOKUP(Tabulation[[#This Row],[Concat]],Table3[],8)","v":0.28519},{"$f":"(Tabulation[[#This Row],[AC System Output (kW)]]*Tabulation[[#This Row],[Rate]])","v":0.86571506386999997}]
[3,19,12,3047.384,{"$f":"Tabulation[[#This Row],[AC System Output (W)]]/1000","v":3.0473840000000001},{"$f":"VLOOKUP(Tabulation[[#This Row],[Month]],Season,2)","v":"Winter"},{"$f":"(DATE(2021,Tabulation[[#This Row],[Month]],Tabulation[[#This Row],[Day]]))","v":"2021-03-19"},{"$f":"WEEKDAY(Tabulation[[#This Row],[Date]])","v":6},{"$f":"IF(OR(Tabulation[[#This Row],[DayNo]]=1,Tabulation[[#This Row],[DayNo]]=7),1,0)","v":0},{"$f":"COUNTIF(Holidays,Tabulation[[#This Row],[Date]])","v":0},{"$f":"CONCATENATE(Tabulation[[#This Row],[Holiday]],Tabulation[[#This Row],[Season]],Tabulation[[#This Row],[Weekend]],\"-\",IF(Tabulation[[#This Row],[Hour]]<10,0,\"\"),C1888)","v":"0Winter0-12"},{"$f":"VLOOKUP(Tabulation[[#This Row],[Concat]],Table3[],8)","v":0.28519},{"$f":"(Tabulation[[#This Row],[AC System Output (kW)]]*Tabulation[[#This Row],[Rate]])","v":0.86908344296000006}]
[3,19,13,2876.64,{"$f":"Tabulation[[#This Row],[AC System Output (W)]]/1000","v":2.8766400000000001},{"$f":"VLOOKUP(Tabulation[[#This Row],[Month]],Season,2)","v":"Winter"},{"$f":"(DATE(2021,Tabulation[[#This Row],[Month]],Tabulation[[#This Row],[Day]]))","v":"2021-03-19"},{"$f":"WEEKDAY(Tabulation[[#This Row],[Date]])","v":6},{"$f":"IF(OR(Tabulation[[#This Row],[DayNo]]=1,Tabulation[[#This Row],[DayNo]]=7),1,0)","v":0},{"$f":"COUNTIF(Holidays,Tabulation[[#This Row],[Date]])","v":0},{"$f":"CONCATENATE(Tabulation[[#This Row],[Holiday]],Tabulation[[#This Row],[Season]],Tabulation[[#This Row],[Weekend]],\"-\",IF(Tabulation[[#This Row],[Hour]]<10,0,\"\"),C1889)","v":"0Winter0-13"},{"$f":"VLOOKUP(Tabulation[[#This Row],[Concat]],Table3[],8)","v":0.28519},{"$f":"(Tabulation[[#This Row],[AC System Output (kW)]]*Tabulation[[#This Row],[Rate]])","v":0.82038896159999997}]
[3,19,14,2558.3919999999998,{"$f":"Tabulation[[#This Row],[AC System Output (W)]]/1000","v":2.558392},{"$f":"VLOOKUP(Tabulation[[#This Row],[Month]],Season,2)","v":"Winter"},{"$f":"(DATE(2021,Tabulation[[#This Row],[Month]],Tabulation[[#This Row],[Day]]))","v":"2021-03-19"},{"$f":"WEEKDAY(Tabulation[[#This Row],[Date]])","v":6},{"$f":"IF(OR(Tabulation[[#This Row],[DayNo]]=1,Tabulation[[#This Row],[DayNo]]=7),1,0)","v":0},{"$f":"COUNTIF(Holidays,Tabulation[[#This Row],[Date]])","v":0},{"$f":"CONCATENATE(Tabulation[[#This Row],[Holiday]],Tabulation[[#This Row],[Season]],Tabulation[[#This Row],[Weekend]],\"-\",IF(Tabulation[[#This Row],[Hour]]<10,0,\"\"),C1890)","v":"0Winter0-14"},{"$f":"VLOOKUP(Tabulation[[#This Row],[Concat]],Table3[],8)","v":0.28519},{"$f":"(Tabulation[[#This Row],[AC System Output (kW)]]*Tabulation[[#This Row],[Rate]])","v":0.72962781448000003}]
[3,19,15,1605.329,{"$f":"Tabulation[[#This Row],[AC System Output (W)]]/1000","v":1.605329},{"$f":"VLOOKUP(Tabulation[[#This Row],[Month]],Season,2)","v":"Winter"},{"$f":"(DATE(2021,Tabulation[[#This Row],[Month]],Tabulation[[#This Row],[Day]]))","v":"2021-03-19"},{"$f":"WEEKDAY(Tabulation[[#This Row],[Date]])","v":6},{"$f":"IF(OR(Tabulation[[#This Row],[DayNo]]=1,Tabulation[[#This Row],[DayNo]]=7),1,0)","v":0},{"$f":"COUNTIF(Holidays,Tabulation[[#This Row],[Date]])","v":0},{"$f":"CONCATENATE(Tabulation[[#This Row],[Holiday]],Tabulation[[#This Row],[Season]],Tabulation[[#This Row],[Weekend]],\"-\",IF(Tabulation[[#This Row],[Hour]]<10,0,\"\"),C1891)","v":"0Winter0-15"},{"$f":"VLOOKUP(Tabulation[[#This Row],[Concat]],Table3[],8)","v":0.28519},{"$f":"(Tabulation[[#This Row],[AC System Output (kW)]]*Tabulation[[#This Row],[Rate]])","v":0.45782377750999997}]
[3,19,16,1151.4870000000001,{"$f":"Tabulation[[#This Row],[AC System Output (W)]]/1000","v":1.1514870000000001},{"$f":"VLOOKUP(Tabulation[[#This Row],[Month]],Season,2)","v":"Winter"},{"$f":"(DATE(2021,Tabulation[[#This Row],[Month]],Tabulation[[#This Row],[Day]]))","v":"2021-03-19"},{"$f":"WEEKDAY(Tabulation[[#This Row],[Date]])","v":6},{"$f":"IF(OR(Tabulation[[#This Row],[DayNo]]=1,Tabulation[[#This Row],[DayNo]]=7),1,0)","v":0},{"$f":"COUNTIF(Holidays,Tabulation[[#This Row],[Date]])","v":0},{"$f":"CONCATENATE(Tabulation[[#This Row],[Holiday]],Tabulation[[#This Row],[Season]],Tabulation[[#This Row],[Weekend]],\"-\",IF(Tabulation[[#This Row],[Hour]]<10,0,\"\"),C1892)","v":"0Winter0-16"},{"$f":"VLOOKUP(Tabulation[[#This Row],[Concat]],Table3[],8)","v":0.28519},{"$f":"(Tabulation[[#This Row],[AC System Output (kW)]]*Tabulation[[#This Row],[Rate]])","v":0.32839257753000006}]
[3,19,17,198.13900000000001,{"$f":"Tabulation[[#This Row],[AC System Output (W)]]/1000","v":0.19813900000000001},{"$f":"VLOOKUP(Tabulation[[#This Row],[Month]],Season,2)","v":"Winter"},{"$f":"(DATE(2021,Tabulation[[#This Row],[Month]],Tabulation[[#This Row],[Day]]))","v":"2021-03-19"},{"$f":"WEEKDAY(Tabulation[[#This Row],[Date]])","v":6},{"$f":"IF(OR(Tabulation[[#This Row],[DayNo]]=1,Tabulation[[#This Row],[DayNo]]=7),1,0)","v":0},{"$f":"COUNTIF(Holidays,Tabulation[[#This Row],[Date]])","v":0},{"$f":"CONCATENATE(Tabulation[[#This Row],[Holiday]],Tabulation[[#This Row],[Season]],Tabulation[[#This Row],[Weekend]],\"-\",IF(Tabulation[[#This Row],[Hour]]<10,0,\"\"),C1893)","v":"0Winter0-17"},{"$f":"VLOOKUP(Tabulation[[#This Row],[Concat]],Table3[],8)","v":0.30257000000000001},{"$f":"(Tabulation[[#This Row],[AC System Output (kW)]]*Tabulation[[#This Row],[Rate]])","v":5.9950917230000005E-2}]
[3,19,18,0,{"$f":"Tabulation[[#This Row],[AC System Output (W)]]/1000","v":0},{"$f":"VLOOKUP(Tabulation[[#This Row],[Month]],Season,2)","v":"Winter"},{"$f":"(DATE(2021,Tabulation[[#This Row],[Month]],Tabulation[[#This Row],[Day]]))","v":"2021-03-19"},{"$f":"WEEKDAY(Tabulation[[#This Row],[Date]])","v":6},{"$f":"IF(OR(Tabulation[[#This Row],[DayNo]]=1,Tabulation[[#This Row],[DayNo]]=7),1,0)","v":0},{"$f":"COUNTIF(Holidays,Tabulation[[#This Row],[Date]])","v":0},{"$f":"CONCATENATE(Tabulation[[#This Row],[Holiday]],Tabulation[[#This Row],[Season]],Tabulation[[#This Row],[Weekend]],\"-\",IF(Tabulation[[#This Row],[Hour]]<10,0,\"\"),C1894)","v":"0Winter0-18"},{"$f":"VLOOKUP(Tabulation[[#This Row],[Concat]],Table3[],8)","v":0.30257000000000001},{"$f":"(Tabulation[[#This Row],[AC System Output (kW)]]*Tabulation[[#This Row],[Rate]])","v":0}]
[3,19,19,0,{"$f":"Tabulation[[#This Row],[AC System Output (W)]]/1000","v":0},{"$f":"VLOOKUP(Tabulation[[#This Row],[Month]],Season,2)","v":"Winter"},{"$f":"(DATE(2021,Tabulation[[#This Row],[Month]],Tabulation[[#This Row],[Day]]))","v":"2021-03-19"},{"$f":"WEEKDAY(Tabulation[[#This Row],[Date]])","v":6},{"$f":"IF(OR(Tabulation[[#This Row],[DayNo]]=1,Tabulation[[#This Row],[DayNo]]=7),1,0)","v":0},{"$f":"COUNTIF(Holidays,Tabulation[[#This Row],[Date]])","v":0},{"$f":"CONCATENATE(Tabulation[[#This Row],[Holiday]],Tabulation[[#This Row],[Season]],Tabulation[[#This Row],[Weekend]],\"-\",IF(Tabulation[[#This Row],[Hour]]<10,0,\"\"),C1895)","v":"0Winter0-19"},{"$f":"VLOOKUP(Tabulation[[#This Row],[Concat]],Table3[],8)","v":0.30257000000000001},{"$f":"(Tabulation[[#This Row],[AC System Output (kW)]]*Tabulation[[#This Row],[Rate]])","v":0}]
[3,19,20,0,{"$f":"Tabulation[[#This Row],[AC System Output (W)]]/1000","v":0},{"$f":"VLOOKUP(Tabulation[[#This Row],[Month]],Season,2)","v":"Winter"},{"$f":"(DATE(2021,Tabulation[[#This Row],[Month]],Tabulation[[#This Row],[Day]]))","v":"2021-03-19"},{"$f":"WEEKDAY(Tabulation[[#This Row],[Date]])","v":6},{"$f":"IF(OR(Tabulation[[#This Row],[DayNo]]=1,Tabulation[[#This Row],[DayNo]]=7),1,0)","v":0},{"$f":"COUNTIF(Holidays,Tabulation[[#This Row],[Date]])","v":0},{"$f":"CONCATENATE(Tabulation[[#This Row],[Holiday]],Tabulation[[#This Row],[Season]],Tabulation[[#This Row],[Weekend]],\"-\",IF(Tabulation[[#This Row],[Hour]]<10,0,\"\"),C1896)","v":"0Winter0-20"},{"$f":"VLOOKUP(Tabulation[[#This Row],[Concat]],Table3[],8)","v":0.28519},{"$f":"(Tabulation[[#This Row],[AC System Output (kW)]]*Tabulation[[#This Row],[Rate]])","v":0}]
[3,19,21,0,{"$f":"Tabulation[[#This Row],[AC System Output (W)]]/1000","v":0},{"$f":"VLOOKUP(Tabulation[[#This Row],[Month]],Season,2)","v":"Winter"},{"$f":"(DATE(2021,Tabulation[[#This Row],[Month]],Tabulation[[#This Row],[Day]]))","v":"2021-03-19"},{"$f":"WEEKDAY(Tabulation[[#This Row],[Date]])","v":6},{"$f":"IF(OR(Tabulation[[#This Row],[DayNo]]=1,Tabulation[[#This Row],[DayNo]]=7),1,0)","v":0},{"$f":"COUNTIF(Holidays,Tabulation[[#This Row],[Date]])","v":0},{"$f":"CONCATENATE(Tabulation[[#This Row],[Holiday]],Tabulation[[#This Row],[Season]],Tabulation[[#This Row],[Weekend]],\"-\",IF(Tabulation[[#This Row],[Hour]]<10,0,\"\"),C1897)","v":"0Winter0-21"},{"$f":"VLOOKUP(Tabulation[[#This Row],[Concat]],Table3[],8)","v":0.28519},{"$f":"(Tabulation[[#This Row],[AC System Output (kW)]]*Tabulation[[#This Row],[Rate]])","v":0}]
[3,19,22,0,{"$f":"Tabulation[[#This Row],[AC System Output (W)]]/1000","v":0},{"$f":"VLOOKUP(Tabulation[[#This Row],[Month]],Season,2)","v":"Winter"},{"$f":"(DATE(2021,Tabulation[[#This Row],[Month]],Tabulation[[#This Row],[Day]]))","v":"2021-03-19"},{"$f":"WEEKDAY(Tabulation[[#This Row],[Date]])","v":6},{"$f":"IF(OR(Tabulation[[#This Row],[DayNo]]=1,Tabulation[[#This Row],[DayNo]]=7),1,0)","v":0},{"$f":"COUNTIF(Holidays,Tabulation[[#This Row],[Date]])","v":0},{"$f":"CONCATENATE(Tabulation[[#This Row],[Holiday]],Tabulation[[#This Row],[Season]],Tabulation[[#This Row],[Weekend]],\"-\",IF(Tabulation[[#This Row],[Hour]]<10,0,\"\"),C1898)","v":"0Winter0-22"},{"$f":"VLOOKUP(Tabulation[[#This Row],[Concat]],Table3[],8)","v":0.28519},{"$f":"(Tabulation[[#This Row],[AC System Output (kW)]]*Tabulation[[#This Row],[Rate]])","v":0}]
[3,19,23,0,{"$f":"Tabulation[[#This Row],[AC System Output (W)]]/1000","v":0},{"$f":"VLOOKUP(Tabulation[[#This Row],[Month]],Season,2)","v":"Winter"},{"$f":"(DATE(2021,Tabulation[[#This Row],[Month]],Tabulation[[#This Row],[Day]]))","v":"2021-03-19"},{"$f":"WEEKDAY(Tabulation[[#This Row],[Date]])","v":6},{"$f":"IF(OR(Tabulation[[#This Row],[DayNo]]=1,Tabulation[[#This Row],[DayNo]]=7),1,0)","v":0},{"$f":"COUNTIF(Holidays,Tabulation[[#This Row],[Date]])","v":0},{"$f":"CONCATENATE(Tabulation[[#This Row],[Holiday]],Tabulation[[#This Row],[Season]],Tabulation[[#This Row],[Weekend]],\"-\",IF(Tabulation[[#This Row],[Hour]]<10,0,\"\"),C1899)","v":"0Winter0-23"},{"$f":"VLOOKUP(Tabulation[[#This Row],[Concat]],Table3[],8)","v":0.28519},{"$f":"(Tabulation[[#This Row],[AC System Output (kW)]]*Tabulation[[#This Row],[Rate]])","v":0}]
[3,20,0,0,{"$f":"Tabulation[[#This Row],[AC System Output (W)]]/1000","v":0},{"$f":"VLOOKUP(Tabulation[[#This Row],[Month]],Season,2)","v":"Winter"},{"$f":"(DATE(2021,Tabulation[[#This Row],[Month]],Tabulation[[#This Row],[Day]]))","v":"2021-03-20"},{"$f":"WEEKDAY(Tabulation[[#This Row],[Date]])","v":7},{"$f":"IF(OR(Tabulation[[#This Row],[DayNo]]=1,Tabulation[[#This Row],[DayNo]]=7),1,0)","v":1},{"$f":"COUNTIF(Holidays,Tabulation[[#This Row],[Date]])","v":0},{"$f":"CONCATENATE(Tabulation[[#This Row],[Holiday]],Tabulation[[#This Row],[Season]],Tabulation[[#This Row],[Weekend]],\"-\",IF(Tabulation[[#This Row],[Hour]]<10,0,\"\"),C1900)","v":"0Winter1-00"},{"$f":"VLOOKUP(Tabulation[[#This Row],[Concat]],Table3[],8)","v":0.28519},{"$f":"(Tabulation[[#This Row],[AC System Output (kW)]]*Tabulation[[#This Row],[Rate]])","v":0}]
[3,20,1,0,{"$f":"Tabulation[[#This Row],[AC System Output (W)]]/1000","v":0},{"$f":"VLOOKUP(Tabulation[[#This Row],[Month]],Season,2)","v":"Winter"},{"$f":"(DATE(2021,Tabulation[[#This Row],[Month]],Tabulation[[#This Row],[Day]]))","v":"2021-03-20"},{"$f":"WEEKDAY(Tabulation[[#This Row],[Date]])","v":7},{"$f":"IF(OR(Tabulation[[#This Row],[DayNo]]=1,Tabulation[[#This Row],[DayNo]]=7),1,0)","v":1},{"$f":"COUNTIF(Holidays,Tabulation[[#This Row],[Date]])","v":0},{"$f":"CONCATENATE(Tabulation[[#This Row],[Holiday]],Tabulation[[#This Row],[Season]],Tabulation[[#This Row],[Weekend]],\"-\",IF(Tabulation[[#This Row],[Hour]]<10,0,\"\"),C1901)","v":"0Winter1-01"},{"$f":"VLOOKUP(Tabulation[[#This Row],[Concat]],Table3[],8)","v":0.28519},{"$f":"(Tabulation[[#This Row],[AC System Output (kW)]]*Tabulation[[#This Row],[Rate]])","v":0}]
[3,20,2,0,{"$f":"Tabulation[[#This Row],[AC System Output (W)]]/1000","v":0},{"$f":"VLOOKUP(Tabulation[[#This Row],[Month]],Season,2)","v":"Winter"},{"$f":"(DATE(2021,Tabulation[[#This Row],[Month]],Tabulation[[#This Row],[Day]]))","v":"2021-03-20"},{"$f":"WEEKDAY(Tabulation[[#This Row],[Date]])","v":7},{"$f":"IF(OR(Tabulation[[#This Row],[DayNo]]=1,Tabulation[[#This Row],[DayNo]]=7),1,0)","v":1},{"$f":"COUNTIF(Holidays,Tabulation[[#This Row],[Date]])","v":0},{"$f":"CONCATENATE(Tabulation[[#This Row],[Holiday]],Tabulation[[#This Row],[Season]],Tabulation[[#This Row],[Weekend]],\"-\",IF(Tabulation[[#This Row],[Hour]]<10,0,\"\"),C1902)","v":"0Winter1-02"},{"$f":"VLOOKUP(Tabulation[[#This Row],[Concat]],Table3[],8)","v":0.28519},{"$f":"(Tabulation[[#This Row],[AC System Output (kW)]]*Tabulation[[#This Row],[Rate]])","v":0}]
[3,20,3,0,{"$f":"Tabulation[[#This Row],[AC System Output (W)]]/1000","v":0},{"$f":"VLOOKUP(Tabulation[[#This Row],[Month]],Season,2)","v":"Winter"},{"$f":"(DATE(2021,Tabulation[[#This Row],[Month]],Tabulation[[#This Row],[Day]]))","v":"2021-03-20"},{"$f":"WEEKDAY(Tabulation[[#This Row],[Date]])","v":7},{"$f":"IF(OR(Tabulation[[#This Row],[DayNo]]=1,Tabulation[[#This Row],[DayNo]]=7),1,0)","v":1},{"$f":"COUNTIF(Holidays,Tabulation[[#This Row],[Date]])","v":0},{"$f":"CONCATENATE(Tabulation[[#This Row],[Holiday]],Tabulation[[#This Row],[Season]],Tabulation[[#This Row],[Weekend]],\"-\",IF(Tabulation[[#This Row],[Hour]]<10,0,\"\"),C1903)","v":"0Winter1-03"},{"$f":"VLOOKUP(Tabulation[[#This Row],[Concat]],Table3[],8)","v":0.28519},{"$f":"(Tabulation[[#This Row],[AC System Output (kW)]]*Tabulation[[#This Row],[Rate]])","v":0}]
[3,20,4,0,{"$f":"Tabulation[[#This Row],[AC System Output (W)]]/1000","v":0},{"$f":"VLOOKUP(Tabulation[[#This Row],[Month]],Season,2)","v":"Winter"},{"$f":"(DATE(2021,Tabulation[[#This Row],[Month]],Tabulation[[#This Row],[Day]]))","v":"2021-03-20"},{"$f":"WEEKDAY(Tabulation[[#This Row],[Date]])","v":7},{"$f":"IF(OR(Tabulation[[#This Row],[DayNo]]=1,Tabulation[[#This Row],[DayNo]]=7),1,0)","v":1},{"$f":"COUNTIF(Holidays,Tabulation[[#This Row],[Date]])","v":0},{"$f":"CONCATENATE(Tabulation[[#This Row],[Holiday]],Tabulation[[#This Row],[Season]],Tabulation[[#This Row],[Weekend]],\"-\",IF(Tabulation[[#This Row],[Hour]]<10,0,\"\"),C1904)","v":"0Winter1-04"},{"$f":"VLOOKUP(Tabulation[[#This Row],[Concat]],Table3[],8)","v":0.28519},{"$f":"(Tabulation[[#This Row],[AC System Output (kW)]]*Tabulation[[#This Row],[Rate]])","v":0}]
[3,20,5,0,{"$f":"Tabulation[[#This Row],[AC System Output (W)]]/1000","v":0},{"$f":"VLOOKUP(Tabulation[[#This Row],[Month]],Season,2)","v":"Winter"},{"$f":"(DATE(2021,Tabulation[[#This Row],[Month]],Tabulation[[#This Row],[Day]]))","v":"2021-03-20"},{"$f":"WEEKDAY(Tabulation[[#This Row],[Date]])","v":7},{"$f":"IF(OR(Tabulation[[#This Row],[DayNo]]=1,Tabulation[[#This Row],[DayNo]]=7),1,0)","v":1},{"$f":"COUNTIF(Holidays,Tabulation[[#This Row],[Date]])","v":0},{"$f":"CONCATENATE(Tabulation[[#This Row],[Holiday]],Tabulation[[#This Row],[Season]],Tabulation[[#This Row],[Weekend]],\"-\",IF(Tabulation[[#This Row],[Hour]]<10,0,\"\"),C1905)","v":"0Winter1-05"},{"$f":"VLOOKUP(Tabulation[[#This Row],[Concat]],Table3[],8)","v":0.28519},{"$f":"(Tabulation[[#This Row],[AC System Output (kW)]]*Tabulation[[#This Row],[Rate]])","v":0}]
[3,20,6,28.367000000000001,{"$f":"Tabulation[[#This Row],[AC System Output (W)]]/1000","v":2.8367E-2},{"$f":"VLOOKUP(Tabulation[[#This Row],[Month]],Season,2)","v":"Winter"},{"$f":"(DATE(2021,Tabulation[[#This Row],[Month]],Tabulation[[#This Row],[Day]]))","v":"2021-03-20"},{"$f":"WEEKDAY(Tabulation[[#This Row],[Date]])","v":7},{"$f":"IF(OR(Tabulation[[#This Row],[DayNo]]=1,Tabulation[[#This Row],[DayNo]]=7),1,0)","v":1},{"$f":"COUNTIF(Holidays,Tabulation[[#This Row],[Date]])","v":0},{"$f":"CONCATENATE(Tabulation[[#This Row],[Holiday]],Tabulation[[#This Row],[Season]],Tabulation[[#This Row],[Weekend]],\"-\",IF(Tabulation[[#This Row],[Hour]]<10,0,\"\"),C1906)","v":"0Winter1-06"},{"$f":"VLOOKUP(Tabulation[[#This Row],[Concat]],Table3[],8)","v":0.28519},{"$f":"(Tabulation[[#This Row],[AC System Output (kW)]]*Tabulation[[#This Row],[Rate]])","v":8.0899847299999994E-3}]
[3,20,7,698.221,{"$f":"Tabulation[[#This Row],[AC System Output (W)]]/1000","v":0.69822099999999998},{"$f":"VLOOKUP(Tabulation[[#This Row],[Month]],Season,2)","v":"Winter"},{"$f":"(DATE(2021,Tabulation[[#This Row],[Month]],Tabulation[[#This Row],[Day]]))","v":"2021-03-20"},{"$f":"WEEKDAY(Tabulation[[#This Row],[Date]])","v":7},{"$f":"IF(OR(Tabulation[[#This Row],[DayNo]]=1,Tabulation[[#This Row],[DayNo]]=7),1,0)","v":1},{"$f":"COUNTIF(Holidays,Tabulation[[#This Row],[Date]])","v":0},{"$f":"CONCATENATE(Tabulation[[#This Row],[Holiday]],Tabulation[[#This Row],[Season]],Tabulation[[#This Row],[Weekend]],\"-\",IF(Tabulation[[#This Row],[Hour]]<10,0,\"\"),C1907)","v":"0Winter1-07"},{"$f":"VLOOKUP(Tabulation[[#This Row],[Concat]],Table3[],8)","v":0.28519},{"$f":"(Tabulation[[#This Row],[AC System Output (kW)]]*Tabulation[[#This Row],[Rate]])","v":0.19912564698999999}]
[3,20,8,1581.056,{"$f":"Tabulation[[#This Row],[AC System Output (W)]]/1000","v":1.581056},{"$f":"VLOOKUP(Tabulation[[#This Row],[Month]],Season,2)","v":"Winter"},{"$f":"(DATE(2021,Tabulation[[#This Row],[Month]],Tabulation[[#This Row],[Day]]))","v":"2021-03-20"},{"$f":"WEEKDAY(Tabulation[[#This Row],[Date]])","v":7},{"$f":"IF(OR(Tabulation[[#This Row],[DayNo]]=1,Tabulation[[#This Row],[DayNo]]=7),1,0)","v":1},{"$f":"COUNTIF(Holidays,Tabulation[[#This Row],[Date]])","v":0},{"$f":"CONCATENATE(Tabulation[[#This Row],[Holiday]],Tabulation[[#This Row],[Season]],Tabulation[[#This Row],[Weekend]],\"-\",IF(Tabulation[[#This Row],[Hour]]<10,0,\"\"),C1908)","v":"0Winter1-08"},{"$f":"VLOOKUP(Tabulation[[#This Row],[Concat]],Table3[],8)","v":0.28519},{"$f":"(Tabulation[[#This Row],[AC System Output (kW)]]*Tabulation[[#This Row],[Rate]])","v":0.45090136064000003}]
[3,20,9,2018.4359999999999,{"$f":"Tabulation[[#This Row],[AC System Output (W)]]/1000","v":2.0184359999999999},{"$f":"VLOOKUP(Tabulation[[#This Row],[Month]],Season,2)","v":"Winter"},{"$f":"(DATE(2021,Tabulation[[#This Row],[Month]],Tabulation[[#This Row],[Day]]))","v":"2021-03-20"},{"$f":"WEEKDAY(Tabulation[[#This Row],[Date]])","v":7},{"$f":"IF(OR(Tabulation[[#This Row],[DayNo]]=1,Tabulation[[#This Row],[DayNo]]=7),1,0)","v":1},{"$f":"COUNTIF(Holidays,Tabulation[[#This Row],[Date]])","v":0},{"$f":"CONCATENATE(Tabulation[[#This Row],[Holiday]],Tabulation[[#This Row],[Season]],Tabulation[[#This Row],[Weekend]],\"-\",IF(Tabulation[[#This Row],[Hour]]<10,0,\"\"),C1909)","v":"0Winter1-09"},{"$f":"VLOOKUP(Tabulation[[#This Row],[Concat]],Table3[],8)","v":0.28519},{"$f":"(Tabulation[[#This Row],[AC System Output (kW)]]*Tabulation[[#This Row],[Rate]])","v":0.57563776284000001}]
[3,20,10,2525.4679999999998,{"$f":"Tabulation[[#This Row],[AC System Output (W)]]/1000","v":2.525468},{"$f":"VLOOKUP(Tabulation[[#This Row],[Month]],Season,2)","v":"Winter"},{"$f":"(DATE(2021,Tabulation[[#This Row],[Month]],Tabulation[[#This Row],[Day]]))","v":"2021-03-20"},{"$f":"WEEKDAY(Tabulation[[#This Row],[Date]])","v":7},{"$f":"IF(OR(Tabulation[[#This Row],[DayNo]]=1,Tabulation[[#This Row],[DayNo]]=7),1,0)","v":1},{"$f":"COUNTIF(Holidays,Tabulation[[#This Row],[Date]])","v":0},{"$f":"CONCATENATE(Tabulation[[#This Row],[Holiday]],Tabulation[[#This Row],[Season]],Tabulation[[#This Row],[Weekend]],\"-\",IF(Tabulation[[#This Row],[Hour]]<10,0,\"\"),C1910)","v":"0Winter1-10"},{"$f":"VLOOKUP(Tabulation[[#This Row],[Concat]],Table3[],8)","v":0.28519},{"$f":"(Tabulation[[#This Row],[AC System Output (kW)]]*Tabulation[[#This Row],[Rate]])","v":0.72023821892000006}]
[3,20,11,2480.2620000000002,{"$f":"Tabulation[[#This Row],[AC System Output (W)]]/1000","v":2.4802620000000002},{"$f":"VLOOKUP(Tabulation[[#This Row],[Month]],Season,2)","v":"Winter"},{"$f":"(DATE(2021,Tabulation[[#This Row],[Month]],Tabulation[[#This Row],[Day]]))","v":"2021-03-20"},{"$f":"WEEKDAY(Tabulation[[#This Row],[Date]])","v":7},{"$f":"IF(OR(Tabulation[[#This Row],[DayNo]]=1,Tabulation[[#This Row],[DayNo]]=7),1,0)","v":1},{"$f":"COUNTIF(Holidays,Tabulation[[#This Row],[Date]])","v":0},{"$f":"CONCATENATE(Tabulation[[#This Row],[Holiday]],Tabulation[[#This Row],[Season]],Tabulation[[#This Row],[Weekend]],\"-\",IF(Tabulation[[#This Row],[Hour]]<10,0,\"\"),C1911)","v":"0Winter1-11"},{"$f":"VLOOKUP(Tabulation[[#This Row],[Concat]],Table3[],8)","v":0.28519},{"$f":"(Tabulation[[#This Row],[AC System Output (kW)]]*Tabulation[[#This Row],[Rate]])","v":0.70734591978000005}]
[3,20,12,2615.7060000000001,{"$f":"Tabulation[[#This Row],[AC System Output (W)]]/1000","v":2.6157060000000003},{"$f":"VLOOKUP(Tabulation[[#This Row],[Month]],Season,2)","v":"Winter"},{"$f":"(DATE(2021,Tabulation[[#This Row],[Month]],Tabulation[[#This Row],[Day]]))","v":"2021-03-20"},{"$f":"WEEKDAY(Tabulation[[#This Row],[Date]])","v":7},{"$f":"IF(OR(Tabulation[[#This Row],[DayNo]]=1,Tabulation[[#This Row],[DayNo]]=7),1,0)","v":1},{"$f":"COUNTIF(Holidays,Tabulation[[#This Row],[Date]])","v":0},{"$f":"CONCATENATE(Tabulation[[#This Row],[Holiday]],Tabulation[[#This Row],[Season]],Tabulation[[#This Row],[Weekend]],\"-\",IF(Tabulation[[#This Row],[Hour]]<10,0,\"\"),C1912)","v":"0Winter1-12"},{"$f":"VLOOKUP(Tabulation[[#This Row],[Concat]],Table3[],8)","v":0.28519},{"$f":"(Tabulation[[#This Row],[AC System Output (kW)]]*Tabulation[[#This Row],[Rate]])","v":0.74597319414000007}]
[3,20,13,2165.9090000000001,{"$f":"Tabulation[[#This Row],[AC System Output (W)]]/1000","v":2.1659090000000001},{"$f":"VLOOKUP(Tabulation[[#This Row],[Month]],Season,2)","v":"Winter"},{"$f":"(DATE(2021,Tabulation[[#This Row],[Month]],Tabulation[[#This Row],[Day]]))","v":"2021-03-20"},{"$f":"WEEKDAY(Tabulation[[#This Row],[Date]])","v":7},{"$f":"IF(OR(Tabulation[[#This Row],[DayNo]]=1,Tabulation[[#This Row],[DayNo]]=7),1,0)","v":1},{"$f":"COUNTIF(Holidays,Tabulation[[#This Row],[Date]])","v":0},{"$f":"CONCATENATE(Tabulation[[#This Row],[Holiday]],Tabulation[[#This Row],[Season]],Tabulation[[#This Row],[Weekend]],\"-\",IF(Tabulation[[#This Row],[Hour]]<10,0,\"\"),C1913)","v":"0Winter1-13"},{"$f":"VLOOKUP(Tabulation[[#This Row],[Concat]],Table3[],8)","v":0.28519},{"$f":"(Tabulation[[#This Row],[AC System Output (kW)]]*Tabulation[[#This Row],[Rate]])","v":0.61769558770999999}]
[3,20,14,1618.106,{"$f":"Tabulation[[#This Row],[AC System Output (W)]]/1000","v":1.618106},{"$f":"VLOOKUP(Tabulation[[#This Row],[Month]],Season,2)","v":"Winter"},{"$f":"(DATE(2021,Tabulation[[#This Row],[Month]],Tabulation[[#This Row],[Day]]))","v":"2021-03-20"},{"$f":"WEEKDAY(Tabulation[[#This Row],[Date]])","v":7},{"$f":"IF(OR(Tabulation[[#This Row],[DayNo]]=1,Tabulation[[#This Row],[DayNo]]=7),1,0)","v":1},{"$f":"COUNTIF(Holidays,Tabulation[[#This Row],[Date]])","v":0},{"$f":"CONCATENATE(Tabulation[[#This Row],[Holiday]],Tabulation[[#This Row],[Season]],Tabulation[[#This Row],[Weekend]],\"-\",IF(Tabulation[[#This Row],[Hour]]<10,0,\"\"),C1914)","v":"0Winter1-14"},{"$f":"VLOOKUP(Tabulation[[#This Row],[Concat]],Table3[],8)","v":0.28519},{"$f":"(Tabulation[[#This Row],[AC System Output (kW)]]*Tabulation[[#This Row],[Rate]])","v":0.46146765014000002}]
[3,20,15,1131.6780000000001,{"$f":"Tabulation[[#This Row],[AC System Output (W)]]/1000","v":1.1316780000000002},{"$f":"VLOOKUP(Tabulation[[#This Row],[Month]],Season,2)","v":"Winter"},{"$f":"(DATE(2021,Tabulation[[#This Row],[Month]],Tabulation[[#This Row],[Day]]))","v":"2021-03-20"},{"$f":"WEEKDAY(Tabulation[[#This Row],[Date]])","v":7},{"$f":"IF(OR(Tabulation[[#This Row],[DayNo]]=1,Tabulation[[#This Row],[DayNo]]=7),1,0)","v":1},{"$f":"COUNTIF(Holidays,Tabulation[[#This Row],[Date]])","v":0},{"$f":"CONCATENATE(Tabulation[[#This Row],[Holiday]],Tabulation[[#This Row],[Season]],Tabulation[[#This Row],[Weekend]],\"-\",IF(Tabulation[[#This Row],[Hour]]<10,0,\"\"),C1915)","v":"0Winter1-15"},{"$f":"VLOOKUP(Tabulation[[#This Row],[Concat]],Table3[],8)","v":0.28519},{"$f":"(Tabulation[[#This Row],[AC System Output (kW)]]*Tabulation[[#This Row],[Rate]])","v":0.32274324882000005}]
[3,20,16,918.39099999999996,{"$f":"Tabulation[[#This Row],[AC System Output (W)]]/1000","v":0.91839099999999996},{"$f":"VLOOKUP(Tabulation[[#This Row],[Month]],Season,2)","v":"Winter"},{"$f":"(DATE(2021,Tabulation[[#This Row],[Month]],Tabulation[[#This Row],[Day]]))","v":"2021-03-20"},{"$f":"WEEKDAY(Tabulation[[#This Row],[Date]])","v":7},{"$f":"IF(OR(Tabulation[[#This Row],[DayNo]]=1,Tabulation[[#This Row],[DayNo]]=7),1,0)","v":1},{"$f":"COUNTIF(Holidays,Tabulation[[#This Row],[Date]])","v":0},{"$f":"CONCATENATE(Tabulation[[#This Row],[Holiday]],Tabulation[[#This Row],[Season]],Tabulation[[#This Row],[Weekend]],\"-\",IF(Tabulation[[#This Row],[Hour]]<10,0,\"\"),C1916)","v":"0Winter1-16"},{"$f":"VLOOKUP(Tabulation[[#This Row],[Concat]],Table3[],8)","v":0.28519},{"$f":"(Tabulation[[#This Row],[AC System Output (kW)]]*Tabulation[[#This Row],[Rate]])","v":0.26191592928999996}]
[3,20,17,262.267,{"$f":"Tabulation[[#This Row],[AC System Output (W)]]/1000","v":0.26226699999999997},{"$f":"VLOOKUP(Tabulation[[#This Row],[Month]],Season,2)","v":"Winter"},{"$f":"(DATE(2021,Tabulation[[#This Row],[Month]],Tabulation[[#This Row],[Day]]))","v":"2021-03-20"},{"$f":"WEEKDAY(Tabulation[[#This Row],[Date]])","v":7},{"$f":"IF(OR(Tabulation[[#This Row],[DayNo]]=1,Tabulation[[#This Row],[DayNo]]=7),1,0)","v":1},{"$f":"COUNTIF(Holidays,Tabulation[[#This Row],[Date]])","v":0},{"$f":"CONCATENATE(Tabulation[[#This Row],[Holiday]],Tabulation[[#This Row],[Season]],Tabulation[[#This Row],[Weekend]],\"-\",IF(Tabulation[[#This Row],[Hour]]<10,0,\"\"),C1917)","v":"0Winter1-17"},{"$f":"VLOOKUP(Tabulation[[#This Row],[Concat]],Table3[],8)","v":0.28519},{"$f":"(Tabulation[[#This Row],[AC System Output (kW)]]*Tabulation[[#This Row],[Rate]])","v":7.479592572999999E-2}]
[3,20,18,0,{"$f":"Tabulation[[#This Row],[AC System Output (W)]]/1000","v":0},{"$f":"VLOOKUP(Tabulation[[#This Row],[Month]],Season,2)","v":"Winter"},{"$f":"(DATE(2021,Tabulation[[#This Row],[Month]],Tabulation[[#This Row],[Day]]))","v":"2021-03-20"},{"$f":"WEEKDAY(Tabulation[[#This Row],[Date]])","v":7},{"$f":"IF(OR(Tabulation[[#This Row],[DayNo]]=1,Tabulation[[#This Row],[DayNo]]=7),1,0)","v":1},{"$f":"COUNTIF(Holidays,Tabulation[[#This Row],[Date]])","v":0},{"$f":"CONCATENATE(Tabulation[[#This Row],[Holiday]],Tabulation[[#This Row],[Season]],Tabulation[[#This Row],[Weekend]],\"-\",IF(Tabulation[[#This Row],[Hour]]<10,0,\"\"),C1918)","v":"0Winter1-18"},{"$f":"VLOOKUP(Tabulation[[#This Row],[Concat]],Table3[],8)","v":0.28519},{"$f":"(Tabulation[[#This Row],[AC System Output (kW)]]*Tabulation[[#This Row],[Rate]])","v":0}]
[3,20,19,0,{"$f":"Tabulation[[#This Row],[AC System Output (W)]]/1000","v":0},{"$f":"VLOOKUP(Tabulation[[#This Row],[Month]],Season,2)","v":"Winter"},{"$f":"(DATE(2021,Tabulation[[#This Row],[Month]],Tabulation[[#This Row],[Day]]))","v":"2021-03-20"},{"$f":"WEEKDAY(Tabulation[[#This Row],[Date]])","v":7},{"$f":"IF(OR(Tabulation[[#This Row],[DayNo]]=1,Tabulation[[#This Row],[DayNo]]=7),1,0)","v":1},{"$f":"COUNTIF(Holidays,Tabulation[[#This Row],[Date]])","v":0},{"$f":"CONCATENATE(Tabulation[[#This Row],[Holiday]],Tabulation[[#This Row],[Season]],Tabulation[[#This Row],[Weekend]],\"-\",IF(Tabulation[[#This Row],[Hour]]<10,0,\"\"),C1919)","v":"0Winter1-19"},{"$f":"VLOOKUP(Tabulation[[#This Row],[Concat]],Table3[],8)","v":0.28519},{"$f":"(Tabulation[[#This Row],[AC System Output (kW)]]*Tabulation[[#This Row],[Rate]])","v":0}]
[3,20,20,0,{"$f":"Tabulation[[#This Row],[AC System Output (W)]]/1000","v":0},{"$f":"VLOOKUP(Tabulation[[#This Row],[Month]],Season,2)","v":"Winter"},{"$f":"(DATE(2021,Tabulation[[#This Row],[Month]],Tabulation[[#This Row],[Day]]))","v":"2021-03-20"},{"$f":"WEEKDAY(Tabulation[[#This Row],[Date]])","v":7},{"$f":"IF(OR(Tabulation[[#This Row],[DayNo]]=1,Tabulation[[#This Row],[DayNo]]=7),1,0)","v":1},{"$f":"COUNTIF(Holidays,Tabulation[[#This Row],[Date]])","v":0},{"$f":"CONCATENATE(Tabulation[[#This Row],[Holiday]],Tabulation[[#This Row],[Season]],Tabulation[[#This Row],[Weekend]],\"-\",IF(Tabulation[[#This Row],[Hour]]<10,0,\"\"),C1920)","v":"0Winter1-20"},{"$f":"VLOOKUP(Tabulation[[#This Row],[Concat]],Table3[],8)","v":0.28519},{"$f":"(Tabulation[[#This Row],[AC System Output (kW)]]*Tabulation[[#This Row],[Rate]])","v":0}]
[3,20,21,0,{"$f":"Tabulation[[#This Row],[AC System Output (W)]]/1000","v":0},{"$f":"VLOOKUP(Tabulation[[#This Row],[Month]],Season,2)","v":"Winter"},{"$f":"(DATE(2021,Tabulation[[#This Row],[Month]],Tabulation[[#This Row],[Day]]))","v":"2021-03-20"},{"$f":"WEEKDAY(Tabulation[[#This Row],[Date]])","v":7},{"$f":"IF(OR(Tabulation[[#This Row],[DayNo]]=1,Tabulation[[#This Row],[DayNo]]=7),1,0)","v":1},{"$f":"COUNTIF(Holidays,Tabulation[[#This Row],[Date]])","v":0},{"$f":"CONCATENATE(Tabulation[[#This Row],[Holiday]],Tabulation[[#This Row],[Season]],Tabulation[[#This Row],[Weekend]],\"-\",IF(Tabulation[[#This Row],[Hour]]<10,0,\"\"),C1921)","v":"0Winter1-21"},{"$f":"VLOOKUP(Tabulation[[#This Row],[Concat]],Table3[],8)","v":0.28519},{"$f":"(Tabulation[[#This Row],[AC System Output (kW)]]*Tabulation[[#This Row],[Rate]])","v":0}]
[3,20,22,0,{"$f":"Tabulation[[#This Row],[AC System Output (W)]]/1000","v":0},{"$f":"VLOOKUP(Tabulation[[#This Row],[Month]],Season,2)","v":"Winter"},{"$f":"(DATE(2021,Tabulation[[#This Row],[Month]],Tabulation[[#This Row],[Day]]))","v":"2021-03-20"},{"$f":"WEEKDAY(Tabulation[[#This Row],[Date]])","v":7},{"$f":"IF(OR(Tabulation[[#This Row],[DayNo]]=1,Tabulation[[#This Row],[DayNo]]=7),1,0)","v":1},{"$f":"COUNTIF(Holidays,Tabulation[[#This Row],[Date]])","v":0},{"$f":"CONCATENATE(Tabulation[[#This Row],[Holiday]],Tabulation[[#This Row],[Season]],Tabulation[[#This Row],[Weekend]],\"-\",IF(Tabulation[[#This Row],[Hour]]<10,0,\"\"),C1922)","v":"0Winter1-22"},{"$f":"VLOOKUP(Tabulation[[#This Row],[Concat]],Table3[],8)","v":0.28519},{"$f":"(Tabulation[[#This Row],[AC System Output (kW)]]*Tabulation[[#This Row],[Rate]])","v":0}]
[3,20,23,0,{"$f":"Tabulation[[#This Row],[AC System Output (W)]]/1000","v":0},{"$f":"VLOOKUP(Tabulation[[#This Row],[Month]],Season,2)","v":"Winter"},{"$f":"(DATE(2021,Tabulation[[#This Row],[Month]],Tabulation[[#This Row],[Day]]))","v":"2021-03-20"},{"$f":"WEEKDAY(Tabulation[[#This Row],[Date]])","v":7},{"$f":"IF(OR(Tabulation[[#This Row],[DayNo]]=1,Tabulation[[#This Row],[DayNo]]=7),1,0)","v":1},{"$f":"COUNTIF(Holidays,Tabulation[[#This Row],[Date]])","v":0},{"$f":"CONCATENATE(Tabulation[[#This Row],[Holiday]],Tabulation[[#This Row],[Season]],Tabulation[[#This Row],[Weekend]],\"-\",IF(Tabulation[[#This Row],[Hour]]<10,0,\"\"),C1923)","v":"0Winter1-23"},{"$f":"VLOOKUP(Tabulation[[#This Row],[Concat]],Table3[],8)","v":0.28519},{"$f":"(Tabulation[[#This Row],[AC System Output (kW)]]*Tabulation[[#This Row],[Rate]])","v":0}]
[3,21,0,0,{"$f":"Tabulation[[#This Row],[AC System Output (W)]]/1000","v":0},{"$f":"VLOOKUP(Tabulation[[#This Row],[Month]],Season,2)","v":"Winter"},{"$f":"(DATE(2021,Tabulation[[#This Row],[Month]],Tabulation[[#This Row],[Day]]))","v":"2021-03-21"},{"$f":"WEEKDAY(Tabulation[[#This Row],[Date]])","v":1},{"$f":"IF(OR(Tabulation[[#This Row],[DayNo]]=1,Tabulation[[#This Row],[DayNo]]=7),1,0)","v":1},{"$f":"COUNTIF(Holidays,Tabulation[[#This Row],[Date]])","v":0},{"$f":"CONCATENATE(Tabulation[[#This Row],[Holiday]],Tabulation[[#This Row],[Season]],Tabulation[[#This Row],[Weekend]],\"-\",IF(Tabulation[[#This Row],[Hour]]<10,0,\"\"),C1924)","v":"0Winter1-00"},{"$f":"VLOOKUP(Tabulation[[#This Row],[Concat]],Table3[],8)","v":0.28519},{"$f":"(Tabulation[[#This Row],[AC System Output (kW)]]*Tabulation[[#This Row],[Rate]])","v":0}]
[3,21,1,0,{"$f":"Tabulation[[#This Row],[AC System Output (W)]]/1000","v":0},{"$f":"VLOOKUP(Tabulation[[#This Row],[Month]],Season,2)","v":"Winter"},{"$f":"(DATE(2021,Tabulation[[#This Row],[Month]],Tabulation[[#This Row],[Day]]))","v":"2021-03-21"},{"$f":"WEEKDAY(Tabulation[[#This Row],[Date]])","v":1},{"$f":"IF(OR(Tabulation[[#This Row],[DayNo]]=1,Tabulation[[#This Row],[DayNo]]=7),1,0)","v":1},{"$f":"COUNTIF(Holidays,Tabulation[[#This Row],[Date]])","v":0},{"$f":"CONCATENATE(Tabulation[[#This Row],[Holiday]],Tabulation[[#This Row],[Season]],Tabulation[[#This Row],[Weekend]],\"-\",IF(Tabulation[[#This Row],[Hour]]<10,0,\"\"),C1925)","v":"0Winter1-01"},{"$f":"VLOOKUP(Tabulation[[#This Row],[Concat]],Table3[],8)","v":0.28519},{"$f":"(Tabulation[[#This Row],[AC System Output (kW)]]*Tabulation[[#This Row],[Rate]])","v":0}]
[3,21,2,0,{"$f":"Tabulation[[#This Row],[AC System Output (W)]]/1000","v":0},{"$f":"VLOOKUP(Tabulation[[#This Row],[Month]],Season,2)","v":"Winter"},{"$f":"(DATE(2021,Tabulation[[#This Row],[Month]],Tabulation[[#This Row],[Day]]))","v":"2021-03-21"},{"$f":"WEEKDAY(Tabulation[[#This Row],[Date]])","v":1},{"$f":"IF(OR(Tabulation[[#This Row],[DayNo]]=1,Tabulation[[#This Row],[DayNo]]=7),1,0)","v":1},{"$f":"COUNTIF(Holidays,Tabulation[[#This Row],[Date]])","v":0},{"$f":"CONCATENATE(Tabulation[[#This Row],[Holiday]],Tabulation[[#This Row],[Season]],Tabulation[[#This Row],[Weekend]],\"-\",IF(Tabulation[[#This Row],[Hour]]<10,0,\"\"),C1926)","v":"0Winter1-02"},{"$f":"VLOOKUP(Tabulation[[#This Row],[Concat]],Table3[],8)","v":0.28519},{"$f":"(Tabulation[[#This Row],[AC System Output (kW)]]*Tabulation[[#This Row],[Rate]])","v":0}]
[3,21,3,0,{"$f":"Tabulation[[#This Row],[AC System Output (W)]]/1000","v":0},{"$f":"VLOOKUP(Tabulation[[#This Row],[Month]],Season,2)","v":"Winter"},{"$f":"(DATE(2021,Tabulation[[#This Row],[Month]],Tabulation[[#This Row],[Day]]))","v":"2021-03-21"},{"$f":"WEEKDAY(Tabulation[[#This Row],[Date]])","v":1},{"$f":"IF(OR(Tabulation[[#This Row],[DayNo]]=1,Tabulation[[#This Row],[DayNo]]=7),1,0)","v":1},{"$f":"COUNTIF(Holidays,Tabulation[[#This Row],[Date]])","v":0},{"$f":"CONCATENATE(Tabulation[[#This Row],[Holiday]],Tabulation[[#This Row],[Season]],Tabulation[[#This Row],[Weekend]],\"-\",IF(Tabulation[[#This Row],[Hour]]<10,0,\"\"),C1927)","v":"0Winter1-03"},{"$f":"VLOOKUP(Tabulation[[#This Row],[Concat]],Table3[],8)","v":0.28519},{"$f":"(Tabulation[[#This Row],[AC System Output (kW)]]*Tabulation[[#This Row],[Rate]])","v":0}]
[3,21,4,0,{"$f":"Tabulation[[#This Row],[AC System Output (W)]]/1000","v":0},{"$f":"VLOOKUP(Tabulation[[#This Row],[Month]],Season,2)","v":"Winter"},{"$f":"(DATE(2021,Tabulation[[#This Row],[Month]],Tabulation[[#This Row],[Day]]))","v":"2021-03-21"},{"$f":"WEEKDAY(Tabulation[[#This Row],[Date]])","v":1},{"$f":"IF(OR(Tabulation[[#This Row],[DayNo]]=1,Tabulation[[#This Row],[DayNo]]=7),1,0)","v":1},{"$f":"COUNTIF(Holidays,Tabulation[[#This Row],[Date]])","v":0},{"$f":"CONCATENATE(Tabulation[[#This Row],[Holiday]],Tabulation[[#This Row],[Season]],Tabulation[[#This Row],[Weekend]],\"-\",IF(Tabulation[[#This Row],[Hour]]<10,0,\"\"),C1928)","v":"0Winter1-04"},{"$f":"VLOOKUP(Tabulation[[#This Row],[Concat]],Table3[],8)","v":0.28519},{"$f":"(Tabulation[[#This Row],[AC System Output (kW)]]*Tabulation[[#This Row],[Rate]])","v":0}]
[3,21,5,0,{"$f":"Tabulation[[#This Row],[AC System Output (W)]]/1000","v":0},{"$f":"VLOOKUP(Tabulation[[#This Row],[Month]],Season,2)","v":"Winter"},{"$f":"(DATE(2021,Tabulation[[#This Row],[Month]],Tabulation[[#This Row],[Day]]))","v":"2021-03-21"},{"$f":"WEEKDAY(Tabulation[[#This Row],[Date]])","v":1},{"$f":"IF(OR(Tabulation[[#This Row],[DayNo]]=1,Tabulation[[#This Row],[DayNo]]=7),1,0)","v":1},{"$f":"COUNTIF(Holidays,Tabulation[[#This Row],[Date]])","v":0},{"$f":"CONCATENATE(Tabulation[[#This Row],[Holiday]],Tabulation[[#This Row],[Season]],Tabulation[[#This Row],[Weekend]],\"-\",IF(Tabulation[[#This Row],[Hour]]<10,0,\"\"),C1929)","v":"0Winter1-05"},{"$f":"VLOOKUP(Tabulation[[#This Row],[Concat]],Table3[],8)","v":0.28519},{"$f":"(Tabulation[[#This Row],[AC System Output (kW)]]*Tabulation[[#This Row],[Rate]])","v":0}]
[3,21,6,92.866,{"$f":"Tabulation[[#This Row],[AC System Output (W)]]/1000","v":9.2866000000000004E-2},{"$f":"VLOOKUP(Tabulation[[#This Row],[Month]],Season,2)","v":"Winter"},{"$f":"(DATE(2021,Tabulation[[#This Row],[Month]],Tabulation[[#This Row],[Day]]))","v":"2021-03-21"},{"$f":"WEEKDAY(Tabulation[[#This Row],[Date]])","v":1},{"$f":"IF(OR(Tabulation[[#This Row],[DayNo]]=1,Tabulation[[#This Row],[DayNo]]=7),1,0)","v":1},{"$f":"COUNTIF(Holidays,Tabulation[[#This Row],[Date]])","v":0},{"$f":"CONCATENATE(Tabulation[[#This Row],[Holiday]],Tabulation[[#This Row],[Season]],Tabulation[[#This Row],[Weekend]],\"-\",IF(Tabulation[[#This Row],[Hour]]<10,0,\"\"),C1930)","v":"0Winter1-06"},{"$f":"VLOOKUP(Tabulation[[#This Row],[Concat]],Table3[],8)","v":0.28519},{"$f":"(Tabulation[[#This Row],[AC System Output (kW)]]*Tabulation[[#This Row],[Rate]])","v":2.6484454540000001E-2}]
[3,21,7,799.22900000000004,{"$f":"Tabulation[[#This Row],[AC System Output (W)]]/1000","v":0.79922900000000008},{"$f":"VLOOKUP(Tabulation[[#This Row],[Month]],Season,2)","v":"Winter"},{"$f":"(DATE(2021,Tabulation[[#This Row],[Month]],Tabulation[[#This Row],[Day]]))","v":"2021-03-21"},{"$f":"WEEKDAY(Tabulation[[#This Row],[Date]])","v":1},{"$f":"IF(OR(Tabulation[[#This Row],[DayNo]]=1,Tabulation[[#This Row],[DayNo]]=7),1,0)","v":1},{"$f":"COUNTIF(Holidays,Tabulation[[#This Row],[Date]])","v":0},{"$f":"CONCATENATE(Tabulation[[#This Row],[Holiday]],Tabulation[[#This Row],[Season]],Tabulation[[#This Row],[Weekend]],\"-\",IF(Tabulation[[#This Row],[Hour]]<10,0,\"\"),C1931)","v":"0Winter1-07"},{"$f":"VLOOKUP(Tabulation[[#This Row],[Concat]],Table3[],8)","v":0.28519},{"$f":"(Tabulation[[#This Row],[AC System Output (kW)]]*Tabulation[[#This Row],[Rate]])","v":0.22793211851000003}]
[3,21,8,1227.6990000000001,{"$f":"Tabulation[[#This Row],[AC System Output (W)]]/1000","v":1.2276990000000001},{"$f":"VLOOKUP(Tabulation[[#This Row],[Month]],Season,2)","v":"Winter"},{"$f":"(DATE(2021,Tabulation[[#This Row],[Month]],Tabulation[[#This Row],[Day]]))","v":"2021-03-21"},{"$f":"WEEKDAY(Tabulation[[#This Row],[Date]])","v":1},{"$f":"IF(OR(Tabulation[[#This Row],[DayNo]]=1,Tabulation[[#This Row],[DayNo]]=7),1,0)","v":1},{"$f":"COUNTIF(Holidays,Tabulation[[#This Row],[Date]])","v":0},{"$f":"CONCATENATE(Tabulation[[#This Row],[Holiday]],Tabulation[[#This Row],[Season]],Tabulation[[#This Row],[Weekend]],\"-\",IF(Tabulation[[#This Row],[Hour]]<10,0,\"\"),C1932)","v":"0Winter1-08"},{"$f":"VLOOKUP(Tabulation[[#This Row],[Concat]],Table3[],8)","v":0.28519},{"$f":"(Tabulation[[#This Row],[AC System Output (kW)]]*Tabulation[[#This Row],[Rate]])","v":0.35012747781000003}]
[3,21,9,1973.5989999999999,{"$f":"Tabulation[[#This Row],[AC System Output (W)]]/1000","v":1.9735989999999999},{"$f":"VLOOKUP(Tabulation[[#This Row],[Month]],Season,2)","v":"Winter"},{"$f":"(DATE(2021,Tabulation[[#This Row],[Month]],Tabulation[[#This Row],[Day]]))","v":"2021-03-21"},{"$f":"WEEKDAY(Tabulation[[#This Row],[Date]])","v":1},{"$f":"IF(OR(Tabulation[[#This Row],[DayNo]]=1,Tabulation[[#This Row],[DayNo]]=7),1,0)","v":1},{"$f":"COUNTIF(Holidays,Tabulation[[#This Row],[Date]])","v":0},{"$f":"CONCATENATE(Tabulation[[#This Row],[Holiday]],Tabulation[[#This Row],[Season]],Tabulation[[#This Row],[Weekend]],\"-\",IF(Tabulation[[#This Row],[Hour]]<10,0,\"\"),C1933)","v":"0Winter1-09"},{"$f":"VLOOKUP(Tabulation[[#This Row],[Concat]],Table3[],8)","v":0.28519},{"$f":"(Tabulation[[#This Row],[AC System Output (kW)]]*Tabulation[[#This Row],[Rate]])","v":0.56285069880999994}]
[3,21,10,2850.328,{"$f":"Tabulation[[#This Row],[AC System Output (W)]]/1000","v":2.8503280000000002},{"$f":"VLOOKUP(Tabulation[[#This Row],[Month]],Season,2)","v":"Winter"},{"$f":"(DATE(2021,Tabulation[[#This Row],[Month]],Tabulation[[#This Row],[Day]]))","v":"2021-03-21"},{"$f":"WEEKDAY(Tabulation[[#This Row],[Date]])","v":1},{"$f":"IF(OR(Tabulation[[#This Row],[DayNo]]=1,Tabulation[[#This Row],[DayNo]]=7),1,0)","v":1},{"$f":"COUNTIF(Holidays,Tabulation[[#This Row],[Date]])","v":0},{"$f":"CONCATENATE(Tabulation[[#This Row],[Holiday]],Tabulation[[#This Row],[Season]],Tabulation[[#This Row],[Weekend]],\"-\",IF(Tabulation[[#This Row],[Hour]]<10,0,\"\"),C1934)","v":"0Winter1-10"},{"$f":"VLOOKUP(Tabulation[[#This Row],[Concat]],Table3[],8)","v":0.28519},{"$f":"(Tabulation[[#This Row],[AC System Output (kW)]]*Tabulation[[#This Row],[Rate]])","v":0.81288504232000003}]
[3,21,11,2763.172,{"$f":"Tabulation[[#This Row],[AC System Output (W)]]/1000","v":2.763172},{"$f":"VLOOKUP(Tabulation[[#This Row],[Month]],Season,2)","v":"Winter"},{"$f":"(DATE(2021,Tabulation[[#This Row],[Month]],Tabulation[[#This Row],[Day]]))","v":"2021-03-21"},{"$f":"WEEKDAY(Tabulation[[#This Row],[Date]])","v":1},{"$f":"IF(OR(Tabulation[[#This Row],[DayNo]]=1,Tabulation[[#This Row],[DayNo]]=7),1,0)","v":1},{"$f":"COUNTIF(Holidays,Tabulation[[#This Row],[Date]])","v":0},{"$f":"CONCATENATE(Tabulation[[#This Row],[Holiday]],Tabulation[[#This Row],[Season]],Tabulation[[#This Row],[Weekend]],\"-\",IF(Tabulation[[#This Row],[Hour]]<10,0,\"\"),C1935)","v":"0Winter1-11"},{"$f":"VLOOKUP(Tabulation[[#This Row],[Concat]],Table3[],8)","v":0.28519},{"$f":"(Tabulation[[#This Row],[AC System Output (kW)]]*Tabulation[[#This Row],[Rate]])","v":0.78802902267999997}]
[3,21,12,2745.4810000000002,{"$f":"Tabulation[[#This Row],[AC System Output (W)]]/1000","v":2.7454810000000003},{"$f":"VLOOKUP(Tabulation[[#This Row],[Month]],Season,2)","v":"Winter"},{"$f":"(DATE(2021,Tabulation[[#This Row],[Month]],Tabulation[[#This Row],[Day]]))","v":"2021-03-21"},{"$f":"WEEKDAY(Tabulation[[#This Row],[Date]])","v":1},{"$f":"IF(OR(Tabulation[[#This Row],[DayNo]]=1,Tabulation[[#This Row],[DayNo]]=7),1,0)","v":1},{"$f":"COUNTIF(Holidays,Tabulation[[#This Row],[Date]])","v":0},{"$f":"CONCATENATE(Tabulation[[#This Row],[Holiday]],Tabulation[[#This Row],[Season]],Tabulation[[#This Row],[Weekend]],\"-\",IF(Tabulation[[#This Row],[Hour]]<10,0,\"\"),C1936)","v":"0Winter1-12"},{"$f":"VLOOKUP(Tabulation[[#This Row],[Concat]],Table3[],8)","v":0.28519},{"$f":"(Tabulation[[#This Row],[AC System Output (kW)]]*Tabulation[[#This Row],[Rate]])","v":0.78298372639000002}]
[3,21,13,2238.846,{"$f":"Tabulation[[#This Row],[AC System Output (W)]]/1000","v":2.2388460000000001},{"$f":"VLOOKUP(Tabulation[[#This Row],[Month]],Season,2)","v":"Winter"},{"$f":"(DATE(2021,Tabulation[[#This Row],[Month]],Tabulation[[#This Row],[Day]]))","v":"2021-03-21"},{"$f":"WEEKDAY(Tabulation[[#This Row],[Date]])","v":1},{"$f":"IF(OR(Tabulation[[#This Row],[DayNo]]=1,Tabulation[[#This Row],[DayNo]]=7),1,0)","v":1},{"$f":"COUNTIF(Holidays,Tabulation[[#This Row],[Date]])","v":0},{"$f":"CONCATENATE(Tabulation[[#This Row],[Holiday]],Tabulation[[#This Row],[Season]],Tabulation[[#This Row],[Weekend]],\"-\",IF(Tabulation[[#This Row],[Hour]]<10,0,\"\"),C1937)","v":"0Winter1-13"},{"$f":"VLOOKUP(Tabulation[[#This Row],[Concat]],Table3[],8)","v":0.28519},{"$f":"(Tabulation[[#This Row],[AC System Output (kW)]]*Tabulation[[#This Row],[Rate]])","v":0.63849649074000003}]
[3,21,14,2622.3690000000001,{"$f":"Tabulation[[#This Row],[AC System Output (W)]]/1000","v":2.622369},{"$f":"VLOOKUP(Tabulation[[#This Row],[Month]],Season,2)","v":"Winter"},{"$f":"(DATE(2021,Tabulation[[#This Row],[Month]],Tabulation[[#This Row],[Day]]))","v":"2021-03-21"},{"$f":"WEEKDAY(Tabulation[[#This Row],[Date]])","v":1},{"$f":"IF(OR(Tabulation[[#This Row],[DayNo]]=1,Tabulation[[#This Row],[DayNo]]=7),1,0)","v":1},{"$f":"COUNTIF(Holidays,Tabulation[[#This Row],[Date]])","v":0},{"$f":"CONCATENATE(Tabulation[[#This Row],[Holiday]],Tabulation[[#This Row],[Season]],Tabulation[[#This Row],[Weekend]],\"-\",IF(Tabulation[[#This Row],[Hour]]<10,0,\"\"),C1938)","v":"0Winter1-14"},{"$f":"VLOOKUP(Tabulation[[#This Row],[Concat]],Table3[],8)","v":0.28519},{"$f":"(Tabulation[[#This Row],[AC System Output (kW)]]*Tabulation[[#This Row],[Rate]])","v":0.74787341510999994}]
[3,21,15,2010.232,{"$f":"Tabulation[[#This Row],[AC System Output (W)]]/1000","v":2.0102319999999998},{"$f":"VLOOKUP(Tabulation[[#This Row],[Month]],Season,2)","v":"Winter"},{"$f":"(DATE(2021,Tabulation[[#This Row],[Month]],Tabulation[[#This Row],[Day]]))","v":"2021-03-21"},{"$f":"WEEKDAY(Tabulation[[#This Row],[Date]])","v":1},{"$f":"IF(OR(Tabulation[[#This Row],[DayNo]]=1,Tabulation[[#This Row],[DayNo]]=7),1,0)","v":1},{"$f":"COUNTIF(Holidays,Tabulation[[#This Row],[Date]])","v":0},{"$f":"CONCATENATE(Tabulation[[#This Row],[Holiday]],Tabulation[[#This Row],[Season]],Tabulation[[#This Row],[Weekend]],\"-\",IF(Tabulation[[#This Row],[Hour]]<10,0,\"\"),C1939)","v":"0Winter1-15"},{"$f":"VLOOKUP(Tabulation[[#This Row],[Concat]],Table3[],8)","v":0.28519},{"$f":"(Tabulation[[#This Row],[AC System Output (kW)]]*Tabulation[[#This Row],[Rate]])","v":0.57329806407999995}]
[3,21,16,1189.057,{"$f":"Tabulation[[#This Row],[AC System Output (W)]]/1000","v":1.189057},{"$f":"VLOOKUP(Tabulation[[#This Row],[Month]],Season,2)","v":"Winter"},{"$f":"(DATE(2021,Tabulation[[#This Row],[Month]],Tabulation[[#This Row],[Day]]))","v":"2021-03-21"},{"$f":"WEEKDAY(Tabulation[[#This Row],[Date]])","v":1},{"$f":"IF(OR(Tabulation[[#This Row],[DayNo]]=1,Tabulation[[#This Row],[DayNo]]=7),1,0)","v":1},{"$f":"COUNTIF(Holidays,Tabulation[[#This Row],[Date]])","v":0},{"$f":"CONCATENATE(Tabulation[[#This Row],[Holiday]],Tabulation[[#This Row],[Season]],Tabulation[[#This Row],[Weekend]],\"-\",IF(Tabulation[[#This Row],[Hour]]<10,0,\"\"),C1940)","v":"0Winter1-16"},{"$f":"VLOOKUP(Tabulation[[#This Row],[Concat]],Table3[],8)","v":0.28519},{"$f":"(Tabulation[[#This Row],[AC System Output (kW)]]*Tabulation[[#This Row],[Rate]])","v":0.33910716583}]
[3,21,17,326.30900000000003,{"$f":"Tabulation[[#This Row],[AC System Output (W)]]/1000","v":0.32630900000000002},{"$f":"VLOOKUP(Tabulation[[#This Row],[Month]],Season,2)","v":"Winter"},{"$f":"(DATE(2021,Tabulation[[#This Row],[Month]],Tabulation[[#This Row],[Day]]))","v":"2021-03-21"},{"$f":"WEEKDAY(Tabulation[[#This Row],[Date]])","v":1},{"$f":"IF(OR(Tabulation[[#This Row],[DayNo]]=1,Tabulation[[#This Row],[DayNo]]=7),1,0)","v":1},{"$f":"COUNTIF(Holidays,Tabulation[[#This Row],[Date]])","v":0},{"$f":"CONCATENATE(Tabulation[[#This Row],[Holiday]],Tabulation[[#This Row],[Season]],Tabulation[[#This Row],[Weekend]],\"-\",IF(Tabulation[[#This Row],[Hour]]<10,0,\"\"),C1941)","v":"0Winter1-17"},{"$f":"VLOOKUP(Tabulation[[#This Row],[Concat]],Table3[],8)","v":0.28519},{"$f":"(Tabulation[[#This Row],[AC System Output (kW)]]*Tabulation[[#This Row],[Rate]])","v":9.3060063710000002E-2}]
[3,21,18,0,{"$f":"Tabulation[[#This Row],[AC System Output (W)]]/1000","v":0},{"$f":"VLOOKUP(Tabulation[[#This Row],[Month]],Season,2)","v":"Winter"},{"$f":"(DATE(2021,Tabulation[[#This Row],[Month]],Tabulation[[#This Row],[Day]]))","v":"2021-03-21"},{"$f":"WEEKDAY(Tabulation[[#This Row],[Date]])","v":1},{"$f":"IF(OR(Tabulation[[#This Row],[DayNo]]=1,Tabulation[[#This Row],[DayNo]]=7),1,0)","v":1},{"$f":"COUNTIF(Holidays,Tabulation[[#This Row],[Date]])","v":0},{"$f":"CONCATENATE(Tabulation[[#This Row],[Holiday]],Tabulation[[#This Row],[Season]],Tabulation[[#This Row],[Weekend]],\"-\",IF(Tabulation[[#This Row],[Hour]]<10,0,\"\"),C1942)","v":"0Winter1-18"},{"$f":"VLOOKUP(Tabulation[[#This Row],[Concat]],Table3[],8)","v":0.28519},{"$f":"(Tabulation[[#This Row],[AC System Output (kW)]]*Tabulation[[#This Row],[Rate]])","v":0}]
[3,21,19,0,{"$f":"Tabulation[[#This Row],[AC System Output (W)]]/1000","v":0},{"$f":"VLOOKUP(Tabulation[[#This Row],[Month]],Season,2)","v":"Winter"},{"$f":"(DATE(2021,Tabulation[[#This Row],[Month]],Tabulation[[#This Row],[Day]]))","v":"2021-03-21"},{"$f":"WEEKDAY(Tabulation[[#This Row],[Date]])","v":1},{"$f":"IF(OR(Tabulation[[#This Row],[DayNo]]=1,Tabulation[[#This Row],[DayNo]]=7),1,0)","v":1},{"$f":"COUNTIF(Holidays,Tabulation[[#This Row],[Date]])","v":0},{"$f":"CONCATENATE(Tabulation[[#This Row],[Holiday]],Tabulation[[#This Row],[Season]],Tabulation[[#This Row],[Weekend]],\"-\",IF(Tabulation[[#This Row],[Hour]]<10,0,\"\"),C1943)","v":"0Winter1-19"},{"$f":"VLOOKUP(Tabulation[[#This Row],[Concat]],Table3[],8)","v":0.28519},{"$f":"(Tabulation[[#This Row],[AC System Output (kW)]]*Tabulation[[#This Row],[Rate]])","v":0}]
[3,21,20,0,{"$f":"Tabulation[[#This Row],[AC System Output (W)]]/1000","v":0},{"$f":"VLOOKUP(Tabulation[[#This Row],[Month]],Season,2)","v":"Winter"},{"$f":"(DATE(2021,Tabulation[[#This Row],[Month]],Tabulation[[#This Row],[Day]]))","v":"2021-03-21"},{"$f":"WEEKDAY(Tabulation[[#This Row],[Date]])","v":1},{"$f":"IF(OR(Tabulation[[#This Row],[DayNo]]=1,Tabulation[[#This Row],[DayNo]]=7),1,0)","v":1},{"$f":"COUNTIF(Holidays,Tabulation[[#This Row],[Date]])","v":0},{"$f":"CONCATENATE(Tabulation[[#This Row],[Holiday]],Tabulation[[#This Row],[Season]],Tabulation[[#This Row],[Weekend]],\"-\",IF(Tabulation[[#This Row],[Hour]]<10,0,\"\"),C1944)","v":"0Winter1-20"},{"$f":"VLOOKUP(Tabulation[[#This Row],[Concat]],Table3[],8)","v":0.28519},{"$f":"(Tabulation[[#This Row],[AC System Output (kW)]]*Tabulation[[#This Row],[Rate]])","v":0}]
[3,21,21,0,{"$f":"Tabulation[[#This Row],[AC System Output (W)]]/1000","v":0},{"$f":"VLOOKUP(Tabulation[[#This Row],[Month]],Season,2)","v":"Winter"},{"$f":"(DATE(2021,Tabulation[[#This Row],[Month]],Tabulation[[#This Row],[Day]]))","v":"2021-03-21"},{"$f":"WEEKDAY(Tabulation[[#This Row],[Date]])","v":1},{"$f":"IF(OR(Tabulation[[#This Row],[DayNo]]=1,Tabulation[[#This Row],[DayNo]]=7),1,0)","v":1},{"$f":"COUNTIF(Holidays,Tabulation[[#This Row],[Date]])","v":0},{"$f":"CONCATENATE(Tabulation[[#This Row],[Holiday]],Tabulation[[#This Row],[Season]],Tabulation[[#This Row],[Weekend]],\"-\",IF(Tabulation[[#This Row],[Hour]]<10,0,\"\"),C1945)","v":"0Winter1-21"},{"$f":"VLOOKUP(Tabulation[[#This Row],[Concat]],Table3[],8)","v":0.28519},{"$f":"(Tabulation[[#This Row],[AC System Output (kW)]]*Tabulation[[#This Row],[Rate]])","v":0}]
[3,21,22,0,{"$f":"Tabulation[[#This Row],[AC System Output (W)]]/1000","v":0},{"$f":"VLOOKUP(Tabulation[[#This Row],[Month]],Season,2)","v":"Winter"},{"$f":"(DATE(2021,Tabulation[[#This Row],[Month]],Tabulation[[#This Row],[Day]]))","v":"2021-03-21"},{"$f":"WEEKDAY(Tabulation[[#This Row],[Date]])","v":1},{"$f":"IF(OR(Tabulation[[#This Row],[DayNo]]=1,Tabulation[[#This Row],[DayNo]]=7),1,0)","v":1},{"$f":"COUNTIF(Holidays,Tabulation[[#This Row],[Date]])","v":0},{"$f":"CONCATENATE(Tabulation[[#This Row],[Holiday]],Tabulation[[#This Row],[Season]],Tabulation[[#This Row],[Weekend]],\"-\",IF(Tabulation[[#This Row],[Hour]]<10,0,\"\"),C1946)","v":"0Winter1-22"},{"$f":"VLOOKUP(Tabulation[[#This Row],[Concat]],Table3[],8)","v":0.28519},{"$f":"(Tabulation[[#This Row],[AC System Output (kW)]]*Tabulation[[#This Row],[Rate]])","v":0}]
[3,21,23,0,{"$f":"Tabulation[[#This Row],[AC System Output (W)]]/1000","v":0},{"$f":"VLOOKUP(Tabulation[[#This Row],[Month]],Season,2)","v":"Winter"},{"$f":"(DATE(2021,Tabulation[[#This Row],[Month]],Tabulation[[#This Row],[Day]]))","v":"2021-03-21"},{"$f":"WEEKDAY(Tabulation[[#This Row],[Date]])","v":1},{"$f":"IF(OR(Tabulation[[#This Row],[DayNo]]=1,Tabulation[[#This Row],[DayNo]]=7),1,0)","v":1},{"$f":"COUNTIF(Holidays,Tabulation[[#This Row],[Date]])","v":0},{"$f":"CONCATENATE(Tabulation[[#This Row],[Holiday]],Tabulation[[#This Row],[Season]],Tabulation[[#This Row],[Weekend]],\"-\",IF(Tabulation[[#This Row],[Hour]]<10,0,\"\"),C1947)","v":"0Winter1-23"},{"$f":"VLOOKUP(Tabulation[[#This Row],[Concat]],Table3[],8)","v":0.28519},{"$f":"(Tabulation[[#This Row],[AC System Output (kW)]]*Tabulation[[#This Row],[Rate]])","v":0}]
[3,22,0,0,{"$f":"Tabulation[[#This Row],[AC System Output (W)]]/1000","v":0},{"$f":"VLOOKUP(Tabulation[[#This Row],[Month]],Season,2)","v":"Winter"},{"$f":"(DATE(2021,Tabulation[[#This Row],[Month]],Tabulation[[#This Row],[Day]]))","v":"2021-03-22"},{"$f":"WEEKDAY(Tabulation[[#This Row],[Date]])","v":2},{"$f":"IF(OR(Tabulation[[#This Row],[DayNo]]=1,Tabulation[[#This Row],[DayNo]]=7),1,0)","v":0},{"$f":"COUNTIF(Holidays,Tabulation[[#This Row],[Date]])","v":0},{"$f":"CONCATENATE(Tabulation[[#This Row],[Holiday]],Tabulation[[#This Row],[Season]],Tabulation[[#This Row],[Weekend]],\"-\",IF(Tabulation[[#This Row],[Hour]]<10,0,\"\"),C1948)","v":"0Winter0-00"},{"$f":"VLOOKUP(Tabulation[[#This Row],[Concat]],Table3[],8)","v":0.28519},{"$f":"(Tabulation[[#This Row],[AC System Output (kW)]]*Tabulation[[#This Row],[Rate]])","v":0}]
[3,22,1,0,{"$f":"Tabulation[[#This Row],[AC System Output (W)]]/1000","v":0},{"$f":"VLOOKUP(Tabulation[[#This Row],[Month]],Season,2)","v":"Winter"},{"$f":"(DATE(2021,Tabulation[[#This Row],[Month]],Tabulation[[#This Row],[Day]]))","v":"2021-03-22"},{"$f":"WEEKDAY(Tabulation[[#This Row],[Date]])","v":2},{"$f":"IF(OR(Tabulation[[#This Row],[DayNo]]=1,Tabulation[[#This Row],[DayNo]]=7),1,0)","v":0},{"$f":"COUNTIF(Holidays,Tabulation[[#This Row],[Date]])","v":0},{"$f":"CONCATENATE(Tabulation[[#This Row],[Holiday]],Tabulation[[#This Row],[Season]],Tabulation[[#This Row],[Weekend]],\"-\",IF(Tabulation[[#This Row],[Hour]]<10,0,\"\"),C1949)","v":"0Winter0-01"},{"$f":"VLOOKUP(Tabulation[[#This Row],[Concat]],Table3[],8)","v":0.28519},{"$f":"(Tabulation[[#This Row],[AC System Output (kW)]]*Tabulation[[#This Row],[Rate]])","v":0}]
[3,22,2,0,{"$f":"Tabulation[[#This Row],[AC System Output (W)]]/1000","v":0},{"$f":"VLOOKUP(Tabulation[[#This Row],[Month]],Season,2)","v":"Winter"},{"$f":"(DATE(2021,Tabulation[[#This Row],[Month]],Tabulation[[#This Row],[Day]]))","v":"2021-03-22"},{"$f":"WEEKDAY(Tabulation[[#This Row],[Date]])","v":2},{"$f":"IF(OR(Tabulation[[#This Row],[DayNo]]=1,Tabulation[[#This Row],[DayNo]]=7),1,0)","v":0},{"$f":"COUNTIF(Holidays,Tabulation[[#This Row],[Date]])","v":0},{"$f":"CONCATENATE(Tabulation[[#This Row],[Holiday]],Tabulation[[#This Row],[Season]],Tabulation[[#This Row],[Weekend]],\"-\",IF(Tabulation[[#This Row],[Hour]]<10,0,\"\"),C1950)","v":"0Winter0-02"},{"$f":"VLOOKUP(Tabulation[[#This Row],[Concat]],Table3[],8)","v":0.28519},{"$f":"(Tabulation[[#This Row],[AC System Output (kW)]]*Tabulation[[#This Row],[Rate]])","v":0}]
[3,22,3,0,{"$f":"Tabulation[[#This Row],[AC System Output (W)]]/1000","v":0},{"$f":"VLOOKUP(Tabulation[[#This Row],[Month]],Season,2)","v":"Winter"},{"$f":"(DATE(2021,Tabulation[[#This Row],[Month]],Tabulation[[#This Row],[Day]]))","v":"2021-03-22"},{"$f":"WEEKDAY(Tabulation[[#This Row],[Date]])","v":2},{"$f":"IF(OR(Tabulation[[#This Row],[DayNo]]=1,Tabulation[[#This Row],[DayNo]]=7),1,0)","v":0},{"$f":"COUNTIF(Holidays,Tabulation[[#This Row],[Date]])","v":0},{"$f":"CONCATENATE(Tabulation[[#This Row],[Holiday]],Tabulation[[#This Row],[Season]],Tabulation[[#This Row],[Weekend]],\"-\",IF(Tabulation[[#This Row],[Hour]]<10,0,\"\"),C1951)","v":"0Winter0-03"},{"$f":"VLOOKUP(Tabulation[[#This Row],[Concat]],Table3[],8)","v":0.28519},{"$f":"(Tabulation[[#This Row],[AC System Output (kW)]]*Tabulation[[#This Row],[Rate]])","v":0}]
[3,22,4,0,{"$f":"Tabulation[[#This Row],[AC System Output (W)]]/1000","v":0},{"$f":"VLOOKUP(Tabulation[[#This Row],[Month]],Season,2)","v":"Winter"},{"$f":"(DATE(2021,Tabulation[[#This Row],[Month]],Tabulation[[#This Row],[Day]]))","v":"2021-03-22"},{"$f":"WEEKDAY(Tabulation[[#This Row],[Date]])","v":2},{"$f":"IF(OR(Tabulation[[#This Row],[DayNo]]=1,Tabulation[[#This Row],[DayNo]]=7),1,0)","v":0},{"$f":"COUNTIF(Holidays,Tabulation[[#This Row],[Date]])","v":0},{"$f":"CONCATENATE(Tabulation[[#This Row],[Holiday]],Tabulation[[#This Row],[Season]],Tabulation[[#This Row],[Weekend]],\"-\",IF(Tabulation[[#This Row],[Hour]]<10,0,\"\"),C1952)","v":"0Winter0-04"},{"$f":"VLOOKUP(Tabulation[[#This Row],[Concat]],Table3[],8)","v":0.28519},{"$f":"(Tabulation[[#This Row],[AC System Output (kW)]]*Tabulation[[#This Row],[Rate]])","v":0}]
[3,22,5,0,{"$f":"Tabulation[[#This Row],[AC System Output (W)]]/1000","v":0},{"$f":"VLOOKUP(Tabulation[[#This Row],[Month]],Season,2)","v":"Winter"},{"$f":"(DATE(2021,Tabulation[[#This Row],[Month]],Tabulation[[#This Row],[Day]]))","v":"2021-03-22"},{"$f":"WEEKDAY(Tabulation[[#This Row],[Date]])","v":2},{"$f":"IF(OR(Tabulation[[#This Row],[DayNo]]=1,Tabulation[[#This Row],[DayNo]]=7),1,0)","v":0},{"$f":"COUNTIF(Holidays,Tabulation[[#This Row],[Date]])","v":0},{"$f":"CONCATENATE(Tabulation[[#This Row],[Holiday]],Tabulation[[#This Row],[Season]],Tabulation[[#This Row],[Weekend]],\"-\",IF(Tabulation[[#This Row],[Hour]]<10,0,\"\"),C1953)","v":"0Winter0-05"},{"$f":"VLOOKUP(Tabulation[[#This Row],[Concat]],Table3[],8)","v":0.28519},{"$f":"(Tabulation[[#This Row],[AC System Output (kW)]]*Tabulation[[#This Row],[Rate]])","v":0}]
[3,22,6,125.616,{"$f":"Tabulation[[#This Row],[AC System Output (W)]]/1000","v":0.12561600000000001},{"$f":"VLOOKUP(Tabulation[[#This Row],[Month]],Season,2)","v":"Winter"},{"$f":"(DATE(2021,Tabulation[[#This Row],[Month]],Tabulation[[#This Row],[Day]]))","v":"2021-03-22"},{"$f":"WEEKDAY(Tabulation[[#This Row],[Date]])","v":2},{"$f":"IF(OR(Tabulation[[#This Row],[DayNo]]=1,Tabulation[[#This Row],[DayNo]]=7),1,0)","v":0},{"$f":"COUNTIF(Holidays,Tabulation[[#This Row],[Date]])","v":0},{"$f":"CONCATENATE(Tabulation[[#This Row],[Holiday]],Tabulation[[#This Row],[Season]],Tabulation[[#This Row],[Weekend]],\"-\",IF(Tabulation[[#This Row],[Hour]]<10,0,\"\"),C1954)","v":"0Winter0-06"},{"$f":"VLOOKUP(Tabulation[[#This Row],[Concat]],Table3[],8)","v":0.28519},{"$f":"(Tabulation[[#This Row],[AC System Output (kW)]]*Tabulation[[#This Row],[Rate]])","v":3.5824427040000002E-2}]
[3,22,7,805.60500000000002,{"$f":"Tabulation[[#This Row],[AC System Output (W)]]/1000","v":0.80560500000000002},{"$f":"VLOOKUP(Tabulation[[#This Row],[Month]],Season,2)","v":"Winter"},{"$f":"(DATE(2021,Tabulation[[#This Row],[Month]],Tabulation[[#This Row],[Day]]))","v":"2021-03-22"},{"$f":"WEEKDAY(Tabulation[[#This Row],[Date]])","v":2},{"$f":"IF(OR(Tabulation[[#This Row],[DayNo]]=1,Tabulation[[#This Row],[DayNo]]=7),1,0)","v":0},{"$f":"COUNTIF(Holidays,Tabulation[[#This Row],[Date]])","v":0},{"$f":"CONCATENATE(Tabulation[[#This Row],[Holiday]],Tabulation[[#This Row],[Season]],Tabulation[[#This Row],[Weekend]],\"-\",IF(Tabulation[[#This Row],[Hour]]<10,0,\"\"),C1955)","v":"0Winter0-07"},{"$f":"VLOOKUP(Tabulation[[#This Row],[Concat]],Table3[],8)","v":0.28519},{"$f":"(Tabulation[[#This Row],[AC System Output (kW)]]*Tabulation[[#This Row],[Rate]])","v":0.22975048995}]
[3,22,8,1781.443,{"$f":"Tabulation[[#This Row],[AC System Output (W)]]/1000","v":1.7814429999999999},{"$f":"VLOOKUP(Tabulation[[#This Row],[Month]],Season,2)","v":"Winter"},{"$f":"(DATE(2021,Tabulation[[#This Row],[Month]],Tabulation[[#This Row],[Day]]))","v":"2021-03-22"},{"$f":"WEEKDAY(Tabulation[[#This Row],[Date]])","v":2},{"$f":"IF(OR(Tabulation[[#This Row],[DayNo]]=1,Tabulation[[#This Row],[DayNo]]=7),1,0)","v":0},{"$f":"COUNTIF(Holidays,Tabulation[[#This Row],[Date]])","v":0},{"$f":"CONCATENATE(Tabulation[[#This Row],[Holiday]],Tabulation[[#This Row],[Season]],Tabulation[[#This Row],[Weekend]],\"-\",IF(Tabulation[[#This Row],[Hour]]<10,0,\"\"),C1956)","v":"0Winter0-08"},{"$f":"VLOOKUP(Tabulation[[#This Row],[Concat]],Table3[],8)","v":0.28519},{"$f":"(Tabulation[[#This Row],[AC System Output (kW)]]*Tabulation[[#This Row],[Rate]])","v":0.50804972917000002}]
[3,22,9,1945.816,{"$f":"Tabulation[[#This Row],[AC System Output (W)]]/1000","v":1.945816},{"$f":"VLOOKUP(Tabulation[[#This Row],[Month]],Season,2)","v":"Winter"},{"$f":"(DATE(2021,Tabulation[[#This Row],[Month]],Tabulation[[#This Row],[Day]]))","v":"2021-03-22"},{"$f":"WEEKDAY(Tabulation[[#This Row],[Date]])","v":2},{"$f":"IF(OR(Tabulation[[#This Row],[DayNo]]=1,Tabulation[[#This Row],[DayNo]]=7),1,0)","v":0},{"$f":"COUNTIF(Holidays,Tabulation[[#This Row],[Date]])","v":0},{"$f":"CONCATENATE(Tabulation[[#This Row],[Holiday]],Tabulation[[#This Row],[Season]],Tabulation[[#This Row],[Weekend]],\"-\",IF(Tabulation[[#This Row],[Hour]]<10,0,\"\"),C1957)","v":"0Winter0-09"},{"$f":"VLOOKUP(Tabulation[[#This Row],[Concat]],Table3[],8)","v":0.28519},{"$f":"(Tabulation[[#This Row],[AC System Output (kW)]]*Tabulation[[#This Row],[Rate]])","v":0.55492726504000001}]
[3,22,10,2011.3679999999999,{"$f":"Tabulation[[#This Row],[AC System Output (W)]]/1000","v":2.011368},{"$f":"VLOOKUP(Tabulation[[#This Row],[Month]],Season,2)","v":"Winter"},{"$f":"(DATE(2021,Tabulation[[#This Row],[Month]],Tabulation[[#This Row],[Day]]))","v":"2021-03-22"},{"$f":"WEEKDAY(Tabulation[[#This Row],[Date]])","v":2},{"$f":"IF(OR(Tabulation[[#This Row],[DayNo]]=1,Tabulation[[#This Row],[DayNo]]=7),1,0)","v":0},{"$f":"COUNTIF(Holidays,Tabulation[[#This Row],[Date]])","v":0},{"$f":"CONCATENATE(Tabulation[[#This Row],[Holiday]],Tabulation[[#This Row],[Season]],Tabulation[[#This Row],[Weekend]],\"-\",IF(Tabulation[[#This Row],[Hour]]<10,0,\"\"),C1958)","v":"0Winter0-10"},{"$f":"VLOOKUP(Tabulation[[#This Row],[Concat]],Table3[],8)","v":0.28519},{"$f":"(Tabulation[[#This Row],[AC System Output (kW)]]*Tabulation[[#This Row],[Rate]])","v":0.57362203992000005}]
[3,22,11,2211.3670000000002,{"$f":"Tabulation[[#This Row],[AC System Output (W)]]/1000","v":2.2113670000000001},{"$f":"VLOOKUP(Tabulation[[#This Row],[Month]],Season,2)","v":"Winter"},{"$f":"(DATE(2021,Tabulation[[#This Row],[Month]],Tabulation[[#This Row],[Day]]))","v":"2021-03-22"},{"$f":"WEEKDAY(Tabulation[[#This Row],[Date]])","v":2},{"$f":"IF(OR(Tabulation[[#This Row],[DayNo]]=1,Tabulation[[#This Row],[DayNo]]=7),1,0)","v":0},{"$f":"COUNTIF(Holidays,Tabulation[[#This Row],[Date]])","v":0},{"$f":"CONCATENATE(Tabulation[[#This Row],[Holiday]],Tabulation[[#This Row],[Season]],Tabulation[[#This Row],[Weekend]],\"-\",IF(Tabulation[[#This Row],[Hour]]<10,0,\"\"),C1959)","v":"0Winter0-11"},{"$f":"VLOOKUP(Tabulation[[#This Row],[Concat]],Table3[],8)","v":0.28519},{"$f":"(Tabulation[[#This Row],[AC System Output (kW)]]*Tabulation[[#This Row],[Rate]])","v":0.63065975473000002}]
[3,22,12,2040.4390000000001,{"$f":"Tabulation[[#This Row],[AC System Output (W)]]/1000","v":2.0404390000000001},{"$f":"VLOOKUP(Tabulation[[#This Row],[Month]],Season,2)","v":"Winter"},{"$f":"(DATE(2021,Tabulation[[#This Row],[Month]],Tabulation[[#This Row],[Day]]))","v":"2021-03-22"},{"$f":"WEEKDAY(Tabulation[[#This Row],[Date]])","v":2},{"$f":"IF(OR(Tabulation[[#This Row],[DayNo]]=1,Tabulation[[#This Row],[DayNo]]=7),1,0)","v":0},{"$f":"COUNTIF(Holidays,Tabulation[[#This Row],[Date]])","v":0},{"$f":"CONCATENATE(Tabulation[[#This Row],[Holiday]],Tabulation[[#This Row],[Season]],Tabulation[[#This Row],[Weekend]],\"-\",IF(Tabulation[[#This Row],[Hour]]<10,0,\"\"),C1960)","v":"0Winter0-12"},{"$f":"VLOOKUP(Tabulation[[#This Row],[Concat]],Table3[],8)","v":0.28519},{"$f":"(Tabulation[[#This Row],[AC System Output (kW)]]*Tabulation[[#This Row],[Rate]])","v":0.58191279840999999}]
[3,22,13,1793.2670000000001,{"$f":"Tabulation[[#This Row],[AC System Output (W)]]/1000","v":1.7932669999999999},{"$f":"VLOOKUP(Tabulation[[#This Row],[Month]],Season,2)","v":"Winter"},{"$f":"(DATE(2021,Tabulation[[#This Row],[Month]],Tabulation[[#This Row],[Day]]))","v":"2021-03-22"},{"$f":"WEEKDAY(Tabulation[[#This Row],[Date]])","v":2},{"$f":"IF(OR(Tabulation[[#This Row],[DayNo]]=1,Tabulation[[#This Row],[DayNo]]=7),1,0)","v":0},{"$f":"COUNTIF(Holidays,Tabulation[[#This Row],[Date]])","v":0},{"$f":"CONCATENATE(Tabulation[[#This Row],[Holiday]],Tabulation[[#This Row],[Season]],Tabulation[[#This Row],[Weekend]],\"-\",IF(Tabulation[[#This Row],[Hour]]<10,0,\"\"),C1961)","v":"0Winter0-13"},{"$f":"VLOOKUP(Tabulation[[#This Row],[Concat]],Table3[],8)","v":0.28519},{"$f":"(Tabulation[[#This Row],[AC System Output (kW)]]*Tabulation[[#This Row],[Rate]])","v":0.51142181573000001}]
[3,22,14,805.81399999999996,{"$f":"Tabulation[[#This Row],[AC System Output (W)]]/1000","v":0.80581399999999992},{"$f":"VLOOKUP(Tabulation[[#This Row],[Month]],Season,2)","v":"Winter"},{"$f":"(DATE(2021,Tabulation[[#This Row],[Month]],Tabulation[[#This Row],[Day]]))","v":"2021-03-22"},{"$f":"WEEKDAY(Tabulation[[#This Row],[Date]])","v":2},{"$f":"IF(OR(Tabulation[[#This Row],[DayNo]]=1,Tabulation[[#This Row],[DayNo]]=7),1,0)","v":0},{"$f":"COUNTIF(Holidays,Tabulation[[#This Row],[Date]])","v":0},{"$f":"CONCATENATE(Tabulation[[#This Row],[Holiday]],Tabulation[[#This Row],[Season]],Tabulation[[#This Row],[Weekend]],\"-\",IF(Tabulation[[#This Row],[Hour]]<10,0,\"\"),C1962)","v":"0Winter0-14"},{"$f":"VLOOKUP(Tabulation[[#This Row],[Concat]],Table3[],8)","v":0.28519},{"$f":"(Tabulation[[#This Row],[AC System Output (kW)]]*Tabulation[[#This Row],[Rate]])","v":0.22981009465999996}]
[3,22,15,210.35499999999999,{"$f":"Tabulation[[#This Row],[AC System Output (W)]]/1000","v":0.21035499999999999},{"$f":"VLOOKUP(Tabulation[[#This Row],[Month]],Season,2)","v":"Winter"},{"$f":"(DATE(2021,Tabulation[[#This Row],[Month]],Tabulation[[#This Row],[Day]]))","v":"2021-03-22"},{"$f":"WEEKDAY(Tabulation[[#This Row],[Date]])","v":2},{"$f":"IF(OR(Tabulation[[#This Row],[DayNo]]=1,Tabulation[[#This Row],[DayNo]]=7),1,0)","v":0},{"$f":"COUNTIF(Holidays,Tabulation[[#This Row],[Date]])","v":0},{"$f":"CONCATENATE(Tabulation[[#This Row],[Holiday]],Tabulation[[#This Row],[Season]],Tabulation[[#This Row],[Weekend]],\"-\",IF(Tabulation[[#This Row],[Hour]]<10,0,\"\"),C1963)","v":"0Winter0-15"},{"$f":"VLOOKUP(Tabulation[[#This Row],[Concat]],Table3[],8)","v":0.28519},{"$f":"(Tabulation[[#This Row],[AC System Output (kW)]]*Tabulation[[#This Row],[Rate]])","v":5.9991142449999993E-2}]
[3,22,16,68.548000000000002,{"$f":"Tabulation[[#This Row],[AC System Output (W)]]/1000","v":6.8547999999999998E-2},{"$f":"VLOOKUP(Tabulation[[#This Row],[Month]],Season,2)","v":"Winter"},{"$f":"(DATE(2021,Tabulation[[#This Row],[Month]],Tabulation[[#This Row],[Day]]))","v":"2021-03-22"},{"$f":"WEEKDAY(Tabulation[[#This Row],[Date]])","v":2},{"$f":"IF(OR(Tabulation[[#This Row],[DayNo]]=1,Tabulation[[#This Row],[DayNo]]=7),1,0)","v":0},{"$f":"COUNTIF(Holidays,Tabulation[[#This Row],[Date]])","v":0},{"$f":"CONCATENATE(Tabulation[[#This Row],[Holiday]],Tabulation[[#This Row],[Season]],Tabulation[[#This Row],[Weekend]],\"-\",IF(Tabulation[[#This Row],[Hour]]<10,0,\"\"),C1964)","v":"0Winter0-16"},{"$f":"VLOOKUP(Tabulation[[#This Row],[Concat]],Table3[],8)","v":0.28519},{"$f":"(Tabulation[[#This Row],[AC System Output (kW)]]*Tabulation[[#This Row],[Rate]])","v":1.954920412E-2}]
[3,22,17,93.114999999999995,{"$f":"Tabulation[[#This Row],[AC System Output (W)]]/1000","v":9.3114999999999989E-2},{"$f":"VLOOKUP(Tabulation[[#This Row],[Month]],Season,2)","v":"Winter"},{"$f":"(DATE(2021,Tabulation[[#This Row],[Month]],Tabulation[[#This Row],[Day]]))","v":"2021-03-22"},{"$f":"WEEKDAY(Tabulation[[#This Row],[Date]])","v":2},{"$f":"IF(OR(Tabulation[[#This Row],[DayNo]]=1,Tabulation[[#This Row],[DayNo]]=7),1,0)","v":0},{"$f":"COUNTIF(Holidays,Tabulation[[#This Row],[Date]])","v":0},{"$f":"CONCATENATE(Tabulation[[#This Row],[Holiday]],Tabulation[[#This Row],[Season]],Tabulation[[#This Row],[Weekend]],\"-\",IF(Tabulation[[#This Row],[Hour]]<10,0,\"\"),C1965)","v":"0Winter0-17"},{"$f":"VLOOKUP(Tabulation[[#This Row],[Concat]],Table3[],8)","v":0.30257000000000001},{"$f":"(Tabulation[[#This Row],[AC System Output (kW)]]*Tabulation[[#This Row],[Rate]])","v":2.8173805549999997E-2}]
[3,22,18,0,{"$f":"Tabulation[[#This Row],[AC System Output (W)]]/1000","v":0},{"$f":"VLOOKUP(Tabulation[[#This Row],[Month]],Season,2)","v":"Winter"},{"$f":"(DATE(2021,Tabulation[[#This Row],[Month]],Tabulation[[#This Row],[Day]]))","v":"2021-03-22"},{"$f":"WEEKDAY(Tabulation[[#This Row],[Date]])","v":2},{"$f":"IF(OR(Tabulation[[#This Row],[DayNo]]=1,Tabulation[[#This Row],[DayNo]]=7),1,0)","v":0},{"$f":"COUNTIF(Holidays,Tabulation[[#This Row],[Date]])","v":0},{"$f":"CONCATENATE(Tabulation[[#This Row],[Holiday]],Tabulation[[#This Row],[Season]],Tabulation[[#This Row],[Weekend]],\"-\",IF(Tabulation[[#This Row],[Hour]]<10,0,\"\"),C1966)","v":"0Winter0-18"},{"$f":"VLOOKUP(Tabulation[[#This Row],[Concat]],Table3[],8)","v":0.30257000000000001},{"$f":"(Tabulation[[#This Row],[AC System Output (kW)]]*Tabulation[[#This Row],[Rate]])","v":0}]
[3,22,19,0,{"$f":"Tabulation[[#This Row],[AC System Output (W)]]/1000","v":0},{"$f":"VLOOKUP(Tabulation[[#This Row],[Month]],Season,2)","v":"Winter"},{"$f":"(DATE(2021,Tabulation[[#This Row],[Month]],Tabulation[[#This Row],[Day]]))","v":"2021-03-22"},{"$f":"WEEKDAY(Tabulation[[#This Row],[Date]])","v":2},{"$f":"IF(OR(Tabulation[[#This Row],[DayNo]]=1,Tabulation[[#This Row],[DayNo]]=7),1,0)","v":0},{"$f":"COUNTIF(Holidays,Tabulation[[#This Row],[Date]])","v":0},{"$f":"CONCATENATE(Tabulation[[#This Row],[Holiday]],Tabulation[[#This Row],[Season]],Tabulation[[#This Row],[Weekend]],\"-\",IF(Tabulation[[#This Row],[Hour]]<10,0,\"\"),C1967)","v":"0Winter0-19"},{"$f":"VLOOKUP(Tabulation[[#This Row],[Concat]],Table3[],8)","v":0.30257000000000001},{"$f":"(Tabulation[[#This Row],[AC System Output (kW)]]*Tabulation[[#This Row],[Rate]])","v":0}]
[3,22,20,0,{"$f":"Tabulation[[#This Row],[AC System Output (W)]]/1000","v":0},{"$f":"VLOOKUP(Tabulation[[#This Row],[Month]],Season,2)","v":"Winter"},{"$f":"(DATE(2021,Tabulation[[#This Row],[Month]],Tabulation[[#This Row],[Day]]))","v":"2021-03-22"},{"$f":"WEEKDAY(Tabulation[[#This Row],[Date]])","v":2},{"$f":"IF(OR(Tabulation[[#This Row],[DayNo]]=1,Tabulation[[#This Row],[DayNo]]=7),1,0)","v":0},{"$f":"COUNTIF(Holidays,Tabulation[[#This Row],[Date]])","v":0},{"$f":"CONCATENATE(Tabulation[[#This Row],[Holiday]],Tabulation[[#This Row],[Season]],Tabulation[[#This Row],[Weekend]],\"-\",IF(Tabulation[[#This Row],[Hour]]<10,0,\"\"),C1968)","v":"0Winter0-20"},{"$f":"VLOOKUP(Tabulation[[#This Row],[Concat]],Table3[],8)","v":0.28519},{"$f":"(Tabulation[[#This Row],[AC System Output (kW)]]*Tabulation[[#This Row],[Rate]])","v":0}]
[3,22,21,0,{"$f":"Tabulation[[#This Row],[AC System Output (W)]]/1000","v":0},{"$f":"VLOOKUP(Tabulation[[#This Row],[Month]],Season,2)","v":"Winter"},{"$f":"(DATE(2021,Tabulation[[#This Row],[Month]],Tabulation[[#This Row],[Day]]))","v":"2021-03-22"},{"$f":"WEEKDAY(Tabulation[[#This Row],[Date]])","v":2},{"$f":"IF(OR(Tabulation[[#This Row],[DayNo]]=1,Tabulation[[#This Row],[DayNo]]=7),1,0)","v":0},{"$f":"COUNTIF(Holidays,Tabulation[[#This Row],[Date]])","v":0},{"$f":"CONCATENATE(Tabulation[[#This Row],[Holiday]],Tabulation[[#This Row],[Season]],Tabulation[[#This Row],[Weekend]],\"-\",IF(Tabulation[[#This Row],[Hour]]<10,0,\"\"),C1969)","v":"0Winter0-21"},{"$f":"VLOOKUP(Tabulation[[#This Row],[Concat]],Table3[],8)","v":0.28519},{"$f":"(Tabulation[[#This Row],[AC System Output (kW)]]*Tabulation[[#This Row],[Rate]])","v":0}]
[3,22,22,0,{"$f":"Tabulation[[#This Row],[AC System Output (W)]]/1000","v":0},{"$f":"VLOOKUP(Tabulation[[#This Row],[Month]],Season,2)","v":"Winter"},{"$f":"(DATE(2021,Tabulation[[#This Row],[Month]],Tabulation[[#This Row],[Day]]))","v":"2021-03-22"},{"$f":"WEEKDAY(Tabulation[[#This Row],[Date]])","v":2},{"$f":"IF(OR(Tabulation[[#This Row],[DayNo]]=1,Tabulation[[#This Row],[DayNo]]=7),1,0)","v":0},{"$f":"COUNTIF(Holidays,Tabulation[[#This Row],[Date]])","v":0},{"$f":"CONCATENATE(Tabulation[[#This Row],[Holiday]],Tabulation[[#This Row],[Season]],Tabulation[[#This Row],[Weekend]],\"-\",IF(Tabulation[[#This Row],[Hour]]<10,0,\"\"),C1970)","v":"0Winter0-22"},{"$f":"VLOOKUP(Tabulation[[#This Row],[Concat]],Table3[],8)","v":0.28519},{"$f":"(Tabulation[[#This Row],[AC System Output (kW)]]*Tabulation[[#This Row],[Rate]])","v":0}]
[3,22,23,0,{"$f":"Tabulation[[#This Row],[AC System Output (W)]]/1000","v":0},{"$f":"VLOOKUP(Tabulation[[#This Row],[Month]],Season,2)","v":"Winter"},{"$f":"(DATE(2021,Tabulation[[#This Row],[Month]],Tabulation[[#This Row],[Day]]))","v":"2021-03-22"},{"$f":"WEEKDAY(Tabulation[[#This Row],[Date]])","v":2},{"$f":"IF(OR(Tabulation[[#This Row],[DayNo]]=1,Tabulation[[#This Row],[DayNo]]=7),1,0)","v":0},{"$f":"COUNTIF(Holidays,Tabulation[[#This Row],[Date]])","v":0},{"$f":"CONCATENATE(Tabulation[[#This Row],[Holiday]],Tabulation[[#This Row],[Season]],Tabulation[[#This Row],[Weekend]],\"-\",IF(Tabulation[[#This Row],[Hour]]<10,0,\"\"),C1971)","v":"0Winter0-23"},{"$f":"VLOOKUP(Tabulation[[#This Row],[Concat]],Table3[],8)","v":0.28519},{"$f":"(Tabulation[[#This Row],[AC System Output (kW)]]*Tabulation[[#This Row],[Rate]])","v":0}]
[3,23,0,0,{"$f":"Tabulation[[#This Row],[AC System Output (W)]]/1000","v":0},{"$f":"VLOOKUP(Tabulation[[#This Row],[Month]],Season,2)","v":"Winter"},{"$f":"(DATE(2021,Tabulation[[#This Row],[Month]],Tabulation[[#This Row],[Day]]))","v":"2021-03-23"},{"$f":"WEEKDAY(Tabulation[[#This Row],[Date]])","v":3},{"$f":"IF(OR(Tabulation[[#This Row],[DayNo]]=1,Tabulation[[#This Row],[DayNo]]=7),1,0)","v":0},{"$f":"COUNTIF(Holidays,Tabulation[[#This Row],[Date]])","v":0},{"$f":"CONCATENATE(Tabulation[[#This Row],[Holiday]],Tabulation[[#This Row],[Season]],Tabulation[[#This Row],[Weekend]],\"-\",IF(Tabulation[[#This Row],[Hour]]<10,0,\"\"),C1972)","v":"0Winter0-00"},{"$f":"VLOOKUP(Tabulation[[#This Row],[Concat]],Table3[],8)","v":0.28519},{"$f":"(Tabulation[[#This Row],[AC System Output (kW)]]*Tabulation[[#This Row],[Rate]])","v":0}]
[3,23,1,0,{"$f":"Tabulation[[#This Row],[AC System Output (W)]]/1000","v":0},{"$f":"VLOOKUP(Tabulation[[#This Row],[Month]],Season,2)","v":"Winter"},{"$f":"(DATE(2021,Tabulation[[#This Row],[Month]],Tabulation[[#This Row],[Day]]))","v":"2021-03-23"},{"$f":"WEEKDAY(Tabulation[[#This Row],[Date]])","v":3},{"$f":"IF(OR(Tabulation[[#This Row],[DayNo]]=1,Tabulation[[#This Row],[DayNo]]=7),1,0)","v":0},{"$f":"COUNTIF(Holidays,Tabulation[[#This Row],[Date]])","v":0},{"$f":"CONCATENATE(Tabulation[[#This Row],[Holiday]],Tabulation[[#This Row],[Season]],Tabulation[[#This Row],[Weekend]],\"-\",IF(Tabulation[[#This Row],[Hour]]<10,0,\"\"),C1973)","v":"0Winter0-01"},{"$f":"VLOOKUP(Tabulation[[#This Row],[Concat]],Table3[],8)","v":0.28519},{"$f":"(Tabulation[[#This Row],[AC System Output (kW)]]*Tabulation[[#This Row],[Rate]])","v":0}]
[3,23,2,0,{"$f":"Tabulation[[#This Row],[AC System Output (W)]]/1000","v":0},{"$f":"VLOOKUP(Tabulation[[#This Row],[Month]],Season,2)","v":"Winter"},{"$f":"(DATE(2021,Tabulation[[#This Row],[Month]],Tabulation[[#This Row],[Day]]))","v":"2021-03-23"},{"$f":"WEEKDAY(Tabulation[[#This Row],[Date]])","v":3},{"$f":"IF(OR(Tabulation[[#This Row],[DayNo]]=1,Tabulation[[#This Row],[DayNo]]=7),1,0)","v":0},{"$f":"COUNTIF(Holidays,Tabulation[[#This Row],[Date]])","v":0},{"$f":"CONCATENATE(Tabulation[[#This Row],[Holiday]],Tabulation[[#This Row],[Season]],Tabulation[[#This Row],[Weekend]],\"-\",IF(Tabulation[[#This Row],[Hour]]<10,0,\"\"),C1974)","v":"0Winter0-02"},{"$f":"VLOOKUP(Tabulation[[#This Row],[Concat]],Table3[],8)","v":0.28519},{"$f":"(Tabulation[[#This Row],[AC System Output (kW)]]*Tabulation[[#This Row],[Rate]])","v":0}]
[3,23,3,0,{"$f":"Tabulation[[#This Row],[AC System Output (W)]]/1000","v":0},{"$f":"VLOOKUP(Tabulation[[#This Row],[Month]],Season,2)","v":"Winter"},{"$f":"(DATE(2021,Tabulation[[#This Row],[Month]],Tabulation[[#This Row],[Day]]))","v":"2021-03-23"},{"$f":"WEEKDAY(Tabulation[[#This Row],[Date]])","v":3},{"$f":"IF(OR(Tabulation[[#This Row],[DayNo]]=1,Tabulation[[#This Row],[DayNo]]=7),1,0)","v":0},{"$f":"COUNTIF(Holidays,Tabulation[[#This Row],[Date]])","v":0},{"$f":"CONCATENATE(Tabulation[[#This Row],[Holiday]],Tabulation[[#This Row],[Season]],Tabulation[[#This Row],[Weekend]],\"-\",IF(Tabulation[[#This Row],[Hour]]<10,0,\"\"),C1975)","v":"0Winter0-03"},{"$f":"VLOOKUP(Tabulation[[#This Row],[Concat]],Table3[],8)","v":0.28519},{"$f":"(Tabulation[[#This Row],[AC System Output (kW)]]*Tabulation[[#This Row],[Rate]])","v":0}]
[3,23,4,0,{"$f":"Tabulation[[#This Row],[AC System Output (W)]]/1000","v":0},{"$f":"VLOOKUP(Tabulation[[#This Row],[Month]],Season,2)","v":"Winter"},{"$f":"(DATE(2021,Tabulation[[#This Row],[Month]],Tabulation[[#This Row],[Day]]))","v":"2021-03-23"},{"$f":"WEEKDAY(Tabulation[[#This Row],[Date]])","v":3},{"$f":"IF(OR(Tabulation[[#This Row],[DayNo]]=1,Tabulation[[#This Row],[DayNo]]=7),1,0)","v":0},{"$f":"COUNTIF(Holidays,Tabulation[[#This Row],[Date]])","v":0},{"$f":"CONCATENATE(Tabulation[[#This Row],[Holiday]],Tabulation[[#This Row],[Season]],Tabulation[[#This Row],[Weekend]],\"-\",IF(Tabulation[[#This Row],[Hour]]<10,0,\"\"),C1976)","v":"0Winter0-04"},{"$f":"VLOOKUP(Tabulation[[#This Row],[Concat]],Table3[],8)","v":0.28519},{"$f":"(Tabulation[[#This Row],[AC System Output (kW)]]*Tabulation[[#This Row],[Rate]])","v":0}]
[3,23,5,0,{"$f":"Tabulation[[#This Row],[AC System Output (W)]]/1000","v":0},{"$f":"VLOOKUP(Tabulation[[#This Row],[Month]],Season,2)","v":"Winter"},{"$f":"(DATE(2021,Tabulation[[#This Row],[Month]],Tabulation[[#This Row],[Day]]))","v":"2021-03-23"},{"$f":"WEEKDAY(Tabulation[[#This Row],[Date]])","v":3},{"$f":"IF(OR(Tabulation[[#This Row],[DayNo]]=1,Tabulation[[#This Row],[DayNo]]=7),1,0)","v":0},{"$f":"COUNTIF(Holidays,Tabulation[[#This Row],[Date]])","v":0},{"$f":"CONCATENATE(Tabulation[[#This Row],[Holiday]],Tabulation[[#This Row],[Season]],Tabulation[[#This Row],[Weekend]],\"-\",IF(Tabulation[[#This Row],[Hour]]<10,0,\"\"),C1977)","v":"0Winter0-05"},{"$f":"VLOOKUP(Tabulation[[#This Row],[Concat]],Table3[],8)","v":0.28519},{"$f":"(Tabulation[[#This Row],[AC System Output (kW)]]*Tabulation[[#This Row],[Rate]])","v":0}]
[3,23,6,62.621000000000002,{"$f":"Tabulation[[#This Row],[AC System Output (W)]]/1000","v":6.2620999999999996E-2},{"$f":"VLOOKUP(Tabulation[[#This Row],[Month]],Season,2)","v":"Winter"},{"$f":"(DATE(2021,Tabulation[[#This Row],[Month]],Tabulation[[#This Row],[Day]]))","v":"2021-03-23"},{"$f":"WEEKDAY(Tabulation[[#This Row],[Date]])","v":3},{"$f":"IF(OR(Tabulation[[#This Row],[DayNo]]=1,Tabulation[[#This Row],[DayNo]]=7),1,0)","v":0},{"$f":"COUNTIF(Holidays,Tabulation[[#This Row],[Date]])","v":0},{"$f":"CONCATENATE(Tabulation[[#This Row],[Holiday]],Tabulation[[#This Row],[Season]],Tabulation[[#This Row],[Weekend]],\"-\",IF(Tabulation[[#This Row],[Hour]]<10,0,\"\"),C1978)","v":"0Winter0-06"},{"$f":"VLOOKUP(Tabulation[[#This Row],[Concat]],Table3[],8)","v":0.28519},{"$f":"(Tabulation[[#This Row],[AC System Output (kW)]]*Tabulation[[#This Row],[Rate]])","v":1.7858882989999998E-2}]
[3,23,7,428.60500000000002,{"$f":"Tabulation[[#This Row],[AC System Output (W)]]/1000","v":0.42860500000000001},{"$f":"VLOOKUP(Tabulation[[#This Row],[Month]],Season,2)","v":"Winter"},{"$f":"(DATE(2021,Tabulation[[#This Row],[Month]],Tabulation[[#This Row],[Day]]))","v":"2021-03-23"},{"$f":"WEEKDAY(Tabulation[[#This Row],[Date]])","v":3},{"$f":"IF(OR(Tabulation[[#This Row],[DayNo]]=1,Tabulation[[#This Row],[DayNo]]=7),1,0)","v":0},{"$f":"COUNTIF(Holidays,Tabulation[[#This Row],[Date]])","v":0},{"$f":"CONCATENATE(Tabulation[[#This Row],[Holiday]],Tabulation[[#This Row],[Season]],Tabulation[[#This Row],[Weekend]],\"-\",IF(Tabulation[[#This Row],[Hour]]<10,0,\"\"),C1979)","v":"0Winter0-07"},{"$f":"VLOOKUP(Tabulation[[#This Row],[Concat]],Table3[],8)","v":0.28519},{"$f":"(Tabulation[[#This Row],[AC System Output (kW)]]*Tabulation[[#This Row],[Rate]])","v":0.12223385995000001}]
[3,23,8,493.71,{"$f":"Tabulation[[#This Row],[AC System Output (W)]]/1000","v":0.49370999999999998},{"$f":"VLOOKUP(Tabulation[[#This Row],[Month]],Season,2)","v":"Winter"},{"$f":"(DATE(2021,Tabulation[[#This Row],[Month]],Tabulation[[#This Row],[Day]]))","v":"2021-03-23"},{"$f":"WEEKDAY(Tabulation[[#This Row],[Date]])","v":3},{"$f":"IF(OR(Tabulation[[#This Row],[DayNo]]=1,Tabulation[[#This Row],[DayNo]]=7),1,0)","v":0},{"$f":"COUNTIF(Holidays,Tabulation[[#This Row],[Date]])","v":0},{"$f":"CONCATENATE(Tabulation[[#This Row],[Holiday]],Tabulation[[#This Row],[Season]],Tabulation[[#This Row],[Weekend]],\"-\",IF(Tabulation[[#This Row],[Hour]]<10,0,\"\"),C1980)","v":"0Winter0-08"},{"$f":"VLOOKUP(Tabulation[[#This Row],[Concat]],Table3[],8)","v":0.28519},{"$f":"(Tabulation[[#This Row],[AC System Output (kW)]]*Tabulation[[#This Row],[Rate]])","v":0.1408011549}]
[3,23,9,2490.6379999999999,{"$f":"Tabulation[[#This Row],[AC System Output (W)]]/1000","v":2.4906380000000001},{"$f":"VLOOKUP(Tabulation[[#This Row],[Month]],Season,2)","v":"Winter"},{"$f":"(DATE(2021,Tabulation[[#This Row],[Month]],Tabulation[[#This Row],[Day]]))","v":"2021-03-23"},{"$f":"WEEKDAY(Tabulation[[#This Row],[Date]])","v":3},{"$f":"IF(OR(Tabulation[[#This Row],[DayNo]]=1,Tabulation[[#This Row],[DayNo]]=7),1,0)","v":0},{"$f":"COUNTIF(Holidays,Tabulation[[#This Row],[Date]])","v":0},{"$f":"CONCATENATE(Tabulation[[#This Row],[Holiday]],Tabulation[[#This Row],[Season]],Tabulation[[#This Row],[Weekend]],\"-\",IF(Tabulation[[#This Row],[Hour]]<10,0,\"\"),C1981)","v":"0Winter0-09"},{"$f":"VLOOKUP(Tabulation[[#This Row],[Concat]],Table3[],8)","v":0.28519},{"$f":"(Tabulation[[#This Row],[AC System Output (kW)]]*Tabulation[[#This Row],[Rate]])","v":0.71030505121999998}]
[3,23,10,607.99300000000005,{"$f":"Tabulation[[#This Row],[AC System Output (W)]]/1000","v":0.60799300000000001},{"$f":"VLOOKUP(Tabulation[[#This Row],[Month]],Season,2)","v":"Winter"},{"$f":"(DATE(2021,Tabulation[[#This Row],[Month]],Tabulation[[#This Row],[Day]]))","v":"2021-03-23"},{"$f":"WEEKDAY(Tabulation[[#This Row],[Date]])","v":3},{"$f":"IF(OR(Tabulation[[#This Row],[DayNo]]=1,Tabulation[[#This Row],[DayNo]]=7),1,0)","v":0},{"$f":"COUNTIF(Holidays,Tabulation[[#This Row],[Date]])","v":0},{"$f":"CONCATENATE(Tabulation[[#This Row],[Holiday]],Tabulation[[#This Row],[Season]],Tabulation[[#This Row],[Weekend]],\"-\",IF(Tabulation[[#This Row],[Hour]]<10,0,\"\"),C1982)","v":"0Winter0-10"},{"$f":"VLOOKUP(Tabulation[[#This Row],[Concat]],Table3[],8)","v":0.28519},{"$f":"(Tabulation[[#This Row],[AC System Output (kW)]]*Tabulation[[#This Row],[Rate]])","v":0.17339352366999999}]
[3,23,11,1739.816,{"$f":"Tabulation[[#This Row],[AC System Output (W)]]/1000","v":1.739816},{"$f":"VLOOKUP(Tabulation[[#This Row],[Month]],Season,2)","v":"Winter"},{"$f":"(DATE(2021,Tabulation[[#This Row],[Month]],Tabulation[[#This Row],[Day]]))","v":"2021-03-23"},{"$f":"WEEKDAY(Tabulation[[#This Row],[Date]])","v":3},{"$f":"IF(OR(Tabulation[[#This Row],[DayNo]]=1,Tabulation[[#This Row],[DayNo]]=7),1,0)","v":0},{"$f":"COUNTIF(Holidays,Tabulation[[#This Row],[Date]])","v":0},{"$f":"CONCATENATE(Tabulation[[#This Row],[Holiday]],Tabulation[[#This Row],[Season]],Tabulation[[#This Row],[Weekend]],\"-\",IF(Tabulation[[#This Row],[Hour]]<10,0,\"\"),C1983)","v":"0Winter0-11"},{"$f":"VLOOKUP(Tabulation[[#This Row],[Concat]],Table3[],8)","v":0.28519},{"$f":"(Tabulation[[#This Row],[AC System Output (kW)]]*Tabulation[[#This Row],[Rate]])","v":0.49617812504000003}]
[3,23,12,2001.549,{"$f":"Tabulation[[#This Row],[AC System Output (W)]]/1000","v":2.0015489999999998},{"$f":"VLOOKUP(Tabulation[[#This Row],[Month]],Season,2)","v":"Winter"},{"$f":"(DATE(2021,Tabulation[[#This Row],[Month]],Tabulation[[#This Row],[Day]]))","v":"2021-03-23"},{"$f":"WEEKDAY(Tabulation[[#This Row],[Date]])","v":3},{"$f":"IF(OR(Tabulation[[#This Row],[DayNo]]=1,Tabulation[[#This Row],[DayNo]]=7),1,0)","v":0},{"$f":"COUNTIF(Holidays,Tabulation[[#This Row],[Date]])","v":0},{"$f":"CONCATENATE(Tabulation[[#This Row],[Holiday]],Tabulation[[#This Row],[Season]],Tabulation[[#This Row],[Weekend]],\"-\",IF(Tabulation[[#This Row],[Hour]]<10,0,\"\"),C1984)","v":"0Winter0-12"},{"$f":"VLOOKUP(Tabulation[[#This Row],[Concat]],Table3[],8)","v":0.28519},{"$f":"(Tabulation[[#This Row],[AC System Output (kW)]]*Tabulation[[#This Row],[Rate]])","v":0.5708217593099999}]
[3,23,13,990.67600000000004,{"$f":"Tabulation[[#This Row],[AC System Output (W)]]/1000","v":0.990676},{"$f":"VLOOKUP(Tabulation[[#This Row],[Month]],Season,2)","v":"Winter"},{"$f":"(DATE(2021,Tabulation[[#This Row],[Month]],Tabulation[[#This Row],[Day]]))","v":"2021-03-23"},{"$f":"WEEKDAY(Tabulation[[#This Row],[Date]])","v":3},{"$f":"IF(OR(Tabulation[[#This Row],[DayNo]]=1,Tabulation[[#This Row],[DayNo]]=7),1,0)","v":0},{"$f":"COUNTIF(Holidays,Tabulation[[#This Row],[Date]])","v":0},{"$f":"CONCATENATE(Tabulation[[#This Row],[Holiday]],Tabulation[[#This Row],[Season]],Tabulation[[#This Row],[Weekend]],\"-\",IF(Tabulation[[#This Row],[Hour]]<10,0,\"\"),C1985)","v":"0Winter0-13"},{"$f":"VLOOKUP(Tabulation[[#This Row],[Concat]],Table3[],8)","v":0.28519},{"$f":"(Tabulation[[#This Row],[AC System Output (kW)]]*Tabulation[[#This Row],[Rate]])","v":0.28253088844000002}]
[3,23,14,1014.046,{"$f":"Tabulation[[#This Row],[AC System Output (W)]]/1000","v":1.014046},{"$f":"VLOOKUP(Tabulation[[#This Row],[Month]],Season,2)","v":"Winter"},{"$f":"(DATE(2021,Tabulation[[#This Row],[Month]],Tabulation[[#This Row],[Day]]))","v":"2021-03-23"},{"$f":"WEEKDAY(Tabulation[[#This Row],[Date]])","v":3},{"$f":"IF(OR(Tabulation[[#This Row],[DayNo]]=1,Tabulation[[#This Row],[DayNo]]=7),1,0)","v":0},{"$f":"COUNTIF(Holidays,Tabulation[[#This Row],[Date]])","v":0},{"$f":"CONCATENATE(Tabulation[[#This Row],[Holiday]],Tabulation[[#This Row],[Season]],Tabulation[[#This Row],[Weekend]],\"-\",IF(Tabulation[[#This Row],[Hour]]<10,0,\"\"),C1986)","v":"0Winter0-14"},{"$f":"VLOOKUP(Tabulation[[#This Row],[Concat]],Table3[],8)","v":0.28519},{"$f":"(Tabulation[[#This Row],[AC System Output (kW)]]*Tabulation[[#This Row],[Rate]])","v":0.28919577874000002}]
[3,23,15,1126.874,{"$f":"Tabulation[[#This Row],[AC System Output (W)]]/1000","v":1.1268739999999999},{"$f":"VLOOKUP(Tabulation[[#This Row],[Month]],Season,2)","v":"Winter"},{"$f":"(DATE(2021,Tabulation[[#This Row],[Month]],Tabulation[[#This Row],[Day]]))","v":"2021-03-23"},{"$f":"WEEKDAY(Tabulation[[#This Row],[Date]])","v":3},{"$f":"IF(OR(Tabulation[[#This Row],[DayNo]]=1,Tabulation[[#This Row],[DayNo]]=7),1,0)","v":0},{"$f":"COUNTIF(Holidays,Tabulation[[#This Row],[Date]])","v":0},{"$f":"CONCATENATE(Tabulation[[#This Row],[Holiday]],Tabulation[[#This Row],[Season]],Tabulation[[#This Row],[Weekend]],\"-\",IF(Tabulation[[#This Row],[Hour]]<10,0,\"\"),C1987)","v":"0Winter0-15"},{"$f":"VLOOKUP(Tabulation[[#This Row],[Concat]],Table3[],8)","v":0.28519},{"$f":"(Tabulation[[#This Row],[AC System Output (kW)]]*Tabulation[[#This Row],[Rate]])","v":0.32137319605999998}]
[3,23,16,523.92600000000004,{"$f":"Tabulation[[#This Row],[AC System Output (W)]]/1000","v":0.523926},{"$f":"VLOOKUP(Tabulation[[#This Row],[Month]],Season,2)","v":"Winter"},{"$f":"(DATE(2021,Tabulation[[#This Row],[Month]],Tabulation[[#This Row],[Day]]))","v":"2021-03-23"},{"$f":"WEEKDAY(Tabulation[[#This Row],[Date]])","v":3},{"$f":"IF(OR(Tabulation[[#This Row],[DayNo]]=1,Tabulation[[#This Row],[DayNo]]=7),1,0)","v":0},{"$f":"COUNTIF(Holidays,Tabulation[[#This Row],[Date]])","v":0},{"$f":"CONCATENATE(Tabulation[[#This Row],[Holiday]],Tabulation[[#This Row],[Season]],Tabulation[[#This Row],[Weekend]],\"-\",IF(Tabulation[[#This Row],[Hour]]<10,0,\"\"),C1988)","v":"0Winter0-16"},{"$f":"VLOOKUP(Tabulation[[#This Row],[Concat]],Table3[],8)","v":0.28519},{"$f":"(Tabulation[[#This Row],[AC System Output (kW)]]*Tabulation[[#This Row],[Rate]])","v":0.14941845594}]
[3,23,17,216.19300000000001,{"$f":"Tabulation[[#This Row],[AC System Output (W)]]/1000","v":0.21619300000000002},{"$f":"VLOOKUP(Tabulation[[#This Row],[Month]],Season,2)","v":"Winter"},{"$f":"(DATE(2021,Tabulation[[#This Row],[Month]],Tabulation[[#This Row],[Day]]))","v":"2021-03-23"},{"$f":"WEEKDAY(Tabulation[[#This Row],[Date]])","v":3},{"$f":"IF(OR(Tabulation[[#This Row],[DayNo]]=1,Tabulation[[#This Row],[DayNo]]=7),1,0)","v":0},{"$f":"COUNTIF(Holidays,Tabulation[[#This Row],[Date]])","v":0},{"$f":"CONCATENATE(Tabulation[[#This Row],[Holiday]],Tabulation[[#This Row],[Season]],Tabulation[[#This Row],[Weekend]],\"-\",IF(Tabulation[[#This Row],[Hour]]<10,0,\"\"),C1989)","v":"0Winter0-17"},{"$f":"VLOOKUP(Tabulation[[#This Row],[Concat]],Table3[],8)","v":0.30257000000000001},{"$f":"(Tabulation[[#This Row],[AC System Output (kW)]]*Tabulation[[#This Row],[Rate]])","v":6.5413516010000006E-2}]
[3,23,18,0,{"$f":"Tabulation[[#This Row],[AC System Output (W)]]/1000","v":0},{"$f":"VLOOKUP(Tabulation[[#This Row],[Month]],Season,2)","v":"Winter"},{"$f":"(DATE(2021,Tabulation[[#This Row],[Month]],Tabulation[[#This Row],[Day]]))","v":"2021-03-23"},{"$f":"WEEKDAY(Tabulation[[#This Row],[Date]])","v":3},{"$f":"IF(OR(Tabulation[[#This Row],[DayNo]]=1,Tabulation[[#This Row],[DayNo]]=7),1,0)","v":0},{"$f":"COUNTIF(Holidays,Tabulation[[#This Row],[Date]])","v":0},{"$f":"CONCATENATE(Tabulation[[#This Row],[Holiday]],Tabulation[[#This Row],[Season]],Tabulation[[#This Row],[Weekend]],\"-\",IF(Tabulation[[#This Row],[Hour]]<10,0,\"\"),C1990)","v":"0Winter0-18"},{"$f":"VLOOKUP(Tabulation[[#This Row],[Concat]],Table3[],8)","v":0.30257000000000001},{"$f":"(Tabulation[[#This Row],[AC System Output (kW)]]*Tabulation[[#This Row],[Rate]])","v":0}]
[3,23,19,0,{"$f":"Tabulation[[#This Row],[AC System Output (W)]]/1000","v":0},{"$f":"VLOOKUP(Tabulation[[#This Row],[Month]],Season,2)","v":"Winter"},{"$f":"(DATE(2021,Tabulation[[#This Row],[Month]],Tabulation[[#This Row],[Day]]))","v":"2021-03-23"},{"$f":"WEEKDAY(Tabulation[[#This Row],[Date]])","v":3},{"$f":"IF(OR(Tabulation[[#This Row],[DayNo]]=1,Tabulation[[#This Row],[DayNo]]=7),1,0)","v":0},{"$f":"COUNTIF(Holidays,Tabulation[[#This Row],[Date]])","v":0},{"$f":"CONCATENATE(Tabulation[[#This Row],[Holiday]],Tabulation[[#This Row],[Season]],Tabulation[[#This Row],[Weekend]],\"-\",IF(Tabulation[[#This Row],[Hour]]<10,0,\"\"),C1991)","v":"0Winter0-19"},{"$f":"VLOOKUP(Tabulation[[#This Row],[Concat]],Table3[],8)","v":0.30257000000000001},{"$f":"(Tabulation[[#This Row],[AC System Output (kW)]]*Tabulation[[#This Row],[Rate]])","v":0}]
[3,23,20,0,{"$f":"Tabulation[[#This Row],[AC System Output (W)]]/1000","v":0},{"$f":"VLOOKUP(Tabulation[[#This Row],[Month]],Season,2)","v":"Winter"},{"$f":"(DATE(2021,Tabulation[[#This Row],[Month]],Tabulation[[#This Row],[Day]]))","v":"2021-03-23"},{"$f":"WEEKDAY(Tabulation[[#This Row],[Date]])","v":3},{"$f":"IF(OR(Tabulation[[#This Row],[DayNo]]=1,Tabulation[[#This Row],[DayNo]]=7),1,0)","v":0},{"$f":"COUNTIF(Holidays,Tabulation[[#This Row],[Date]])","v":0},{"$f":"CONCATENATE(Tabulation[[#This Row],[Holiday]],Tabulation[[#This Row],[Season]],Tabulation[[#This Row],[Weekend]],\"-\",IF(Tabulation[[#This Row],[Hour]]<10,0,\"\"),C1992)","v":"0Winter0-20"},{"$f":"VLOOKUP(Tabulation[[#This Row],[Concat]],Table3[],8)","v":0.28519},{"$f":"(Tabulation[[#This Row],[AC System Output (kW)]]*Tabulation[[#This Row],[Rate]])","v":0}]
[3,23,21,0,{"$f":"Tabulation[[#This Row],[AC System Output (W)]]/1000","v":0},{"$f":"VLOOKUP(Tabulation[[#This Row],[Month]],Season,2)","v":"Winter"},{"$f":"(DATE(2021,Tabulation[[#This Row],[Month]],Tabulation[[#This Row],[Day]]))","v":"2021-03-23"},{"$f":"WEEKDAY(Tabulation[[#This Row],[Date]])","v":3},{"$f":"IF(OR(Tabulation[[#This Row],[DayNo]]=1,Tabulation[[#This Row],[DayNo]]=7),1,0)","v":0},{"$f":"COUNTIF(Holidays,Tabulation[[#This Row],[Date]])","v":0},{"$f":"CONCATENATE(Tabulation[[#This Row],[Holiday]],Tabulation[[#This Row],[Season]],Tabulation[[#This Row],[Weekend]],\"-\",IF(Tabulation[[#This Row],[Hour]]<10,0,\"\"),C1993)","v":"0Winter0-21"},{"$f":"VLOOKUP(Tabulation[[#This Row],[Concat]],Table3[],8)","v":0.28519},{"$f":"(Tabulation[[#This Row],[AC System Output (kW)]]*Tabulation[[#This Row],[Rate]])","v":0}]
[3,23,22,0,{"$f":"Tabulation[[#This Row],[AC System Output (W)]]/1000","v":0},{"$f":"VLOOKUP(Tabulation[[#This Row],[Month]],Season,2)","v":"Winter"},{"$f":"(DATE(2021,Tabulation[[#This Row],[Month]],Tabulation[[#This Row],[Day]]))","v":"2021-03-23"},{"$f":"WEEKDAY(Tabulation[[#This Row],[Date]])","v":3},{"$f":"IF(OR(Tabulation[[#This Row],[DayNo]]=1,Tabulation[[#This Row],[DayNo]]=7),1,0)","v":0},{"$f":"COUNTIF(Holidays,Tabulation[[#This Row],[Date]])","v":0},{"$f":"CONCATENATE(Tabulation[[#This Row],[Holiday]],Tabulation[[#This Row],[Season]],Tabulation[[#This Row],[Weekend]],\"-\",IF(Tabulation[[#This Row],[Hour]]<10,0,\"\"),C1994)","v":"0Winter0-22"},{"$f":"VLOOKUP(Tabulation[[#This Row],[Concat]],Table3[],8)","v":0.28519},{"$f":"(Tabulation[[#This Row],[AC System Output (kW)]]*Tabulation[[#This Row],[Rate]])","v":0}]
[3,23,23,0,{"$f":"Tabulation[[#This Row],[AC System Output (W)]]/1000","v":0},{"$f":"VLOOKUP(Tabulation[[#This Row],[Month]],Season,2)","v":"Winter"},{"$f":"(DATE(2021,Tabulation[[#This Row],[Month]],Tabulation[[#This Row],[Day]]))","v":"2021-03-23"},{"$f":"WEEKDAY(Tabulation[[#This Row],[Date]])","v":3},{"$f":"IF(OR(Tabulation[[#This Row],[DayNo]]=1,Tabulation[[#This Row],[DayNo]]=7),1,0)","v":0},{"$f":"COUNTIF(Holidays,Tabulation[[#This Row],[Date]])","v":0},{"$f":"CONCATENATE(Tabulation[[#This Row],[Holiday]],Tabulation[[#This Row],[Season]],Tabulation[[#This Row],[Weekend]],\"-\",IF(Tabulation[[#This Row],[Hour]]<10,0,\"\"),C1995)","v":"0Winter0-23"},{"$f":"VLOOKUP(Tabulation[[#This Row],[Concat]],Table3[],8)","v":0.28519},{"$f":"(Tabulation[[#This Row],[AC System Output (kW)]]*Tabulation[[#This Row],[Rate]])","v":0}]
[3,24,0,0,{"$f":"Tabulation[[#This Row],[AC System Output (W)]]/1000","v":0},{"$f":"VLOOKUP(Tabulation[[#This Row],[Month]],Season,2)","v":"Winter"},{"$f":"(DATE(2021,Tabulation[[#This Row],[Month]],Tabulation[[#This Row],[Day]]))","v":"2021-03-24"},{"$f":"WEEKDAY(Tabulation[[#This Row],[Date]])","v":4},{"$f":"IF(OR(Tabulation[[#This Row],[DayNo]]=1,Tabulation[[#This Row],[DayNo]]=7),1,0)","v":0},{"$f":"COUNTIF(Holidays,Tabulation[[#This Row],[Date]])","v":0},{"$f":"CONCATENATE(Tabulation[[#This Row],[Holiday]],Tabulation[[#This Row],[Season]],Tabulation[[#This Row],[Weekend]],\"-\",IF(Tabulation[[#This Row],[Hour]]<10,0,\"\"),C1996)","v":"0Winter0-00"},{"$f":"VLOOKUP(Tabulation[[#This Row],[Concat]],Table3[],8)","v":0.28519},{"$f":"(Tabulation[[#This Row],[AC System Output (kW)]]*Tabulation[[#This Row],[Rate]])","v":0}]
[3,24,1,0,{"$f":"Tabulation[[#This Row],[AC System Output (W)]]/1000","v":0},{"$f":"VLOOKUP(Tabulation[[#This Row],[Month]],Season,2)","v":"Winter"},{"$f":"(DATE(2021,Tabulation[[#This Row],[Month]],Tabulation[[#This Row],[Day]]))","v":"2021-03-24"},{"$f":"WEEKDAY(Tabulation[[#This Row],[Date]])","v":4},{"$f":"IF(OR(Tabulation[[#This Row],[DayNo]]=1,Tabulation[[#This Row],[DayNo]]=7),1,0)","v":0},{"$f":"COUNTIF(Holidays,Tabulation[[#This Row],[Date]])","v":0},{"$f":"CONCATENATE(Tabulation[[#This Row],[Holiday]],Tabulation[[#This Row],[Season]],Tabulation[[#This Row],[Weekend]],\"-\",IF(Tabulation[[#This Row],[Hour]]<10,0,\"\"),C1997)","v":"0Winter0-01"},{"$f":"VLOOKUP(Tabulation[[#This Row],[Concat]],Table3[],8)","v":0.28519},{"$f":"(Tabulation[[#This Row],[AC System Output (kW)]]*Tabulation[[#This Row],[Rate]])","v":0}]
[3,24,2,0,{"$f":"Tabulation[[#This Row],[AC System Output (W)]]/1000","v":0},{"$f":"VLOOKUP(Tabulation[[#This Row],[Month]],Season,2)","v":"Winter"},{"$f":"(DATE(2021,Tabulation[[#This Row],[Month]],Tabulation[[#This Row],[Day]]))","v":"2021-03-24"},{"$f":"WEEKDAY(Tabulation[[#This Row],[Date]])","v":4},{"$f":"IF(OR(Tabulation[[#This Row],[DayNo]]=1,Tabulation[[#This Row],[DayNo]]=7),1,0)","v":0},{"$f":"COUNTIF(Holidays,Tabulation[[#This Row],[Date]])","v":0},{"$f":"CONCATENATE(Tabulation[[#This Row],[Holiday]],Tabulation[[#This Row],[Season]],Tabulation[[#This Row],[Weekend]],\"-\",IF(Tabulation[[#This Row],[Hour]]<10,0,\"\"),C1998)","v":"0Winter0-02"},{"$f":"VLOOKUP(Tabulation[[#This Row],[Concat]],Table3[],8)","v":0.28519},{"$f":"(Tabulation[[#This Row],[AC System Output (kW)]]*Tabulation[[#This Row],[Rate]])","v":0}]
[3,24,3,0,{"$f":"Tabulation[[#This Row],[AC System Output (W)]]/1000","v":0},{"$f":"VLOOKUP(Tabulation[[#This Row],[Month]],Season,2)","v":"Winter"},{"$f":"(DATE(2021,Tabulation[[#This Row],[Month]],Tabulation[[#This Row],[Day]]))","v":"2021-03-24"},{"$f":"WEEKDAY(Tabulation[[#This Row],[Date]])","v":4},{"$f":"IF(OR(Tabulation[[#This Row],[DayNo]]=1,Tabulation[[#This Row],[DayNo]]=7),1,0)","v":0},{"$f":"COUNTIF(Holidays,Tabulation[[#This Row],[Date]])","v":0},{"$f":"CONCATENATE(Tabulation[[#This Row],[Holiday]],Tabulation[[#This Row],[Season]],Tabulation[[#This Row],[Weekend]],\"-\",IF(Tabulation[[#This Row],[Hour]]<10,0,\"\"),C1999)","v":"0Winter0-03"},{"$f":"VLOOKUP(Tabulation[[#This Row],[Concat]],Table3[],8)","v":0.28519},{"$f":"(Tabulation[[#This Row],[AC System Output (kW)]]*Tabulation[[#This Row],[Rate]])","v":0}]
[3,24,4,0,{"$f":"Tabulation[[#This Row],[AC System Output (W)]]/1000","v":0},{"$f":"VLOOKUP(Tabulation[[#This Row],[Month]],Season,2)","v":"Winter"},{"$f":"(DATE(2021,Tabulation[[#This Row],[Month]],Tabulation[[#This Row],[Day]]))","v":"2021-03-24"},{"$f":"WEEKDAY(Tabulation[[#This Row],[Date]])","v":4},{"$f":"IF(OR(Tabulation[[#This Row],[DayNo]]=1,Tabulation[[#This Row],[DayNo]]=7),1,0)","v":0},{"$f":"COUNTIF(Holidays,Tabulation[[#This Row],[Date]])","v":0},{"$f":"CONCATENATE(Tabulation[[#This Row],[Holiday]],Tabulation[[#This Row],[Season]],Tabulation[[#This Row],[Weekend]],\"-\",IF(Tabulation[[#This Row],[Hour]]<10,0,\"\"),C2000)","v":"0Winter0-04"},{"$f":"VLOOKUP(Tabulation[[#This Row],[Concat]],Table3[],8)","v":0.28519},{"$f":"(Tabulation[[#This Row],[AC System Output (kW)]]*Tabulation[[#This Row],[Rate]])","v":0}]
[3,24,5,0,{"$f":"Tabulation[[#This Row],[AC System Output (W)]]/1000","v":0},{"$f":"VLOOKUP(Tabulation[[#This Row],[Month]],Season,2)","v":"Winter"},{"$f":"(DATE(2021,Tabulation[[#This Row],[Month]],Tabulation[[#This Row],[Day]]))","v":"2021-03-24"},{"$f":"WEEKDAY(Tabulation[[#This Row],[Date]])","v":4},{"$f":"IF(OR(Tabulation[[#This Row],[DayNo]]=1,Tabulation[[#This Row],[DayNo]]=7),1,0)","v":0},{"$f":"COUNTIF(Holidays,Tabulation[[#This Row],[Date]])","v":0},{"$f":"CONCATENATE(Tabulation[[#This Row],[Holiday]],Tabulation[[#This Row],[Season]],Tabulation[[#This Row],[Weekend]],\"-\",IF(Tabulation[[#This Row],[Hour]]<10,0,\"\"),C2001)","v":"0Winter0-05"},{"$f":"VLOOKUP(Tabulation[[#This Row],[Concat]],Table3[],8)","v":0.28519},{"$f":"(Tabulation[[#This Row],[AC System Output (kW)]]*Tabulation[[#This Row],[Rate]])","v":0}]
[3,24,9,2545.3090000000002,{"$f":"Tabulation[[#This Row],[AC System Output (W)]]/1000","v":2.545309},{"$f":"VLOOKUP(Tabulation[[#This Row],[Month]],Season,2)","v":"Winter"},{"$f":"(DATE(2021,Tabulation[[#This Row],[Month]],Tabulation[[#This Row],[Day]]))","v":"2021-03-24"},{"$f":"WEEKDAY(Tabulation[[#This Row],[Date]])","v":4},{"$f":"IF(OR(Tabulation[[#This Row],[DayNo]]=1,Tabulation[[#This Row],[DayNo]]=7),1,0)","v":0},{"$f":"COUNTIF(Holidays,Tabulation[[#This Row],[Date]])","v":0},{"$f":"CONCATENATE(Tabulation[[#This Row],[Holiday]],Tabulation[[#This Row],[Season]],Tabulation[[#This Row],[Weekend]],\"-\",IF(Tabulation[[#This Row],[Hour]]<10,0,\"\"),C2005)","v":"0Winter0-09"},{"$f":"VLOOKUP(Tabulation[[#This Row],[Concat]],Table3[],8)","v":0.28519},{"$f":"(Tabulation[[#This Row],[AC System Output (kW)]]*Tabulation[[#This Row],[Rate]])","v":0.72589667371}]
[3,24,12,1977.8810000000001,{"$f":"Tabulation[[#This Row],[AC System Output (W)]]/1000","v":1.977881},{"$f":"VLOOKUP(Tabulation[[#This Row],[Month]],Season,2)","v":"Winter"},{"$f":"(DATE(2021,Tabulation[[#This Row],[Month]],Tabulation[[#This Row],[Day]]))","v":"2021-03-24"},{"$f":"WEEKDAY(Tabulation[[#This Row],[Date]])","v":4},{"$f":"IF(OR(Tabulation[[#This Row],[DayNo]]=1,Tabulation[[#This Row],[DayNo]]=7),1,0)","v":0},{"$f":"COUNTIF(Holidays,Tabulation[[#This Row],[Date]])","v":0},{"$f":"CONCATENATE(Tabulation[[#This Row],[Holiday]],Tabulation[[#This Row],[Season]],Tabulation[[#This Row],[Weekend]],\"-\",IF(Tabulation[[#This Row],[Hour]]<10,0,\"\"),C2008)","v":"0Winter0-12"},{"$f":"VLOOKUP(Tabulation[[#This Row],[Concat]],Table3[],8)","v":0.28519},{"$f":"(Tabulation[[#This Row],[AC System Output (kW)]]*Tabulation[[#This Row],[Rate]])","v":0.56407188238999995}]
[3,24,16,1193.1949999999999,{"$f":"Tabulation[[#This Row],[AC System Output (W)]]/1000","v":1.193195},{"$f":"VLOOKUP(Tabulation[[#This Row],[Month]],Season,2)","v":"Winter"},{"$f":"(DATE(2021,Tabulation[[#This Row],[Month]],Tabulation[[#This Row],[Day]]))","v":"2021-03-24"},{"$f":"WEEKDAY(Tabulation[[#This Row],[Date]])","v":4},{"$f":"IF(OR(Tabulation[[#This Row],[DayNo]]=1,Tabulation[[#This Row],[DayNo]]=7),1,0)","v":0},{"$f":"COUNTIF(Holidays,Tabulation[[#This Row],[Date]])","v":0},{"$f":"CONCATENATE(Tabulation[[#This Row],[Holiday]],Tabulation[[#This Row],[Season]],Tabulation[[#This Row],[Weekend]],\"-\",IF(Tabulation[[#This Row],[Hour]]<10,0,\"\"),C2012)","v":"0Winter0-16"},{"$f":"VLOOKUP(Tabulation[[#This Row],[Concat]],Table3[],8)","v":0.28519},{"$f":"(Tabulation[[#This Row],[AC System Output (kW)]]*Tabulation[[#This Row],[Rate]])","v":0.34028728204999997}]
[3,24,19,0,{"$f":"Tabulation[[#This Row],[AC System Output (W)]]/1000","v":0},{"$f":"VLOOKUP(Tabulation[[#This Row],[Month]],Season,2)","v":"Winter"},{"$f":"(DATE(2021,Tabulation[[#This Row],[Month]],Tabulation[[#This Row],[Day]]))","v":"2021-03-24"},{"$f":"WEEKDAY(Tabulation[[#This Row],[Date]])","v":4},{"$f":"IF(OR(Tabulation[[#This Row],[DayNo]]=1,Tabulation[[#This Row],[DayNo]]=7),1,0)","v":0},{"$f":"COUNTIF(Holidays,Tabulation[[#This Row],[Date]])","v":0},{"$f":"CONCATENATE(Tabulation[[#This Row],[Holiday]],Tabulation[[#This Row],[Season]],Tabulation[[#This Row],[Weekend]],\"-\",IF(Tabulation[[#This Row],[Hour]]<10,0,\"\"),C2015)","v":"0Winter0-19"},{"$f":"VLOOKUP(Tabulation[[#This Row],[Concat]],Table3[],8)","v":0.30257000000000001},{"$f":"(Tabulation[[#This Row],[AC System Output (kW)]]*Tabulation[[#This Row],[Rate]])","v":0}]
[3,24,22,0,{"$f":"Tabulation[[#This Row],[AC System Output (W)]]/1000","v":0},{"$f":"VLOOKUP(Tabulation[[#This Row],[Month]],Season,2)","v":"Winter"},{"$f":"(DATE(2021,Tabulation[[#This Row],[Month]],Tabulation[[#This Row],[Day]]))","v":"2021-03-24"},{"$f":"WEEKDAY(Tabulation[[#This Row],[Date]])","v":4},{"$f":"IF(OR(Tabulation[[#This Row],[DayNo]]=1,Tabulation[[#This Row],[DayNo]]=7),1,0)","v":0},{"$f":"COUNTIF(Holidays,Tabulation[[#This Row],[Date]])","v":0},{"$f":"CONCATENATE(Tabulation[[#This Row],[Holiday]],Tabulation[[#This Row],[Season]],Tabulation[[#This Row],[Weekend]],\"-\",IF(Tabulation[[#This Row],[Hour]]<10,0,\"\"),C2018)","v":"0Winter0-22"},{"$f":"VLOOKUP(Tabulation[[#This Row],[Concat]],Table3[],8)","v":0.28519},{"$f":"(Tabulation[[#This Row],[AC System Output (kW)]]*Tabulation[[#This Row],[Rate]])","v":0}]
[3,25,2,0,{"$f":"Tabulation[[#This Row],[AC System Output (W)]]/1000","v":0},{"$f":"VLOOKUP(Tabulation[[#This Row],[Month]],Season,2)","v":"Winter"},{"$f":"(DATE(2021,Tabulation[[#This Row],[Month]],Tabulation[[#This Row],[Day]]))","v":"2021-03-25"},{"$f":"WEEKDAY(Tabulation[[#This Row],[Date]])","v":5},{"$f":"IF(OR(Tabulation[[#This Row],[DayNo]]=1,Tabulation[[#This Row],[DayNo]]=7),1,0)","v":0},{"$f":"COUNTIF(Holidays,Tabulation[[#This Row],[Date]])","v":0},{"$f":"CONCATENATE(Tabulation[[#This Row],[Holiday]],Tabulation[[#This Row],[Season]],Tabulation[[#This Row],[Weekend]],\"-\",IF(Tabulation[[#This Row],[Hour]]<10,0,\"\"),C2022)","v":"0Winter0-02"},{"$f":"VLOOKUP(Tabulation[[#This Row],[Concat]],Table3[],8)","v":0.28519},{"$f":"(Tabulation[[#This Row],[AC System Output (kW)]]*Tabulation[[#This Row],[Rate]])","v":0}]
[3,25,3,0,{"$f":"Tabulation[[#This Row],[AC System Output (W)]]/1000","v":0},{"$f":"VLOOKUP(Tabulation[[#This Row],[Month]],Season,2)","v":"Winter"},{"$f":"(DATE(2021,Tabulation[[#This Row],[Month]],Tabulation[[#This Row],[Day]]))","v":"2021-03-25"},{"$f":"WEEKDAY(Tabulation[[#This Row],[Date]])","v":5},{"$f":"IF(OR(Tabulation[[#This Row],[DayNo]]=1,Tabulation[[#This Row],[DayNo]]=7),1,0)","v":0},{"$f":"COUNTIF(Holidays,Tabulation[[#This Row],[Date]])","v":0},{"$f":"CONCATENATE(Tabulation[[#This Row],[Holiday]],Tabulation[[#This Row],[Season]],Tabulation[[#This Row],[Weekend]],\"-\",IF(Tabulation[[#This Row],[Hour]]<10,0,\"\"),C2023)","v":"0Winter0-03"},{"$f":"VLOOKUP(Tabulation[[#This Row],[Concat]],Table3[],8)","v":0.28519},{"$f":"(Tabulation[[#This Row],[AC System Output (kW)]]*Tabulation[[#This Row],[Rate]])","v":0}]
[3,25,7,432.28800000000001,{"$f":"Tabulation[[#This Row],[AC System Output (W)]]/1000","v":0.43228800000000001},{"$f":"VLOOKUP(Tabulation[[#This Row],[Month]],Season,2)","v":"Winter"},{"$f":"(DATE(2021,Tabulation[[#This Row],[Month]],Tabulation[[#This Row],[Day]]))","v":"2021-03-25"},{"$f":"WEEKDAY(Tabulation[[#This Row],[Date]])","v":5},{"$f":"IF(OR(Tabulation[[#This Row],[DayNo]]=1,Tabulation[[#This Row],[DayNo]]=7),1,0)","v":0},{"$f":"COUNTIF(Holidays,Tabulation[[#This Row],[Date]])","v":0},{"$f":"CONCATENATE(Tabulation[[#This Row],[Holiday]],Tabulation[[#This Row],[Season]],Tabulation[[#This Row],[Weekend]],\"-\",IF(Tabulation[[#This Row],[Hour]]<10,0,\"\"),C2027)","v":"0Winter0-07"},{"$f":"VLOOKUP(Tabulation[[#This Row],[Concat]],Table3[],8)","v":0.28519},{"$f":"(Tabulation[[#This Row],[AC System Output (kW)]]*Tabulation[[#This Row],[Rate]])","v":0.12328421472000001}]
[3,25,10,2299.66,{"$f":"Tabulation[[#This Row],[AC System Output (W)]]/1000","v":2.2996599999999998},{"$f":"VLOOKUP(Tabulation[[#This Row],[Month]],Season,2)","v":"Winter"},{"$f":"(DATE(2021,Tabulation[[#This Row],[Month]],Tabulation[[#This Row],[Day]]))","v":"2021-03-25"},{"$f":"WEEKDAY(Tabulation[[#This Row],[Date]])","v":5},{"$f":"IF(OR(Tabulation[[#This Row],[DayNo]]=1,Tabulation[[#This Row],[DayNo]]=7),1,0)","v":0},{"$f":"COUNTIF(Holidays,Tabulation[[#This Row],[Date]])","v":0},{"$f":"CONCATENATE(Tabulation[[#This Row],[Holiday]],Tabulation[[#This Row],[Season]],Tabulation[[#This Row],[Weekend]],\"-\",IF(Tabulation[[#This Row],[Hour]]<10,0,\"\"),C2030)","v":"0Winter0-10"},{"$f":"VLOOKUP(Tabulation[[#This Row],[Concat]],Table3[],8)","v":0.28519},{"$f":"(Tabulation[[#This Row],[AC System Output (kW)]]*Tabulation[[#This Row],[Rate]])","v":0.65584003539999991}]
[3,25,13,2488.7750000000001,{"$f":"Tabulation[[#This Row],[AC System Output (W)]]/1000","v":2.488775},{"$f":"VLOOKUP(Tabulation[[#This Row],[Month]],Season,2)","v":"Winter"},{"$f":"(DATE(2021,Tabulation[[#This Row],[Month]],Tabulation[[#This Row],[Day]]))","v":"2021-03-25"},{"$f":"WEEKDAY(Tabulation[[#This Row],[Date]])","v":5},{"$f":"IF(OR(Tabulation[[#This Row],[DayNo]]=1,Tabulation[[#This Row],[DayNo]]=7),1,0)","v":0},{"$f":"COUNTIF(Holidays,Tabulation[[#This Row],[Date]])","v":0},{"$f":"CONCATENATE(Tabulation[[#This Row],[Holiday]],Tabulation[[#This Row],[Season]],Tabulation[[#This Row],[Weekend]],\"-\",IF(Tabulation[[#This Row],[Hour]]<10,0,\"\"),C2033)","v":"0Winter0-13"},{"$f":"VLOOKUP(Tabulation[[#This Row],[Concat]],Table3[],8)","v":0.28519},{"$f":"(Tabulation[[#This Row],[AC System Output (kW)]]*Tabulation[[#This Row],[Rate]])","v":0.70977374225000001}]
[3,25,17,252.012,{"$f":"Tabulation[[#This Row],[AC System Output (W)]]/1000","v":0.25201200000000001},{"$f":"VLOOKUP(Tabulation[[#This Row],[Month]],Season,2)","v":"Winter"},{"$f":"(DATE(2021,Tabulation[[#This Row],[Month]],Tabulation[[#This Row],[Day]]))","v":"2021-03-25"},{"$f":"WEEKDAY(Tabulation[[#This Row],[Date]])","v":5},{"$f":"IF(OR(Tabulation[[#This Row],[DayNo]]=1,Tabulation[[#This Row],[DayNo]]=7),1,0)","v":0},{"$f":"COUNTIF(Holidays,Tabulation[[#This Row],[Date]])","v":0},{"$f":"CONCATENATE(Tabulation[[#This Row],[Holiday]],Tabulation[[#This Row],[Season]],Tabulation[[#This Row],[Weekend]],\"-\",IF(Tabulation[[#This Row],[Hour]]<10,0,\"\"),C2037)","v":"0Winter0-17"},{"$f":"VLOOKUP(Tabulation[[#This Row],[Concat]],Table3[],8)","v":0.30257000000000001},{"$f":"(Tabulation[[#This Row],[AC System Output (kW)]]*Tabulation[[#This Row],[Rate]])","v":7.625127084000001E-2}]
[3,25,20,0,{"$f":"Tabulation[[#This Row],[AC System Output (W)]]/1000","v":0},{"$f":"VLOOKUP(Tabulation[[#This Row],[Month]],Season,2)","v":"Winter"},{"$f":"(DATE(2021,Tabulation[[#This Row],[Month]],Tabulation[[#This Row],[Day]]))","v":"2021-03-25"},{"$f":"WEEKDAY(Tabulation[[#This Row],[Date]])","v":5},{"$f":"IF(OR(Tabulation[[#This Row],[DayNo]]=1,Tabulation[[#This Row],[DayNo]]=7),1,0)","v":0},{"$f":"COUNTIF(Holidays,Tabulation[[#This Row],[Date]])","v":0},{"$f":"CONCATENATE(Tabulation[[#This Row],[Holiday]],Tabulation[[#This Row],[Season]],Tabulation[[#This Row],[Weekend]],\"-\",IF(Tabulation[[#This Row],[Hour]]<10,0,\"\"),C2040)","v":"0Winter0-20"},{"$f":"VLOOKUP(Tabulation[[#This Row],[Concat]],Table3[],8)","v":0.28519},{"$f":"(Tabulation[[#This Row],[AC System Output (kW)]]*Tabulation[[#This Row],[Rate]])","v":0}]
[3,25,23,0,{"$f":"Tabulation[[#This Row],[AC System Output (W)]]/1000","v":0},{"$f":"VLOOKUP(Tabulation[[#This Row],[Month]],Season,2)","v":"Winter"},{"$f":"(DATE(2021,Tabulation[[#This Row],[Month]],Tabulation[[#This Row],[Day]]))","v":"2021-03-25"},{"$f":"WEEKDAY(Tabulation[[#This Row],[Date]])","v":5},{"$f":"IF(OR(Tabulation[[#This Row],[DayNo]]=1,Tabulation[[#This Row],[DayNo]]=7),1,0)","v":0},{"$f":"COUNTIF(Holidays,Tabulation[[#This Row],[Date]])","v":0},{"$f":"CONCATENATE(Tabulation[[#This Row],[Holiday]],Tabulation[[#This Row],[Season]],Tabulation[[#This Row],[Weekend]],\"-\",IF(Tabulation[[#This Row],[Hour]]<10,0,\"\"),C2043)","v":"0Winter0-23"},{"$f":"VLOOKUP(Tabulation[[#This Row],[Concat]],Table3[],8)","v":0.28519},{"$f":"(Tabulation[[#This Row],[AC System Output (kW)]]*Tabulation[[#This Row],[Rate]])","v":0}]
[3,26,1,0,{"$f":"Tabulation[[#This Row],[AC System Output (W)]]/1000","v":0},{"$f":"VLOOKUP(Tabulation[[#This Row],[Month]],Season,2)","v":"Winter"},{"$f":"(DATE(2021,Tabulation[[#This Row],[Month]],Tabulation[[#This Row],[Day]]))","v":"2021-03-26"},{"$f":"WEEKDAY(Tabulation[[#This Row],[Date]])","v":6},{"$f":"IF(OR(Tabulation[[#This Row],[DayNo]]=1,Tabulation[[#This Row],[DayNo]]=7),1,0)","v":0},{"$f":"COUNTIF(Holidays,Tabulation[[#This Row],[Date]])","v":0},{"$f":"CONCATENATE(Tabulation[[#This Row],[Holiday]],Tabulation[[#This Row],[Season]],Tabulation[[#This Row],[Weekend]],\"-\",IF(Tabulation[[#This Row],[Hour]]<10,0,\"\"),C2045)","v":"0Winter0-01"},{"$f":"VLOOKUP(Tabulation[[#This Row],[Concat]],Table3[],8)","v":0.28519},{"$f":"(Tabulation[[#This Row],[AC System Output (kW)]]*Tabulation[[#This Row],[Rate]])","v":0}]
[3,26,4,0,{"$f":"Tabulation[[#This Row],[AC System Output (W)]]/1000","v":0},{"$f":"VLOOKUP(Tabulation[[#This Row],[Month]],Season,2)","v":"Winter"},{"$f":"(DATE(2021,Tabulation[[#This Row],[Month]],Tabulation[[#This Row],[Day]]))","v":"2021-03-26"},{"$f":"WEEKDAY(Tabulation[[#This Row],[Date]])","v":6},{"$f":"IF(OR(Tabulation[[#This Row],[DayNo]]=1,Tabulation[[#This Row],[DayNo]]=7),1,0)","v":0},{"$f":"COUNTIF(Holidays,Tabulation[[#This Row],[Date]])","v":0},{"$f":"CONCATENATE(Tabulation[[#This Row],[Holiday]],Tabulation[[#This Row],[Season]],Tabulation[[#This Row],[Weekend]],\"-\",IF(Tabulation[[#This Row],[Hour]]<10,0,\"\"),C2048)","v":"0Winter0-04"},{"$f":"VLOOKUP(Tabulation[[#This Row],[Concat]],Table3[],8)","v":0.28519},{"$f":"(Tabulation[[#This Row],[AC System Output (kW)]]*Tabulation[[#This Row],[Rate]])","v":0}]
[3,26,8,1442.519,{"$f":"Tabulation[[#This Row],[AC System Output (W)]]/1000","v":1.4425190000000001},{"$f":"VLOOKUP(Tabulation[[#This Row],[Month]],Season,2)","v":"Winter"},{"$f":"(DATE(2021,Tabulation[[#This Row],[Month]],Tabulation[[#This Row],[Day]]))","v":"2021-03-26"},{"$f":"WEEKDAY(Tabulation[[#This Row],[Date]])","v":6},{"$f":"IF(OR(Tabulation[[#This Row],[DayNo]]=1,Tabulation[[#This Row],[DayNo]]=7),1,0)","v":0},{"$f":"COUNTIF(Holidays,Tabulation[[#This Row],[Date]])","v":0},{"$f":"CONCATENATE(Tabulation[[#This Row],[Holiday]],Tabulation[[#This Row],[Season]],Tabulation[[#This Row],[Weekend]],\"-\",IF(Tabulation[[#This Row],[Hour]]<10,0,\"\"),C2052)","v":"0Winter0-08"},{"$f":"VLOOKUP(Tabulation[[#This Row],[Concat]],Table3[],8)","v":0.28519},{"$f":"(Tabulation[[#This Row],[AC System Output (kW)]]*Tabulation[[#This Row],[Rate]])","v":0.41139199361000001}]
[3,26,11,2415.3710000000001,{"$f":"Tabulation[[#This Row],[AC System Output (W)]]/1000","v":2.4153709999999999},{"$f":"VLOOKUP(Tabulation[[#This Row],[Month]],Season,2)","v":"Winter"},{"$f":"(DATE(2021,Tabulation[[#This Row],[Month]],Tabulation[[#This Row],[Day]]))","v":"2021-03-26"},{"$f":"WEEKDAY(Tabulation[[#This Row],[Date]])","v":6},{"$f":"IF(OR(Tabulation[[#This Row],[DayNo]]=1,Tabulation[[#This Row],[DayNo]]=7),1,0)","v":0},{"$f":"COUNTIF(Holidays,Tabulation[[#This Row],[Date]])","v":0},{"$f":"CONCATENATE(Tabulation[[#This Row],[Holiday]],Tabulation[[#This Row],[Season]],Tabulation[[#This Row],[Weekend]],\"-\",IF(Tabulation[[#This Row],[Hour]]<10,0,\"\"),C2055)","v":"0Winter0-11"},{"$f":"VLOOKUP(Tabulation[[#This Row],[Concat]],Table3[],8)","v":0.28519},{"$f":"(Tabulation[[#This Row],[AC System Output (kW)]]*Tabulation[[#This Row],[Rate]])","v":0.68883965548999992}]
[3,26,14,2113.2190000000001,{"$f":"Tabulation[[#This Row],[AC System Output (W)]]/1000","v":2.113219},{"$f":"VLOOKUP(Tabulation[[#This Row],[Month]],Season,2)","v":"Winter"},{"$f":"(DATE(2021,Tabulation[[#This Row],[Month]],Tabulation[[#This Row],[Day]]))","v":"2021-03-26"},{"$f":"WEEKDAY(Tabulation[[#This Row],[Date]])","v":6},{"$f":"IF(OR(Tabulation[[#This Row],[DayNo]]=1,Tabulation[[#This Row],[DayNo]]=7),1,0)","v":0},{"$f":"COUNTIF(Holidays,Tabulation[[#This Row],[Date]])","v":0},{"$f":"CONCATENATE(Tabulation[[#This Row],[Holiday]],Tabulation[[#This Row],[Season]],Tabulation[[#This Row],[Weekend]],\"-\",IF(Tabulation[[#This Row],[Hour]]<10,0,\"\"),C2058)","v":"0Winter0-14"},{"$f":"VLOOKUP(Tabulation[[#This Row],[Concat]],Table3[],8)","v":0.28519},{"$f":"(Tabulation[[#This Row],[AC System Output (kW)]]*Tabulation[[#This Row],[Rate]])","v":0.60266892660999993}]
[3,26,18,0,{"$f":"Tabulation[[#This Row],[AC System Output (W)]]/1000","v":0},{"$f":"VLOOKUP(Tabulation[[#This Row],[Month]],Season,2)","v":"Winter"},{"$f":"(DATE(2021,Tabulation[[#This Row],[Month]],Tabulation[[#This Row],[Day]]))","v":"2021-03-26"},{"$f":"WEEKDAY(Tabulation[[#This Row],[Date]])","v":6},{"$f":"IF(OR(Tabulation[[#This Row],[DayNo]]=1,Tabulation[[#This Row],[DayNo]]=7),1,0)","v":0},{"$f":"COUNTIF(Holidays,Tabulation[[#This Row],[Date]])","v":0},{"$f":"CONCATENATE(Tabulation[[#This Row],[Holiday]],Tabulation[[#This Row],[Season]],Tabulation[[#This Row],[Weekend]],\"-\",IF(Tabulation[[#This Row],[Hour]]<10,0,\"\"),C2062)","v":"0Winter0-18"},{"$f":"VLOOKUP(Tabulation[[#This Row],[Concat]],Table3[],8)","v":0.30257000000000001},{"$f":"(Tabulation[[#This Row],[AC System Output (kW)]]*Tabulation[[#This Row],[Rate]])","v":0}]
[3,26,20,0,{"$f":"Tabulation[[#This Row],[AC System Output (W)]]/1000","v":0},{"$f":"VLOOKUP(Tabulation[[#This Row],[Month]],Season,2)","v":"Winter"},{"$f":"(DATE(2021,Tabulation[[#This Row],[Month]],Tabulation[[#This Row],[Day]]))","v":"2021-03-26"},{"$f":"WEEKDAY(Tabulation[[#This Row],[Date]])","v":6},{"$f":"IF(OR(Tabulation[[#This Row],[DayNo]]=1,Tabulation[[#This Row],[DayNo]]=7),1,0)","v":0},{"$f":"COUNTIF(Holidays,Tabulation[[#This Row],[Date]])","v":0},{"$f":"CONCATENATE(Tabulation[[#This Row],[Holiday]],Tabulation[[#This Row],[Season]],Tabulation[[#This Row],[Weekend]],\"-\",IF(Tabulation[[#This Row],[Hour]]<10,0,\"\"),C2064)","v":"0Winter0-20"},{"$f":"VLOOKUP(Tabulation[[#This Row],[Concat]],Table3[],8)","v":0.28519},{"$f":"(Tabulation[[#This Row],[AC System Output (kW)]]*Tabulation[[#This Row],[Rate]])","v":0}]
[3,26,23,0,{"$f":"Tabulation[[#This Row],[AC System Output (W)]]/1000","v":0},{"$f":"VLOOKUP(Tabulation[[#This Row],[Month]],Season,2)","v":"Winter"},{"$f":"(DATE(2021,Tabulation[[#This Row],[Month]],Tabulation[[#This Row],[Day]]))","v":"2021-03-26"},{"$f":"WEEKDAY(Tabulation[[#This Row],[Date]])","v":6},{"$f":"IF(OR(Tabulation[[#This Row],[DayNo]]=1,Tabulation[[#This Row],[DayNo]]=7),1,0)","v":0},{"$f":"COUNTIF(Holidays,Tabulation[[#This Row],[Date]])","v":0},{"$f":"CONCATENATE(Tabulation[[#This Row],[Holiday]],Tabulation[[#This Row],[Season]],Tabulation[[#This Row],[Weekend]],\"-\",IF(Tabulation[[#This Row],[Hour]]<10,0,\"\"),C2067)","v":"0Winter0-23"},{"$f":"VLOOKUP(Tabulation[[#This Row],[Concat]],Table3[],8)","v":0.28519},{"$f":"(Tabulation[[#This Row],[AC System Output (kW)]]*Tabulation[[#This Row],[Rate]])","v":0}]
[3,27,2,0,{"$f":"Tabulation[[#This Row],[AC System Output (W)]]/1000","v":0},{"$f":"VLOOKUP(Tabulation[[#This Row],[Month]],Season,2)","v":"Winter"},{"$f":"(DATE(2021,Tabulation[[#This Row],[Month]],Tabulation[[#This Row],[Day]]))","v":"2021-03-27"},{"$f":"WEEKDAY(Tabulation[[#This Row],[Date]])","v":7},{"$f":"IF(OR(Tabulation[[#This Row],[DayNo]]=1,Tabulation[[#This Row],[DayNo]]=7),1,0)","v":1},{"$f":"COUNTIF(Holidays,Tabulation[[#This Row],[Date]])","v":0},{"$f":"CONCATENATE(Tabulation[[#This Row],[Holiday]],Tabulation[[#This Row],[Season]],Tabulation[[#This Row],[Weekend]],\"-\",IF(Tabulation[[#This Row],[Hour]]<10,0,\"\"),C2070)","v":"0Winter1-02"},{"$f":"VLOOKUP(Tabulation[[#This Row],[Concat]],Table3[],8)","v":0.28519},{"$f":"(Tabulation[[#This Row],[AC System Output (kW)]]*Tabulation[[#This Row],[Rate]])","v":0}]
[3,27,5,0,{"$f":"Tabulation[[#This Row],[AC System Output (W)]]/1000","v":0},{"$f":"VLOOKUP(Tabulation[[#This Row],[Month]],Season,2)","v":"Winter"},{"$f":"(DATE(2021,Tabulation[[#This Row],[Month]],Tabulation[[#This Row],[Day]]))","v":"2021-03-27"},{"$f":"WEEKDAY(Tabulation[[#This Row],[Date]])","v":7},{"$f":"IF(OR(Tabulation[[#This Row],[DayNo]]=1,Tabulation[[#This Row],[DayNo]]=7),1,0)","v":1},{"$f":"COUNTIF(Holidays,Tabulation[[#This Row],[Date]])","v":0},{"$f":"CONCATENATE(Tabulation[[#This Row],[Holiday]],Tabulation[[#This Row],[Season]],Tabulation[[#This Row],[Weekend]],\"-\",IF(Tabulation[[#This Row],[Hour]]<10,0,\"\"),C2073)","v":"0Winter1-05"},{"$f":"VLOOKUP(Tabulation[[#This Row],[Concat]],Table3[],8)","v":0.28519},{"$f":"(Tabulation[[#This Row],[AC System Output (kW)]]*Tabulation[[#This Row],[Rate]])","v":0}]
[3,27,9,2356.741,{"$f":"Tabulation[[#This Row],[AC System Output (W)]]/1000","v":2.356741},{"$f":"VLOOKUP(Tabulation[[#This Row],[Month]],Season,2)","v":"Winter"},{"$f":"(DATE(2021,Tabulation[[#This Row],[Month]],Tabulation[[#This Row],[Day]]))","v":"2021-03-27"},{"$f":"WEEKDAY(Tabulation[[#This Row],[Date]])","v":7},{"$f":"IF(OR(Tabulation[[#This Row],[DayNo]]=1,Tabulation[[#This Row],[DayNo]]=7),1,0)","v":1},{"$f":"COUNTIF(Holidays,Tabulation[[#This Row],[Date]])","v":0},{"$f":"CONCATENATE(Tabulation[[#This Row],[Holiday]],Tabulation[[#This Row],[Season]],Tabulation[[#This Row],[Weekend]],\"-\",IF(Tabulation[[#This Row],[Hour]]<10,0,\"\"),C2077)","v":"0Winter1-09"},{"$f":"VLOOKUP(Tabulation[[#This Row],[Concat]],Table3[],8)","v":0.28519},{"$f":"(Tabulation[[#This Row],[AC System Output (kW)]]*Tabulation[[#This Row],[Rate]])","v":0.67211896578999997}]
[3,27,12,2832.77,{"$f":"Tabulation[[#This Row],[AC System Output (W)]]/1000","v":2.83277},{"$f":"VLOOKUP(Tabulation[[#This Row],[Month]],Season,2)","v":"Winter"},{"$f":"(DATE(2021,Tabulation[[#This Row],[Month]],Tabulation[[#This Row],[Day]]))","v":"2021-03-27"},{"$f":"WEEKDAY(Tabulation[[#This Row],[Date]])","v":7},{"$f":"IF(OR(Tabulation[[#This Row],[DayNo]]=1,Tabulation[[#This Row],[DayNo]]=7),1,0)","v":1},{"$f":"COUNTIF(Holidays,Tabulation[[#This Row],[Date]])","v":0},{"$f":"CONCATENATE(Tabulation[[#This Row],[Holiday]],Tabulation[[#This Row],[Season]],Tabulation[[#This Row],[Weekend]],\"-\",IF(Tabulation[[#This Row],[Hour]]<10,0,\"\"),C2080)","v":"0Winter1-12"},{"$f":"VLOOKUP(Tabulation[[#This Row],[Concat]],Table3[],8)","v":0.28519},{"$f":"(Tabulation[[#This Row],[AC System Output (kW)]]*Tabulation[[#This Row],[Rate]])","v":0.80787767629999996}]
[3,27,15,1835.63,{"$f":"Tabulation[[#This Row],[AC System Output (W)]]/1000","v":1.8356300000000001},{"$f":"VLOOKUP(Tabulation[[#This Row],[Month]],Season,2)","v":"Winter"},{"$f":"(DATE(2021,Tabulation[[#This Row],[Month]],Tabulation[[#This Row],[Day]]))","v":"2021-03-27"},{"$f":"WEEKDAY(Tabulation[[#This Row],[Date]])","v":7},{"$f":"IF(OR(Tabulation[[#This Row],[DayNo]]=1,Tabulation[[#This Row],[DayNo]]=7),1,0)","v":1},{"$f":"COUNTIF(Holidays,Tabulation[[#This Row],[Date]])","v":0},{"$f":"CONCATENATE(Tabulation[[#This Row],[Holiday]],Tabulation[[#This Row],[Season]],Tabulation[[#This Row],[Weekend]],\"-\",IF(Tabulation[[#This Row],[Hour]]<10,0,\"\"),C2083)","v":"0Winter1-15"},{"$f":"VLOOKUP(Tabulation[[#This Row],[Concat]],Table3[],8)","v":0.28519},{"$f":"(Tabulation[[#This Row],[AC System Output (kW)]]*Tabulation[[#This Row],[Rate]])","v":0.52350331970000008}]
[3,27,17,314.04199999999997,{"$f":"Tabulation[[#This Row],[AC System Output (W)]]/1000","v":0.31404199999999999},{"$f":"VLOOKUP(Tabulation[[#This Row],[Month]],Season,2)","v":"Winter"},{"$f":"(DATE(2021,Tabulation[[#This Row],[Month]],Tabulation[[#This Row],[Day]]))","v":"2021-03-27"},{"$f":"WEEKDAY(Tabulation[[#This Row],[Date]])","v":7},{"$f":"IF(OR(Tabulation[[#This Row],[DayNo]]=1,Tabulation[[#This Row],[DayNo]]=7),1,0)","v":1},{"$f":"COUNTIF(Holidays,Tabulation[[#This Row],[Date]])","v":0},{"$f":"CONCATENATE(Tabulation[[#This Row],[Holiday]],Tabulation[[#This Row],[Season]],Tabulation[[#This Row],[Weekend]],\"-\",IF(Tabulation[[#This Row],[Hour]]<10,0,\"\"),C2085)","v":"0Winter1-17"},{"$f":"VLOOKUP(Tabulation[[#This Row],[Concat]],Table3[],8)","v":0.28519},{"$f":"(Tabulation[[#This Row],[AC System Output (kW)]]*Tabulation[[#This Row],[Rate]])","v":8.9561637979999997E-2}]
[3,27,23,0,{"$f":"Tabulation[[#This Row],[AC System Output (W)]]/1000","v":0},{"$f":"VLOOKUP(Tabulation[[#This Row],[Month]],Season,2)","v":"Winter"},{"$f":"(DATE(2021,Tabulation[[#This Row],[Month]],Tabulation[[#This Row],[Day]]))","v":"2021-03-27"},{"$f":"WEEKDAY(Tabulation[[#This Row],[Date]])","v":7},{"$f":"IF(OR(Tabulation[[#This Row],[DayNo]]=1,Tabulation[[#This Row],[DayNo]]=7),1,0)","v":1},{"$f":"COUNTIF(Holidays,Tabulation[[#This Row],[Date]])","v":0},{"$f":"CONCATENATE(Tabulation[[#This Row],[Holiday]],Tabulation[[#This Row],[Season]],Tabulation[[#This Row],[Weekend]],\"-\",IF(Tabulation[[#This Row],[Hour]]<10,0,\"\"),C2091)","v":"0Winter1-23"},{"$f":"VLOOKUP(Tabulation[[#This Row],[Concat]],Table3[],8)","v":0.28519},{"$f":"(Tabulation[[#This Row],[AC System Output (kW)]]*Tabulation[[#This Row],[Rate]])","v":0}]
[3,28,0,0,{"$f":"Tabulation[[#This Row],[AC System Output (W)]]/1000","v":0},{"$f":"VLOOKUP(Tabulation[[#This Row],[Month]],Season,2)","v":"Winter"},{"$f":"(DATE(2021,Tabulation[[#This Row],[Month]],Tabulation[[#This Row],[Day]]))","v":"2021-03-28"},{"$f":"WEEKDAY(Tabulation[[#This Row],[Date]])","v":1},{"$f":"IF(OR(Tabulation[[#This Row],[DayNo]]=1,Tabulation[[#This Row],[DayNo]]=7),1,0)","v":1},{"$f":"COUNTIF(Holidays,Tabulation[[#This Row],[Date]])","v":0},{"$f":"CONCATENATE(Tabulation[[#This Row],[Holiday]],Tabulation[[#This Row],[Season]],Tabulation[[#This Row],[Weekend]],\"-\",IF(Tabulation[[#This Row],[Hour]]<10,0,\"\"),C2092)","v":"0Winter1-00"},{"$f":"VLOOKUP(Tabulation[[#This Row],[Concat]],Table3[],8)","v":0.28519},{"$f":"(Tabulation[[#This Row],[AC System Output (kW)]]*Tabulation[[#This Row],[Rate]])","v":0}]
[3,28,3,0,{"$f":"Tabulation[[#This Row],[AC System Output (W)]]/1000","v":0},{"$f":"VLOOKUP(Tabulation[[#This Row],[Month]],Season,2)","v":"Winter"},{"$f":"(DATE(2021,Tabulation[[#This Row],[Month]],Tabulation[[#This Row],[Day]]))","v":"2021-03-28"},{"$f":"WEEKDAY(Tabulation[[#This Row],[Date]])","v":1},{"$f":"IF(OR(Tabulation[[#This Row],[DayNo]]=1,Tabulation[[#This Row],[DayNo]]=7),1,0)","v":1},{"$f":"COUNTIF(Holidays,Tabulation[[#This Row],[Date]])","v":0},{"$f":"CONCATENATE(Tabulation[[#This Row],[Holiday]],Tabulation[[#This Row],[Season]],Tabulation[[#This Row],[Weekend]],\"-\",IF(Tabulation[[#This Row],[Hour]]<10,0,\"\"),C2095)","v":"0Winter1-03"},{"$f":"VLOOKUP(Tabulation[[#This Row],[Concat]],Table3[],8)","v":0.28519},{"$f":"(Tabulation[[#This Row],[AC System Output (kW)]]*Tabulation[[#This Row],[Rate]])","v":0}]
[3,28,6,73.209999999999994,{"$f":"Tabulation[[#This Row],[AC System Output (W)]]/1000","v":7.3209999999999997E-2},{"$f":"VLOOKUP(Tabulation[[#This Row],[Month]],Season,2)","v":"Winter"},{"$f":"(DATE(2021,Tabulation[[#This Row],[Month]],Tabulation[[#This Row],[Day]]))","v":"2021-03-28"},{"$f":"WEEKDAY(Tabulation[[#This Row],[Date]])","v":1},{"$f":"IF(OR(Tabulation[[#This Row],[DayNo]]=1,Tabulation[[#This Row],[DayNo]]=7),1,0)","v":1},{"$f":"COUNTIF(Holidays,Tabulation[[#This Row],[Date]])","v":0},{"$f":"CONCATENATE(Tabulation[[#This Row],[Holiday]],Tabulation[[#This Row],[Season]],Tabulation[[#This Row],[Weekend]],\"-\",IF(Tabulation[[#This Row],[Hour]]<10,0,\"\"),C2098)","v":"0Winter1-06"},{"$f":"VLOOKUP(Tabulation[[#This Row],[Concat]],Table3[],8)","v":0.28519},{"$f":"(Tabulation[[#This Row],[AC System Output (kW)]]*Tabulation[[#This Row],[Rate]])","v":2.0878759899999998E-2}]
[3,28,10,2737.3760000000002,{"$f":"Tabulation[[#This Row],[AC System Output (W)]]/1000","v":2.7373760000000003},{"$f":"VLOOKUP(Tabulation[[#This Row],[Month]],Season,2)","v":"Winter"},{"$f":"(DATE(2021,Tabulation[[#This Row],[Month]],Tabulation[[#This Row],[Day]]))","v":"2021-03-28"},{"$f":"WEEKDAY(Tabulation[[#This Row],[Date]])","v":1},{"$f":"IF(OR(Tabulation[[#This Row],[DayNo]]=1,Tabulation[[#This Row],[DayNo]]=7),1,0)","v":1},{"$f":"COUNTIF(Holidays,Tabulation[[#This Row],[Date]])","v":0},{"$f":"CONCATENATE(Tabulation[[#This Row],[Holiday]],Tabulation[[#This Row],[Season]],Tabulation[[#This Row],[Weekend]],\"-\",IF(Tabulation[[#This Row],[Hour]]<10,0,\"\"),C2102)","v":"0Winter1-10"},{"$f":"VLOOKUP(Tabulation[[#This Row],[Concat]],Table3[],8)","v":0.28519},{"$f":"(Tabulation[[#This Row],[AC System Output (kW)]]*Tabulation[[#This Row],[Rate]])","v":0.78067226144000001}]
[3,28,13,2264.5369999999998,{"$f":"Tabulation[[#This Row],[AC System Output (W)]]/1000","v":2.2645369999999998},{"$f":"VLOOKUP(Tabulation[[#This Row],[Month]],Season,2)","v":"Winter"},{"$f":"(DATE(2021,Tabulation[[#This Row],[Month]],Tabulation[[#This Row],[Day]]))","v":"2021-03-28"},{"$f":"WEEKDAY(Tabulation[[#This Row],[Date]])","v":1},{"$f":"IF(OR(Tabulation[[#This Row],[DayNo]]=1,Tabulation[[#This Row],[DayNo]]=7),1,0)","v":1},{"$f":"COUNTIF(Holidays,Tabulation[[#This Row],[Date]])","v":0},{"$f":"CONCATENATE(Tabulation[[#This Row],[Holiday]],Tabulation[[#This Row],[Season]],Tabulation[[#This Row],[Weekend]],\"-\",IF(Tabulation[[#This Row],[Hour]]<10,0,\"\"),C2105)","v":"0Winter1-13"},{"$f":"VLOOKUP(Tabulation[[#This Row],[Concat]],Table3[],8)","v":0.28519},{"$f":"(Tabulation[[#This Row],[AC System Output (kW)]]*Tabulation[[#This Row],[Rate]])","v":0.6458233070299999}]
[3,28,18,0,{"$f":"Tabulation[[#This Row],[AC System Output (W)]]/1000","v":0},{"$f":"VLOOKUP(Tabulation[[#This Row],[Month]],Season,2)","v":"Winter"},{"$f":"(DATE(2021,Tabulation[[#This Row],[Month]],Tabulation[[#This Row],[Day]]))","v":"2021-03-28"},{"$f":"WEEKDAY(Tabulation[[#This Row],[Date]])","v":1},{"$f":"IF(OR(Tabulation[[#This Row],[DayNo]]=1,Tabulation[[#This Row],[DayNo]]=7),1,0)","v":1},{"$f":"COUNTIF(Holidays,Tabulation[[#This Row],[Date]])","v":0},{"$f":"CONCATENATE(Tabulation[[#This Row],[Holiday]],Tabulation[[#This Row],[Season]],Tabulation[[#This Row],[Weekend]],\"-\",IF(Tabulation[[#This Row],[Hour]]<10,0,\"\"),C2110)","v":"0Winter1-18"},{"$f":"VLOOKUP(Tabulation[[#This Row],[Concat]],Table3[],8)","v":0.28519},{"$f":"(Tabulation[[#This Row],[AC System Output (kW)]]*Tabulation[[#This Row],[Rate]])","v":0}]
[3,28,21,0,{"$f":"Tabulation[[#This Row],[AC System Output (W)]]/1000","v":0},{"$f":"VLOOKUP(Tabulation[[#This Row],[Month]],Season,2)","v":"Winter"},{"$f":"(DATE(2021,Tabulation[[#This Row],[Month]],Tabulation[[#This Row],[Day]]))","v":"2021-03-28"},{"$f":"WEEKDAY(Tabulation[[#This Row],[Date]])","v":1},{"$f":"IF(OR(Tabulation[[#This Row],[DayNo]]=1,Tabulation[[#This Row],[DayNo]]=7),1,0)","v":1},{"$f":"COUNTIF(Holidays,Tabulation[[#This Row],[Date]])","v":0},{"$f":"CONCATENATE(Tabulation[[#This Row],[Holiday]],Tabulation[[#This Row],[Season]],Tabulation[[#This Row],[Weekend]],\"-\",IF(Tabulation[[#This Row],[Hour]]<10,0,\"\"),C2113)","v":"0Winter1-21"},{"$f":"VLOOKUP(Tabulation[[#This Row],[Concat]],Table3[],8)","v":0.28519},{"$f":"(Tabulation[[#This Row],[AC System Output (kW)]]*Tabulation[[#This Row],[Rate]])","v":0}]
[3,29,0,0,{"$f":"Tabulation[[#This Row],[AC System Output (W)]]/1000","v":0},{"$f":"VLOOKUP(Tabulation[[#This Row],[Month]],Season,2)","v":"Winter"},{"$f":"(DATE(2021,Tabulation[[#This Row],[Month]],Tabulation[[#This Row],[Day]]))","v":"2021-03-29"},{"$f":"WEEKDAY(Tabulation[[#This Row],[Date]])","v":2},{"$f":"IF(OR(Tabulation[[#This Row],[DayNo]]=1,Tabulation[[#This Row],[DayNo]]=7),1,0)","v":0},{"$f":"COUNTIF(Holidays,Tabulation[[#This Row],[Date]])","v":0},{"$f":"CONCATENATE(Tabulation[[#This Row],[Holiday]],Tabulation[[#This Row],[Season]],Tabulation[[#This Row],[Weekend]],\"-\",IF(Tabulation[[#This Row],[Hour]]<10,0,\"\"),C2116)","v":"0Winter0-00"},{"$f":"VLOOKUP(Tabulation[[#This Row],[Concat]],Table3[],8)","v":0.28519},{"$f":"(Tabulation[[#This Row],[AC System Output (kW)]]*Tabulation[[#This Row],[Rate]])","v":0}]
[3,29,1,0,{"$f":"Tabulation[[#This Row],[AC System Output (W)]]/1000","v":0},{"$f":"VLOOKUP(Tabulation[[#This Row],[Month]],Season,2)","v":"Winter"},{"$f":"(DATE(2021,Tabulation[[#This Row],[Month]],Tabulation[[#This Row],[Day]]))","v":"2021-03-29"},{"$f":"WEEKDAY(Tabulation[[#This Row],[Date]])","v":2},{"$f":"IF(OR(Tabulation[[#This Row],[DayNo]]=1,Tabulation[[#This Row],[DayNo]]=7),1,0)","v":0},{"$f":"COUNTIF(Holidays,Tabulation[[#This Row],[Date]])","v":0},{"$f":"CONCATENATE(Tabulation[[#This Row],[Holiday]],Tabulation[[#This Row],[Season]],Tabulation[[#This Row],[Weekend]],\"-\",IF(Tabulation[[#This Row],[Hour]]<10,0,\"\"),C2117)","v":"0Winter0-01"},{"$f":"VLOOKUP(Tabulation[[#This Row],[Concat]],Table3[],8)","v":0.28519},{"$f":"(Tabulation[[#This Row],[AC System Output (kW)]]*Tabulation[[#This Row],[Rate]])","v":0}]
[3,29,4,0,{"$f":"Tabulation[[#This Row],[AC System Output (W)]]/1000","v":0},{"$f":"VLOOKUP(Tabulation[[#This Row],[Month]],Season,2)","v":"Winter"},{"$f":"(DATE(2021,Tabulation[[#This Row],[Month]],Tabulation[[#This Row],[Day]]))","v":"2021-03-29"},{"$f":"WEEKDAY(Tabulation[[#This Row],[Date]])","v":2},{"$f":"IF(OR(Tabulation[[#This Row],[DayNo]]=1,Tabulation[[#This Row],[DayNo]]=7),1,0)","v":0},{"$f":"COUNTIF(Holidays,Tabulation[[#This Row],[Date]])","v":0},{"$f":"CONCATENATE(Tabulation[[#This Row],[Holiday]],Tabulation[[#This Row],[Season]],Tabulation[[#This Row],[Weekend]],\"-\",IF(Tabulation[[#This Row],[Hour]]<10,0,\"\"),C2120)","v":"0Winter0-04"},{"$f":"VLOOKUP(Tabulation[[#This Row],[Concat]],Table3[],8)","v":0.28519},{"$f":"(Tabulation[[#This Row],[AC System Output (kW)]]*Tabulation[[#This Row],[Rate]])","v":0}]
[3,29,7,232.38499999999999,{"$f":"Tabulation[[#This Row],[AC System Output (W)]]/1000","v":0.23238499999999998},{"$f":"VLOOKUP(Tabulation[[#This Row],[Month]],Season,2)","v":"Winter"},{"$f":"(DATE(2021,Tabulation[[#This Row],[Month]],Tabulation[[#This Row],[Day]]))","v":"2021-03-29"},{"$f":"WEEKDAY(Tabulation[[#This Row],[Date]])","v":2},{"$f":"IF(OR(Tabulation[[#This Row],[DayNo]]=1,Tabulation[[#This Row],[DayNo]]=7),1,0)","v":0},{"$f":"COUNTIF(Holidays,Tabulation[[#This Row],[Date]])","v":0},{"$f":"CONCATENATE(Tabulation[[#This Row],[Holiday]],Tabulation[[#This Row],[Season]],Tabulation[[#This Row],[Weekend]],\"-\",IF(Tabulation[[#This Row],[Hour]]<10,0,\"\"),C2123)","v":"0Winter0-07"},{"$f":"VLOOKUP(Tabulation[[#This Row],[Concat]],Table3[],8)","v":0.28519},{"$f":"(Tabulation[[#This Row],[AC System Output (kW)]]*Tabulation[[#This Row],[Rate]])","v":6.6273878149999993E-2}]
[3,29,11,2972.4209999999998,{"$f":"Tabulation[[#This Row],[AC System Output (W)]]/1000","v":2.9724209999999998},{"$f":"VLOOKUP(Tabulation[[#This Row],[Month]],Season,2)","v":"Winter"},{"$f":"(DATE(2021,Tabulation[[#This Row],[Month]],Tabulation[[#This Row],[Day]]))","v":"2021-03-29"},{"$f":"WEEKDAY(Tabulation[[#This Row],[Date]])","v":2},{"$f":"IF(OR(Tabulation[[#This Row],[DayNo]]=1,Tabulation[[#This Row],[DayNo]]=7),1,0)","v":0},{"$f":"COUNTIF(Holidays,Tabulation[[#This Row],[Date]])","v":0},{"$f":"CONCATENATE(Tabulation[[#This Row],[Holiday]],Tabulation[[#This Row],[Season]],Tabulation[[#This Row],[Weekend]],\"-\",IF(Tabulation[[#This Row],[Hour]]<10,0,\"\"),C2127)","v":"0Winter0-11"},{"$f":"VLOOKUP(Tabulation[[#This Row],[Concat]],Table3[],8)","v":0.28519},{"$f":"(Tabulation[[#This Row],[AC System Output (kW)]]*Tabulation[[#This Row],[Rate]])","v":0.84770474498999993}]
[3,29,15,1911.9490000000001,{"$f":"Tabulation[[#This Row],[AC System Output (W)]]/1000","v":1.9119490000000001},{"$f":"VLOOKUP(Tabulation[[#This Row],[Month]],Season,2)","v":"Winter"},{"$f":"(DATE(2021,Tabulation[[#This Row],[Month]],Tabulation[[#This Row],[Day]]))","v":"2021-03-29"},{"$f":"WEEKDAY(Tabulation[[#This Row],[Date]])","v":2},{"$f":"IF(OR(Tabulation[[#This Row],[DayNo]]=1,Tabulation[[#This Row],[DayNo]]=7),1,0)","v":0},{"$f":"COUNTIF(Holidays,Tabulation[[#This Row],[Date]])","v":0},{"$f":"CONCATENATE(Tabulation[[#This Row],[Holiday]],Tabulation[[#This Row],[Season]],Tabulation[[#This Row],[Weekend]],\"-\",IF(Tabulation[[#This Row],[Hour]]<10,0,\"\"),C2131)","v":"0Winter0-15"},{"$f":"VLOOKUP(Tabulation[[#This Row],[Concat]],Table3[],8)","v":0.28519},{"$f":"(Tabulation[[#This Row],[AC System Output (kW)]]*Tabulation[[#This Row],[Rate]])","v":0.54526873531000009}]
[3,29,19,0,{"$f":"Tabulation[[#This Row],[AC System Output (W)]]/1000","v":0},{"$f":"VLOOKUP(Tabulation[[#This Row],[Month]],Season,2)","v":"Winter"},{"$f":"(DATE(2021,Tabulation[[#This Row],[Month]],Tabulation[[#This Row],[Day]]))","v":"2021-03-29"},{"$f":"WEEKDAY(Tabulation[[#This Row],[Date]])","v":2},{"$f":"IF(OR(Tabulation[[#This Row],[DayNo]]=1,Tabulation[[#This Row],[DayNo]]=7),1,0)","v":0},{"$f":"COUNTIF(Holidays,Tabulation[[#This Row],[Date]])","v":0},{"$f":"CONCATENATE(Tabulation[[#This Row],[Holiday]],Tabulation[[#This Row],[Season]],Tabulation[[#This Row],[Weekend]],\"-\",IF(Tabulation[[#This Row],[Hour]]<10,0,\"\"),C2135)","v":"0Winter0-19"},{"$f":"VLOOKUP(Tabulation[[#This Row],[Concat]],Table3[],8)","v":0.30257000000000001},{"$f":"(Tabulation[[#This Row],[AC System Output (kW)]]*Tabulation[[#This Row],[Rate]])","v":0}]
[3,29,22,0,{"$f":"Tabulation[[#This Row],[AC System Output (W)]]/1000","v":0},{"$f":"VLOOKUP(Tabulation[[#This Row],[Month]],Season,2)","v":"Winter"},{"$f":"(DATE(2021,Tabulation[[#This Row],[Month]],Tabulation[[#This Row],[Day]]))","v":"2021-03-29"},{"$f":"WEEKDAY(Tabulation[[#This Row],[Date]])","v":2},{"$f":"IF(OR(Tabulation[[#This Row],[DayNo]]=1,Tabulation[[#This Row],[DayNo]]=7),1,0)","v":0},{"$f":"COUNTIF(Holidays,Tabulation[[#This Row],[Date]])","v":0},{"$f":"CONCATENATE(Tabulation[[#This Row],[Holiday]],Tabulation[[#This Row],[Season]],Tabulation[[#This Row],[Weekend]],\"-\",IF(Tabulation[[#This Row],[Hour]]<10,0,\"\"),C2138)","v":"0Winter0-22"},{"$f":"VLOOKUP(Tabulation[[#This Row],[Concat]],Table3[],8)","v":0.28519},{"$f":"(Tabulation[[#This Row],[AC System Output (kW)]]*Tabulation[[#This Row],[Rate]])","v":0}]
[3,30,1,0,{"$f":"Tabulation[[#This Row],[AC System Output (W)]]/1000","v":0},{"$f":"VLOOKUP(Tabulation[[#This Row],[Month]],Season,2)","v":"Winter"},{"$f":"(DATE(2021,Tabulation[[#This Row],[Month]],Tabulation[[#This Row],[Day]]))","v":"2021-03-30"},{"$f":"WEEKDAY(Tabulation[[#This Row],[Date]])","v":3},{"$f":"IF(OR(Tabulation[[#This Row],[DayNo]]=1,Tabulation[[#This Row],[DayNo]]=7),1,0)","v":0},{"$f":"COUNTIF(Holidays,Tabulation[[#This Row],[Date]])","v":0},{"$f":"CONCATENATE(Tabulation[[#This Row],[Holiday]],Tabulation[[#This Row],[Season]],Tabulation[[#This Row],[Weekend]],\"-\",IF(Tabulation[[#This Row],[Hour]]<10,0,\"\"),C2141)","v":"0Winter0-01"},{"$f":"VLOOKUP(Tabulation[[#This Row],[Concat]],Table3[],8)","v":0.28519},{"$f":"(Tabulation[[#This Row],[AC System Output (kW)]]*Tabulation[[#This Row],[Rate]])","v":0}]
[3,30,2,0,{"$f":"Tabulation[[#This Row],[AC System Output (W)]]/1000","v":0},{"$f":"VLOOKUP(Tabulation[[#This Row],[Month]],Season,2)","v":"Winter"},{"$f":"(DATE(2021,Tabulation[[#This Row],[Month]],Tabulation[[#This Row],[Day]]))","v":"2021-03-30"},{"$f":"WEEKDAY(Tabulation[[#This Row],[Date]])","v":3},{"$f":"IF(OR(Tabulation[[#This Row],[DayNo]]=1,Tabulation[[#This Row],[DayNo]]=7),1,0)","v":0},{"$f":"COUNTIF(Holidays,Tabulation[[#This Row],[Date]])","v":0},{"$f":"CONCATENATE(Tabulation[[#This Row],[Holiday]],Tabulation[[#This Row],[Season]],Tabulation[[#This Row],[Weekend]],\"-\",IF(Tabulation[[#This Row],[Hour]]<10,0,\"\"),C2142)","v":"0Winter0-02"},{"$f":"VLOOKUP(Tabulation[[#This Row],[Concat]],Table3[],8)","v":0.28519},{"$f":"(Tabulation[[#This Row],[AC System Output (kW)]]*Tabulation[[#This Row],[Rate]])","v":0}]
[3,30,5,0,{"$f":"Tabulation[[#This Row],[AC System Output (W)]]/1000","v":0},{"$f":"VLOOKUP(Tabulation[[#This Row],[Month]],Season,2)","v":"Winter"},{"$f":"(DATE(2021,Tabulation[[#This Row],[Month]],Tabulation[[#This Row],[Day]]))","v":"2021-03-30"},{"$f":"WEEKDAY(Tabulation[[#This Row],[Date]])","v":3},{"$f":"IF(OR(Tabulation[[#This Row],[DayNo]]=1,Tabulation[[#This Row],[DayNo]]=7),1,0)","v":0},{"$f":"COUNTIF(Holidays,Tabulation[[#This Row],[Date]])","v":0},{"$f":"CONCATENATE(Tabulation[[#This Row],[Holiday]],Tabulation[[#This Row],[Season]],Tabulation[[#This Row],[Weekend]],\"-\",IF(Tabulation[[#This Row],[Hour]]<10,0,\"\"),C2145)","v":"0Winter0-05"},{"$f":"VLOOKUP(Tabulation[[#This Row],[Concat]],Table3[],8)","v":0.28519},{"$f":"(Tabulation[[#This Row],[AC System Output (kW)]]*Tabulation[[#This Row],[Rate]])","v":0}]
[3,30,8,931.77300000000002,{"$f":"Tabulation[[#This Row],[AC System Output (W)]]/1000","v":0.93177300000000007},{"$f":"VLOOKUP(Tabulation[[#This Row],[Month]],Season,2)","v":"Winter"},{"$f":"(DATE(2021,Tabulation[[#This Row],[Month]],Tabulation[[#This Row],[Day]]))","v":"2021-03-30"},{"$f":"WEEKDAY(Tabulation[[#This Row],[Date]])","v":3},{"$f":"IF(OR(Tabulation[[#This Row],[DayNo]]=1,Tabulation[[#This Row],[DayNo]]=7),1,0)","v":0},{"$f":"COUNTIF(Holidays,Tabulation[[#This Row],[Date]])","v":0},{"$f":"CONCATENATE(Tabulation[[#This Row],[Holiday]],Tabulation[[#This Row],[Season]],Tabulation[[#This Row],[Weekend]],\"-\",IF(Tabulation[[#This Row],[Hour]]<10,0,\"\"),C2148)","v":"0Winter0-08"},{"$f":"VLOOKUP(Tabulation[[#This Row],[Concat]],Table3[],8)","v":0.28519},{"$f":"(Tabulation[[#This Row],[AC System Output (kW)]]*Tabulation[[#This Row],[Rate]])","v":0.26573234187}]
[3,30,12,2942.5619999999999,{"$f":"Tabulation[[#This Row],[AC System Output (W)]]/1000","v":2.9425619999999997},{"$f":"VLOOKUP(Tabulation[[#This Row],[Month]],Season,2)","v":"Winter"},{"$f":"(DATE(2021,Tabulation[[#This Row],[Month]],Tabulation[[#This Row],[Day]]))","v":"2021-03-30"},{"$f":"WEEKDAY(Tabulation[[#This Row],[Date]])","v":3},{"$f":"IF(OR(Tabulation[[#This Row],[DayNo]]=1,Tabulation[[#This Row],[DayNo]]=7),1,0)","v":0},{"$f":"COUNTIF(Holidays,Tabulation[[#This Row],[Date]])","v":0},{"$f":"CONCATENATE(Tabulation[[#This Row],[Holiday]],Tabulation[[#This Row],[Season]],Tabulation[[#This Row],[Weekend]],\"-\",IF(Tabulation[[#This Row],[Hour]]<10,0,\"\"),C2152)","v":"0Winter0-12"},{"$f":"VLOOKUP(Tabulation[[#This Row],[Concat]],Table3[],8)","v":0.28519},{"$f":"(Tabulation[[#This Row],[AC System Output (kW)]]*Tabulation[[#This Row],[Rate]])","v":0.83918925677999989}]
[3,30,16,1133.8150000000001,{"$f":"Tabulation[[#This Row],[AC System Output (W)]]/1000","v":1.133815},{"$f":"VLOOKUP(Tabulation[[#This Row],[Month]],Season,2)","v":"Winter"},{"$f":"(DATE(2021,Tabulation[[#This Row],[Month]],Tabulation[[#This Row],[Day]]))","v":"2021-03-30"},{"$f":"WEEKDAY(Tabulation[[#This Row],[Date]])","v":3},{"$f":"IF(OR(Tabulation[[#This Row],[DayNo]]=1,Tabulation[[#This Row],[DayNo]]=7),1,0)","v":0},{"$f":"COUNTIF(Holidays,Tabulation[[#This Row],[Date]])","v":0},{"$f":"CONCATENATE(Tabulation[[#This Row],[Holiday]],Tabulation[[#This Row],[Season]],Tabulation[[#This Row],[Weekend]],\"-\",IF(Tabulation[[#This Row],[Hour]]<10,0,\"\"),C2156)","v":"0Winter0-16"},{"$f":"VLOOKUP(Tabulation[[#This Row],[Concat]],Table3[],8)","v":0.28519},{"$f":"(Tabulation[[#This Row],[AC System Output (kW)]]*Tabulation[[#This Row],[Rate]])","v":0.32335269984999998}]
[3,30,20,0,{"$f":"Tabulation[[#This Row],[AC System Output (W)]]/1000","v":0},{"$f":"VLOOKUP(Tabulation[[#This Row],[Month]],Season,2)","v":"Winter"},{"$f":"(DATE(2021,Tabulation[[#This Row],[Month]],Tabulation[[#This Row],[Day]]))","v":"2021-03-30"},{"$f":"WEEKDAY(Tabulation[[#This Row],[Date]])","v":3},{"$f":"IF(OR(Tabulation[[#This Row],[DayNo]]=1,Tabulation[[#This Row],[DayNo]]=7),1,0)","v":0},{"$f":"COUNTIF(Holidays,Tabulation[[#This Row],[Date]])","v":0},{"$f":"CONCATENATE(Tabulation[[#This Row],[Holiday]],Tabulation[[#This Row],[Season]],Tabulation[[#This Row],[Weekend]],\"-\",IF(Tabulation[[#This Row],[Hour]]<10,0,\"\"),C2160)","v":"0Winter0-20"},{"$f":"VLOOKUP(Tabulation[[#This Row],[Concat]],Table3[],8)","v":0.28519},{"$f":"(Tabulation[[#This Row],[AC System Output (kW)]]*Tabulation[[#This Row],[Rate]])","v":0}]
[3,30,23,0,{"$f":"Tabulation[[#This Row],[AC System Output (W)]]/1000","v":0},{"$f":"VLOOKUP(Tabulation[[#This Row],[Month]],Season,2)","v":"Winter"},{"$f":"(DATE(2021,Tabulation[[#This Row],[Month]],Tabulation[[#This Row],[Day]]))","v":"2021-03-30"},{"$f":"WEEKDAY(Tabulation[[#This Row],[Date]])","v":3},{"$f":"IF(OR(Tabulation[[#This Row],[DayNo]]=1,Tabulation[[#This Row],[DayNo]]=7),1,0)","v":0},{"$f":"COUNTIF(Holidays,Tabulation[[#This Row],[Date]])","v":0},{"$f":"CONCATENATE(Tabulation[[#This Row],[Holiday]],Tabulation[[#This Row],[Season]],Tabulation[[#This Row],[Weekend]],\"-\",IF(Tabulation[[#This Row],[Hour]]<10,0,\"\"),C2163)","v":"0Winter0-23"},{"$f":"VLOOKUP(Tabulation[[#This Row],[Concat]],Table3[],8)","v":0.28519},{"$f":"(Tabulation[[#This Row],[AC System Output (kW)]]*Tabulation[[#This Row],[Rate]])","v":0}]
[3,31,2,0,{"$f":"Tabulation[[#This Row],[AC System Output (W)]]/1000","v":0},{"$f":"VLOOKUP(Tabulation[[#This Row],[Month]],Season,2)","v":"Winter"},{"$f":"(DATE(2021,Tabulation[[#This Row],[Month]],Tabulation[[#This Row],[Day]]))","v":"2021-03-31"},{"$f":"WEEKDAY(Tabulation[[#This Row],[Date]])","v":4},{"$f":"IF(OR(Tabulation[[#This Row],[DayNo]]=1,Tabulation[[#This Row],[DayNo]]=7),1,0)","v":0},{"$f":"COUNTIF(Holidays,Tabulation[[#This Row],[Date]])","v":0},{"$f":"CONCATENATE(Tabulation[[#This Row],[Holiday]],Tabulation[[#This Row],[Season]],Tabulation[[#This Row],[Weekend]],\"-\",IF(Tabulation[[#This Row],[Hour]]<10,0,\"\"),C2166)","v":"0Winter0-02"},{"$f":"VLOOKUP(Tabulation[[#This Row],[Concat]],Table3[],8)","v":0.28519},{"$f":"(Tabulation[[#This Row],[AC System Output (kW)]]*Tabulation[[#This Row],[Rate]])","v":0}]
[3,31,3,0,{"$f":"Tabulation[[#This Row],[AC System Output (W)]]/1000","v":0},{"$f":"VLOOKUP(Tabulation[[#This Row],[Month]],Season,2)","v":"Winter"},{"$f":"(DATE(2021,Tabulation[[#This Row],[Month]],Tabulation[[#This Row],[Day]]))","v":"2021-03-31"},{"$f":"WEEKDAY(Tabulation[[#This Row],[Date]])","v":4},{"$f":"IF(OR(Tabulation[[#This Row],[DayNo]]=1,Tabulation[[#This Row],[DayNo]]=7),1,0)","v":0},{"$f":"COUNTIF(Holidays,Tabulation[[#This Row],[Date]])","v":0},{"$f":"CONCATENATE(Tabulation[[#This Row],[Holiday]],Tabulation[[#This Row],[Season]],Tabulation[[#This Row],[Weekend]],\"-\",IF(Tabulation[[#This Row],[Hour]]<10,0,\"\"),C2167)","v":"0Winter0-03"},{"$f":"VLOOKUP(Tabulation[[#This Row],[Concat]],Table3[],8)","v":0.28519},{"$f":"(Tabulation[[#This Row],[AC System Output (kW)]]*Tabulation[[#This Row],[Rate]])","v":0}]
[3,31,6,203.755,{"$f":"Tabulation[[#This Row],[AC System Output (W)]]/1000","v":0.20375499999999999},{"$f":"VLOOKUP(Tabulation[[#This Row],[Month]],Season,2)","v":"Winter"},{"$f":"(DATE(2021,Tabulation[[#This Row],[Month]],Tabulation[[#This Row],[Day]]))","v":"2021-03-31"},{"$f":"WEEKDAY(Tabulation[[#This Row],[Date]])","v":4},{"$f":"IF(OR(Tabulation[[#This Row],[DayNo]]=1,Tabulation[[#This Row],[DayNo]]=7),1,0)","v":0},{"$f":"COUNTIF(Holidays,Tabulation[[#This Row],[Date]])","v":0},{"$f":"CONCATENATE(Tabulation[[#This Row],[Holiday]],Tabulation[[#This Row],[Season]],Tabulation[[#This Row],[Weekend]],\"-\",IF(Tabulation[[#This Row],[Hour]]<10,0,\"\"),C2170)","v":"0Winter0-06"},{"$f":"VLOOKUP(Tabulation[[#This Row],[Concat]],Table3[],8)","v":0.28519},{"$f":"(Tabulation[[#This Row],[AC System Output (kW)]]*Tabulation[[#This Row],[Rate]])","v":5.810888845E-2}]
[3,31,9,2304.7399999999998,{"$f":"Tabulation[[#This Row],[AC System Output (W)]]/1000","v":2.3047399999999998},{"$f":"VLOOKUP(Tabulation[[#This Row],[Month]],Season,2)","v":"Winter"},{"$f":"(DATE(2021,Tabulation[[#This Row],[Month]],Tabulation[[#This Row],[Day]]))","v":"2021-03-31"},{"$f":"WEEKDAY(Tabulation[[#This Row],[Date]])","v":4},{"$f":"IF(OR(Tabulation[[#This Row],[DayNo]]=1,Tabulation[[#This Row],[DayNo]]=7),1,0)","v":0},{"$f":"COUNTIF(Holidays,Tabulation[[#This Row],[Date]])","v":0},{"$f":"CONCATENATE(Tabulation[[#This Row],[Holiday]],Tabulation[[#This Row],[Season]],Tabulation[[#This Row],[Weekend]],\"-\",IF(Tabulation[[#This Row],[Hour]]<10,0,\"\"),C2173)","v":"0Winter0-09"},{"$f":"VLOOKUP(Tabulation[[#This Row],[Concat]],Table3[],8)","v":0.28519},{"$f":"(Tabulation[[#This Row],[AC System Output (kW)]]*Tabulation[[#This Row],[Rate]])","v":0.65728880059999995}]
[3,31,14,2477.7779999999998,{"$f":"Tabulation[[#This Row],[AC System Output (W)]]/1000","v":2.4777779999999998},{"$f":"VLOOKUP(Tabulation[[#This Row],[Month]],Season,2)","v":"Winter"},{"$f":"(DATE(2021,Tabulation[[#This Row],[Month]],Tabulation[[#This Row],[Day]]))","v":"2021-03-31"},{"$f":"WEEKDAY(Tabulation[[#This Row],[Date]])","v":4},{"$f":"IF(OR(Tabulation[[#This Row],[DayNo]]=1,Tabulation[[#This Row],[DayNo]]=7),1,0)","v":0},{"$f":"COUNTIF(Holidays,Tabulation[[#This Row],[Date]])","v":0},{"$f":"CONCATENATE(Tabulation[[#This Row],[Holiday]],Tabulation[[#This Row],[Season]],Tabulation[[#This Row],[Weekend]],\"-\",IF(Tabulation[[#This Row],[Hour]]<10,0,\"\"),C2178)","v":"0Winter0-14"},{"$f":"VLOOKUP(Tabulation[[#This Row],[Concat]],Table3[],8)","v":0.28519},{"$f":"(Tabulation[[#This Row],[AC System Output (kW)]]*Tabulation[[#This Row],[Rate]])","v":0.7066375078199999}]
[3,31,17,352.23399999999998,{"$f":"Tabulation[[#This Row],[AC System Output (W)]]/1000","v":0.35223399999999999},{"$f":"VLOOKUP(Tabulation[[#This Row],[Month]],Season,2)","v":"Winter"},{"$f":"(DATE(2021,Tabulation[[#This Row],[Month]],Tabulation[[#This Row],[Day]]))","v":"2021-03-31"},{"$f":"WEEKDAY(Tabulation[[#This Row],[Date]])","v":4},{"$f":"IF(OR(Tabulation[[#This Row],[DayNo]]=1,Tabulation[[#This Row],[DayNo]]=7),1,0)","v":0},{"$f":"COUNTIF(Holidays,Tabulation[[#This Row],[Date]])","v":0},{"$f":"CONCATENATE(Tabulation[[#This Row],[Holiday]],Tabulation[[#This Row],[Season]],Tabulation[[#This Row],[Weekend]],\"-\",IF(Tabulation[[#This Row],[Hour]]<10,0,\"\"),C2181)","v":"0Winter0-17"},{"$f":"VLOOKUP(Tabulation[[#This Row],[Concat]],Table3[],8)","v":0.30257000000000001},{"$f":"(Tabulation[[#This Row],[AC System Output (kW)]]*Tabulation[[#This Row],[Rate]])","v":0.10657544138}]
[3,31,21,0,{"$f":"Tabulation[[#This Row],[AC System Output (W)]]/1000","v":0},{"$f":"VLOOKUP(Tabulation[[#This Row],[Month]],Season,2)","v":"Winter"},{"$f":"(DATE(2021,Tabulation[[#This Row],[Month]],Tabulation[[#This Row],[Day]]))","v":"2021-03-31"},{"$f":"WEEKDAY(Tabulation[[#This Row],[Date]])","v":4},{"$f":"IF(OR(Tabulation[[#This Row],[DayNo]]=1,Tabulation[[#This Row],[DayNo]]=7),1,0)","v":0},{"$f":"COUNTIF(Holidays,Tabulation[[#This Row],[Date]])","v":0},{"$f":"CONCATENATE(Tabulation[[#This Row],[Holiday]],Tabulation[[#This Row],[Season]],Tabulation[[#This Row],[Weekend]],\"-\",IF(Tabulation[[#This Row],[Hour]]<10,0,\"\"),C2185)","v":"0Winter0-21"},{"$f":"VLOOKUP(Tabulation[[#This Row],[Concat]],Table3[],8)","v":0.28519},{"$f":"(Tabulation[[#This Row],[AC System Output (kW)]]*Tabulation[[#This Row],[Rate]])","v":0}]
[4,1,0,0,{"$f":"Tabulation[[#This Row],[AC System Output (W)]]/1000","v":0},{"$f":"VLOOKUP(Tabulation[[#This Row],[Month]],Season,2)","v":"Winter"},{"$f":"(DATE(2021,Tabulation[[#This Row],[Month]],Tabulation[[#This Row],[Day]]))","v":"2021-04-01"},{"$f":"WEEKDAY(Tabulation[[#This Row],[Date]])","v":5},{"$f":"IF(OR(Tabulation[[#This Row],[DayNo]]=1,Tabulation[[#This Row],[DayNo]]=7),1,0)","v":0},{"$f":"COUNTIF(Holidays,Tabulation[[#This Row],[Date]])","v":0},{"$f":"CONCATENATE(Tabulation[[#This Row],[Holiday]],Tabulation[[#This Row],[Season]],Tabulation[[#This Row],[Weekend]],\"-\",IF(Tabulation[[#This Row],[Hour]]<10,0,\"\"),C2188)","v":"0Winter0-00"},{"$f":"VLOOKUP(Tabulation[[#This Row],[Concat]],Table3[],8)","v":0.28519},{"$f":"(Tabulation[[#This Row],[AC System Output (kW)]]*Tabulation[[#This Row],[Rate]])","v":0}]
[4,1,3,0,{"$f":"Tabulation[[#This Row],[AC System Output (W)]]/1000","v":0},{"$f":"VLOOKUP(Tabulation[[#This Row],[Month]],Season,2)","v":"Winter"},{"$f":"(DATE(2021,Tabulation[[#This Row],[Month]],Tabulation[[#This Row],[Day]]))","v":"2021-04-01"},{"$f":"WEEKDAY(Tabulation[[#This Row],[Date]])","v":5},{"$f":"IF(OR(Tabulation[[#This Row],[DayNo]]=1,Tabulation[[#This Row],[DayNo]]=7),1,0)","v":0},{"$f":"COUNTIF(Holidays,Tabulation[[#This Row],[Date]])","v":0},{"$f":"CONCATENATE(Tabulation[[#This Row],[Holiday]],Tabulation[[#This Row],[Season]],Tabulation[[#This Row],[Weekend]],\"-\",IF(Tabulation[[#This Row],[Hour]]<10,0,\"\"),C2191)","v":"0Winter0-03"},{"$f":"VLOOKUP(Tabulation[[#This Row],[Concat]],Table3[],8)","v":0.28519},{"$f":"(Tabulation[[#This Row],[AC System Output (kW)]]*Tabulation[[#This Row],[Rate]])","v":0}]
[4,1,4,0,{"$f":"Tabulation[[#This Row],[AC System Output (W)]]/1000","v":0},{"$f":"VLOOKUP(Tabulation[[#This Row],[Month]],Season,2)","v":"Winter"},{"$f":"(DATE(2021,Tabulation[[#This Row],[Month]],Tabulation[[#This Row],[Day]]))","v":"2021-04-01"},{"$f":"WEEKDAY(Tabulation[[#This Row],[Date]])","v":5},{"$f":"IF(OR(Tabulation[[#This Row],[DayNo]]=1,Tabulation[[#This Row],[DayNo]]=7),1,0)","v":0},{"$f":"COUNTIF(Holidays,Tabulation[[#This Row],[Date]])","v":0},{"$f":"CONCATENATE(Tabulation[[#This Row],[Holiday]],Tabulation[[#This Row],[Season]],Tabulation[[#This Row],[Weekend]],\"-\",IF(Tabulation[[#This Row],[Hour]]<10,0,\"\"),C2192)","v":"0Winter0-04"},{"$f":"VLOOKUP(Tabulation[[#This Row],[Concat]],Table3[],8)","v":0.28519},{"$f":"(Tabulation[[#This Row],[AC System Output (kW)]]*Tabulation[[#This Row],[Rate]])","v":0}]
[4,1,10,2833.8159999999998,{"$f":"Tabulation[[#This Row],[AC System Output (W)]]/1000","v":2.8338159999999997},{"$f":"VLOOKUP(Tabulation[[#This Row],[Month]],Season,2)","v":"Winter"},{"$f":"(DATE(2021,Tabulation[[#This Row],[Month]],Tabulation[[#This Row],[Day]]))","v":"2021-04-01"},{"$f":"WEEKDAY(Tabulation[[#This Row],[Date]])","v":5},{"$f":"IF(OR(Tabulation[[#This Row],[DayNo]]=1,Tabulation[[#This Row],[DayNo]]=7),1,0)","v":0},{"$f":"COUNTIF(Holidays,Tabulation[[#This Row],[Date]])","v":0},{"$f":"CONCATENATE(Tabulation[[#This Row],[Holiday]],Tabulation[[#This Row],[Season]],Tabulation[[#This Row],[Weekend]],\"-\",IF(Tabulation[[#This Row],[Hour]]<10,0,\"\"),C2198)","v":"0Winter0-10"},{"$f":"VLOOKUP(Tabulation[[#This Row],[Concat]],Table3[],8)","v":0.28519},{"$f":"(Tabulation[[#This Row],[AC System Output (kW)]]*Tabulation[[#This Row],[Rate]])","v":0.80817598503999988}]
[4,1,12,3026.489,{"$f":"Tabulation[[#This Row],[AC System Output (W)]]/1000","v":3.0264890000000002},{"$f":"VLOOKUP(Tabulation[[#This Row],[Month]],Season,2)","v":"Winter"},{"$f":"(DATE(2021,Tabulation[[#This Row],[Month]],Tabulation[[#This Row],[Day]]))","v":"2021-04-01"},{"$f":"WEEKDAY(Tabulation[[#This Row],[Date]])","v":5},{"$f":"IF(OR(Tabulation[[#This Row],[DayNo]]=1,Tabulation[[#This Row],[DayNo]]=7),1,0)","v":0},{"$f":"COUNTIF(Holidays,Tabulation[[#This Row],[Date]])","v":0},{"$f":"CONCATENATE(Tabulation[[#This Row],[Holiday]],Tabulation[[#This Row],[Season]],Tabulation[[#This Row],[Weekend]],\"-\",IF(Tabulation[[#This Row],[Hour]]<10,0,\"\"),C2200)","v":"0Winter0-12"},{"$f":"VLOOKUP(Tabulation[[#This Row],[Concat]],Table3[],8)","v":0.28519},{"$f":"(Tabulation[[#This Row],[AC System Output (kW)]]*Tabulation[[#This Row],[Rate]])","v":0.86312439791000006}]
[4,1,15,1947.2,{"$f":"Tabulation[[#This Row],[AC System Output (W)]]/1000","v":1.9472},{"$f":"VLOOKUP(Tabulation[[#This Row],[Month]],Season,2)","v":"Winter"},{"$f":"(DATE(2021,Tabulation[[#This Row],[Month]],Tabulation[[#This Row],[Day]]))","v":"2021-04-01"},{"$f":"WEEKDAY(Tabulation[[#This Row],[Date]])","v":5},{"$f":"IF(OR(Tabulation[[#This Row],[DayNo]]=1,Tabulation[[#This Row],[DayNo]]=7),1,0)","v":0},{"$f":"COUNTIF(Holidays,Tabulation[[#This Row],[Date]])","v":0},{"$f":"CONCATENATE(Tabulation[[#This Row],[Holiday]],Tabulation[[#This Row],[Season]],Tabulation[[#This Row],[Weekend]],\"-\",IF(Tabulation[[#This Row],[Hour]]<10,0,\"\"),C2203)","v":"0Winter0-15"},{"$f":"VLOOKUP(Tabulation[[#This Row],[Concat]],Table3[],8)","v":0.28519},{"$f":"(Tabulation[[#This Row],[AC System Output (kW)]]*Tabulation[[#This Row],[Rate]])","v":0.555321968}]
[4,1,18,0,{"$f":"Tabulation[[#This Row],[AC System Output (W)]]/1000","v":0},{"$f":"VLOOKUP(Tabulation[[#This Row],[Month]],Season,2)","v":"Winter"},{"$f":"(DATE(2021,Tabulation[[#This Row],[Month]],Tabulation[[#This Row],[Day]]))","v":"2021-04-01"},{"$f":"WEEKDAY(Tabulation[[#This Row],[Date]])","v":5},{"$f":"IF(OR(Tabulation[[#This Row],[DayNo]]=1,Tabulation[[#This Row],[DayNo]]=7),1,0)","v":0},{"$f":"COUNTIF(Holidays,Tabulation[[#This Row],[Date]])","v":0},{"$f":"CONCATENATE(Tabulation[[#This Row],[Holiday]],Tabulation[[#This Row],[Season]],Tabulation[[#This Row],[Weekend]],\"-\",IF(Tabulation[[#This Row],[Hour]]<10,0,\"\"),C2206)","v":"0Winter0-18"},{"$f":"VLOOKUP(Tabulation[[#This Row],[Concat]],Table3[],8)","v":0.30257000000000001},{"$f":"(Tabulation[[#This Row],[AC System Output (kW)]]*Tabulation[[#This Row],[Rate]])","v":0}]
[4,1,22,0,{"$f":"Tabulation[[#This Row],[AC System Output (W)]]/1000","v":0},{"$f":"VLOOKUP(Tabulation[[#This Row],[Month]],Season,2)","v":"Winter"},{"$f":"(DATE(2021,Tabulation[[#This Row],[Month]],Tabulation[[#This Row],[Day]]))","v":"2021-04-01"},{"$f":"WEEKDAY(Tabulation[[#This Row],[Date]])","v":5},{"$f":"IF(OR(Tabulation[[#This Row],[DayNo]]=1,Tabulation[[#This Row],[DayNo]]=7),1,0)","v":0},{"$f":"COUNTIF(Holidays,Tabulation[[#This Row],[Date]])","v":0},{"$f":"CONCATENATE(Tabulation[[#This Row],[Holiday]],Tabulation[[#This Row],[Season]],Tabulation[[#This Row],[Weekend]],\"-\",IF(Tabulation[[#This Row],[Hour]]<10,0,\"\"),C2210)","v":"0Winter0-22"},{"$f":"VLOOKUP(Tabulation[[#This Row],[Concat]],Table3[],8)","v":0.28519},{"$f":"(Tabulation[[#This Row],[AC System Output (kW)]]*Tabulation[[#This Row],[Rate]])","v":0}]
[4,2,1,0,{"$f":"Tabulation[[#This Row],[AC System Output (W)]]/1000","v":0},{"$f":"VLOOKUP(Tabulation[[#This Row],[Month]],Season,2)","v":"Winter"},{"$f":"(DATE(2021,Tabulation[[#This Row],[Month]],Tabulation[[#This Row],[Day]]))","v":"2021-04-02"},{"$f":"WEEKDAY(Tabulation[[#This Row],[Date]])","v":6},{"$f":"IF(OR(Tabulation[[#This Row],[DayNo]]=1,Tabulation[[#This Row],[DayNo]]=7),1,0)","v":0},{"$f":"COUNTIF(Holidays,Tabulation[[#This Row],[Date]])","v":0},{"$f":"CONCATENATE(Tabulation[[#This Row],[Holiday]],Tabulation[[#This Row],[Season]],Tabulation[[#This Row],[Weekend]],\"-\",IF(Tabulation[[#This Row],[Hour]]<10,0,\"\"),C2213)","v":"0Winter0-01"},{"$f":"VLOOKUP(Tabulation[[#This Row],[Concat]],Table3[],8)","v":0.28519},{"$f":"(Tabulation[[#This Row],[AC System Output (kW)]]*Tabulation[[#This Row],[Rate]])","v":0}]
[4,2,4,0,{"$f":"Tabulation[[#This Row],[AC System Output (W)]]/1000","v":0},{"$f":"VLOOKUP(Tabulation[[#This Row],[Month]],Season,2)","v":"Winter"},{"$f":"(DATE(2021,Tabulation[[#This Row],[Month]],Tabulation[[#This Row],[Day]]))","v":"2021-04-02"},{"$f":"WEEKDAY(Tabulation[[#This Row],[Date]])","v":6},{"$f":"IF(OR(Tabulation[[#This Row],[DayNo]]=1,Tabulation[[#This Row],[DayNo]]=7),1,0)","v":0},{"$f":"COUNTIF(Holidays,Tabulation[[#This Row],[Date]])","v":0},{"$f":"CONCATENATE(Tabulation[[#This Row],[Holiday]],Tabulation[[#This Row],[Season]],Tabulation[[#This Row],[Weekend]],\"-\",IF(Tabulation[[#This Row],[Hour]]<10,0,\"\"),C2216)","v":"0Winter0-04"},{"$f":"VLOOKUP(Tabulation[[#This Row],[Concat]],Table3[],8)","v":0.28519},{"$f":"(Tabulation[[#This Row],[AC System Output (kW)]]*Tabulation[[#This Row],[Rate]])","v":0}]
[4,2,7,995.05600000000004,{"$f":"Tabulation[[#This Row],[AC System Output (W)]]/1000","v":0.99505600000000005},{"$f":"VLOOKUP(Tabulation[[#This Row],[Month]],Season,2)","v":"Winter"},{"$f":"(DATE(2021,Tabulation[[#This Row],[Month]],Tabulation[[#This Row],[Day]]))","v":"2021-04-02"},{"$f":"WEEKDAY(Tabulation[[#This Row],[Date]])","v":6},{"$f":"IF(OR(Tabulation[[#This Row],[DayNo]]=1,Tabulation[[#This Row],[DayNo]]=7),1,0)","v":0},{"$f":"COUNTIF(Holidays,Tabulation[[#This Row],[Date]])","v":0},{"$f":"CONCATENATE(Tabulation[[#This Row],[Holiday]],Tabulation[[#This Row],[Season]],Tabulation[[#This Row],[Weekend]],\"-\",IF(Tabulation[[#This Row],[Hour]]<10,0,\"\"),C2219)","v":"0Winter0-07"},{"$f":"VLOOKUP(Tabulation[[#This Row],[Concat]],Table3[],8)","v":0.28519},{"$f":"(Tabulation[[#This Row],[AC System Output (kW)]]*Tabulation[[#This Row],[Rate]])","v":0.28378002064000002}]
[4,2,9,2303.4,{"$f":"Tabulation[[#This Row],[AC System Output (W)]]/1000","v":2.3033999999999999},{"$f":"VLOOKUP(Tabulation[[#This Row],[Month]],Season,2)","v":"Winter"},{"$f":"(DATE(2021,Tabulation[[#This Row],[Month]],Tabulation[[#This Row],[Day]]))","v":"2021-04-02"},{"$f":"WEEKDAY(Tabulation[[#This Row],[Date]])","v":6},{"$f":"IF(OR(Tabulation[[#This Row],[DayNo]]=1,Tabulation[[#This Row],[DayNo]]=7),1,0)","v":0},{"$f":"COUNTIF(Holidays,Tabulation[[#This Row],[Date]])","v":0},{"$f":"CONCATENATE(Tabulation[[#This Row],[Holiday]],Tabulation[[#This Row],[Season]],Tabulation[[#This Row],[Weekend]],\"-\",IF(Tabulation[[#This Row],[Hour]]<10,0,\"\"),C2221)","v":"0Winter0-09"},{"$f":"VLOOKUP(Tabulation[[#This Row],[Concat]],Table3[],8)","v":0.28519},{"$f":"(Tabulation[[#This Row],[AC System Output (kW)]]*Tabulation[[#This Row],[Rate]])","v":0.65690664599999993}]
[4,2,13,2871.645,{"$f":"Tabulation[[#This Row],[AC System Output (W)]]/1000","v":2.871645},{"$f":"VLOOKUP(Tabulation[[#This Row],[Month]],Season,2)","v":"Winter"},{"$f":"(DATE(2021,Tabulation[[#This Row],[Month]],Tabulation[[#This Row],[Day]]))","v":"2021-04-02"},{"$f":"WEEKDAY(Tabulation[[#This Row],[Date]])","v":6},{"$f":"IF(OR(Tabulation[[#This Row],[DayNo]]=1,Tabulation[[#This Row],[DayNo]]=7),1,0)","v":0},{"$f":"COUNTIF(Holidays,Tabulation[[#This Row],[Date]])","v":0},{"$f":"CONCATENATE(Tabulation[[#This Row],[Holiday]],Tabulation[[#This Row],[Season]],Tabulation[[#This Row],[Weekend]],\"-\",IF(Tabulation[[#This Row],[Hour]]<10,0,\"\"),C2225)","v":"0Winter0-13"},{"$f":"VLOOKUP(Tabulation[[#This Row],[Concat]],Table3[],8)","v":0.28519},{"$f":"(Tabulation[[#This Row],[AC System Output (kW)]]*Tabulation[[#This Row],[Rate]])","v":0.81896443755000004}]
[4,2,16,1104.828,{"$f":"Tabulation[[#This Row],[AC System Output (W)]]/1000","v":1.1048279999999999},{"$f":"VLOOKUP(Tabulation[[#This Row],[Month]],Season,2)","v":"Winter"},{"$f":"(DATE(2021,Tabulation[[#This Row],[Month]],Tabulation[[#This Row],[Day]]))","v":"2021-04-02"},{"$f":"WEEKDAY(Tabulation[[#This Row],[Date]])","v":6},{"$f":"IF(OR(Tabulation[[#This Row],[DayNo]]=1,Tabulation[[#This Row],[DayNo]]=7),1,0)","v":0},{"$f":"COUNTIF(Holidays,Tabulation[[#This Row],[Date]])","v":0},{"$f":"CONCATENATE(Tabulation[[#This Row],[Holiday]],Tabulation[[#This Row],[Season]],Tabulation[[#This Row],[Weekend]],\"-\",IF(Tabulation[[#This Row],[Hour]]<10,0,\"\"),C2228)","v":"0Winter0-16"},{"$f":"VLOOKUP(Tabulation[[#This Row],[Concat]],Table3[],8)","v":0.28519},{"$f":"(Tabulation[[#This Row],[AC System Output (kW)]]*Tabulation[[#This Row],[Rate]])","v":0.31508589731999997}]
[4,2,19,0,{"$f":"Tabulation[[#This Row],[AC System Output (W)]]/1000","v":0},{"$f":"VLOOKUP(Tabulation[[#This Row],[Month]],Season,2)","v":"Winter"},{"$f":"(DATE(2021,Tabulation[[#This Row],[Month]],Tabulation[[#This Row],[Day]]))","v":"2021-04-02"},{"$f":"WEEKDAY(Tabulation[[#This Row],[Date]])","v":6},{"$f":"IF(OR(Tabulation[[#This Row],[DayNo]]=1,Tabulation[[#This Row],[DayNo]]=7),1,0)","v":0},{"$f":"COUNTIF(Holidays,Tabulation[[#This Row],[Date]])","v":0},{"$f":"CONCATENATE(Tabulation[[#This Row],[Holiday]],Tabulation[[#This Row],[Season]],Tabulation[[#This Row],[Weekend]],\"-\",IF(Tabulation[[#This Row],[Hour]]<10,0,\"\"),C2231)","v":"0Winter0-19"},{"$f":"VLOOKUP(Tabulation[[#This Row],[Concat]],Table3[],8)","v":0.30257000000000001},{"$f":"(Tabulation[[#This Row],[AC System Output (kW)]]*Tabulation[[#This Row],[Rate]])","v":0}]
[4,2,23,0,{"$f":"Tabulation[[#This Row],[AC System Output (W)]]/1000","v":0},{"$f":"VLOOKUP(Tabulation[[#This Row],[Month]],Season,2)","v":"Winter"},{"$f":"(DATE(2021,Tabulation[[#This Row],[Month]],Tabulation[[#This Row],[Day]]))","v":"2021-04-02"},{"$f":"WEEKDAY(Tabulation[[#This Row],[Date]])","v":6},{"$f":"IF(OR(Tabulation[[#This Row],[DayNo]]=1,Tabulation[[#This Row],[DayNo]]=7),1,0)","v":0},{"$f":"COUNTIF(Holidays,Tabulation[[#This Row],[Date]])","v":0},{"$f":"CONCATENATE(Tabulation[[#This Row],[Holiday]],Tabulation[[#This Row],[Season]],Tabulation[[#This Row],[Weekend]],\"-\",IF(Tabulation[[#This Row],[Hour]]<10,0,\"\"),C2235)","v":"0Winter0-23"},{"$f":"VLOOKUP(Tabulation[[#This Row],[Concat]],Table3[],8)","v":0.28519},{"$f":"(Tabulation[[#This Row],[AC System Output (kW)]]*Tabulation[[#This Row],[Rate]])","v":0}]
[4,3,2,0,{"$f":"Tabulation[[#This Row],[AC System Output (W)]]/1000","v":0},{"$f":"VLOOKUP(Tabulation[[#This Row],[Month]],Season,2)","v":"Winter"},{"$f":"(DATE(2021,Tabulation[[#This Row],[Month]],Tabulation[[#This Row],[Day]]))","v":"2021-04-03"},{"$f":"WEEKDAY(Tabulation[[#This Row],[Date]])","v":7},{"$f":"IF(OR(Tabulation[[#This Row],[DayNo]]=1,Tabulation[[#This Row],[DayNo]]=7),1,0)","v":1},{"$f":"COUNTIF(Holidays,Tabulation[[#This Row],[Date]])","v":0},{"$f":"CONCATENATE(Tabulation[[#This Row],[Holiday]],Tabulation[[#This Row],[Season]],Tabulation[[#This Row],[Weekend]],\"-\",IF(Tabulation[[#This Row],[Hour]]<10,0,\"\"),C2238)","v":"0Winter1-02"},{"$f":"VLOOKUP(Tabulation[[#This Row],[Concat]],Table3[],8)","v":0.28519},{"$f":"(Tabulation[[#This Row],[AC System Output (kW)]]*Tabulation[[#This Row],[Rate]])","v":0}]
[4,3,4,0,{"$f":"Tabulation[[#This Row],[AC System Output (W)]]/1000","v":0},{"$f":"VLOOKUP(Tabulation[[#This Row],[Month]],Season,2)","v":"Winter"},{"$f":"(DATE(2021,Tabulation[[#This Row],[Month]],Tabulation[[#This Row],[Day]]))","v":"2021-04-03"},{"$f":"WEEKDAY(Tabulation[[#This Row],[Date]])","v":7},{"$f":"IF(OR(Tabulation[[#This Row],[DayNo]]=1,Tabulation[[#This Row],[DayNo]]=7),1,0)","v":1},{"$f":"COUNTIF(Holidays,Tabulation[[#This Row],[Date]])","v":0},{"$f":"CONCATENATE(Tabulation[[#This Row],[Holiday]],Tabulation[[#This Row],[Season]],Tabulation[[#This Row],[Weekend]],\"-\",IF(Tabulation[[#This Row],[Hour]]<10,0,\"\"),C2240)","v":"0Winter1-04"},{"$f":"VLOOKUP(Tabulation[[#This Row],[Concat]],Table3[],8)","v":0.28519},{"$f":"(Tabulation[[#This Row],[AC System Output (kW)]]*Tabulation[[#This Row],[Rate]])","v":0}]
[4,3,7,1004.622,{"$f":"Tabulation[[#This Row],[AC System Output (W)]]/1000","v":1.0046219999999999},{"$f":"VLOOKUP(Tabulation[[#This Row],[Month]],Season,2)","v":"Winter"},{"$f":"(DATE(2021,Tabulation[[#This Row],[Month]],Tabulation[[#This Row],[Day]]))","v":"2021-04-03"},{"$f":"WEEKDAY(Tabulation[[#This Row],[Date]])","v":7},{"$f":"IF(OR(Tabulation[[#This Row],[DayNo]]=1,Tabulation[[#This Row],[DayNo]]=7),1,0)","v":1},{"$f":"COUNTIF(Holidays,Tabulation[[#This Row],[Date]])","v":0},{"$f":"CONCATENATE(Tabulation[[#This Row],[Holiday]],Tabulation[[#This Row],[Season]],Tabulation[[#This Row],[Weekend]],\"-\",IF(Tabulation[[#This Row],[Hour]]<10,0,\"\"),C2243)","v":"0Winter1-07"},{"$f":"VLOOKUP(Tabulation[[#This Row],[Concat]],Table3[],8)","v":0.28519},{"$f":"(Tabulation[[#This Row],[AC System Output (kW)]]*Tabulation[[#This Row],[Rate]])","v":0.28650814817999998}]
[4,3,10,2849.2919999999999,{"$f":"Tabulation[[#This Row],[AC System Output (W)]]/1000","v":2.8492919999999997},{"$f":"VLOOKUP(Tabulation[[#This Row],[Month]],Season,2)","v":"Winter"},{"$f":"(DATE(2021,Tabulation[[#This Row],[Month]],Tabulation[[#This Row],[Day]]))","v":"2021-04-03"},{"$f":"WEEKDAY(Tabulation[[#This Row],[Date]])","v":7},{"$f":"IF(OR(Tabulation[[#This Row],[DayNo]]=1,Tabulation[[#This Row],[DayNo]]=7),1,0)","v":1},{"$f":"COUNTIF(Holidays,Tabulation[[#This Row],[Date]])","v":0},{"$f":"CONCATENATE(Tabulation[[#This Row],[Holiday]],Tabulation[[#This Row],[Season]],Tabulation[[#This Row],[Weekend]],\"-\",IF(Tabulation[[#This Row],[Hour]]<10,0,\"\"),C2246)","v":"0Winter1-10"},{"$f":"VLOOKUP(Tabulation[[#This Row],[Concat]],Table3[],8)","v":0.28519},{"$f":"(Tabulation[[#This Row],[AC System Output (kW)]]*Tabulation[[#This Row],[Rate]])","v":0.81258958547999993}]
[4,3,14,2519.826,{"$f":"Tabulation[[#This Row],[AC System Output (W)]]/1000","v":2.5198260000000001},{"$f":"VLOOKUP(Tabulation[[#This Row],[Month]],Season,2)","v":"Winter"},{"$f":"(DATE(2021,Tabulation[[#This Row],[Month]],Tabulation[[#This Row],[Day]]))","v":"2021-04-03"},{"$f":"WEEKDAY(Tabulation[[#This Row],[Date]])","v":7},{"$f":"IF(OR(Tabulation[[#This Row],[DayNo]]=1,Tabulation[[#This Row],[DayNo]]=7),1,0)","v":1},{"$f":"COUNTIF(Holidays,Tabulation[[#This Row],[Date]])","v":0},{"$f":"CONCATENATE(Tabulation[[#This Row],[Holiday]],Tabulation[[#This Row],[Season]],Tabulation[[#This Row],[Weekend]],\"-\",IF(Tabulation[[#This Row],[Hour]]<10,0,\"\"),C2250)","v":"0Winter1-14"},{"$f":"VLOOKUP(Tabulation[[#This Row],[Concat]],Table3[],8)","v":0.28519},{"$f":"(Tabulation[[#This Row],[AC System Output (kW)]]*Tabulation[[#This Row],[Rate]])","v":0.71862917694000006}]
[4,3,17,355.06799999999998,{"$f":"Tabulation[[#This Row],[AC System Output (W)]]/1000","v":0.35506799999999999},{"$f":"VLOOKUP(Tabulation[[#This Row],[Month]],Season,2)","v":"Winter"},{"$f":"(DATE(2021,Tabulation[[#This Row],[Month]],Tabulation[[#This Row],[Day]]))","v":"2021-04-03"},{"$f":"WEEKDAY(Tabulation[[#This Row],[Date]])","v":7},{"$f":"IF(OR(Tabulation[[#This Row],[DayNo]]=1,Tabulation[[#This Row],[DayNo]]=7),1,0)","v":1},{"$f":"COUNTIF(Holidays,Tabulation[[#This Row],[Date]])","v":0},{"$f":"CONCATENATE(Tabulation[[#This Row],[Holiday]],Tabulation[[#This Row],[Season]],Tabulation[[#This Row],[Weekend]],\"-\",IF(Tabulation[[#This Row],[Hour]]<10,0,\"\"),C2253)","v":"0Winter1-17"},{"$f":"VLOOKUP(Tabulation[[#This Row],[Concat]],Table3[],8)","v":0.28519},{"$f":"(Tabulation[[#This Row],[AC System Output (kW)]]*Tabulation[[#This Row],[Rate]])","v":0.10126184292}]
[4,3,20,0,{"$f":"Tabulation[[#This Row],[AC System Output (W)]]/1000","v":0},{"$f":"VLOOKUP(Tabulation[[#This Row],[Month]],Season,2)","v":"Winter"},{"$f":"(DATE(2021,Tabulation[[#This Row],[Month]],Tabulation[[#This Row],[Day]]))","v":"2021-04-03"},{"$f":"WEEKDAY(Tabulation[[#This Row],[Date]])","v":7},{"$f":"IF(OR(Tabulation[[#This Row],[DayNo]]=1,Tabulation[[#This Row],[DayNo]]=7),1,0)","v":1},{"$f":"COUNTIF(Holidays,Tabulation[[#This Row],[Date]])","v":0},{"$f":"CONCATENATE(Tabulation[[#This Row],[Holiday]],Tabulation[[#This Row],[Season]],Tabulation[[#This Row],[Weekend]],\"-\",IF(Tabulation[[#This Row],[Hour]]<10,0,\"\"),C2256)","v":"0Winter1-20"},{"$f":"VLOOKUP(Tabulation[[#This Row],[Concat]],Table3[],8)","v":0.28519},{"$f":"(Tabulation[[#This Row],[AC System Output (kW)]]*Tabulation[[#This Row],[Rate]])","v":0}]
[4,4,0,0,{"$f":"Tabulation[[#This Row],[AC System Output (W)]]/1000","v":0},{"$f":"VLOOKUP(Tabulation[[#This Row],[Month]],Season,2)","v":"Winter"},{"$f":"(DATE(2021,Tabulation[[#This Row],[Month]],Tabulation[[#This Row],[Day]]))","v":"2021-04-04"},{"$f":"WEEKDAY(Tabulation[[#This Row],[Date]])","v":1},{"$f":"IF(OR(Tabulation[[#This Row],[DayNo]]=1,Tabulation[[#This Row],[DayNo]]=7),1,0)","v":1},{"$f":"COUNTIF(Holidays,Tabulation[[#This Row],[Date]])","v":0},{"$f":"CONCATENATE(Tabulation[[#This Row],[Holiday]],Tabulation[[#This Row],[Season]],Tabulation[[#This Row],[Weekend]],\"-\",IF(Tabulation[[#This Row],[Hour]]<10,0,\"\"),C2260)","v":"0Winter1-00"},{"$f":"VLOOKUP(Tabulation[[#This Row],[Concat]],Table3[],8)","v":0.28519},{"$f":"(Tabulation[[#This Row],[AC System Output (kW)]]*Tabulation[[#This Row],[Rate]])","v":0}]
[4,4,1,0,{"$f":"Tabulation[[#This Row],[AC System Output (W)]]/1000","v":0},{"$f":"VLOOKUP(Tabulation[[#This Row],[Month]],Season,2)","v":"Winter"},{"$f":"(DATE(2021,Tabulation[[#This Row],[Month]],Tabulation[[#This Row],[Day]]))","v":"2021-04-04"},{"$f":"WEEKDAY(Tabulation[[#This Row],[Date]])","v":1},{"$f":"IF(OR(Tabulation[[#This Row],[DayNo]]=1,Tabulation[[#This Row],[DayNo]]=7),1,0)","v":1},{"$f":"COUNTIF(Holidays,Tabulation[[#This Row],[Date]])","v":0},{"$f":"CONCATENATE(Tabulation[[#This Row],[Holiday]],Tabulation[[#This Row],[Season]],Tabulation[[#This Row],[Weekend]],\"-\",IF(Tabulation[[#This Row],[Hour]]<10,0,\"\"),C2261)","v":"0Winter1-01"},{"$f":"VLOOKUP(Tabulation[[#This Row],[Concat]],Table3[],8)","v":0.28519},{"$f":"(Tabulation[[#This Row],[AC System Output (kW)]]*Tabulation[[#This Row],[Rate]])","v":0}]
[4,4,5,0,{"$f":"Tabulation[[#This Row],[AC System Output (W)]]/1000","v":0},{"$f":"VLOOKUP(Tabulation[[#This Row],[Month]],Season,2)","v":"Winter"},{"$f":"(DATE(2021,Tabulation[[#This Row],[Month]],Tabulation[[#This Row],[Day]]))","v":"2021-04-04"},{"$f":"WEEKDAY(Tabulation[[#This Row],[Date]])","v":1},{"$f":"IF(OR(Tabulation[[#This Row],[DayNo]]=1,Tabulation[[#This Row],[DayNo]]=7),1,0)","v":1},{"$f":"COUNTIF(Holidays,Tabulation[[#This Row],[Date]])","v":0},{"$f":"CONCATENATE(Tabulation[[#This Row],[Holiday]],Tabulation[[#This Row],[Season]],Tabulation[[#This Row],[Weekend]],\"-\",IF(Tabulation[[#This Row],[Hour]]<10,0,\"\"),C2265)","v":"0Winter1-05"},{"$f":"VLOOKUP(Tabulation[[#This Row],[Concat]],Table3[],8)","v":0.28519},{"$f":"(Tabulation[[#This Row],[AC System Output (kW)]]*Tabulation[[#This Row],[Rate]])","v":0}]
[4,4,8,796.29700000000003,{"$f":"Tabulation[[#This Row],[AC System Output (W)]]/1000","v":0.79629700000000003},{"$f":"VLOOKUP(Tabulation[[#This Row],[Month]],Season,2)","v":"Winter"},{"$f":"(DATE(2021,Tabulation[[#This Row],[Month]],Tabulation[[#This Row],[Day]]))","v":"2021-04-04"},{"$f":"WEEKDAY(Tabulation[[#This Row],[Date]])","v":1},{"$f":"IF(OR(Tabulation[[#This Row],[DayNo]]=1,Tabulation[[#This Row],[DayNo]]=7),1,0)","v":1},{"$f":"COUNTIF(Holidays,Tabulation[[#This Row],[Date]])","v":0},{"$f":"CONCATENATE(Tabulation[[#This Row],[Holiday]],Tabulation[[#This Row],[Season]],Tabulation[[#This Row],[Weekend]],\"-\",IF(Tabulation[[#This Row],[Hour]]<10,0,\"\"),C2268)","v":"0Winter1-08"},{"$f":"VLOOKUP(Tabulation[[#This Row],[Concat]],Table3[],8)","v":0.28519},{"$f":"(Tabulation[[#This Row],[AC System Output (kW)]]*Tabulation[[#This Row],[Rate]])","v":0.22709594143}]
[4,4,11,3085.366,{"$f":"Tabulation[[#This Row],[AC System Output (W)]]/1000","v":3.0853660000000001},{"$f":"VLOOKUP(Tabulation[[#This Row],[Month]],Season,2)","v":"Winter"},{"$f":"(DATE(2021,Tabulation[[#This Row],[Month]],Tabulation[[#This Row],[Day]]))","v":"2021-04-04"},{"$f":"WEEKDAY(Tabulation[[#This Row],[Date]])","v":1},{"$f":"IF(OR(Tabulation[[#This Row],[DayNo]]=1,Tabulation[[#This Row],[DayNo]]=7),1,0)","v":1},{"$f":"COUNTIF(Holidays,Tabulation[[#This Row],[Date]])","v":0},{"$f":"CONCATENATE(Tabulation[[#This Row],[Holiday]],Tabulation[[#This Row],[Season]],Tabulation[[#This Row],[Weekend]],\"-\",IF(Tabulation[[#This Row],[Hour]]<10,0,\"\"),C2271)","v":"0Winter1-11"},{"$f":"VLOOKUP(Tabulation[[#This Row],[Concat]],Table3[],8)","v":0.28519},{"$f":"(Tabulation[[#This Row],[AC System Output (kW)]]*Tabulation[[#This Row],[Rate]])","v":0.87991552953999996}]
[4,4,15,1977.434,{"$f":"Tabulation[[#This Row],[AC System Output (W)]]/1000","v":1.9774339999999999},{"$f":"VLOOKUP(Tabulation[[#This Row],[Month]],Season,2)","v":"Winter"},{"$f":"(DATE(2021,Tabulation[[#This Row],[Month]],Tabulation[[#This Row],[Day]]))","v":"2021-04-04"},{"$f":"WEEKDAY(Tabulation[[#This Row],[Date]])","v":1},{"$f":"IF(OR(Tabulation[[#This Row],[DayNo]]=1,Tabulation[[#This Row],[DayNo]]=7),1,0)","v":1},{"$f":"COUNTIF(Holidays,Tabulation[[#This Row],[Date]])","v":0},{"$f":"CONCATENATE(Tabulation[[#This Row],[Holiday]],Tabulation[[#This Row],[Season]],Tabulation[[#This Row],[Weekend]],\"-\",IF(Tabulation[[#This Row],[Hour]]<10,0,\"\"),C2275)","v":"0Winter1-15"},{"$f":"VLOOKUP(Tabulation[[#This Row],[Concat]],Table3[],8)","v":0.28519},{"$f":"(Tabulation[[#This Row],[AC System Output (kW)]]*Tabulation[[#This Row],[Rate]])","v":0.56394440245999999}]
[4,4,18,0,{"$f":"Tabulation[[#This Row],[AC System Output (W)]]/1000","v":0},{"$f":"VLOOKUP(Tabulation[[#This Row],[Month]],Season,2)","v":"Winter"},{"$f":"(DATE(2021,Tabulation[[#This Row],[Month]],Tabulation[[#This Row],[Day]]))","v":"2021-04-04"},{"$f":"WEEKDAY(Tabulation[[#This Row],[Date]])","v":1},{"$f":"IF(OR(Tabulation[[#This Row],[DayNo]]=1,Tabulation[[#This Row],[DayNo]]=7),1,0)","v":1},{"$f":"COUNTIF(Holidays,Tabulation[[#This Row],[Date]])","v":0},{"$f":"CONCATENATE(Tabulation[[#This Row],[Holiday]],Tabulation[[#This Row],[Season]],Tabulation[[#This Row],[Weekend]],\"-\",IF(Tabulation[[#This Row],[Hour]]<10,0,\"\"),C2278)","v":"0Winter1-18"},{"$f":"VLOOKUP(Tabulation[[#This Row],[Concat]],Table3[],8)","v":0.28519},{"$f":"(Tabulation[[#This Row],[AC System Output (kW)]]*Tabulation[[#This Row],[Rate]])","v":0}]
[4,4,21,0,{"$f":"Tabulation[[#This Row],[AC System Output (W)]]/1000","v":0},{"$f":"VLOOKUP(Tabulation[[#This Row],[Month]],Season,2)","v":"Winter"},{"$f":"(DATE(2021,Tabulation[[#This Row],[Month]],Tabulation[[#This Row],[Day]]))","v":"2021-04-04"},{"$f":"WEEKDAY(Tabulation[[#This Row],[Date]])","v":1},{"$f":"IF(OR(Tabulation[[#This Row],[DayNo]]=1,Tabulation[[#This Row],[DayNo]]=7),1,0)","v":1},{"$f":"COUNTIF(Holidays,Tabulation[[#This Row],[Date]])","v":0},{"$f":"CONCATENATE(Tabulation[[#This Row],[Holiday]],Tabulation[[#This Row],[Season]],Tabulation[[#This Row],[Weekend]],\"-\",IF(Tabulation[[#This Row],[Hour]]<10,0,\"\"),C2281)","v":"0Winter1-21"},{"$f":"VLOOKUP(Tabulation[[#This Row],[Concat]],Table3[],8)","v":0.28519},{"$f":"(Tabulation[[#This Row],[AC System Output (kW)]]*Tabulation[[#This Row],[Rate]])","v":0}]
[4,5,2,0,{"$f":"Tabulation[[#This Row],[AC System Output (W)]]/1000","v":0},{"$f":"VLOOKUP(Tabulation[[#This Row],[Month]],Season,2)","v":"Winter"},{"$f":"(DATE(2021,Tabulation[[#This Row],[Month]],Tabulation[[#This Row],[Day]]))","v":"2021-04-05"},{"$f":"WEEKDAY(Tabulation[[#This Row],[Date]])","v":2},{"$f":"IF(OR(Tabulation[[#This Row],[DayNo]]=1,Tabulation[[#This Row],[DayNo]]=7),1,0)","v":0},{"$f":"COUNTIF(Holidays,Tabulation[[#This Row],[Date]])","v":0},{"$f":"CONCATENATE(Tabulation[[#This Row],[Holiday]],Tabulation[[#This Row],[Season]],Tabulation[[#This Row],[Weekend]],\"-\",IF(Tabulation[[#This Row],[Hour]]<10,0,\"\"),C2286)","v":"0Winter0-02"},{"$f":"VLOOKUP(Tabulation[[#This Row],[Concat]],Table3[],8)","v":0.28519},{"$f":"(Tabulation[[#This Row],[AC System Output (kW)]]*Tabulation[[#This Row],[Rate]])","v":0}]
[4,5,5,0,{"$f":"Tabulation[[#This Row],[AC System Output (W)]]/1000","v":0},{"$f":"VLOOKUP(Tabulation[[#This Row],[Month]],Season,2)","v":"Winter"},{"$f":"(DATE(2021,Tabulation[[#This Row],[Month]],Tabulation[[#This Row],[Day]]))","v":"2021-04-05"},{"$f":"WEEKDAY(Tabulation[[#This Row],[Date]])","v":2},{"$f":"IF(OR(Tabulation[[#This Row],[DayNo]]=1,Tabulation[[#This Row],[DayNo]]=7),1,0)","v":0},{"$f":"COUNTIF(Holidays,Tabulation[[#This Row],[Date]])","v":0},{"$f":"CONCATENATE(Tabulation[[#This Row],[Holiday]],Tabulation[[#This Row],[Season]],Tabulation[[#This Row],[Weekend]],\"-\",IF(Tabulation[[#This Row],[Hour]]<10,0,\"\"),C2289)","v":"0Winter0-05"},{"$f":"VLOOKUP(Tabulation[[#This Row],[Concat]],Table3[],8)","v":0.28519},{"$f":"(Tabulation[[#This Row],[AC System Output (kW)]]*Tabulation[[#This Row],[Rate]])","v":0}]
[4,5,6,0.4,{"$f":"Tabulation[[#This Row],[AC System Output (W)]]/1000","v":4.0000000000000002E-4},{"$f":"VLOOKUP(Tabulation[[#This Row],[Month]],Season,2)","v":"Winter"},{"$f":"(DATE(2021,Tabulation[[#This Row],[Month]],Tabulation[[#This Row],[Day]]))","v":"2021-04-05"},{"$f":"WEEKDAY(Tabulation[[#This Row],[Date]])","v":2},{"$f":"IF(OR(Tabulation[[#This Row],[DayNo]]=1,Tabulation[[#This Row],[DayNo]]=7),1,0)","v":0},{"$f":"COUNTIF(Holidays,Tabulation[[#This Row],[Date]])","v":0},{"$f":"CONCATENATE(Tabulation[[#This Row],[Holiday]],Tabulation[[#This Row],[Season]],Tabulation[[#This Row],[Weekend]],\"-\",IF(Tabulation[[#This Row],[Hour]]<10,0,\"\"),C2290)","v":"0Winter0-06"},{"$f":"VLOOKUP(Tabulation[[#This Row],[Concat]],Table3[],8)","v":0.28519},{"$f":"(Tabulation[[#This Row],[AC System Output (kW)]]*Tabulation[[#This Row],[Rate]])","v":1.1407600000000001E-4}]
[4,5,9,1151.694,{"$f":"Tabulation[[#This Row],[AC System Output (W)]]/1000","v":1.151694},{"$f":"VLOOKUP(Tabulation[[#This Row],[Month]],Season,2)","v":"Winter"},{"$f":"(DATE(2021,Tabulation[[#This Row],[Month]],Tabulation[[#This Row],[Day]]))","v":"2021-04-05"},{"$f":"WEEKDAY(Tabulation[[#This Row],[Date]])","v":2},{"$f":"IF(OR(Tabulation[[#This Row],[DayNo]]=1,Tabulation[[#This Row],[DayNo]]=7),1,0)","v":0},{"$f":"COUNTIF(Holidays,Tabulation[[#This Row],[Date]])","v":0},{"$f":"CONCATENATE(Tabulation[[#This Row],[Holiday]],Tabulation[[#This Row],[Season]],Tabulation[[#This Row],[Weekend]],\"-\",IF(Tabulation[[#This Row],[Hour]]<10,0,\"\"),C2293)","v":"0Winter0-09"},{"$f":"VLOOKUP(Tabulation[[#This Row],[Concat]],Table3[],8)","v":0.28519},{"$f":"(Tabulation[[#This Row],[AC System Output (kW)]]*Tabulation[[#This Row],[Rate]])","v":0.32845161185999999}]
[4,5,12,3080.1770000000001,{"$f":"Tabulation[[#This Row],[AC System Output (W)]]/1000","v":3.0801769999999999},{"$f":"VLOOKUP(Tabulation[[#This Row],[Month]],Season,2)","v":"Winter"},{"$f":"(DATE(2021,Tabulation[[#This Row],[Month]],Tabulation[[#This Row],[Day]]))","v":"2021-04-05"},{"$f":"WEEKDAY(Tabulation[[#This Row],[Date]])","v":2},{"$f":"IF(OR(Tabulation[[#This Row],[DayNo]]=1,Tabulation[[#This Row],[DayNo]]=7),1,0)","v":0},{"$f":"COUNTIF(Holidays,Tabulation[[#This Row],[Date]])","v":0},{"$f":"CONCATENATE(Tabulation[[#This Row],[Holiday]],Tabulation[[#This Row],[Season]],Tabulation[[#This Row],[Weekend]],\"-\",IF(Tabulation[[#This Row],[Hour]]<10,0,\"\"),C2296)","v":"0Winter0-12"},{"$f":"VLOOKUP(Tabulation[[#This Row],[Concat]],Table3[],8)","v":0.28519},{"$f":"(Tabulation[[#This Row],[AC System Output (kW)]]*Tabulation[[#This Row],[Rate]])","v":0.87843567862999994}]
[4,5,16,1180.299,{"$f":"Tabulation[[#This Row],[AC System Output (W)]]/1000","v":1.180299},{"$f":"VLOOKUP(Tabulation[[#This Row],[Month]],Season,2)","v":"Winter"},{"$f":"(DATE(2021,Tabulation[[#This Row],[Month]],Tabulation[[#This Row],[Day]]))","v":"2021-04-05"},{"$f":"WEEKDAY(Tabulation[[#This Row],[Date]])","v":2},{"$f":"IF(OR(Tabulation[[#This Row],[DayNo]]=1,Tabulation[[#This Row],[DayNo]]=7),1,0)","v":0},{"$f":"COUNTIF(Holidays,Tabulation[[#This Row],[Date]])","v":0},{"$f":"CONCATENATE(Tabulation[[#This Row],[Holiday]],Tabulation[[#This Row],[Season]],Tabulation[[#This Row],[Weekend]],\"-\",IF(Tabulation[[#This Row],[Hour]]<10,0,\"\"),C2300)","v":"0Winter0-16"},{"$f":"VLOOKUP(Tabulation[[#This Row],[Concat]],Table3[],8)","v":0.28519},{"$f":"(Tabulation[[#This Row],[AC System Output (kW)]]*Tabulation[[#This Row],[Rate]])","v":0.33660947181}]
[4,5,19,0,{"$f":"Tabulation[[#This Row],[AC System Output (W)]]/1000","v":0},{"$f":"VLOOKUP(Tabulation[[#This Row],[Month]],Season,2)","v":"Winter"},{"$f":"(DATE(2021,Tabulation[[#This Row],[Month]],Tabulation[[#This Row],[Day]]))","v":"2021-04-05"},{"$f":"WEEKDAY(Tabulation[[#This Row],[Date]])","v":2},{"$f":"IF(OR(Tabulation[[#This Row],[DayNo]]=1,Tabulation[[#This Row],[DayNo]]=7),1,0)","v":0},{"$f":"COUNTIF(Holidays,Tabulation[[#This Row],[Date]])","v":0},{"$f":"CONCATENATE(Tabulation[[#This Row],[Holiday]],Tabulation[[#This Row],[Season]],Tabulation[[#This Row],[Weekend]],\"-\",IF(Tabulation[[#This Row],[Hour]]<10,0,\"\"),C2303)","v":"0Winter0-19"},{"$f":"VLOOKUP(Tabulation[[#This Row],[Concat]],Table3[],8)","v":0.30257000000000001},{"$f":"(Tabulation[[#This Row],[AC System Output (kW)]]*Tabulation[[#This Row],[Rate]])","v":0}]
[4,5,23,0,{"$f":"Tabulation[[#This Row],[AC System Output (W)]]/1000","v":0},{"$f":"VLOOKUP(Tabulation[[#This Row],[Month]],Season,2)","v":"Winter"},{"$f":"(DATE(2021,Tabulation[[#This Row],[Month]],Tabulation[[#This Row],[Day]]))","v":"2021-04-05"},{"$f":"WEEKDAY(Tabulation[[#This Row],[Date]])","v":2},{"$f":"IF(OR(Tabulation[[#This Row],[DayNo]]=1,Tabulation[[#This Row],[DayNo]]=7),1,0)","v":0},{"$f":"COUNTIF(Holidays,Tabulation[[#This Row],[Date]])","v":0},{"$f":"CONCATENATE(Tabulation[[#This Row],[Holiday]],Tabulation[[#This Row],[Season]],Tabulation[[#This Row],[Weekend]],\"-\",IF(Tabulation[[#This Row],[Hour]]<10,0,\"\"),C2307)","v":"0Winter0-23"},{"$f":"VLOOKUP(Tabulation[[#This Row],[Concat]],Table3[],8)","v":0.28519},{"$f":"(Tabulation[[#This Row],[AC System Output (kW)]]*Tabulation[[#This Row],[Rate]])","v":0}]
[4,6,3,0,{"$f":"Tabulation[[#This Row],[AC System Output (W)]]/1000","v":0},{"$f":"VLOOKUP(Tabulation[[#This Row],[Month]],Season,2)","v":"Winter"},{"$f":"(DATE(2021,Tabulation[[#This Row],[Month]],Tabulation[[#This Row],[Day]]))","v":"2021-04-06"},{"$f":"WEEKDAY(Tabulation[[#This Row],[Date]])","v":3},{"$f":"IF(OR(Tabulation[[#This Row],[DayNo]]=1,Tabulation[[#This Row],[DayNo]]=7),1,0)","v":0},{"$f":"COUNTIF(Holidays,Tabulation[[#This Row],[Date]])","v":0},{"$f":"CONCATENATE(Tabulation[[#This Row],[Holiday]],Tabulation[[#This Row],[Season]],Tabulation[[#This Row],[Weekend]],\"-\",IF(Tabulation[[#This Row],[Hour]]<10,0,\"\"),C2311)","v":"0Winter0-03"},{"$f":"VLOOKUP(Tabulation[[#This Row],[Concat]],Table3[],8)","v":0.28519},{"$f":"(Tabulation[[#This Row],[AC System Output (kW)]]*Tabulation[[#This Row],[Rate]])","v":0}]
[4,6,6,3.9220000000000002,{"$f":"Tabulation[[#This Row],[AC System Output (W)]]/1000","v":3.9220000000000001E-3},{"$f":"VLOOKUP(Tabulation[[#This Row],[Month]],Season,2)","v":"Winter"},{"$f":"(DATE(2021,Tabulation[[#This Row],[Month]],Tabulation[[#This Row],[Day]]))","v":"2021-04-06"},{"$f":"WEEKDAY(Tabulation[[#This Row],[Date]])","v":3},{"$f":"IF(OR(Tabulation[[#This Row],[DayNo]]=1,Tabulation[[#This Row],[DayNo]]=7),1,0)","v":0},{"$f":"COUNTIF(Holidays,Tabulation[[#This Row],[Date]])","v":0},{"$f":"CONCATENATE(Tabulation[[#This Row],[Holiday]],Tabulation[[#This Row],[Season]],Tabulation[[#This Row],[Weekend]],\"-\",IF(Tabulation[[#This Row],[Hour]]<10,0,\"\"),C2314)","v":"0Winter0-06"},{"$f":"VLOOKUP(Tabulation[[#This Row],[Concat]],Table3[],8)","v":0.28519},{"$f":"(Tabulation[[#This Row],[AC System Output (kW)]]*Tabulation[[#This Row],[Rate]])","v":1.11851518E-3}]
[4,6,7,196.04300000000001,{"$f":"Tabulation[[#This Row],[AC System Output (W)]]/1000","v":0.196043},{"$f":"VLOOKUP(Tabulation[[#This Row],[Month]],Season,2)","v":"Winter"},{"$f":"(DATE(2021,Tabulation[[#This Row],[Month]],Tabulation[[#This Row],[Day]]))","v":"2021-04-06"},{"$f":"WEEKDAY(Tabulation[[#This Row],[Date]])","v":3},{"$f":"IF(OR(Tabulation[[#This Row],[DayNo]]=1,Tabulation[[#This Row],[DayNo]]=7),1,0)","v":0},{"$f":"COUNTIF(Holidays,Tabulation[[#This Row],[Date]])","v":0},{"$f":"CONCATENATE(Tabulation[[#This Row],[Holiday]],Tabulation[[#This Row],[Season]],Tabulation[[#This Row],[Weekend]],\"-\",IF(Tabulation[[#This Row],[Hour]]<10,0,\"\"),C2315)","v":"0Winter0-07"},{"$f":"VLOOKUP(Tabulation[[#This Row],[Concat]],Table3[],8)","v":0.28519},{"$f":"(Tabulation[[#This Row],[AC System Output (kW)]]*Tabulation[[#This Row],[Rate]])","v":5.5909503169999999E-2}]
[4,6,10,1147.8409999999999,{"$f":"Tabulation[[#This Row],[AC System Output (W)]]/1000","v":1.1478409999999999},{"$f":"VLOOKUP(Tabulation[[#This Row],[Month]],Season,2)","v":"Winter"},{"$f":"(DATE(2021,Tabulation[[#This Row],[Month]],Tabulation[[#This Row],[Day]]))","v":"2021-04-06"},{"$f":"WEEKDAY(Tabulation[[#This Row],[Date]])","v":3},{"$f":"IF(OR(Tabulation[[#This Row],[DayNo]]=1,Tabulation[[#This Row],[DayNo]]=7),1,0)","v":0},{"$f":"COUNTIF(Holidays,Tabulation[[#This Row],[Date]])","v":0},{"$f":"CONCATENATE(Tabulation[[#This Row],[Holiday]],Tabulation[[#This Row],[Season]],Tabulation[[#This Row],[Weekend]],\"-\",IF(Tabulation[[#This Row],[Hour]]<10,0,\"\"),C2318)","v":"0Winter0-10"},{"$f":"VLOOKUP(Tabulation[[#This Row],[Concat]],Table3[],8)","v":0.28519},{"$f":"(Tabulation[[#This Row],[AC System Output (kW)]]*Tabulation[[#This Row],[Rate]])","v":0.32735277478999997}]
[4,6,13,2936.5639999999999,{"$f":"Tabulation[[#This Row],[AC System Output (W)]]/1000","v":2.9365639999999997},{"$f":"VLOOKUP(Tabulation[[#This Row],[Month]],Season,2)","v":"Winter"},{"$f":"(DATE(2021,Tabulation[[#This Row],[Month]],Tabulation[[#This Row],[Day]]))","v":"2021-04-06"},{"$f":"WEEKDAY(Tabulation[[#This Row],[Date]])","v":3},{"$f":"IF(OR(Tabulation[[#This Row],[DayNo]]=1,Tabulation[[#This Row],[DayNo]]=7),1,0)","v":0},{"$f":"COUNTIF(Holidays,Tabulation[[#This Row],[Date]])","v":0},{"$f":"CONCATENATE(Tabulation[[#This Row],[Holiday]],Tabulation[[#This Row],[Season]],Tabulation[[#This Row],[Weekend]],\"-\",IF(Tabulation[[#This Row],[Hour]]<10,0,\"\"),C2321)","v":"0Winter0-13"},{"$f":"VLOOKUP(Tabulation[[#This Row],[Concat]],Table3[],8)","v":0.28519},{"$f":"(Tabulation[[#This Row],[AC System Output (kW)]]*Tabulation[[#This Row],[Rate]])","v":0.83747868715999996}]
[4,6,17,377.34100000000001,{"$f":"Tabulation[[#This Row],[AC System Output (W)]]/1000","v":0.37734099999999998},{"$f":"VLOOKUP(Tabulation[[#This Row],[Month]],Season,2)","v":"Winter"},{"$f":"(DATE(2021,Tabulation[[#This Row],[Month]],Tabulation[[#This Row],[Day]]))","v":"2021-04-06"},{"$f":"WEEKDAY(Tabulation[[#This Row],[Date]])","v":3},{"$f":"IF(OR(Tabulation[[#This Row],[DayNo]]=1,Tabulation[[#This Row],[DayNo]]=7),1,0)","v":0},{"$f":"COUNTIF(Holidays,Tabulation[[#This Row],[Date]])","v":0},{"$f":"CONCATENATE(Tabulation[[#This Row],[Holiday]],Tabulation[[#This Row],[Season]],Tabulation[[#This Row],[Weekend]],\"-\",IF(Tabulation[[#This Row],[Hour]]<10,0,\"\"),C2325)","v":"0Winter0-17"},{"$f":"VLOOKUP(Tabulation[[#This Row],[Concat]],Table3[],8)","v":0.30257000000000001},{"$f":"(Tabulation[[#This Row],[AC System Output (kW)]]*Tabulation[[#This Row],[Rate]])","v":0.11417206636999999}]
[4,6,20,0,{"$f":"Tabulation[[#This Row],[AC System Output (W)]]/1000","v":0},{"$f":"VLOOKUP(Tabulation[[#This Row],[Month]],Season,2)","v":"Winter"},{"$f":"(DATE(2021,Tabulation[[#This Row],[Month]],Tabulation[[#This Row],[Day]]))","v":"2021-04-06"},{"$f":"WEEKDAY(Tabulation[[#This Row],[Date]])","v":3},{"$f":"IF(OR(Tabulation[[#This Row],[DayNo]]=1,Tabulation[[#This Row],[DayNo]]=7),1,0)","v":0},{"$f":"COUNTIF(Holidays,Tabulation[[#This Row],[Date]])","v":0},{"$f":"CONCATENATE(Tabulation[[#This Row],[Holiday]],Tabulation[[#This Row],[Season]],Tabulation[[#This Row],[Weekend]],\"-\",IF(Tabulation[[#This Row],[Hour]]<10,0,\"\"),C2328)","v":"0Winter0-20"},{"$f":"VLOOKUP(Tabulation[[#This Row],[Concat]],Table3[],8)","v":0.28519},{"$f":"(Tabulation[[#This Row],[AC System Output (kW)]]*Tabulation[[#This Row],[Rate]])","v":0}]
[4,7,1,0,{"$f":"Tabulation[[#This Row],[AC System Output (W)]]/1000","v":0},{"$f":"VLOOKUP(Tabulation[[#This Row],[Month]],Season,2)","v":"Winter"},{"$f":"(DATE(2021,Tabulation[[#This Row],[Month]],Tabulation[[#This Row],[Day]]))","v":"2021-04-07"},{"$f":"WEEKDAY(Tabulation[[#This Row],[Date]])","v":4},{"$f":"IF(OR(Tabulation[[#This Row],[DayNo]]=1,Tabulation[[#This Row],[DayNo]]=7),1,0)","v":0},{"$f":"COUNTIF(Holidays,Tabulation[[#This Row],[Date]])","v":0},{"$f":"CONCATENATE(Tabulation[[#This Row],[Holiday]],Tabulation[[#This Row],[Season]],Tabulation[[#This Row],[Weekend]],\"-\",IF(Tabulation[[#This Row],[Hour]]<10,0,\"\"),C2333)","v":"0Winter0-01"},{"$f":"VLOOKUP(Tabulation[[#This Row],[Concat]],Table3[],8)","v":0.28519},{"$f":"(Tabulation[[#This Row],[AC System Output (kW)]]*Tabulation[[#This Row],[Rate]])","v":0}]
[4,7,4,0,{"$f":"Tabulation[[#This Row],[AC System Output (W)]]/1000","v":0},{"$f":"VLOOKUP(Tabulation[[#This Row],[Month]],Season,2)","v":"Winter"},{"$f":"(DATE(2021,Tabulation[[#This Row],[Month]],Tabulation[[#This Row],[Day]]))","v":"2021-04-07"},{"$f":"WEEKDAY(Tabulation[[#This Row],[Date]])","v":4},{"$f":"IF(OR(Tabulation[[#This Row],[DayNo]]=1,Tabulation[[#This Row],[DayNo]]=7),1,0)","v":0},{"$f":"COUNTIF(Holidays,Tabulation[[#This Row],[Date]])","v":0},{"$f":"CONCATENATE(Tabulation[[#This Row],[Holiday]],Tabulation[[#This Row],[Season]],Tabulation[[#This Row],[Weekend]],\"-\",IF(Tabulation[[#This Row],[Hour]]<10,0,\"\"),C2336)","v":"0Winter0-04"},{"$f":"VLOOKUP(Tabulation[[#This Row],[Concat]],Table3[],8)","v":0.28519},{"$f":"(Tabulation[[#This Row],[AC System Output (kW)]]*Tabulation[[#This Row],[Rate]])","v":0}]
[4,7,7,668.64400000000001,{"$f":"Tabulation[[#This Row],[AC System Output (W)]]/1000","v":0.66864400000000002},{"$f":"VLOOKUP(Tabulation[[#This Row],[Month]],Season,2)","v":"Winter"},{"$f":"(DATE(2021,Tabulation[[#This Row],[Month]],Tabulation[[#This Row],[Day]]))","v":"2021-04-07"},{"$f":"WEEKDAY(Tabulation[[#This Row],[Date]])","v":4},{"$f":"IF(OR(Tabulation[[#This Row],[DayNo]]=1,Tabulation[[#This Row],[DayNo]]=7),1,0)","v":0},{"$f":"COUNTIF(Holidays,Tabulation[[#This Row],[Date]])","v":0},{"$f":"CONCATENATE(Tabulation[[#This Row],[Holiday]],Tabulation[[#This Row],[Season]],Tabulation[[#This Row],[Weekend]],\"-\",IF(Tabulation[[#This Row],[Hour]]<10,0,\"\"),C2339)","v":"0Winter0-07"},{"$f":"VLOOKUP(Tabulation[[#This Row],[Concat]],Table3[],8)","v":0.28519},{"$f":"(Tabulation[[#This Row],[AC System Output (kW)]]*Tabulation[[#This Row],[Rate]])","v":0.19069058236}]
[4,7,8,1921.1489999999999,{"$f":"Tabulation[[#This Row],[AC System Output (W)]]/1000","v":1.921149},{"$f":"VLOOKUP(Tabulation[[#This Row],[Month]],Season,2)","v":"Winter"},{"$f":"(DATE(2021,Tabulation[[#This Row],[Month]],Tabulation[[#This Row],[Day]]))","v":"2021-04-07"},{"$f":"WEEKDAY(Tabulation[[#This Row],[Date]])","v":4},{"$f":"IF(OR(Tabulation[[#This Row],[DayNo]]=1,Tabulation[[#This Row],[DayNo]]=7),1,0)","v":0},{"$f":"COUNTIF(Holidays,Tabulation[[#This Row],[Date]])","v":0},{"$f":"CONCATENATE(Tabulation[[#This Row],[Holiday]],Tabulation[[#This Row],[Season]],Tabulation[[#This Row],[Weekend]],\"-\",IF(Tabulation[[#This Row],[Hour]]<10,0,\"\"),C2340)","v":"0Winter0-08"},{"$f":"VLOOKUP(Tabulation[[#This Row],[Concat]],Table3[],8)","v":0.28519},{"$f":"(Tabulation[[#This Row],[AC System Output (kW)]]*Tabulation[[#This Row],[Rate]])","v":0.54789248330999996}]
[4,7,11,2977.0309999999999,{"$f":"Tabulation[[#This Row],[AC System Output (W)]]/1000","v":2.9770309999999998},{"$f":"VLOOKUP(Tabulation[[#This Row],[Month]],Season,2)","v":"Winter"},{"$f":"(DATE(2021,Tabulation[[#This Row],[Month]],Tabulation[[#This Row],[Day]]))","v":"2021-04-07"},{"$f":"WEEKDAY(Tabulation[[#This Row],[Date]])","v":4},{"$f":"IF(OR(Tabulation[[#This Row],[DayNo]]=1,Tabulation[[#This Row],[DayNo]]=7),1,0)","v":0},{"$f":"COUNTIF(Holidays,Tabulation[[#This Row],[Date]])","v":0},{"$f":"CONCATENATE(Tabulation[[#This Row],[Holiday]],Tabulation[[#This Row],[Season]],Tabulation[[#This Row],[Weekend]],\"-\",IF(Tabulation[[#This Row],[Hour]]<10,0,\"\"),C2343)","v":"0Winter0-11"},{"$f":"VLOOKUP(Tabulation[[#This Row],[Concat]],Table3[],8)","v":0.28519},{"$f":"(Tabulation[[#This Row],[AC System Output (kW)]]*Tabulation[[#This Row],[Rate]])","v":0.84901947088999996}]
[4,7,15,1995.433,{"$f":"Tabulation[[#This Row],[AC System Output (W)]]/1000","v":1.995433},{"$f":"VLOOKUP(Tabulation[[#This Row],[Month]],Season,2)","v":"Winter"},{"$f":"(DATE(2021,Tabulation[[#This Row],[Month]],Tabulation[[#This Row],[Day]]))","v":"2021-04-07"},{"$f":"WEEKDAY(Tabulation[[#This Row],[Date]])","v":4},{"$f":"IF(OR(Tabulation[[#This Row],[DayNo]]=1,Tabulation[[#This Row],[DayNo]]=7),1,0)","v":0},{"$f":"COUNTIF(Holidays,Tabulation[[#This Row],[Date]])","v":0},{"$f":"CONCATENATE(Tabulation[[#This Row],[Holiday]],Tabulation[[#This Row],[Season]],Tabulation[[#This Row],[Weekend]],\"-\",IF(Tabulation[[#This Row],[Hour]]<10,0,\"\"),C2347)","v":"0Winter0-15"},{"$f":"VLOOKUP(Tabulation[[#This Row],[Concat]],Table3[],8)","v":0.28519},{"$f":"(Tabulation[[#This Row],[AC System Output (kW)]]*Tabulation[[#This Row],[Rate]])","v":0.56907753726999999}]
[4,7,17,377.76,{"$f":"Tabulation[[#This Row],[AC System Output (W)]]/1000","v":0.37775999999999998},{"$f":"VLOOKUP(Tabulation[[#This Row],[Month]],Season,2)","v":"Winter"},{"$f":"(DATE(2021,Tabulation[[#This Row],[Month]],Tabulation[[#This Row],[Day]]))","v":"2021-04-07"},{"$f":"WEEKDAY(Tabulation[[#This Row],[Date]])","v":4},{"$f":"IF(OR(Tabulation[[#This Row],[DayNo]]=1,Tabulation[[#This Row],[DayNo]]=7),1,0)","v":0},{"$f":"COUNTIF(Holidays,Tabulation[[#This Row],[Date]])","v":0},{"$f":"CONCATENATE(Tabulation[[#This Row],[Holiday]],Tabulation[[#This Row],[Season]],Tabulation[[#This Row],[Weekend]],\"-\",IF(Tabulation[[#This Row],[Hour]]<10,0,\"\"),C2349)","v":"0Winter0-17"},{"$f":"VLOOKUP(Tabulation[[#This Row],[Concat]],Table3[],8)","v":0.30257000000000001},{"$f":"(Tabulation[[#This Row],[AC System Output (kW)]]*Tabulation[[#This Row],[Rate]])","v":0.1142988432}]
[4,7,22,0,{"$f":"Tabulation[[#This Row],[AC System Output (W)]]/1000","v":0},{"$f":"VLOOKUP(Tabulation[[#This Row],[Month]],Season,2)","v":"Winter"},{"$f":"(DATE(2021,Tabulation[[#This Row],[Month]],Tabulation[[#This Row],[Day]]))","v":"2021-04-07"},{"$f":"WEEKDAY(Tabulation[[#This Row],[Date]])","v":4},{"$f":"IF(OR(Tabulation[[#This Row],[DayNo]]=1,Tabulation[[#This Row],[DayNo]]=7),1,0)","v":0},{"$f":"COUNTIF(Holidays,Tabulation[[#This Row],[Date]])","v":0},{"$f":"CONCATENATE(Tabulation[[#This Row],[Holiday]],Tabulation[[#This Row],[Season]],Tabulation[[#This Row],[Weekend]],\"-\",IF(Tabulation[[#This Row],[Hour]]<10,0,\"\"),C2354)","v":"0Winter0-22"},{"$f":"VLOOKUP(Tabulation[[#This Row],[Concat]],Table3[],8)","v":0.28519},{"$f":"(Tabulation[[#This Row],[AC System Output (kW)]]*Tabulation[[#This Row],[Rate]])","v":0}]
[4,8,2,0,{"$f":"Tabulation[[#This Row],[AC System Output (W)]]/1000","v":0},{"$f":"VLOOKUP(Tabulation[[#This Row],[Month]],Season,2)","v":"Winter"},{"$f":"(DATE(2021,Tabulation[[#This Row],[Month]],Tabulation[[#This Row],[Day]]))","v":"2021-04-08"},{"$f":"WEEKDAY(Tabulation[[#This Row],[Date]])","v":5},{"$f":"IF(OR(Tabulation[[#This Row],[DayNo]]=1,Tabulation[[#This Row],[DayNo]]=7),1,0)","v":0},{"$f":"COUNTIF(Holidays,Tabulation[[#This Row],[Date]])","v":0},{"$f":"CONCATENATE(Tabulation[[#This Row],[Holiday]],Tabulation[[#This Row],[Season]],Tabulation[[#This Row],[Weekend]],\"-\",IF(Tabulation[[#This Row],[Hour]]<10,0,\"\"),C2358)","v":"0Winter0-02"},{"$f":"VLOOKUP(Tabulation[[#This Row],[Concat]],Table3[],8)","v":0.28519},{"$f":"(Tabulation[[#This Row],[AC System Output (kW)]]*Tabulation[[#This Row],[Rate]])","v":0}]
[4,8,5,0,{"$f":"Tabulation[[#This Row],[AC System Output (W)]]/1000","v":0},{"$f":"VLOOKUP(Tabulation[[#This Row],[Month]],Season,2)","v":"Winter"},{"$f":"(DATE(2021,Tabulation[[#This Row],[Month]],Tabulation[[#This Row],[Day]]))","v":"2021-04-08"},{"$f":"WEEKDAY(Tabulation[[#This Row],[Date]])","v":5},{"$f":"IF(OR(Tabulation[[#This Row],[DayNo]]=1,Tabulation[[#This Row],[DayNo]]=7),1,0)","v":0},{"$f":"COUNTIF(Holidays,Tabulation[[#This Row],[Date]])","v":0},{"$f":"CONCATENATE(Tabulation[[#This Row],[Holiday]],Tabulation[[#This Row],[Season]],Tabulation[[#This Row],[Weekend]],\"-\",IF(Tabulation[[#This Row],[Hour]]<10,0,\"\"),C2361)","v":"0Winter0-05"},{"$f":"VLOOKUP(Tabulation[[#This Row],[Concat]],Table3[],8)","v":0.28519},{"$f":"(Tabulation[[#This Row],[AC System Output (kW)]]*Tabulation[[#This Row],[Rate]])","v":0}]
[4,8,8,1229.9490000000001,{"$f":"Tabulation[[#This Row],[AC System Output (W)]]/1000","v":1.229949},{"$f":"VLOOKUP(Tabulation[[#This Row],[Month]],Season,2)","v":"Winter"},{"$f":"(DATE(2021,Tabulation[[#This Row],[Month]],Tabulation[[#This Row],[Day]]))","v":"2021-04-08"},{"$f":"WEEKDAY(Tabulation[[#This Row],[Date]])","v":5},{"$f":"IF(OR(Tabulation[[#This Row],[DayNo]]=1,Tabulation[[#This Row],[DayNo]]=7),1,0)","v":0},{"$f":"COUNTIF(Holidays,Tabulation[[#This Row],[Date]])","v":0},{"$f":"CONCATENATE(Tabulation[[#This Row],[Holiday]],Tabulation[[#This Row],[Season]],Tabulation[[#This Row],[Weekend]],\"-\",IF(Tabulation[[#This Row],[Hour]]<10,0,\"\"),C2364)","v":"0Winter0-08"},{"$f":"VLOOKUP(Tabulation[[#This Row],[Concat]],Table3[],8)","v":0.28519},{"$f":"(Tabulation[[#This Row],[AC System Output (kW)]]*Tabulation[[#This Row],[Rate]])","v":0.35076915530999997}]
[4,8,9,2487.4589999999998,{"$f":"Tabulation[[#This Row],[AC System Output (W)]]/1000","v":2.4874589999999999},{"$f":"VLOOKUP(Tabulation[[#This Row],[Month]],Season,2)","v":"Winter"},{"$f":"(DATE(2021,Tabulation[[#This Row],[Month]],Tabulation[[#This Row],[Day]]))","v":"2021-04-08"},{"$f":"WEEKDAY(Tabulation[[#This Row],[Date]])","v":5},{"$f":"IF(OR(Tabulation[[#This Row],[DayNo]]=1,Tabulation[[#This Row],[DayNo]]=7),1,0)","v":0},{"$f":"COUNTIF(Holidays,Tabulation[[#This Row],[Date]])","v":0},{"$f":"CONCATENATE(Tabulation[[#This Row],[Holiday]],Tabulation[[#This Row],[Season]],Tabulation[[#This Row],[Weekend]],\"-\",IF(Tabulation[[#This Row],[Hour]]<10,0,\"\"),C2365)","v":"0Winter0-09"},{"$f":"VLOOKUP(Tabulation[[#This Row],[Concat]],Table3[],8)","v":0.28519},{"$f":"(Tabulation[[#This Row],[AC System Output (kW)]]*Tabulation[[#This Row],[Rate]])","v":0.70939843220999999}]
[4,8,12,3249.7220000000002,{"$f":"Tabulation[[#This Row],[AC System Output (W)]]/1000","v":3.2497220000000002},{"$f":"VLOOKUP(Tabulation[[#This Row],[Month]],Season,2)","v":"Winter"},{"$f":"(DATE(2021,Tabulation[[#This Row],[Month]],Tabulation[[#This Row],[Day]]))","v":"2021-04-08"},{"$f":"WEEKDAY(Tabulation[[#This Row],[Date]])","v":5},{"$f":"IF(OR(Tabulation[[#This Row],[DayNo]]=1,Tabulation[[#This Row],[DayNo]]=7),1,0)","v":0},{"$f":"COUNTIF(Holidays,Tabulation[[#This Row],[Date]])","v":0},{"$f":"CONCATENATE(Tabulation[[#This Row],[Holiday]],Tabulation[[#This Row],[Season]],Tabulation[[#This Row],[Weekend]],\"-\",IF(Tabulation[[#This Row],[Hour]]<10,0,\"\"),C2368)","v":"0Winter0-12"},{"$f":"VLOOKUP(Tabulation[[#This Row],[Concat]],Table3[],8)","v":0.28519},{"$f":"(Tabulation[[#This Row],[AC System Output (kW)]]*Tabulation[[#This Row],[Rate]])","v":0.92678821718000004}]
[4,8,18,0,{"$f":"Tabulation[[#This Row],[AC System Output (W)]]/1000","v":0},{"$f":"VLOOKUP(Tabulation[[#This Row],[Month]],Season,2)","v":"Winter"},{"$f":"(DATE(2021,Tabulation[[#This Row],[Month]],Tabulation[[#This Row],[Day]]))","v":"2021-04-08"},{"$f":"WEEKDAY(Tabulation[[#This Row],[Date]])","v":5},{"$f":"IF(OR(Tabulation[[#This Row],[DayNo]]=1,Tabulation[[#This Row],[DayNo]]=7),1,0)","v":0},{"$f":"COUNTIF(Holidays,Tabulation[[#This Row],[Date]])","v":0},{"$f":"CONCATENATE(Tabulation[[#This Row],[Holiday]],Tabulation[[#This Row],[Season]],Tabulation[[#This Row],[Weekend]],\"-\",IF(Tabulation[[#This Row],[Hour]]<10,0,\"\"),C2374)","v":"0Winter0-18"},{"$f":"VLOOKUP(Tabulation[[#This Row],[Concat]],Table3[],8)","v":0.30257000000000001},{"$f":"(Tabulation[[#This Row],[AC System Output (kW)]]*Tabulation[[#This Row],[Rate]])","v":0}]
[4,8,20,0,{"$f":"Tabulation[[#This Row],[AC System Output (W)]]/1000","v":0},{"$f":"VLOOKUP(Tabulation[[#This Row],[Month]],Season,2)","v":"Winter"},{"$f":"(DATE(2021,Tabulation[[#This Row],[Month]],Tabulation[[#This Row],[Day]]))","v":"2021-04-08"},{"$f":"WEEKDAY(Tabulation[[#This Row],[Date]])","v":5},{"$f":"IF(OR(Tabulation[[#This Row],[DayNo]]=1,Tabulation[[#This Row],[DayNo]]=7),1,0)","v":0},{"$f":"COUNTIF(Holidays,Tabulation[[#This Row],[Date]])","v":0},{"$f":"CONCATENATE(Tabulation[[#This Row],[Holiday]],Tabulation[[#This Row],[Season]],Tabulation[[#This Row],[Weekend]],\"-\",IF(Tabulation[[#This Row],[Hour]]<10,0,\"\"),C2376)","v":"0Winter0-20"},{"$f":"VLOOKUP(Tabulation[[#This Row],[Concat]],Table3[],8)","v":0.28519},{"$f":"(Tabulation[[#This Row],[AC System Output (kW)]]*Tabulation[[#This Row],[Rate]])","v":0}]
[4,8,23,0,{"$f":"Tabulation[[#This Row],[AC System Output (W)]]/1000","v":0},{"$f":"VLOOKUP(Tabulation[[#This Row],[Month]],Season,2)","v":"Winter"},{"$f":"(DATE(2021,Tabulation[[#This Row],[Month]],Tabulation[[#This Row],[Day]]))","v":"2021-04-08"},{"$f":"WEEKDAY(Tabulation[[#This Row],[Date]])","v":5},{"$f":"IF(OR(Tabulation[[#This Row],[DayNo]]=1,Tabulation[[#This Row],[DayNo]]=7),1,0)","v":0},{"$f":"COUNTIF(Holidays,Tabulation[[#This Row],[Date]])","v":0},{"$f":"CONCATENATE(Tabulation[[#This Row],[Holiday]],Tabulation[[#This Row],[Season]],Tabulation[[#This Row],[Weekend]],\"-\",IF(Tabulation[[#This Row],[Hour]]<10,0,\"\"),C2379)","v":"0Winter0-23"},{"$f":"VLOOKUP(Tabulation[[#This Row],[Concat]],Table3[],8)","v":0.28519},{"$f":"(Tabulation[[#This Row],[AC System Output (kW)]]*Tabulation[[#This Row],[Rate]])","v":0}]
[4,9,3,0,{"$f":"Tabulation[[#This Row],[AC System Output (W)]]/1000","v":0},{"$f":"VLOOKUP(Tabulation[[#This Row],[Month]],Season,2)","v":"Winter"},{"$f":"(DATE(2021,Tabulation[[#This Row],[Month]],Tabulation[[#This Row],[Day]]))","v":"2021-04-09"},{"$f":"WEEKDAY(Tabulation[[#This Row],[Date]])","v":6},{"$f":"IF(OR(Tabulation[[#This Row],[DayNo]]=1,Tabulation[[#This Row],[DayNo]]=7),1,0)","v":0},{"$f":"COUNTIF(Holidays,Tabulation[[#This Row],[Date]])","v":0},{"$f":"CONCATENATE(Tabulation[[#This Row],[Holiday]],Tabulation[[#This Row],[Season]],Tabulation[[#This Row],[Weekend]],\"-\",IF(Tabulation[[#This Row],[Hour]]<10,0,\"\"),C2383)","v":"0Winter0-03"},{"$f":"VLOOKUP(Tabulation[[#This Row],[Concat]],Table3[],8)","v":0.28519},{"$f":"(Tabulation[[#This Row],[AC System Output (kW)]]*Tabulation[[#This Row],[Rate]])","v":0}]
[4,9,6,62.975999999999999,{"$f":"Tabulation[[#This Row],[AC System Output (W)]]/1000","v":6.2976000000000004E-2},{"$f":"VLOOKUP(Tabulation[[#This Row],[Month]],Season,2)","v":"Winter"},{"$f":"(DATE(2021,Tabulation[[#This Row],[Month]],Tabulation[[#This Row],[Day]]))","v":"2021-04-09"},{"$f":"WEEKDAY(Tabulation[[#This Row],[Date]])","v":6},{"$f":"IF(OR(Tabulation[[#This Row],[DayNo]]=1,Tabulation[[#This Row],[DayNo]]=7),1,0)","v":0},{"$f":"COUNTIF(Holidays,Tabulation[[#This Row],[Date]])","v":0},{"$f":"CONCATENATE(Tabulation[[#This Row],[Holiday]],Tabulation[[#This Row],[Season]],Tabulation[[#This Row],[Weekend]],\"-\",IF(Tabulation[[#This Row],[Hour]]<10,0,\"\"),C2386)","v":"0Winter0-06"},{"$f":"VLOOKUP(Tabulation[[#This Row],[Concat]],Table3[],8)","v":0.28519},{"$f":"(Tabulation[[#This Row],[AC System Output (kW)]]*Tabulation[[#This Row],[Rate]])","v":1.7960125440000002E-2}]
[4,9,9,1670.414,{"$f":"Tabulation[[#This Row],[AC System Output (W)]]/1000","v":1.6704140000000001},{"$f":"VLOOKUP(Tabulation[[#This Row],[Month]],Season,2)","v":"Winter"},{"$f":"(DATE(2021,Tabulation[[#This Row],[Month]],Tabulation[[#This Row],[Day]]))","v":"2021-04-09"},{"$f":"WEEKDAY(Tabulation[[#This Row],[Date]])","v":6},{"$f":"IF(OR(Tabulation[[#This Row],[DayNo]]=1,Tabulation[[#This Row],[DayNo]]=7),1,0)","v":0},{"$f":"COUNTIF(Holidays,Tabulation[[#This Row],[Date]])","v":0},{"$f":"CONCATENATE(Tabulation[[#This Row],[Holiday]],Tabulation[[#This Row],[Season]],Tabulation[[#This Row],[Weekend]],\"-\",IF(Tabulation[[#This Row],[Hour]]<10,0,\"\"),C2389)","v":"0Winter0-09"},{"$f":"VLOOKUP(Tabulation[[#This Row],[Concat]],Table3[],8)","v":0.28519},{"$f":"(Tabulation[[#This Row],[AC System Output (kW)]]*Tabulation[[#This Row],[Rate]])","v":0.47638536866000003}]
[4,9,10,3001.8580000000002,{"$f":"Tabulation[[#This Row],[AC System Output (W)]]/1000","v":3.0018580000000004},{"$f":"VLOOKUP(Tabulation[[#This Row],[Month]],Season,2)","v":"Winter"},{"$f":"(DATE(2021,Tabulation[[#This Row],[Month]],Tabulation[[#This Row],[Day]]))","v":"2021-04-09"},{"$f":"WEEKDAY(Tabulation[[#This Row],[Date]])","v":6},{"$f":"IF(OR(Tabulation[[#This Row],[DayNo]]=1,Tabulation[[#This Row],[DayNo]]=7),1,0)","v":0},{"$f":"COUNTIF(Holidays,Tabulation[[#This Row],[Date]])","v":0},{"$f":"CONCATENATE(Tabulation[[#This Row],[Holiday]],Tabulation[[#This Row],[Season]],Tabulation[[#This Row],[Weekend]],\"-\",IF(Tabulation[[#This Row],[Hour]]<10,0,\"\"),C2390)","v":"0Winter0-10"},{"$f":"VLOOKUP(Tabulation[[#This Row],[Concat]],Table3[],8)","v":0.28519},{"$f":"(Tabulation[[#This Row],[AC System Output (kW)]]*Tabulation[[#This Row],[Rate]])","v":0.85609988302000006}]
[4,9,15,1994.54,{"$f":"Tabulation[[#This Row],[AC System Output (W)]]/1000","v":1.99454},{"$f":"VLOOKUP(Tabulation[[#This Row],[Month]],Season,2)","v":"Winter"},{"$f":"(DATE(2021,Tabulation[[#This Row],[Month]],Tabulation[[#This Row],[Day]]))","v":"2021-04-09"},{"$f":"WEEKDAY(Tabulation[[#This Row],[Date]])","v":6},{"$f":"IF(OR(Tabulation[[#This Row],[DayNo]]=1,Tabulation[[#This Row],[DayNo]]=7),1,0)","v":0},{"$f":"COUNTIF(Holidays,Tabulation[[#This Row],[Date]])","v":0},{"$f":"CONCATENATE(Tabulation[[#This Row],[Holiday]],Tabulation[[#This Row],[Season]],Tabulation[[#This Row],[Weekend]],\"-\",IF(Tabulation[[#This Row],[Hour]]<10,0,\"\"),C2395)","v":"0Winter0-15"},{"$f":"VLOOKUP(Tabulation[[#This Row],[Concat]],Table3[],8)","v":0.28519},{"$f":"(Tabulation[[#This Row],[AC System Output (kW)]]*Tabulation[[#This Row],[Rate]])","v":0.56882286260000003}]
[4,9,18,0,{"$f":"Tabulation[[#This Row],[AC System Output (W)]]/1000","v":0},{"$f":"VLOOKUP(Tabulation[[#This Row],[Month]],Season,2)","v":"Winter"},{"$f":"(DATE(2021,Tabulation[[#This Row],[Month]],Tabulation[[#This Row],[Day]]))","v":"2021-04-09"},{"$f":"WEEKDAY(Tabulation[[#This Row],[Date]])","v":6},{"$f":"IF(OR(Tabulation[[#This Row],[DayNo]]=1,Tabulation[[#This Row],[DayNo]]=7),1,0)","v":0},{"$f":"COUNTIF(Holidays,Tabulation[[#This Row],[Date]])","v":0},{"$f":"CONCATENATE(Tabulation[[#This Row],[Holiday]],Tabulation[[#This Row],[Season]],Tabulation[[#This Row],[Weekend]],\"-\",IF(Tabulation[[#This Row],[Hour]]<10,0,\"\"),C2398)","v":"0Winter0-18"},{"$f":"VLOOKUP(Tabulation[[#This Row],[Concat]],Table3[],8)","v":0.30257000000000001},{"$f":"(Tabulation[[#This Row],[AC System Output (kW)]]*Tabulation[[#This Row],[Rate]])","v":0}]
[4,9,21,0,{"$f":"Tabulation[[#This Row],[AC System Output (W)]]/1000","v":0},{"$f":"VLOOKUP(Tabulation[[#This Row],[Month]],Season,2)","v":"Winter"},{"$f":"(DATE(2021,Tabulation[[#This Row],[Month]],Tabulation[[#This Row],[Day]]))","v":"2021-04-09"},{"$f":"WEEKDAY(Tabulation[[#This Row],[Date]])","v":6},{"$f":"IF(OR(Tabulation[[#This Row],[DayNo]]=1,Tabulation[[#This Row],[DayNo]]=7),1,0)","v":0},{"$f":"COUNTIF(Holidays,Tabulation[[#This Row],[Date]])","v":0},{"$f":"CONCATENATE(Tabulation[[#This Row],[Holiday]],Tabulation[[#This Row],[Season]],Tabulation[[#This Row],[Weekend]],\"-\",IF(Tabulation[[#This Row],[Hour]]<10,0,\"\"),C2401)","v":"0Winter0-21"},{"$f":"VLOOKUP(Tabulation[[#This Row],[Concat]],Table3[],8)","v":0.28519},{"$f":"(Tabulation[[#This Row],[AC System Output (kW)]]*Tabulation[[#This Row],[Rate]])","v":0}]
[4,10,0,0,{"$f":"Tabulation[[#This Row],[AC System Output (W)]]/1000","v":0},{"$f":"VLOOKUP(Tabulation[[#This Row],[Month]],Season,2)","v":"Winter"},{"$f":"(DATE(2021,Tabulation[[#This Row],[Month]],Tabulation[[#This Row],[Day]]))","v":"2021-04-10"},{"$f":"WEEKDAY(Tabulation[[#This Row],[Date]])","v":7},{"$f":"IF(OR(Tabulation[[#This Row],[DayNo]]=1,Tabulation[[#This Row],[DayNo]]=7),1,0)","v":1},{"$f":"COUNTIF(Holidays,Tabulation[[#This Row],[Date]])","v":0},{"$f":"CONCATENATE(Tabulation[[#This Row],[Holiday]],Tabulation[[#This Row],[Season]],Tabulation[[#This Row],[Weekend]],\"-\",IF(Tabulation[[#This Row],[Hour]]<10,0,\"\"),C2404)","v":"0Winter1-00"},{"$f":"VLOOKUP(Tabulation[[#This Row],[Concat]],Table3[],8)","v":0.28519},{"$f":"(Tabulation[[#This Row],[AC System Output (kW)]]*Tabulation[[#This Row],[Rate]])","v":0}]
[4,10,4,0,{"$f":"Tabulation[[#This Row],[AC System Output (W)]]/1000","v":0},{"$f":"VLOOKUP(Tabulation[[#This Row],[Month]],Season,2)","v":"Winter"},{"$f":"(DATE(2021,Tabulation[[#This Row],[Month]],Tabulation[[#This Row],[Day]]))","v":"2021-04-10"},{"$f":"WEEKDAY(Tabulation[[#This Row],[Date]])","v":7},{"$f":"IF(OR(Tabulation[[#This Row],[DayNo]]=1,Tabulation[[#This Row],[DayNo]]=7),1,0)","v":1},{"$f":"COUNTIF(Holidays,Tabulation[[#This Row],[Date]])","v":0},{"$f":"CONCATENATE(Tabulation[[#This Row],[Holiday]],Tabulation[[#This Row],[Season]],Tabulation[[#This Row],[Weekend]],\"-\",IF(Tabulation[[#This Row],[Hour]]<10,0,\"\"),C2408)","v":"0Winter1-04"},{"$f":"VLOOKUP(Tabulation[[#This Row],[Concat]],Table3[],8)","v":0.28519},{"$f":"(Tabulation[[#This Row],[AC System Output (kW)]]*Tabulation[[#This Row],[Rate]])","v":0}]
[4,10,7,1126.627,{"$f":"Tabulation[[#This Row],[AC System Output (W)]]/1000","v":1.126627},{"$f":"VLOOKUP(Tabulation[[#This Row],[Month]],Season,2)","v":"Winter"},{"$f":"(DATE(2021,Tabulation[[#This Row],[Month]],Tabulation[[#This Row],[Day]]))","v":"2021-04-10"},{"$f":"WEEKDAY(Tabulation[[#This Row],[Date]])","v":7},{"$f":"IF(OR(Tabulation[[#This Row],[DayNo]]=1,Tabulation[[#This Row],[DayNo]]=7),1,0)","v":1},{"$f":"COUNTIF(Holidays,Tabulation[[#This Row],[Date]])","v":0},{"$f":"CONCATENATE(Tabulation[[#This Row],[Holiday]],Tabulation[[#This Row],[Season]],Tabulation[[#This Row],[Weekend]],\"-\",IF(Tabulation[[#This Row],[Hour]]<10,0,\"\"),C2411)","v":"0Winter1-07"},{"$f":"VLOOKUP(Tabulation[[#This Row],[Concat]],Table3[],8)","v":0.28519},{"$f":"(Tabulation[[#This Row],[AC System Output (kW)]]*Tabulation[[#This Row],[Rate]])","v":0.32130275413000003}]
[4,10,8,1951.096,{"$f":"Tabulation[[#This Row],[AC System Output (W)]]/1000","v":1.9510959999999999},{"$f":"VLOOKUP(Tabulation[[#This Row],[Month]],Season,2)","v":"Winter"},{"$f":"(DATE(2021,Tabulation[[#This Row],[Month]],Tabulation[[#This Row],[Day]]))","v":"2021-04-10"},{"$f":"WEEKDAY(Tabulation[[#This Row],[Date]])","v":7},{"$f":"IF(OR(Tabulation[[#This Row],[DayNo]]=1,Tabulation[[#This Row],[DayNo]]=7),1,0)","v":1},{"$f":"COUNTIF(Holidays,Tabulation[[#This Row],[Date]])","v":0},{"$f":"CONCATENATE(Tabulation[[#This Row],[Holiday]],Tabulation[[#This Row],[Season]],Tabulation[[#This Row],[Weekend]],\"-\",IF(Tabulation[[#This Row],[Hour]]<10,0,\"\"),C2412)","v":"0Winter1-08"},{"$f":"VLOOKUP(Tabulation[[#This Row],[Concat]],Table3[],8)","v":0.28519},{"$f":"(Tabulation[[#This Row],[AC System Output (kW)]]*Tabulation[[#This Row],[Rate]])","v":0.55643306823999994}]
[4,10,12,3131.37,{"$f":"Tabulation[[#This Row],[AC System Output (W)]]/1000","v":3.13137},{"$f":"VLOOKUP(Tabulation[[#This Row],[Month]],Season,2)","v":"Winter"},{"$f":"(DATE(2021,Tabulation[[#This Row],[Month]],Tabulation[[#This Row],[Day]]))","v":"2021-04-10"},{"$f":"WEEKDAY(Tabulation[[#This Row],[Date]])","v":7},{"$f":"IF(OR(Tabulation[[#This Row],[DayNo]]=1,Tabulation[[#This Row],[DayNo]]=7),1,0)","v":1},{"$f":"COUNTIF(Holidays,Tabulation[[#This Row],[Date]])","v":0},{"$f":"CONCATENATE(Tabulation[[#This Row],[Holiday]],Tabulation[[#This Row],[Season]],Tabulation[[#This Row],[Weekend]],\"-\",IF(Tabulation[[#This Row],[Hour]]<10,0,\"\"),C2416)","v":"0Winter1-12"},{"$f":"VLOOKUP(Tabulation[[#This Row],[Concat]],Table3[],8)","v":0.28519},{"$f":"(Tabulation[[#This Row],[AC System Output (kW)]]*Tabulation[[#This Row],[Rate]])","v":0.8930354103}]
[4,10,15,1971.578,{"$f":"Tabulation[[#This Row],[AC System Output (W)]]/1000","v":1.9715780000000001},{"$f":"VLOOKUP(Tabulation[[#This Row],[Month]],Season,2)","v":"Winter"},{"$f":"(DATE(2021,Tabulation[[#This Row],[Month]],Tabulation[[#This Row],[Day]]))","v":"2021-04-10"},{"$f":"WEEKDAY(Tabulation[[#This Row],[Date]])","v":7},{"$f":"IF(OR(Tabulation[[#This Row],[DayNo]]=1,Tabulation[[#This Row],[DayNo]]=7),1,0)","v":1},{"$f":"COUNTIF(Holidays,Tabulation[[#This Row],[Date]])","v":0},{"$f":"CONCATENATE(Tabulation[[#This Row],[Holiday]],Tabulation[[#This Row],[Season]],Tabulation[[#This Row],[Weekend]],\"-\",IF(Tabulation[[#This Row],[Hour]]<10,0,\"\"),C2419)","v":"0Winter1-15"},{"$f":"VLOOKUP(Tabulation[[#This Row],[Concat]],Table3[],8)","v":0.28519},{"$f":"(Tabulation[[#This Row],[AC System Output (kW)]]*Tabulation[[#This Row],[Rate]])","v":0.56227432982000003}]
[4,10,19,0,{"$f":"Tabulation[[#This Row],[AC System Output (W)]]/1000","v":0},{"$f":"VLOOKUP(Tabulation[[#This Row],[Month]],Season,2)","v":"Winter"},{"$f":"(DATE(2021,Tabulation[[#This Row],[Month]],Tabulation[[#This Row],[Day]]))","v":"2021-04-10"},{"$f":"WEEKDAY(Tabulation[[#This Row],[Date]])","v":7},{"$f":"IF(OR(Tabulation[[#This Row],[DayNo]]=1,Tabulation[[#This Row],[DayNo]]=7),1,0)","v":1},{"$f":"COUNTIF(Holidays,Tabulation[[#This Row],[Date]])","v":0},{"$f":"CONCATENATE(Tabulation[[#This Row],[Holiday]],Tabulation[[#This Row],[Season]],Tabulation[[#This Row],[Weekend]],\"-\",IF(Tabulation[[#This Row],[Hour]]<10,0,\"\"),C2423)","v":"0Winter1-19"},{"$f":"VLOOKUP(Tabulation[[#This Row],[Concat]],Table3[],8)","v":0.28519},{"$f":"(Tabulation[[#This Row],[AC System Output (kW)]]*Tabulation[[#This Row],[Rate]])","v":0}]
[4,10,22,0,{"$f":"Tabulation[[#This Row],[AC System Output (W)]]/1000","v":0},{"$f":"VLOOKUP(Tabulation[[#This Row],[Month]],Season,2)","v":"Winter"},{"$f":"(DATE(2021,Tabulation[[#This Row],[Month]],Tabulation[[#This Row],[Day]]))","v":"2021-04-10"},{"$f":"WEEKDAY(Tabulation[[#This Row],[Date]])","v":7},{"$f":"IF(OR(Tabulation[[#This Row],[DayNo]]=1,Tabulation[[#This Row],[DayNo]]=7),1,0)","v":1},{"$f":"COUNTIF(Holidays,Tabulation[[#This Row],[Date]])","v":0},{"$f":"CONCATENATE(Tabulation[[#This Row],[Holiday]],Tabulation[[#This Row],[Season]],Tabulation[[#This Row],[Weekend]],\"-\",IF(Tabulation[[#This Row],[Hour]]<10,0,\"\"),C2426)","v":"0Winter1-22"},{"$f":"VLOOKUP(Tabulation[[#This Row],[Concat]],Table3[],8)","v":0.28519},{"$f":"(Tabulation[[#This Row],[AC System Output (kW)]]*Tabulation[[#This Row],[Rate]])","v":0}]
[4,11,1,0,{"$f":"Tabulation[[#This Row],[AC System Output (W)]]/1000","v":0},{"$f":"VLOOKUP(Tabulation[[#This Row],[Month]],Season,2)","v":"Winter"},{"$f":"(DATE(2021,Tabulation[[#This Row],[Month]],Tabulation[[#This Row],[Day]]))","v":"2021-04-11"},{"$f":"WEEKDAY(Tabulation[[#This Row],[Date]])","v":1},{"$f":"IF(OR(Tabulation[[#This Row],[DayNo]]=1,Tabulation[[#This Row],[DayNo]]=7),1,0)","v":1},{"$f":"COUNTIF(Holidays,Tabulation[[#This Row],[Date]])","v":0},{"$f":"CONCATENATE(Tabulation[[#This Row],[Holiday]],Tabulation[[#This Row],[Season]],Tabulation[[#This Row],[Weekend]],\"-\",IF(Tabulation[[#This Row],[Hour]]<10,0,\"\"),C2429)","v":"0Winter1-01"},{"$f":"VLOOKUP(Tabulation[[#This Row],[Concat]],Table3[],8)","v":0.28519},{"$f":"(Tabulation[[#This Row],[AC System Output (kW)]]*Tabulation[[#This Row],[Rate]])","v":0}]
[4,11,5,0,{"$f":"Tabulation[[#This Row],[AC System Output (W)]]/1000","v":0},{"$f":"VLOOKUP(Tabulation[[#This Row],[Month]],Season,2)","v":"Winter"},{"$f":"(DATE(2021,Tabulation[[#This Row],[Month]],Tabulation[[#This Row],[Day]]))","v":"2021-04-11"},{"$f":"WEEKDAY(Tabulation[[#This Row],[Date]])","v":1},{"$f":"IF(OR(Tabulation[[#This Row],[DayNo]]=1,Tabulation[[#This Row],[DayNo]]=7),1,0)","v":1},{"$f":"COUNTIF(Holidays,Tabulation[[#This Row],[Date]])","v":0},{"$f":"CONCATENATE(Tabulation[[#This Row],[Holiday]],Tabulation[[#This Row],[Season]],Tabulation[[#This Row],[Weekend]],\"-\",IF(Tabulation[[#This Row],[Hour]]<10,0,\"\"),C2433)","v":"0Winter1-05"},{"$f":"VLOOKUP(Tabulation[[#This Row],[Concat]],Table3[],8)","v":0.28519},{"$f":"(Tabulation[[#This Row],[AC System Output (kW)]]*Tabulation[[#This Row],[Rate]])","v":0}]
[4,11,8,1912.442,{"$f":"Tabulation[[#This Row],[AC System Output (W)]]/1000","v":1.912442},{"$f":"VLOOKUP(Tabulation[[#This Row],[Month]],Season,2)","v":"Winter"},{"$f":"(DATE(2021,Tabulation[[#This Row],[Month]],Tabulation[[#This Row],[Day]]))","v":"2021-04-11"},{"$f":"WEEKDAY(Tabulation[[#This Row],[Date]])","v":1},{"$f":"IF(OR(Tabulation[[#This Row],[DayNo]]=1,Tabulation[[#This Row],[DayNo]]=7),1,0)","v":1},{"$f":"COUNTIF(Holidays,Tabulation[[#This Row],[Date]])","v":0},{"$f":"CONCATENATE(Tabulation[[#This Row],[Holiday]],Tabulation[[#This Row],[Season]],Tabulation[[#This Row],[Weekend]],\"-\",IF(Tabulation[[#This Row],[Hour]]<10,0,\"\"),C2436)","v":"0Winter1-08"},{"$f":"VLOOKUP(Tabulation[[#This Row],[Concat]],Table3[],8)","v":0.28519},{"$f":"(Tabulation[[#This Row],[AC System Output (kW)]]*Tabulation[[#This Row],[Rate]])","v":0.54540933398000002}]
[4,11,9,2441.73,{"$f":"Tabulation[[#This Row],[AC System Output (W)]]/1000","v":2.4417300000000002},{"$f":"VLOOKUP(Tabulation[[#This Row],[Month]],Season,2)","v":"Winter"},{"$f":"(DATE(2021,Tabulation[[#This Row],[Month]],Tabulation[[#This Row],[Day]]))","v":"2021-04-11"},{"$f":"WEEKDAY(Tabulation[[#This Row],[Date]])","v":1},{"$f":"IF(OR(Tabulation[[#This Row],[DayNo]]=1,Tabulation[[#This Row],[DayNo]]=7),1,0)","v":1},{"$f":"COUNTIF(Holidays,Tabulation[[#This Row],[Date]])","v":0},{"$f":"CONCATENATE(Tabulation[[#This Row],[Holiday]],Tabulation[[#This Row],[Season]],Tabulation[[#This Row],[Weekend]],\"-\",IF(Tabulation[[#This Row],[Hour]]<10,0,\"\"),C2437)","v":"0Winter1-09"},{"$f":"VLOOKUP(Tabulation[[#This Row],[Concat]],Table3[],8)","v":0.28519},{"$f":"(Tabulation[[#This Row],[AC System Output (kW)]]*Tabulation[[#This Row],[Rate]])","v":0.69635697870000002}]
[4,11,13,2868.77,{"$f":"Tabulation[[#This Row],[AC System Output (W)]]/1000","v":2.86877},{"$f":"VLOOKUP(Tabulation[[#This Row],[Month]],Season,2)","v":"Winter"},{"$f":"(DATE(2021,Tabulation[[#This Row],[Month]],Tabulation[[#This Row],[Day]]))","v":"2021-04-11"},{"$f":"WEEKDAY(Tabulation[[#This Row],[Date]])","v":1},{"$f":"IF(OR(Tabulation[[#This Row],[DayNo]]=1,Tabulation[[#This Row],[DayNo]]=7),1,0)","v":1},{"$f":"COUNTIF(Holidays,Tabulation[[#This Row],[Date]])","v":0},{"$f":"CONCATENATE(Tabulation[[#This Row],[Holiday]],Tabulation[[#This Row],[Season]],Tabulation[[#This Row],[Weekend]],\"-\",IF(Tabulation[[#This Row],[Hour]]<10,0,\"\"),C2441)","v":"0Winter1-13"},{"$f":"VLOOKUP(Tabulation[[#This Row],[Concat]],Table3[],8)","v":0.28519},{"$f":"(Tabulation[[#This Row],[AC System Output (kW)]]*Tabulation[[#This Row],[Rate]])","v":0.81814451629999996}]
[4,11,16,311.54399999999998,{"$f":"Tabulation[[#This Row],[AC System Output (W)]]/1000","v":0.31154399999999999},{"$f":"VLOOKUP(Tabulation[[#This Row],[Month]],Season,2)","v":"Winter"},{"$f":"(DATE(2021,Tabulation[[#This Row],[Month]],Tabulation[[#This Row],[Day]]))","v":"2021-04-11"},{"$f":"WEEKDAY(Tabulation[[#This Row],[Date]])","v":1},{"$f":"IF(OR(Tabulation[[#This Row],[DayNo]]=1,Tabulation[[#This Row],[DayNo]]=7),1,0)","v":1},{"$f":"COUNTIF(Holidays,Tabulation[[#This Row],[Date]])","v":0},{"$f":"CONCATENATE(Tabulation[[#This Row],[Holiday]],Tabulation[[#This Row],[Season]],Tabulation[[#This Row],[Weekend]],\"-\",IF(Tabulation[[#This Row],[Hour]]<10,0,\"\"),C2444)","v":"0Winter1-16"},{"$f":"VLOOKUP(Tabulation[[#This Row],[Concat]],Table3[],8)","v":0.28519},{"$f":"(Tabulation[[#This Row],[AC System Output (kW)]]*Tabulation[[#This Row],[Rate]])","v":8.8849233360000002E-2}]
[4,11,20,0,{"$f":"Tabulation[[#This Row],[AC System Output (W)]]/1000","v":0},{"$f":"VLOOKUP(Tabulation[[#This Row],[Month]],Season,2)","v":"Winter"},{"$f":"(DATE(2021,Tabulation[[#This Row],[Month]],Tabulation[[#This Row],[Day]]))","v":"2021-04-11"},{"$f":"WEEKDAY(Tabulation[[#This Row],[Date]])","v":1},{"$f":"IF(OR(Tabulation[[#This Row],[DayNo]]=1,Tabulation[[#This Row],[DayNo]]=7),1,0)","v":1},{"$f":"COUNTIF(Holidays,Tabulation[[#This Row],[Date]])","v":0},{"$f":"CONCATENATE(Tabulation[[#This Row],[Holiday]],Tabulation[[#This Row],[Season]],Tabulation[[#This Row],[Weekend]],\"-\",IF(Tabulation[[#This Row],[Hour]]<10,0,\"\"),C2448)","v":"0Winter1-20"},{"$f":"VLOOKUP(Tabulation[[#This Row],[Concat]],Table3[],8)","v":0.28519},{"$f":"(Tabulation[[#This Row],[AC System Output (kW)]]*Tabulation[[#This Row],[Rate]])","v":0}]
[4,11,23,0,{"$f":"Tabulation[[#This Row],[AC System Output (W)]]/1000","v":0},{"$f":"VLOOKUP(Tabulation[[#This Row],[Month]],Season,2)","v":"Winter"},{"$f":"(DATE(2021,Tabulation[[#This Row],[Month]],Tabulation[[#This Row],[Day]]))","v":"2021-04-11"},{"$f":"WEEKDAY(Tabulation[[#This Row],[Date]])","v":1},{"$f":"IF(OR(Tabulation[[#This Row],[DayNo]]=1,Tabulation[[#This Row],[DayNo]]=7),1,0)","v":1},{"$f":"COUNTIF(Holidays,Tabulation[[#This Row],[Date]])","v":0},{"$f":"CONCATENATE(Tabulation[[#This Row],[Holiday]],Tabulation[[#This Row],[Season]],Tabulation[[#This Row],[Weekend]],\"-\",IF(Tabulation[[#This Row],[Hour]]<10,0,\"\"),C2451)","v":"0Winter1-23"},{"$f":"VLOOKUP(Tabulation[[#This Row],[Concat]],Table3[],8)","v":0.28519},{"$f":"(Tabulation[[#This Row],[AC System Output (kW)]]*Tabulation[[#This Row],[Rate]])","v":0}]
[4,12,3,0,{"$f":"Tabulation[[#This Row],[AC System Output (W)]]/1000","v":0},{"$f":"VLOOKUP(Tabulation[[#This Row],[Month]],Season,2)","v":"Winter"},{"$f":"(DATE(2021,Tabulation[[#This Row],[Month]],Tabulation[[#This Row],[Day]]))","v":"2021-04-12"},{"$f":"WEEKDAY(Tabulation[[#This Row],[Date]])","v":2},{"$f":"IF(OR(Tabulation[[#This Row],[DayNo]]=1,Tabulation[[#This Row],[DayNo]]=7),1,0)","v":0},{"$f":"COUNTIF(Holidays,Tabulation[[#This Row],[Date]])","v":0},{"$f":"CONCATENATE(Tabulation[[#This Row],[Holiday]],Tabulation[[#This Row],[Season]],Tabulation[[#This Row],[Weekend]],\"-\",IF(Tabulation[[#This Row],[Hour]]<10,0,\"\"),C2455)","v":"0Winter0-03"},{"$f":"VLOOKUP(Tabulation[[#This Row],[Concat]],Table3[],8)","v":0.28519},{"$f":"(Tabulation[[#This Row],[AC System Output (kW)]]*Tabulation[[#This Row],[Rate]])","v":0}]
[4,12,6,257.745,{"$f":"Tabulation[[#This Row],[AC System Output (W)]]/1000","v":0.257745},{"$f":"VLOOKUP(Tabulation[[#This Row],[Month]],Season,2)","v":"Winter"},{"$f":"(DATE(2021,Tabulation[[#This Row],[Month]],Tabulation[[#This Row],[Day]]))","v":"2021-04-12"},{"$f":"WEEKDAY(Tabulation[[#This Row],[Date]])","v":2},{"$f":"IF(OR(Tabulation[[#This Row],[DayNo]]=1,Tabulation[[#This Row],[DayNo]]=7),1,0)","v":0},{"$f":"COUNTIF(Holidays,Tabulation[[#This Row],[Date]])","v":0},{"$f":"CONCATENATE(Tabulation[[#This Row],[Holiday]],Tabulation[[#This Row],[Season]],Tabulation[[#This Row],[Weekend]],\"-\",IF(Tabulation[[#This Row],[Hour]]<10,0,\"\"),C2458)","v":"0Winter0-06"},{"$f":"VLOOKUP(Tabulation[[#This Row],[Concat]],Table3[],8)","v":0.28519},{"$f":"(Tabulation[[#This Row],[AC System Output (kW)]]*Tabulation[[#This Row],[Rate]])","v":7.3506296550000003E-2}]
[4,12,10,2845.2280000000001,{"$f":"Tabulation[[#This Row],[AC System Output (W)]]/1000","v":2.8452280000000001},{"$f":"VLOOKUP(Tabulation[[#This Row],[Month]],Season,2)","v":"Winter"},{"$f":"(DATE(2021,Tabulation[[#This Row],[Month]],Tabulation[[#This Row],[Day]]))","v":"2021-04-12"},{"$f":"WEEKDAY(Tabulation[[#This Row],[Date]])","v":2},{"$f":"IF(OR(Tabulation[[#This Row],[DayNo]]=1,Tabulation[[#This Row],[DayNo]]=7),1,0)","v":0},{"$f":"COUNTIF(Holidays,Tabulation[[#This Row],[Date]])","v":0},{"$f":"CONCATENATE(Tabulation[[#This Row],[Holiday]],Tabulation[[#This Row],[Season]],Tabulation[[#This Row],[Weekend]],\"-\",IF(Tabulation[[#This Row],[Hour]]<10,0,\"\"),C2462)","v":"0Winter0-10"},{"$f":"VLOOKUP(Tabulation[[#This Row],[Concat]],Table3[],8)","v":0.28519},{"$f":"(Tabulation[[#This Row],[AC System Output (kW)]]*Tabulation[[#This Row],[Rate]])","v":0.81143057332000001}]
[4,12,11,3072.7820000000002,{"$f":"Tabulation[[#This Row],[AC System Output (W)]]/1000","v":3.0727820000000001},{"$f":"VLOOKUP(Tabulation[[#This Row],[Month]],Season,2)","v":"Winter"},{"$f":"(DATE(2021,Tabulation[[#This Row],[Month]],Tabulation[[#This Row],[Day]]))","v":"2021-04-12"},{"$f":"WEEKDAY(Tabulation[[#This Row],[Date]])","v":2},{"$f":"IF(OR(Tabulation[[#This Row],[DayNo]]=1,Tabulation[[#This Row],[DayNo]]=7),1,0)","v":0},{"$f":"COUNTIF(Holidays,Tabulation[[#This Row],[Date]])","v":0},{"$f":"CONCATENATE(Tabulation[[#This Row],[Holiday]],Tabulation[[#This Row],[Season]],Tabulation[[#This Row],[Weekend]],\"-\",IF(Tabulation[[#This Row],[Hour]]<10,0,\"\"),C2463)","v":"0Winter0-11"},{"$f":"VLOOKUP(Tabulation[[#This Row],[Concat]],Table3[],8)","v":0.28519},{"$f":"(Tabulation[[#This Row],[AC System Output (kW)]]*Tabulation[[#This Row],[Rate]])","v":0.87632669858000001}]
[4,12,14,2196.62,{"$f":"Tabulation[[#This Row],[AC System Output (W)]]/1000","v":2.1966199999999998},{"$f":"VLOOKUP(Tabulation[[#This Row],[Month]],Season,2)","v":"Winter"},{"$f":"(DATE(2021,Tabulation[[#This Row],[Month]],Tabulation[[#This Row],[Day]]))","v":"2021-04-12"},{"$f":"WEEKDAY(Tabulation[[#This Row],[Date]])","v":2},{"$f":"IF(OR(Tabulation[[#This Row],[DayNo]]=1,Tabulation[[#This Row],[DayNo]]=7),1,0)","v":0},{"$f":"COUNTIF(Holidays,Tabulation[[#This Row],[Date]])","v":0},{"$f":"CONCATENATE(Tabulation[[#This Row],[Holiday]],Tabulation[[#This Row],[Season]],Tabulation[[#This Row],[Weekend]],\"-\",IF(Tabulation[[#This Row],[Hour]]<10,0,\"\"),C2466)","v":"0Winter0-14"},{"$f":"VLOOKUP(Tabulation[[#This Row],[Concat]],Table3[],8)","v":0.28519},{"$f":"(Tabulation[[#This Row],[AC System Output (kW)]]*Tabulation[[#This Row],[Rate]])","v":0.62645405779999996}]
[4,12,17,352.62599999999998,{"$f":"Tabulation[[#This Row],[AC System Output (W)]]/1000","v":0.352626},{"$f":"VLOOKUP(Tabulation[[#This Row],[Month]],Season,2)","v":"Winter"},{"$f":"(DATE(2021,Tabulation[[#This Row],[Month]],Tabulation[[#This Row],[Day]]))","v":"2021-04-12"},{"$f":"WEEKDAY(Tabulation[[#This Row],[Date]])","v":2},{"$f":"IF(OR(Tabulation[[#This Row],[DayNo]]=1,Tabulation[[#This Row],[DayNo]]=7),1,0)","v":0},{"$f":"COUNTIF(Holidays,Tabulation[[#This Row],[Date]])","v":0},{"$f":"CONCATENATE(Tabulation[[#This Row],[Holiday]],Tabulation[[#This Row],[Season]],Tabulation[[#This Row],[Weekend]],\"-\",IF(Tabulation[[#This Row],[Hour]]<10,0,\"\"),C2469)","v":"0Winter0-17"},{"$f":"VLOOKUP(Tabulation[[#This Row],[Concat]],Table3[],8)","v":0.30257000000000001},{"$f":"(Tabulation[[#This Row],[AC System Output (kW)]]*Tabulation[[#This Row],[Rate]])","v":0.10669404882}]
[4,12,21,0,{"$f":"Tabulation[[#This Row],[AC System Output (W)]]/1000","v":0},{"$f":"VLOOKUP(Tabulation[[#This Row],[Month]],Season,2)","v":"Winter"},{"$f":"(DATE(2021,Tabulation[[#This Row],[Month]],Tabulation[[#This Row],[Day]]))","v":"2021-04-12"},{"$f":"WEEKDAY(Tabulation[[#This Row],[Date]])","v":2},{"$f":"IF(OR(Tabulation[[#This Row],[DayNo]]=1,Tabulation[[#This Row],[DayNo]]=7),1,0)","v":0},{"$f":"COUNTIF(Holidays,Tabulation[[#This Row],[Date]])","v":0},{"$f":"CONCATENATE(Tabulation[[#This Row],[Holiday]],Tabulation[[#This Row],[Season]],Tabulation[[#This Row],[Weekend]],\"-\",IF(Tabulation[[#This Row],[Hour]]<10,0,\"\"),C2473)","v":"0Winter0-21"},{"$f":"VLOOKUP(Tabulation[[#This Row],[Concat]],Table3[],8)","v":0.28519},{"$f":"(Tabulation[[#This Row],[AC System Output (kW)]]*Tabulation[[#This Row],[Rate]])","v":0}]
[4,13,0,0,{"$f":"Tabulation[[#This Row],[AC System Output (W)]]/1000","v":0},{"$f":"VLOOKUP(Tabulation[[#This Row],[Month]],Season,2)","v":"Winter"},{"$f":"(DATE(2021,Tabulation[[#This Row],[Month]],Tabulation[[#This Row],[Day]]))","v":"2021-04-13"},{"$f":"WEEKDAY(Tabulation[[#This Row],[Date]])","v":3},{"$f":"IF(OR(Tabulation[[#This Row],[DayNo]]=1,Tabulation[[#This Row],[DayNo]]=7),1,0)","v":0},{"$f":"COUNTIF(Holidays,Tabulation[[#This Row],[Date]])","v":0},{"$f":"CONCATENATE(Tabulation[[#This Row],[Holiday]],Tabulation[[#This Row],[Season]],Tabulation[[#This Row],[Weekend]],\"-\",IF(Tabulation[[#This Row],[Hour]]<10,0,\"\"),C2476)","v":"0Winter0-00"},{"$f":"VLOOKUP(Tabulation[[#This Row],[Concat]],Table3[],8)","v":0.28519},{"$f":"(Tabulation[[#This Row],[AC System Output (kW)]]*Tabulation[[#This Row],[Rate]])","v":0}]
[4,13,4,0,{"$f":"Tabulation[[#This Row],[AC System Output (W)]]/1000","v":0},{"$f":"VLOOKUP(Tabulation[[#This Row],[Month]],Season,2)","v":"Winter"},{"$f":"(DATE(2021,Tabulation[[#This Row],[Month]],Tabulation[[#This Row],[Day]]))","v":"2021-04-13"},{"$f":"WEEKDAY(Tabulation[[#This Row],[Date]])","v":3},{"$f":"IF(OR(Tabulation[[#This Row],[DayNo]]=1,Tabulation[[#This Row],[DayNo]]=7),1,0)","v":0},{"$f":"COUNTIF(Holidays,Tabulation[[#This Row],[Date]])","v":0},{"$f":"CONCATENATE(Tabulation[[#This Row],[Holiday]],Tabulation[[#This Row],[Season]],Tabulation[[#This Row],[Weekend]],\"-\",IF(Tabulation[[#This Row],[Hour]]<10,0,\"\"),C2480)","v":"0Winter0-04"},{"$f":"VLOOKUP(Tabulation[[#This Row],[Concat]],Table3[],8)","v":0.28519},{"$f":"(Tabulation[[#This Row],[AC System Output (kW)]]*Tabulation[[#This Row],[Rate]])","v":0}]
[4,13,7,344.19900000000001,{"$f":"Tabulation[[#This Row],[AC System Output (W)]]/1000","v":0.34419900000000003},{"$f":"VLOOKUP(Tabulation[[#This Row],[Month]],Season,2)","v":"Winter"},{"$f":"(DATE(2021,Tabulation[[#This Row],[Month]],Tabulation[[#This Row],[Day]]))","v":"2021-04-13"},{"$f":"WEEKDAY(Tabulation[[#This Row],[Date]])","v":3},{"$f":"IF(OR(Tabulation[[#This Row],[DayNo]]=1,Tabulation[[#This Row],[DayNo]]=7),1,0)","v":0},{"$f":"COUNTIF(Holidays,Tabulation[[#This Row],[Date]])","v":0},{"$f":"CONCATENATE(Tabulation[[#This Row],[Holiday]],Tabulation[[#This Row],[Season]],Tabulation[[#This Row],[Weekend]],\"-\",IF(Tabulation[[#This Row],[Hour]]<10,0,\"\"),C2483)","v":"0Winter0-07"},{"$f":"VLOOKUP(Tabulation[[#This Row],[Concat]],Table3[],8)","v":0.28519},{"$f":"(Tabulation[[#This Row],[AC System Output (kW)]]*Tabulation[[#This Row],[Rate]])","v":9.8162112810000007E-2}]
[4,13,11,2528.6930000000002,{"$f":"Tabulation[[#This Row],[AC System Output (W)]]/1000","v":2.5286930000000001},{"$f":"VLOOKUP(Tabulation[[#This Row],[Month]],Season,2)","v":"Winter"},{"$f":"(DATE(2021,Tabulation[[#This Row],[Month]],Tabulation[[#This Row],[Day]]))","v":"2021-04-13"},{"$f":"WEEKDAY(Tabulation[[#This Row],[Date]])","v":3},{"$f":"IF(OR(Tabulation[[#This Row],[DayNo]]=1,Tabulation[[#This Row],[DayNo]]=7),1,0)","v":0},{"$f":"COUNTIF(Holidays,Tabulation[[#This Row],[Date]])","v":0},{"$f":"CONCATENATE(Tabulation[[#This Row],[Holiday]],Tabulation[[#This Row],[Season]],Tabulation[[#This Row],[Weekend]],\"-\",IF(Tabulation[[#This Row],[Hour]]<10,0,\"\"),C2487)","v":"0Winter0-11"},{"$f":"VLOOKUP(Tabulation[[#This Row],[Concat]],Table3[],8)","v":0.28519},{"$f":"(Tabulation[[#This Row],[AC System Output (kW)]]*Tabulation[[#This Row],[Rate]])","v":0.72115795667000004}]
[4,13,12,2481.3580000000002,{"$f":"Tabulation[[#This Row],[AC System Output (W)]]/1000","v":2.4813580000000002},{"$f":"VLOOKUP(Tabulation[[#This Row],[Month]],Season,2)","v":"Winter"},{"$f":"(DATE(2021,Tabulation[[#This Row],[Month]],Tabulation[[#This Row],[Day]]))","v":"2021-04-13"},{"$f":"WEEKDAY(Tabulation[[#This Row],[Date]])","v":3},{"$f":"IF(OR(Tabulation[[#This Row],[DayNo]]=1,Tabulation[[#This Row],[DayNo]]=7),1,0)","v":0},{"$f":"COUNTIF(Holidays,Tabulation[[#This Row],[Date]])","v":0},{"$f":"CONCATENATE(Tabulation[[#This Row],[Holiday]],Tabulation[[#This Row],[Season]],Tabulation[[#This Row],[Weekend]],\"-\",IF(Tabulation[[#This Row],[Hour]]<10,0,\"\"),C2488)","v":"0Winter0-12"},{"$f":"VLOOKUP(Tabulation[[#This Row],[Concat]],Table3[],8)","v":0.28519},{"$f":"(Tabulation[[#This Row],[AC System Output (kW)]]*Tabulation[[#This Row],[Rate]])","v":0.70765848802000009}]
[4,13,15,2048.723,{"$f":"Tabulation[[#This Row],[AC System Output (W)]]/1000","v":2.0487229999999998},{"$f":"VLOOKUP(Tabulation[[#This Row],[Month]],Season,2)","v":"Winter"},{"$f":"(DATE(2021,Tabulation[[#This Row],[Month]],Tabulation[[#This Row],[Day]]))","v":"2021-04-13"},{"$f":"WEEKDAY(Tabulation[[#This Row],[Date]])","v":3},{"$f":"IF(OR(Tabulation[[#This Row],[DayNo]]=1,Tabulation[[#This Row],[DayNo]]=7),1,0)","v":0},{"$f":"COUNTIF(Holidays,Tabulation[[#This Row],[Date]])","v":0},{"$f":"CONCATENATE(Tabulation[[#This Row],[Holiday]],Tabulation[[#This Row],[Season]],Tabulation[[#This Row],[Weekend]],\"-\",IF(Tabulation[[#This Row],[Hour]]<10,0,\"\"),C2491)","v":"0Winter0-15"},{"$f":"VLOOKUP(Tabulation[[#This Row],[Concat]],Table3[],8)","v":0.28519},{"$f":"(Tabulation[[#This Row],[AC System Output (kW)]]*Tabulation[[#This Row],[Rate]])","v":0.58427531236999997}]
[4,13,18,0,{"$f":"Tabulation[[#This Row],[AC System Output (W)]]/1000","v":0},{"$f":"VLOOKUP(Tabulation[[#This Row],[Month]],Season,2)","v":"Winter"},{"$f":"(DATE(2021,Tabulation[[#This Row],[Month]],Tabulation[[#This Row],[Day]]))","v":"2021-04-13"},{"$f":"WEEKDAY(Tabulation[[#This Row],[Date]])","v":3},{"$f":"IF(OR(Tabulation[[#This Row],[DayNo]]=1,Tabulation[[#This Row],[DayNo]]=7),1,0)","v":0},{"$f":"COUNTIF(Holidays,Tabulation[[#This Row],[Date]])","v":0},{"$f":"CONCATENATE(Tabulation[[#This Row],[Holiday]],Tabulation[[#This Row],[Season]],Tabulation[[#This Row],[Weekend]],\"-\",IF(Tabulation[[#This Row],[Hour]]<10,0,\"\"),C2494)","v":"0Winter0-18"},{"$f":"VLOOKUP(Tabulation[[#This Row],[Concat]],Table3[],8)","v":0.30257000000000001},{"$f":"(Tabulation[[#This Row],[AC System Output (kW)]]*Tabulation[[#This Row],[Rate]])","v":0}]
[4,13,22,0,{"$f":"Tabulation[[#This Row],[AC System Output (W)]]/1000","v":0},{"$f":"VLOOKUP(Tabulation[[#This Row],[Month]],Season,2)","v":"Winter"},{"$f":"(DATE(2021,Tabulation[[#This Row],[Month]],Tabulation[[#This Row],[Day]]))","v":"2021-04-13"},{"$f":"WEEKDAY(Tabulation[[#This Row],[Date]])","v":3},{"$f":"IF(OR(Tabulation[[#This Row],[DayNo]]=1,Tabulation[[#This Row],[DayNo]]=7),1,0)","v":0},{"$f":"COUNTIF(Holidays,Tabulation[[#This Row],[Date]])","v":0},{"$f":"CONCATENATE(Tabulation[[#This Row],[Holiday]],Tabulation[[#This Row],[Season]],Tabulation[[#This Row],[Weekend]],\"-\",IF(Tabulation[[#This Row],[Hour]]<10,0,\"\"),C2498)","v":"0Winter0-22"},{"$f":"VLOOKUP(Tabulation[[#This Row],[Concat]],Table3[],8)","v":0.28519},{"$f":"(Tabulation[[#This Row],[AC System Output (kW)]]*Tabulation[[#This Row],[Rate]])","v":0}]
[4,14,1,0,{"$f":"Tabulation[[#This Row],[AC System Output (W)]]/1000","v":0},{"$f":"VLOOKUP(Tabulation[[#This Row],[Month]],Season,2)","v":"Winter"},{"$f":"(DATE(2021,Tabulation[[#This Row],[Month]],Tabulation[[#This Row],[Day]]))","v":"2021-04-14"},{"$f":"WEEKDAY(Tabulation[[#This Row],[Date]])","v":4},{"$f":"IF(OR(Tabulation[[#This Row],[DayNo]]=1,Tabulation[[#This Row],[DayNo]]=7),1,0)","v":0},{"$f":"COUNTIF(Holidays,Tabulation[[#This Row],[Date]])","v":0},{"$f":"CONCATENATE(Tabulation[[#This Row],[Holiday]],Tabulation[[#This Row],[Season]],Tabulation[[#This Row],[Weekend]],\"-\",IF(Tabulation[[#This Row],[Hour]]<10,0,\"\"),C2501)","v":"0Winter0-01"},{"$f":"VLOOKUP(Tabulation[[#This Row],[Concat]],Table3[],8)","v":0.28519},{"$f":"(Tabulation[[#This Row],[AC System Output (kW)]]*Tabulation[[#This Row],[Rate]])","v":0}]
[4,14,4,0,{"$f":"Tabulation[[#This Row],[AC System Output (W)]]/1000","v":0},{"$f":"VLOOKUP(Tabulation[[#This Row],[Month]],Season,2)","v":"Winter"},{"$f":"(DATE(2021,Tabulation[[#This Row],[Month]],Tabulation[[#This Row],[Day]]))","v":"2021-04-14"},{"$f":"WEEKDAY(Tabulation[[#This Row],[Date]])","v":4},{"$f":"IF(OR(Tabulation[[#This Row],[DayNo]]=1,Tabulation[[#This Row],[DayNo]]=7),1,0)","v":0},{"$f":"COUNTIF(Holidays,Tabulation[[#This Row],[Date]])","v":0},{"$f":"CONCATENATE(Tabulation[[#This Row],[Holiday]],Tabulation[[#This Row],[Season]],Tabulation[[#This Row],[Weekend]],\"-\",IF(Tabulation[[#This Row],[Hour]]<10,0,\"\"),C2504)","v":"0Winter0-04"},{"$f":"VLOOKUP(Tabulation[[#This Row],[Concat]],Table3[],8)","v":0.28519},{"$f":"(Tabulation[[#This Row],[AC System Output (kW)]]*Tabulation[[#This Row],[Rate]])","v":0}]
[4,14,9,989.16300000000001,{"$f":"Tabulation[[#This Row],[AC System Output (W)]]/1000","v":0.98916300000000001},{"$f":"VLOOKUP(Tabulation[[#This Row],[Month]],Season,2)","v":"Winter"},{"$f":"(DATE(2021,Tabulation[[#This Row],[Month]],Tabulation[[#This Row],[Day]]))","v":"2021-04-14"},{"$f":"WEEKDAY(Tabulation[[#This Row],[Date]])","v":4},{"$f":"IF(OR(Tabulation[[#This Row],[DayNo]]=1,Tabulation[[#This Row],[DayNo]]=7),1,0)","v":0},{"$f":"COUNTIF(Holidays,Tabulation[[#This Row],[Date]])","v":0},{"$f":"CONCATENATE(Tabulation[[#This Row],[Holiday]],Tabulation[[#This Row],[Season]],Tabulation[[#This Row],[Weekend]],\"-\",IF(Tabulation[[#This Row],[Hour]]<10,0,\"\"),C2509)","v":"0Winter0-09"},{"$f":"VLOOKUP(Tabulation[[#This Row],[Concat]],Table3[],8)","v":0.28519},{"$f":"(Tabulation[[#This Row],[AC System Output (kW)]]*Tabulation[[#This Row],[Rate]])","v":0.28209939597}]
[4,14,12,1918,{"$f":"Tabulation[[#This Row],[AC System Output (W)]]/1000","v":1.9179999999999999},{"$f":"VLOOKUP(Tabulation[[#This Row],[Month]],Season,2)","v":"Winter"},{"$f":"(DATE(2021,Tabulation[[#This Row],[Month]],Tabulation[[#This Row],[Day]]))","v":"2021-04-14"},{"$f":"WEEKDAY(Tabulation[[#This Row],[Date]])","v":4},{"$f":"IF(OR(Tabulation[[#This Row],[DayNo]]=1,Tabulation[[#This Row],[DayNo]]=7),1,0)","v":0},{"$f":"COUNTIF(Holidays,Tabulation[[#This Row],[Date]])","v":0},{"$f":"CONCATENATE(Tabulation[[#This Row],[Holiday]],Tabulation[[#This Row],[Season]],Tabulation[[#This Row],[Weekend]],\"-\",IF(Tabulation[[#This Row],[Hour]]<10,0,\"\"),C2512)","v":"0Winter0-12"},{"$f":"VLOOKUP(Tabulation[[#This Row],[Concat]],Table3[],8)","v":0.28519},{"$f":"(Tabulation[[#This Row],[AC System Output (kW)]]*Tabulation[[#This Row],[Rate]])","v":0.54699441999999998}]
[4,14,13,1866.9970000000001,{"$f":"Tabulation[[#This Row],[AC System Output (W)]]/1000","v":1.866997},{"$f":"VLOOKUP(Tabulation[[#This Row],[Month]],Season,2)","v":"Winter"},{"$f":"(DATE(2021,Tabulation[[#This Row],[Month]],Tabulation[[#This Row],[Day]]))","v":"2021-04-14"},{"$f":"WEEKDAY(Tabulation[[#This Row],[Date]])","v":4},{"$f":"IF(OR(Tabulation[[#This Row],[DayNo]]=1,Tabulation[[#This Row],[DayNo]]=7),1,0)","v":0},{"$f":"COUNTIF(Holidays,Tabulation[[#This Row],[Date]])","v":0},{"$f":"CONCATENATE(Tabulation[[#This Row],[Holiday]],Tabulation[[#This Row],[Season]],Tabulation[[#This Row],[Weekend]],\"-\",IF(Tabulation[[#This Row],[Hour]]<10,0,\"\"),C2513)","v":"0Winter0-13"},{"$f":"VLOOKUP(Tabulation[[#This Row],[Concat]],Table3[],8)","v":0.28519},{"$f":"(Tabulation[[#This Row],[AC System Output (kW)]]*Tabulation[[#This Row],[Rate]])","v":0.53244887443}]
[4,14,16,819.36300000000006,{"$f":"Tabulation[[#This Row],[AC System Output (W)]]/1000","v":0.81936300000000006},{"$f":"VLOOKUP(Tabulation[[#This Row],[Month]],Season,2)","v":"Winter"},{"$f":"(DATE(2021,Tabulation[[#This Row],[Month]],Tabulation[[#This Row],[Day]]))","v":"2021-04-14"},{"$f":"WEEKDAY(Tabulation[[#This Row],[Date]])","v":4},{"$f":"IF(OR(Tabulation[[#This Row],[DayNo]]=1,Tabulation[[#This Row],[DayNo]]=7),1,0)","v":0},{"$f":"COUNTIF(Holidays,Tabulation[[#This Row],[Date]])","v":0},{"$f":"CONCATENATE(Tabulation[[#This Row],[Holiday]],Tabulation[[#This Row],[Season]],Tabulation[[#This Row],[Weekend]],\"-\",IF(Tabulation[[#This Row],[Hour]]<10,0,\"\"),C2516)","v":"0Winter0-16"},{"$f":"VLOOKUP(Tabulation[[#This Row],[Concat]],Table3[],8)","v":0.28519},{"$f":"(Tabulation[[#This Row],[AC System Output (kW)]]*Tabulation[[#This Row],[Rate]])","v":0.23367413397000003}]
[4,14,20,0,{"$f":"Tabulation[[#This Row],[AC System Output (W)]]/1000","v":0},{"$f":"VLOOKUP(Tabulation[[#This Row],[Month]],Season,2)","v":"Winter"},{"$f":"(DATE(2021,Tabulation[[#This Row],[Month]],Tabulation[[#This Row],[Day]]))","v":"2021-04-14"},{"$f":"WEEKDAY(Tabulation[[#This Row],[Date]])","v":4},{"$f":"IF(OR(Tabulation[[#This Row],[DayNo]]=1,Tabulation[[#This Row],[DayNo]]=7),1,0)","v":0},{"$f":"COUNTIF(Holidays,Tabulation[[#This Row],[Date]])","v":0},{"$f":"CONCATENATE(Tabulation[[#This Row],[Holiday]],Tabulation[[#This Row],[Season]],Tabulation[[#This Row],[Weekend]],\"-\",IF(Tabulation[[#This Row],[Hour]]<10,0,\"\"),C2520)","v":"0Winter0-20"},{"$f":"VLOOKUP(Tabulation[[#This Row],[Concat]],Table3[],8)","v":0.28519},{"$f":"(Tabulation[[#This Row],[AC System Output (kW)]]*Tabulation[[#This Row],[Rate]])","v":0}]
[4,14,23,0,{"$f":"Tabulation[[#This Row],[AC System Output (W)]]/1000","v":0},{"$f":"VLOOKUP(Tabulation[[#This Row],[Month]],Season,2)","v":"Winter"},{"$f":"(DATE(2021,Tabulation[[#This Row],[Month]],Tabulation[[#This Row],[Day]]))","v":"2021-04-14"},{"$f":"WEEKDAY(Tabulation[[#This Row],[Date]])","v":4},{"$f":"IF(OR(Tabulation[[#This Row],[DayNo]]=1,Tabulation[[#This Row],[DayNo]]=7),1,0)","v":0},{"$f":"COUNTIF(Holidays,Tabulation[[#This Row],[Date]])","v":0},{"$f":"CONCATENATE(Tabulation[[#This Row],[Holiday]],Tabulation[[#This Row],[Season]],Tabulation[[#This Row],[Weekend]],\"-\",IF(Tabulation[[#This Row],[Hour]]<10,0,\"\"),C2523)","v":"0Winter0-23"},{"$f":"VLOOKUP(Tabulation[[#This Row],[Concat]],Table3[],8)","v":0.28519},{"$f":"(Tabulation[[#This Row],[AC System Output (kW)]]*Tabulation[[#This Row],[Rate]])","v":0}]
[4,15,1,0,{"$f":"Tabulation[[#This Row],[AC System Output (W)]]/1000","v":0},{"$f":"VLOOKUP(Tabulation[[#This Row],[Month]],Season,2)","v":"Winter"},{"$f":"(DATE(2021,Tabulation[[#This Row],[Month]],Tabulation[[#This Row],[Day]]))","v":"2021-04-15"},{"$f":"WEEKDAY(Tabulation[[#This Row],[Date]])","v":5},{"$f":"IF(OR(Tabulation[[#This Row],[DayNo]]=1,Tabulation[[#This Row],[DayNo]]=7),1,0)","v":0},{"$f":"COUNTIF(Holidays,Tabulation[[#This Row],[Date]])","v":0},{"$f":"CONCATENATE(Tabulation[[#This Row],[Holiday]],Tabulation[[#This Row],[Season]],Tabulation[[#This Row],[Weekend]],\"-\",IF(Tabulation[[#This Row],[Hour]]<10,0,\"\"),C2525)","v":"0Winter0-01"},{"$f":"VLOOKUP(Tabulation[[#This Row],[Concat]],Table3[],8)","v":0.28519},{"$f":"(Tabulation[[#This Row],[AC System Output (kW)]]*Tabulation[[#This Row],[Rate]])","v":0}]
[4,15,7,257.30099999999999,{"$f":"Tabulation[[#This Row],[AC System Output (W)]]/1000","v":0.257301},{"$f":"VLOOKUP(Tabulation[[#This Row],[Month]],Season,2)","v":"Winter"},{"$f":"(DATE(2021,Tabulation[[#This Row],[Month]],Tabulation[[#This Row],[Day]]))","v":"2021-04-15"},{"$f":"WEEKDAY(Tabulation[[#This Row],[Date]])","v":5},{"$f":"IF(OR(Tabulation[[#This Row],[DayNo]]=1,Tabulation[[#This Row],[DayNo]]=7),1,0)","v":0},{"$f":"COUNTIF(Holidays,Tabulation[[#This Row],[Date]])","v":0},{"$f":"CONCATENATE(Tabulation[[#This Row],[Holiday]],Tabulation[[#This Row],[Season]],Tabulation[[#This Row],[Weekend]],\"-\",IF(Tabulation[[#This Row],[Hour]]<10,0,\"\"),C2531)","v":"0Winter0-07"},{"$f":"VLOOKUP(Tabulation[[#This Row],[Concat]],Table3[],8)","v":0.28519},{"$f":"(Tabulation[[#This Row],[AC System Output (kW)]]*Tabulation[[#This Row],[Rate]])","v":7.3379672189999995E-2}]
[4,15,10,1946.12,{"$f":"Tabulation[[#This Row],[AC System Output (W)]]/1000","v":1.9461199999999999},{"$f":"VLOOKUP(Tabulation[[#This Row],[Month]],Season,2)","v":"Winter"},{"$f":"(DATE(2021,Tabulation[[#This Row],[Month]],Tabulation[[#This Row],[Day]]))","v":"2021-04-15"},{"$f":"WEEKDAY(Tabulation[[#This Row],[Date]])","v":5},{"$f":"IF(OR(Tabulation[[#This Row],[DayNo]]=1,Tabulation[[#This Row],[DayNo]]=7),1,0)","v":0},{"$f":"COUNTIF(Holidays,Tabulation[[#This Row],[Date]])","v":0},{"$f":"CONCATENATE(Tabulation[[#This Row],[Holiday]],Tabulation[[#This Row],[Season]],Tabulation[[#This Row],[Weekend]],\"-\",IF(Tabulation[[#This Row],[Hour]]<10,0,\"\"),C2534)","v":"0Winter0-10"},{"$f":"VLOOKUP(Tabulation[[#This Row],[Concat]],Table3[],8)","v":0.28519},{"$f":"(Tabulation[[#This Row],[AC System Output (kW)]]*Tabulation[[#This Row],[Rate]])","v":0.55501396279999993}]
[4,15,13,917.26099999999997,{"$f":"Tabulation[[#This Row],[AC System Output (W)]]/1000","v":0.91726099999999999},{"$f":"VLOOKUP(Tabulation[[#This Row],[Month]],Season,2)","v":"Winter"},{"$f":"(DATE(2021,Tabulation[[#This Row],[Month]],Tabulation[[#This Row],[Day]]))","v":"2021-04-15"},{"$f":"WEEKDAY(Tabulation[[#This Row],[Date]])","v":5},{"$f":"IF(OR(Tabulation[[#This Row],[DayNo]]=1,Tabulation[[#This Row],[DayNo]]=7),1,0)","v":0},{"$f":"COUNTIF(Holidays,Tabulation[[#This Row],[Date]])","v":0},{"$f":"CONCATENATE(Tabulation[[#This Row],[Holiday]],Tabulation[[#This Row],[Season]],Tabulation[[#This Row],[Weekend]],\"-\",IF(Tabulation[[#This Row],[Hour]]<10,0,\"\"),C2537)","v":"0Winter0-13"},{"$f":"VLOOKUP(Tabulation[[#This Row],[Concat]],Table3[],8)","v":0.28519},{"$f":"(Tabulation[[#This Row],[AC System Output (kW)]]*Tabulation[[#This Row],[Rate]])","v":0.26159366459}]
[4,15,14,1076.377,{"$f":"Tabulation[[#This Row],[AC System Output (W)]]/1000","v":1.0763769999999999},{"$f":"VLOOKUP(Tabulation[[#This Row],[Month]],Season,2)","v":"Winter"},{"$f":"(DATE(2021,Tabulation[[#This Row],[Month]],Tabulation[[#This Row],[Day]]))","v":"2021-04-15"},{"$f":"WEEKDAY(Tabulation[[#This Row],[Date]])","v":5},{"$f":"IF(OR(Tabulation[[#This Row],[DayNo]]=1,Tabulation[[#This Row],[DayNo]]=7),1,0)","v":0},{"$f":"COUNTIF(Holidays,Tabulation[[#This Row],[Date]])","v":0},{"$f":"CONCATENATE(Tabulation[[#This Row],[Holiday]],Tabulation[[#This Row],[Season]],Tabulation[[#This Row],[Weekend]],\"-\",IF(Tabulation[[#This Row],[Hour]]<10,0,\"\"),C2538)","v":"0Winter0-14"},{"$f":"VLOOKUP(Tabulation[[#This Row],[Concat]],Table3[],8)","v":0.28519},{"$f":"(Tabulation[[#This Row],[AC System Output (kW)]]*Tabulation[[#This Row],[Rate]])","v":0.30697195662999999}]
[4,15,17,203.47,{"$f":"Tabulation[[#This Row],[AC System Output (W)]]/1000","v":0.20347000000000001},{"$f":"VLOOKUP(Tabulation[[#This Row],[Month]],Season,2)","v":"Winter"},{"$f":"(DATE(2021,Tabulation[[#This Row],[Month]],Tabulation[[#This Row],[Day]]))","v":"2021-04-15"},{"$f":"WEEKDAY(Tabulation[[#This Row],[Date]])","v":5},{"$f":"IF(OR(Tabulation[[#This Row],[DayNo]]=1,Tabulation[[#This Row],[DayNo]]=7),1,0)","v":0},{"$f":"COUNTIF(Holidays,Tabulation[[#This Row],[Date]])","v":0},{"$f":"CONCATENATE(Tabulation[[#This Row],[Holiday]],Tabulation[[#This Row],[Season]],Tabulation[[#This Row],[Weekend]],\"-\",IF(Tabulation[[#This Row],[Hour]]<10,0,\"\"),C2541)","v":"0Winter0-17"},{"$f":"VLOOKUP(Tabulation[[#This Row],[Concat]],Table3[],8)","v":0.30257000000000001},{"$f":"(Tabulation[[#This Row],[AC System Output (kW)]]*Tabulation[[#This Row],[Rate]])","v":6.1563917900000008E-2}]
[4,15,21,0,{"$f":"Tabulation[[#This Row],[AC System Output (W)]]/1000","v":0},{"$f":"VLOOKUP(Tabulation[[#This Row],[Month]],Season,2)","v":"Winter"},{"$f":"(DATE(2021,Tabulation[[#This Row],[Month]],Tabulation[[#This Row],[Day]]))","v":"2021-04-15"},{"$f":"WEEKDAY(Tabulation[[#This Row],[Date]])","v":5},{"$f":"IF(OR(Tabulation[[#This Row],[DayNo]]=1,Tabulation[[#This Row],[DayNo]]=7),1,0)","v":0},{"$f":"COUNTIF(Holidays,Tabulation[[#This Row],[Date]])","v":0},{"$f":"CONCATENATE(Tabulation[[#This Row],[Holiday]],Tabulation[[#This Row],[Season]],Tabulation[[#This Row],[Weekend]],\"-\",IF(Tabulation[[#This Row],[Hour]]<10,0,\"\"),C2545)","v":"0Winter0-21"},{"$f":"VLOOKUP(Tabulation[[#This Row],[Concat]],Table3[],8)","v":0.28519},{"$f":"(Tabulation[[#This Row],[AC System Output (kW)]]*Tabulation[[#This Row],[Rate]])","v":0}]
[4,16,2,0,{"$f":"Tabulation[[#This Row],[AC System Output (W)]]/1000","v":0},{"$f":"VLOOKUP(Tabulation[[#This Row],[Month]],Season,2)","v":"Winter"},{"$f":"(DATE(2021,Tabulation[[#This Row],[Month]],Tabulation[[#This Row],[Day]]))","v":"2021-04-16"},{"$f":"WEEKDAY(Tabulation[[#This Row],[Date]])","v":6},{"$f":"IF(OR(Tabulation[[#This Row],[DayNo]]=1,Tabulation[[#This Row],[DayNo]]=7),1,0)","v":0},{"$f":"COUNTIF(Holidays,Tabulation[[#This Row],[Date]])","v":0},{"$f":"CONCATENATE(Tabulation[[#This Row],[Holiday]],Tabulation[[#This Row],[Season]],Tabulation[[#This Row],[Weekend]],\"-\",IF(Tabulation[[#This Row],[Hour]]<10,0,\"\"),C2550)","v":"0Winter0-02"},{"$f":"VLOOKUP(Tabulation[[#This Row],[Concat]],Table3[],8)","v":0.28519},{"$f":"(Tabulation[[#This Row],[AC System Output (kW)]]*Tabulation[[#This Row],[Rate]])","v":0}]
[4,16,4,0,{"$f":"Tabulation[[#This Row],[AC System Output (W)]]/1000","v":0},{"$f":"VLOOKUP(Tabulation[[#This Row],[Month]],Season,2)","v":"Winter"},{"$f":"(DATE(2021,Tabulation[[#This Row],[Month]],Tabulation[[#This Row],[Day]]))","v":"2021-04-16"},{"$f":"WEEKDAY(Tabulation[[#This Row],[Date]])","v":6},{"$f":"IF(OR(Tabulation[[#This Row],[DayNo]]=1,Tabulation[[#This Row],[DayNo]]=7),1,0)","v":0},{"$f":"COUNTIF(Holidays,Tabulation[[#This Row],[Date]])","v":0},{"$f":"CONCATENATE(Tabulation[[#This Row],[Holiday]],Tabulation[[#This Row],[Season]],Tabulation[[#This Row],[Weekend]],\"-\",IF(Tabulation[[#This Row],[Hour]]<10,0,\"\"),C2552)","v":"0Winter0-04"},{"$f":"VLOOKUP(Tabulation[[#This Row],[Concat]],Table3[],8)","v":0.28519},{"$f":"(Tabulation[[#This Row],[AC System Output (kW)]]*Tabulation[[#This Row],[Rate]])","v":0}]
[4,16,8,615.03200000000004,{"$f":"Tabulation[[#This Row],[AC System Output (W)]]/1000","v":0.61503200000000002},{"$f":"VLOOKUP(Tabulation[[#This Row],[Month]],Season,2)","v":"Winter"},{"$f":"(DATE(2021,Tabulation[[#This Row],[Month]],Tabulation[[#This Row],[Day]]))","v":"2021-04-16"},{"$f":"WEEKDAY(Tabulation[[#This Row],[Date]])","v":6},{"$f":"IF(OR(Tabulation[[#This Row],[DayNo]]=1,Tabulation[[#This Row],[DayNo]]=7),1,0)","v":0},{"$f":"COUNTIF(Holidays,Tabulation[[#This Row],[Date]])","v":0},{"$f":"CONCATENATE(Tabulation[[#This Row],[Holiday]],Tabulation[[#This Row],[Season]],Tabulation[[#This Row],[Weekend]],\"-\",IF(Tabulation[[#This Row],[Hour]]<10,0,\"\"),C2556)","v":"0Winter0-08"},{"$f":"VLOOKUP(Tabulation[[#This Row],[Concat]],Table3[],8)","v":0.28519},{"$f":"(Tabulation[[#This Row],[AC System Output (kW)]]*Tabulation[[#This Row],[Rate]])","v":0.17540097607999999}]
[4,16,11,1842.4739999999999,{"$f":"Tabulation[[#This Row],[AC System Output (W)]]/1000","v":1.8424739999999999},{"$f":"VLOOKUP(Tabulation[[#This Row],[Month]],Season,2)","v":"Winter"},{"$f":"(DATE(2021,Tabulation[[#This Row],[Month]],Tabulation[[#This Row],[Day]]))","v":"2021-04-16"},{"$f":"WEEKDAY(Tabulation[[#This Row],[Date]])","v":6},{"$f":"IF(OR(Tabulation[[#This Row],[DayNo]]=1,Tabulation[[#This Row],[DayNo]]=7),1,0)","v":0},{"$f":"COUNTIF(Holidays,Tabulation[[#This Row],[Date]])","v":0},{"$f":"CONCATENATE(Tabulation[[#This Row],[Holiday]],Tabulation[[#This Row],[Season]],Tabulation[[#This Row],[Weekend]],\"-\",IF(Tabulation[[#This Row],[Hour]]<10,0,\"\"),C2559)","v":"0Winter0-11"},{"$f":"VLOOKUP(Tabulation[[#This Row],[Concat]],Table3[],8)","v":0.28519},{"$f":"(Tabulation[[#This Row],[AC System Output (kW)]]*Tabulation[[#This Row],[Rate]])","v":0.52545516006000004}]
[4,16,14,327.56400000000002,{"$f":"Tabulation[[#This Row],[AC System Output (W)]]/1000","v":0.32756400000000002},{"$f":"VLOOKUP(Tabulation[[#This Row],[Month]],Season,2)","v":"Winter"},{"$f":"(DATE(2021,Tabulation[[#This Row],[Month]],Tabulation[[#This Row],[Day]]))","v":"2021-04-16"},{"$f":"WEEKDAY(Tabulation[[#This Row],[Date]])","v":6},{"$f":"IF(OR(Tabulation[[#This Row],[DayNo]]=1,Tabulation[[#This Row],[DayNo]]=7),1,0)","v":0},{"$f":"COUNTIF(Holidays,Tabulation[[#This Row],[Date]])","v":0},{"$f":"CONCATENATE(Tabulation[[#This Row],[Holiday]],Tabulation[[#This Row],[Season]],Tabulation[[#This Row],[Weekend]],\"-\",IF(Tabulation[[#This Row],[Hour]]<10,0,\"\"),C2562)","v":"0Winter0-14"},{"$f":"VLOOKUP(Tabulation[[#This Row],[Concat]],Table3[],8)","v":0.28519},{"$f":"(Tabulation[[#This Row],[AC System Output (kW)]]*Tabulation[[#This Row],[Rate]])","v":9.3417977160000013E-2}]
[4,16,15,390.21499999999997,{"$f":"Tabulation[[#This Row],[AC System Output (W)]]/1000","v":0.39021499999999998},{"$f":"VLOOKUP(Tabulation[[#This Row],[Month]],Season,2)","v":"Winter"},{"$f":"(DATE(2021,Tabulation[[#This Row],[Month]],Tabulation[[#This Row],[Day]]))","v":"2021-04-16"},{"$f":"WEEKDAY(Tabulation[[#This Row],[Date]])","v":6},{"$f":"IF(OR(Tabulation[[#This Row],[DayNo]]=1,Tabulation[[#This Row],[DayNo]]=7),1,0)","v":0},{"$f":"COUNTIF(Holidays,Tabulation[[#This Row],[Date]])","v":0},{"$f":"CONCATENATE(Tabulation[[#This Row],[Holiday]],Tabulation[[#This Row],[Season]],Tabulation[[#This Row],[Weekend]],\"-\",IF(Tabulation[[#This Row],[Hour]]<10,0,\"\"),C2563)","v":"0Winter0-15"},{"$f":"VLOOKUP(Tabulation[[#This Row],[Concat]],Table3[],8)","v":0.28519},{"$f":"(Tabulation[[#This Row],[AC System Output (kW)]]*Tabulation[[#This Row],[Rate]])","v":0.11128541585}]
[4,16,18,0,{"$f":"Tabulation[[#This Row],[AC System Output (W)]]/1000","v":0},{"$f":"VLOOKUP(Tabulation[[#This Row],[Month]],Season,2)","v":"Winter"},{"$f":"(DATE(2021,Tabulation[[#This Row],[Month]],Tabulation[[#This Row],[Day]]))","v":"2021-04-16"},{"$f":"WEEKDAY(Tabulation[[#This Row],[Date]])","v":6},{"$f":"IF(OR(Tabulation[[#This Row],[DayNo]]=1,Tabulation[[#This Row],[DayNo]]=7),1,0)","v":0},{"$f":"COUNTIF(Holidays,Tabulation[[#This Row],[Date]])","v":0},{"$f":"CONCATENATE(Tabulation[[#This Row],[Holiday]],Tabulation[[#This Row],[Season]],Tabulation[[#This Row],[Weekend]],\"-\",IF(Tabulation[[#This Row],[Hour]]<10,0,\"\"),C2566)","v":"0Winter0-18"},{"$f":"VLOOKUP(Tabulation[[#This Row],[Concat]],Table3[],8)","v":0.30257000000000001},{"$f":"(Tabulation[[#This Row],[AC System Output (kW)]]*Tabulation[[#This Row],[Rate]])","v":0}]
[4,16,23,0,{"$f":"Tabulation[[#This Row],[AC System Output (W)]]/1000","v":0},{"$f":"VLOOKUP(Tabulation[[#This Row],[Month]],Season,2)","v":"Winter"},{"$f":"(DATE(2021,Tabulation[[#This Row],[Month]],Tabulation[[#This Row],[Day]]))","v":"2021-04-16"},{"$f":"WEEKDAY(Tabulation[[#This Row],[Date]])","v":6},{"$f":"IF(OR(Tabulation[[#This Row],[DayNo]]=1,Tabulation[[#This Row],[DayNo]]=7),1,0)","v":0},{"$f":"COUNTIF(Holidays,Tabulation[[#This Row],[Date]])","v":0},{"$f":"CONCATENATE(Tabulation[[#This Row],[Holiday]],Tabulation[[#This Row],[Season]],Tabulation[[#This Row],[Weekend]],\"-\",IF(Tabulation[[#This Row],[Hour]]<10,0,\"\"),C2571)","v":"0Winter0-23"},{"$f":"VLOOKUP(Tabulation[[#This Row],[Concat]],Table3[],8)","v":0.28519},{"$f":"(Tabulation[[#This Row],[AC System Output (kW)]]*Tabulation[[#This Row],[Rate]])","v":0}]
[4,17,2,0,{"$f":"Tabulation[[#This Row],[AC System Output (W)]]/1000","v":0},{"$f":"VLOOKUP(Tabulation[[#This Row],[Month]],Season,2)","v":"Winter"},{"$f":"(DATE(2021,Tabulation[[#This Row],[Month]],Tabulation[[#This Row],[Day]]))","v":"2021-04-17"},{"$f":"WEEKDAY(Tabulation[[#This Row],[Date]])","v":7},{"$f":"IF(OR(Tabulation[[#This Row],[DayNo]]=1,Tabulation[[#This Row],[DayNo]]=7),1,0)","v":1},{"$f":"COUNTIF(Holidays,Tabulation[[#This Row],[Date]])","v":0},{"$f":"CONCATENATE(Tabulation[[#This Row],[Holiday]],Tabulation[[#This Row],[Season]],Tabulation[[#This Row],[Weekend]],\"-\",IF(Tabulation[[#This Row],[Hour]]<10,0,\"\"),C2574)","v":"0Winter1-02"},{"$f":"VLOOKUP(Tabulation[[#This Row],[Concat]],Table3[],8)","v":0.28519},{"$f":"(Tabulation[[#This Row],[AC System Output (kW)]]*Tabulation[[#This Row],[Rate]])","v":0}]
[4,17,5,0,{"$f":"Tabulation[[#This Row],[AC System Output (W)]]/1000","v":0},{"$f":"VLOOKUP(Tabulation[[#This Row],[Month]],Season,2)","v":"Winter"},{"$f":"(DATE(2021,Tabulation[[#This Row],[Month]],Tabulation[[#This Row],[Day]]))","v":"2021-04-17"},{"$f":"WEEKDAY(Tabulation[[#This Row],[Date]])","v":7},{"$f":"IF(OR(Tabulation[[#This Row],[DayNo]]=1,Tabulation[[#This Row],[DayNo]]=7),1,0)","v":1},{"$f":"COUNTIF(Holidays,Tabulation[[#This Row],[Date]])","v":0},{"$f":"CONCATENATE(Tabulation[[#This Row],[Holiday]],Tabulation[[#This Row],[Season]],Tabulation[[#This Row],[Weekend]],\"-\",IF(Tabulation[[#This Row],[Hour]]<10,0,\"\"),C2577)","v":"0Winter1-05"},{"$f":"VLOOKUP(Tabulation[[#This Row],[Concat]],Table3[],8)","v":0.28519},{"$f":"(Tabulation[[#This Row],[AC System Output (kW)]]*Tabulation[[#This Row],[Rate]])","v":0}]
[4,17,9,275.27800000000002,{"$f":"Tabulation[[#This Row],[AC System Output (W)]]/1000","v":0.27527800000000002},{"$f":"VLOOKUP(Tabulation[[#This Row],[Month]],Season,2)","v":"Winter"},{"$f":"(DATE(2021,Tabulation[[#This Row],[Month]],Tabulation[[#This Row],[Day]]))","v":"2021-04-17"},{"$f":"WEEKDAY(Tabulation[[#This Row],[Date]])","v":7},{"$f":"IF(OR(Tabulation[[#This Row],[DayNo]]=1,Tabulation[[#This Row],[DayNo]]=7),1,0)","v":1},{"$f":"COUNTIF(Holidays,Tabulation[[#This Row],[Date]])","v":0},{"$f":"CONCATENATE(Tabulation[[#This Row],[Holiday]],Tabulation[[#This Row],[Season]],Tabulation[[#This Row],[Weekend]],\"-\",IF(Tabulation[[#This Row],[Hour]]<10,0,\"\"),C2581)","v":"0Winter1-09"},{"$f":"VLOOKUP(Tabulation[[#This Row],[Concat]],Table3[],8)","v":0.28519},{"$f":"(Tabulation[[#This Row],[AC System Output (kW)]]*Tabulation[[#This Row],[Rate]])","v":7.8506532820000002E-2}]
[4,17,12,1892.943,{"$f":"Tabulation[[#This Row],[AC System Output (W)]]/1000","v":1.892943},{"$f":"VLOOKUP(Tabulation[[#This Row],[Month]],Season,2)","v":"Winter"},{"$f":"(DATE(2021,Tabulation[[#This Row],[Month]],Tabulation[[#This Row],[Day]]))","v":"2021-04-17"},{"$f":"WEEKDAY(Tabulation[[#This Row],[Date]])","v":7},{"$f":"IF(OR(Tabulation[[#This Row],[DayNo]]=1,Tabulation[[#This Row],[DayNo]]=7),1,0)","v":1},{"$f":"COUNTIF(Holidays,Tabulation[[#This Row],[Date]])","v":0},{"$f":"CONCATENATE(Tabulation[[#This Row],[Holiday]],Tabulation[[#This Row],[Season]],Tabulation[[#This Row],[Weekend]],\"-\",IF(Tabulation[[#This Row],[Hour]]<10,0,\"\"),C2584)","v":"0Winter1-12"},{"$f":"VLOOKUP(Tabulation[[#This Row],[Concat]],Table3[],8)","v":0.28519},{"$f":"(Tabulation[[#This Row],[AC System Output (kW)]]*Tabulation[[#This Row],[Rate]])","v":0.53984841416999996}]
[4,17,13,2562.3150000000001,{"$f":"Tabulation[[#This Row],[AC System Output (W)]]/1000","v":2.5623149999999999},{"$f":"VLOOKUP(Tabulation[[#This Row],[Month]],Season,2)","v":"Winter"},{"$f":"(DATE(2021,Tabulation[[#This Row],[Month]],Tabulation[[#This Row],[Day]]))","v":"2021-04-17"},{"$f":"WEEKDAY(Tabulation[[#This Row],[Date]])","v":7},{"$f":"IF(OR(Tabulation[[#This Row],[DayNo]]=1,Tabulation[[#This Row],[DayNo]]=7),1,0)","v":1},{"$f":"COUNTIF(Holidays,Tabulation[[#This Row],[Date]])","v":0},{"$f":"CONCATENATE(Tabulation[[#This Row],[Holiday]],Tabulation[[#This Row],[Season]],Tabulation[[#This Row],[Weekend]],\"-\",IF(Tabulation[[#This Row],[Hour]]<10,0,\"\"),C2585)","v":"0Winter1-13"},{"$f":"VLOOKUP(Tabulation[[#This Row],[Concat]],Table3[],8)","v":0.28519},{"$f":"(Tabulation[[#This Row],[AC System Output (kW)]]*Tabulation[[#This Row],[Rate]])","v":0.73074661484999992}]
[4,17,16,950.50300000000004,{"$f":"Tabulation[[#This Row],[AC System Output (W)]]/1000","v":0.9505030000000001},{"$f":"VLOOKUP(Tabulation[[#This Row],[Month]],Season,2)","v":"Winter"},{"$f":"(DATE(2021,Tabulation[[#This Row],[Month]],Tabulation[[#This Row],[Day]]))","v":"2021-04-17"},{"$f":"WEEKDAY(Tabulation[[#This Row],[Date]])","v":7},{"$f":"IF(OR(Tabulation[[#This Row],[DayNo]]=1,Tabulation[[#This Row],[DayNo]]=7),1,0)","v":1},{"$f":"COUNTIF(Holidays,Tabulation[[#This Row],[Date]])","v":0},{"$f":"CONCATENATE(Tabulation[[#This Row],[Holiday]],Tabulation[[#This Row],[Season]],Tabulation[[#This Row],[Weekend]],\"-\",IF(Tabulation[[#This Row],[Hour]]<10,0,\"\"),C2588)","v":"0Winter1-16"},{"$f":"VLOOKUP(Tabulation[[#This Row],[Concat]],Table3[],8)","v":0.28519},{"$f":"(Tabulation[[#This Row],[AC System Output (kW)]]*Tabulation[[#This Row],[Rate]])","v":0.27107395057}]
[4,17,20,0,{"$f":"Tabulation[[#This Row],[AC System Output (W)]]/1000","v":0},{"$f":"VLOOKUP(Tabulation[[#This Row],[Month]],Season,2)","v":"Winter"},{"$f":"(DATE(2021,Tabulation[[#This Row],[Month]],Tabulation[[#This Row],[Day]]))","v":"2021-04-17"},{"$f":"WEEKDAY(Tabulation[[#This Row],[Date]])","v":7},{"$f":"IF(OR(Tabulation[[#This Row],[DayNo]]=1,Tabulation[[#This Row],[DayNo]]=7),1,0)","v":1},{"$f":"COUNTIF(Holidays,Tabulation[[#This Row],[Date]])","v":0},{"$f":"CONCATENATE(Tabulation[[#This Row],[Holiday]],Tabulation[[#This Row],[Season]],Tabulation[[#This Row],[Weekend]],\"-\",IF(Tabulation[[#This Row],[Hour]]<10,0,\"\"),C2592)","v":"0Winter1-20"},{"$f":"VLOOKUP(Tabulation[[#This Row],[Concat]],Table3[],8)","v":0.28519},{"$f":"(Tabulation[[#This Row],[AC System Output (kW)]]*Tabulation[[#This Row],[Rate]])","v":0}]
[4,18,0,0,{"$f":"Tabulation[[#This Row],[AC System Output (W)]]/1000","v":0},{"$f":"VLOOKUP(Tabulation[[#This Row],[Month]],Season,2)","v":"Winter"},{"$f":"(DATE(2021,Tabulation[[#This Row],[Month]],Tabulation[[#This Row],[Day]]))","v":"2021-04-18"},{"$f":"WEEKDAY(Tabulation[[#This Row],[Date]])","v":1},{"$f":"IF(OR(Tabulation[[#This Row],[DayNo]]=1,Tabulation[[#This Row],[DayNo]]=7),1,0)","v":1},{"$f":"COUNTIF(Holidays,Tabulation[[#This Row],[Date]])","v":0},{"$f":"CONCATENATE(Tabulation[[#This Row],[Holiday]],Tabulation[[#This Row],[Season]],Tabulation[[#This Row],[Weekend]],\"-\",IF(Tabulation[[#This Row],[Hour]]<10,0,\"\"),C2596)","v":"0Winter1-00"},{"$f":"VLOOKUP(Tabulation[[#This Row],[Concat]],Table3[],8)","v":0.28519},{"$f":"(Tabulation[[#This Row],[AC System Output (kW)]]*Tabulation[[#This Row],[Rate]])","v":0}]
[4,18,3,0,{"$f":"Tabulation[[#This Row],[AC System Output (W)]]/1000","v":0},{"$f":"VLOOKUP(Tabulation[[#This Row],[Month]],Season,2)","v":"Winter"},{"$f":"(DATE(2021,Tabulation[[#This Row],[Month]],Tabulation[[#This Row],[Day]]))","v":"2021-04-18"},{"$f":"WEEKDAY(Tabulation[[#This Row],[Date]])","v":1},{"$f":"IF(OR(Tabulation[[#This Row],[DayNo]]=1,Tabulation[[#This Row],[DayNo]]=7),1,0)","v":1},{"$f":"COUNTIF(Holidays,Tabulation[[#This Row],[Date]])","v":0},{"$f":"CONCATENATE(Tabulation[[#This Row],[Holiday]],Tabulation[[#This Row],[Season]],Tabulation[[#This Row],[Weekend]],\"-\",IF(Tabulation[[#This Row],[Hour]]<10,0,\"\"),C2599)","v":"0Winter1-03"},{"$f":"VLOOKUP(Tabulation[[#This Row],[Concat]],Table3[],8)","v":0.28519},{"$f":"(Tabulation[[#This Row],[AC System Output (kW)]]*Tabulation[[#This Row],[Rate]])","v":0}]
[4,18,6,291.589,{"$f":"Tabulation[[#This Row],[AC System Output (W)]]/1000","v":0.29158899999999999},{"$f":"VLOOKUP(Tabulation[[#This Row],[Month]],Season,2)","v":"Winter"},{"$f":"(DATE(2021,Tabulation[[#This Row],[Month]],Tabulation[[#This Row],[Day]]))","v":"2021-04-18"},{"$f":"WEEKDAY(Tabulation[[#This Row],[Date]])","v":1},{"$f":"IF(OR(Tabulation[[#This Row],[DayNo]]=1,Tabulation[[#This Row],[DayNo]]=7),1,0)","v":1},{"$f":"COUNTIF(Holidays,Tabulation[[#This Row],[Date]])","v":0},{"$f":"CONCATENATE(Tabulation[[#This Row],[Holiday]],Tabulation[[#This Row],[Season]],Tabulation[[#This Row],[Weekend]],\"-\",IF(Tabulation[[#This Row],[Hour]]<10,0,\"\"),C2602)","v":"0Winter1-06"},{"$f":"VLOOKUP(Tabulation[[#This Row],[Concat]],Table3[],8)","v":0.28519},{"$f":"(Tabulation[[#This Row],[AC System Output (kW)]]*Tabulation[[#This Row],[Rate]])","v":8.315826691E-2}]
[4,18,10,1835.1669999999999,{"$f":"Tabulation[[#This Row],[AC System Output (W)]]/1000","v":1.835167},{"$f":"VLOOKUP(Tabulation[[#This Row],[Month]],Season,2)","v":"Winter"},{"$f":"(DATE(2021,Tabulation[[#This Row],[Month]],Tabulation[[#This Row],[Day]]))","v":"2021-04-18"},{"$f":"WEEKDAY(Tabulation[[#This Row],[Date]])","v":1},{"$f":"IF(OR(Tabulation[[#This Row],[DayNo]]=1,Tabulation[[#This Row],[DayNo]]=7),1,0)","v":1},{"$f":"COUNTIF(Holidays,Tabulation[[#This Row],[Date]])","v":0},{"$f":"CONCATENATE(Tabulation[[#This Row],[Holiday]],Tabulation[[#This Row],[Season]],Tabulation[[#This Row],[Weekend]],\"-\",IF(Tabulation[[#This Row],[Hour]]<10,0,\"\"),C2606)","v":"0Winter1-10"},{"$f":"VLOOKUP(Tabulation[[#This Row],[Concat]],Table3[],8)","v":0.28519},{"$f":"(Tabulation[[#This Row],[AC System Output (kW)]]*Tabulation[[#This Row],[Rate]])","v":0.52337127672999995}]
[4,18,13,1206.248,{"$f":"Tabulation[[#This Row],[AC System Output (W)]]/1000","v":1.206248},{"$f":"VLOOKUP(Tabulation[[#This Row],[Month]],Season,2)","v":"Winter"},{"$f":"(DATE(2021,Tabulation[[#This Row],[Month]],Tabulation[[#This Row],[Day]]))","v":"2021-04-18"},{"$f":"WEEKDAY(Tabulation[[#This Row],[Date]])","v":1},{"$f":"IF(OR(Tabulation[[#This Row],[DayNo]]=1,Tabulation[[#This Row],[DayNo]]=7),1,0)","v":1},{"$f":"COUNTIF(Holidays,Tabulation[[#This Row],[Date]])","v":0},{"$f":"CONCATENATE(Tabulation[[#This Row],[Holiday]],Tabulation[[#This Row],[Season]],Tabulation[[#This Row],[Weekend]],\"-\",IF(Tabulation[[#This Row],[Hour]]<10,0,\"\"),C2609)","v":"0Winter1-13"},{"$f":"VLOOKUP(Tabulation[[#This Row],[Concat]],Table3[],8)","v":0.28519},{"$f":"(Tabulation[[#This Row],[AC System Output (kW)]]*Tabulation[[#This Row],[Rate]])","v":0.34400986711999998}]
[4,18,14,1281.809,{"$f":"Tabulation[[#This Row],[AC System Output (W)]]/1000","v":1.281809},{"$f":"VLOOKUP(Tabulation[[#This Row],[Month]],Season,2)","v":"Winter"},{"$f":"(DATE(2021,Tabulation[[#This Row],[Month]],Tabulation[[#This Row],[Day]]))","v":"2021-04-18"},{"$f":"WEEKDAY(Tabulation[[#This Row],[Date]])","v":1},{"$f":"IF(OR(Tabulation[[#This Row],[DayNo]]=1,Tabulation[[#This Row],[DayNo]]=7),1,0)","v":1},{"$f":"COUNTIF(Holidays,Tabulation[[#This Row],[Date]])","v":0},{"$f":"CONCATENATE(Tabulation[[#This Row],[Holiday]],Tabulation[[#This Row],[Season]],Tabulation[[#This Row],[Weekend]],\"-\",IF(Tabulation[[#This Row],[Hour]]<10,0,\"\"),C2610)","v":"0Winter1-14"},{"$f":"VLOOKUP(Tabulation[[#This Row],[Concat]],Table3[],8)","v":0.28519},{"$f":"(Tabulation[[#This Row],[AC System Output (kW)]]*Tabulation[[#This Row],[Rate]])","v":0.36555910870999997}]
[4,18,17,408.42,{"$f":"Tabulation[[#This Row],[AC System Output (W)]]/1000","v":0.40842000000000001},{"$f":"VLOOKUP(Tabulation[[#This Row],[Month]],Season,2)","v":"Winter"},{"$f":"(DATE(2021,Tabulation[[#This Row],[Month]],Tabulation[[#This Row],[Day]]))","v":"2021-04-18"},{"$f":"WEEKDAY(Tabulation[[#This Row],[Date]])","v":1},{"$f":"IF(OR(Tabulation[[#This Row],[DayNo]]=1,Tabulation[[#This Row],[DayNo]]=7),1,0)","v":1},{"$f":"COUNTIF(Holidays,Tabulation[[#This Row],[Date]])","v":0},{"$f":"CONCATENATE(Tabulation[[#This Row],[Holiday]],Tabulation[[#This Row],[Season]],Tabulation[[#This Row],[Weekend]],\"-\",IF(Tabulation[[#This Row],[Hour]]<10,0,\"\"),C2613)","v":"0Winter1-17"},{"$f":"VLOOKUP(Tabulation[[#This Row],[Concat]],Table3[],8)","v":0.28519},{"$f":"(Tabulation[[#This Row],[AC System Output (kW)]]*Tabulation[[#This Row],[Rate]])","v":0.1164772998}]
[4,18,21,0,{"$f":"Tabulation[[#This Row],[AC System Output (W)]]/1000","v":0},{"$f":"VLOOKUP(Tabulation[[#This Row],[Month]],Season,2)","v":"Winter"},{"$f":"(DATE(2021,Tabulation[[#This Row],[Month]],Tabulation[[#This Row],[Day]]))","v":"2021-04-18"},{"$f":"WEEKDAY(Tabulation[[#This Row],[Date]])","v":1},{"$f":"IF(OR(Tabulation[[#This Row],[DayNo]]=1,Tabulation[[#This Row],[DayNo]]=7),1,0)","v":1},{"$f":"COUNTIF(Holidays,Tabulation[[#This Row],[Date]])","v":0},{"$f":"CONCATENATE(Tabulation[[#This Row],[Holiday]],Tabulation[[#This Row],[Season]],Tabulation[[#This Row],[Weekend]],\"-\",IF(Tabulation[[#This Row],[Hour]]<10,0,\"\"),C2617)","v":"0Winter1-21"},{"$f":"VLOOKUP(Tabulation[[#This Row],[Concat]],Table3[],8)","v":0.28519},{"$f":"(Tabulation[[#This Row],[AC System Output (kW)]]*Tabulation[[#This Row],[Rate]])","v":0}]
[4,19,1,0,{"$f":"Tabulation[[#This Row],[AC System Output (W)]]/1000","v":0},{"$f":"VLOOKUP(Tabulation[[#This Row],[Month]],Season,2)","v":"Winter"},{"$f":"(DATE(2021,Tabulation[[#This Row],[Month]],Tabulation[[#This Row],[Day]]))","v":"2021-04-19"},{"$f":"WEEKDAY(Tabulation[[#This Row],[Date]])","v":2},{"$f":"IF(OR(Tabulation[[#This Row],[DayNo]]=1,Tabulation[[#This Row],[DayNo]]=7),1,0)","v":0},{"$f":"COUNTIF(Holidays,Tabulation[[#This Row],[Date]])","v":0},{"$f":"CONCATENATE(Tabulation[[#This Row],[Holiday]],Tabulation[[#This Row],[Season]],Tabulation[[#This Row],[Weekend]],\"-\",IF(Tabulation[[#This Row],[Hour]]<10,0,\"\"),C2621)","v":"0Winter0-01"},{"$f":"VLOOKUP(Tabulation[[#This Row],[Concat]],Table3[],8)","v":0.28519},{"$f":"(Tabulation[[#This Row],[AC System Output (kW)]]*Tabulation[[#This Row],[Rate]])","v":0}]
[4,19,4,0,{"$f":"Tabulation[[#This Row],[AC System Output (W)]]/1000","v":0},{"$f":"VLOOKUP(Tabulation[[#This Row],[Month]],Season,2)","v":"Winter"},{"$f":"(DATE(2021,Tabulation[[#This Row],[Month]],Tabulation[[#This Row],[Day]]))","v":"2021-04-19"},{"$f":"WEEKDAY(Tabulation[[#This Row],[Date]])","v":2},{"$f":"IF(OR(Tabulation[[#This Row],[DayNo]]=1,Tabulation[[#This Row],[DayNo]]=7),1,0)","v":0},{"$f":"COUNTIF(Holidays,Tabulation[[#This Row],[Date]])","v":0},{"$f":"CONCATENATE(Tabulation[[#This Row],[Holiday]],Tabulation[[#This Row],[Season]],Tabulation[[#This Row],[Weekend]],\"-\",IF(Tabulation[[#This Row],[Hour]]<10,0,\"\"),C2624)","v":"0Winter0-04"},{"$f":"VLOOKUP(Tabulation[[#This Row],[Concat]],Table3[],8)","v":0.28519},{"$f":"(Tabulation[[#This Row],[AC System Output (kW)]]*Tabulation[[#This Row],[Rate]])","v":0}]
[4,19,8,1959.3440000000001,{"$f":"Tabulation[[#This Row],[AC System Output (W)]]/1000","v":1.959344},{"$f":"VLOOKUP(Tabulation[[#This Row],[Month]],Season,2)","v":"Winter"},{"$f":"(DATE(2021,Tabulation[[#This Row],[Month]],Tabulation[[#This Row],[Day]]))","v":"2021-04-19"},{"$f":"WEEKDAY(Tabulation[[#This Row],[Date]])","v":2},{"$f":"IF(OR(Tabulation[[#This Row],[DayNo]]=1,Tabulation[[#This Row],[DayNo]]=7),1,0)","v":0},{"$f":"COUNTIF(Holidays,Tabulation[[#This Row],[Date]])","v":0},{"$f":"CONCATENATE(Tabulation[[#This Row],[Holiday]],Tabulation[[#This Row],[Season]],Tabulation[[#This Row],[Weekend]],\"-\",IF(Tabulation[[#This Row],[Hour]]<10,0,\"\"),C2628)","v":"0Winter0-08"},{"$f":"VLOOKUP(Tabulation[[#This Row],[Concat]],Table3[],8)","v":0.28519},{"$f":"(Tabulation[[#This Row],[AC System Output (kW)]]*Tabulation[[#This Row],[Rate]])","v":0.55878531535999998}]
[4,19,11,3089.4470000000001,{"$f":"Tabulation[[#This Row],[AC System Output (W)]]/1000","v":3.0894470000000003},{"$f":"VLOOKUP(Tabulation[[#This Row],[Month]],Season,2)","v":"Winter"},{"$f":"(DATE(2021,Tabulation[[#This Row],[Month]],Tabulation[[#This Row],[Day]]))","v":"2021-04-19"},{"$f":"WEEKDAY(Tabulation[[#This Row],[Date]])","v":2},{"$f":"IF(OR(Tabulation[[#This Row],[DayNo]]=1,Tabulation[[#This Row],[DayNo]]=7),1,0)","v":0},{"$f":"COUNTIF(Holidays,Tabulation[[#This Row],[Date]])","v":0},{"$f":"CONCATENATE(Tabulation[[#This Row],[Holiday]],Tabulation[[#This Row],[Season]],Tabulation[[#This Row],[Weekend]],\"-\",IF(Tabulation[[#This Row],[Hour]]<10,0,\"\"),C2631)","v":"0Winter0-11"},{"$f":"VLOOKUP(Tabulation[[#This Row],[Concat]],Table3[],8)","v":0.28519},{"$f":"(Tabulation[[#This Row],[AC System Output (kW)]]*Tabulation[[#This Row],[Rate]])","v":0.88107938993000012}]
[4,19,14,2573.4479999999999,{"$f":"Tabulation[[#This Row],[AC System Output (W)]]/1000","v":2.573448},{"$f":"VLOOKUP(Tabulation[[#This Row],[Month]],Season,2)","v":"Winter"},{"$f":"(DATE(2021,Tabulation[[#This Row],[Month]],Tabulation[[#This Row],[Day]]))","v":"2021-04-19"},{"$f":"WEEKDAY(Tabulation[[#This Row],[Date]])","v":2},{"$f":"IF(OR(Tabulation[[#This Row],[DayNo]]=1,Tabulation[[#This Row],[DayNo]]=7),1,0)","v":0},{"$f":"COUNTIF(Holidays,Tabulation[[#This Row],[Date]])","v":0},{"$f":"CONCATENATE(Tabulation[[#This Row],[Holiday]],Tabulation[[#This Row],[Season]],Tabulation[[#This Row],[Weekend]],\"-\",IF(Tabulation[[#This Row],[Hour]]<10,0,\"\"),C2634)","v":"0Winter0-14"},{"$f":"VLOOKUP(Tabulation[[#This Row],[Concat]],Table3[],8)","v":0.28519},{"$f":"(Tabulation[[#This Row],[AC System Output (kW)]]*Tabulation[[#This Row],[Rate]])","v":0.73392163511999997}]
[4,19,18,3.5779999999999998,{"$f":"Tabulation[[#This Row],[AC System Output (W)]]/1000","v":3.578E-3},{"$f":"VLOOKUP(Tabulation[[#This Row],[Month]],Season,2)","v":"Winter"},{"$f":"(DATE(2021,Tabulation[[#This Row],[Month]],Tabulation[[#This Row],[Day]]))","v":"2021-04-19"},{"$f":"WEEKDAY(Tabulation[[#This Row],[Date]])","v":2},{"$f":"IF(OR(Tabulation[[#This Row],[DayNo]]=1,Tabulation[[#This Row],[DayNo]]=7),1,0)","v":0},{"$f":"COUNTIF(Holidays,Tabulation[[#This Row],[Date]])","v":0},{"$f":"CONCATENATE(Tabulation[[#This Row],[Holiday]],Tabulation[[#This Row],[Season]],Tabulation[[#This Row],[Weekend]],\"-\",IF(Tabulation[[#This Row],[Hour]]<10,0,\"\"),C2638)","v":"0Winter0-18"},{"$f":"VLOOKUP(Tabulation[[#This Row],[Concat]],Table3[],8)","v":0.30257000000000001},{"$f":"(Tabulation[[#This Row],[AC System Output (kW)]]*Tabulation[[#This Row],[Rate]])","v":1.0825954600000001E-3}]
[4,19,19,0,{"$f":"Tabulation[[#This Row],[AC System Output (W)]]/1000","v":0},{"$f":"VLOOKUP(Tabulation[[#This Row],[Month]],Season,2)","v":"Winter"},{"$f":"(DATE(2021,Tabulation[[#This Row],[Month]],Tabulation[[#This Row],[Day]]))","v":"2021-04-19"},{"$f":"WEEKDAY(Tabulation[[#This Row],[Date]])","v":2},{"$f":"IF(OR(Tabulation[[#This Row],[DayNo]]=1,Tabulation[[#This Row],[DayNo]]=7),1,0)","v":0},{"$f":"COUNTIF(Holidays,Tabulation[[#This Row],[Date]])","v":0},{"$f":"CONCATENATE(Tabulation[[#This Row],[Holiday]],Tabulation[[#This Row],[Season]],Tabulation[[#This Row],[Weekend]],\"-\",IF(Tabulation[[#This Row],[Hour]]<10,0,\"\"),C2639)","v":"0Winter0-19"},{"$f":"VLOOKUP(Tabulation[[#This Row],[Concat]],Table3[],8)","v":0.30257000000000001},{"$f":"(Tabulation[[#This Row],[AC System Output (kW)]]*Tabulation[[#This Row],[Rate]])","v":0}]
[4,19,22,0,{"$f":"Tabulation[[#This Row],[AC System Output (W)]]/1000","v":0},{"$f":"VLOOKUP(Tabulation[[#This Row],[Month]],Season,2)","v":"Winter"},{"$f":"(DATE(2021,Tabulation[[#This Row],[Month]],Tabulation[[#This Row],[Day]]))","v":"2021-04-19"},{"$f":"WEEKDAY(Tabulation[[#This Row],[Date]])","v":2},{"$f":"IF(OR(Tabulation[[#This Row],[DayNo]]=1,Tabulation[[#This Row],[DayNo]]=7),1,0)","v":0},{"$f":"COUNTIF(Holidays,Tabulation[[#This Row],[Date]])","v":0},{"$f":"CONCATENATE(Tabulation[[#This Row],[Holiday]],Tabulation[[#This Row],[Season]],Tabulation[[#This Row],[Weekend]],\"-\",IF(Tabulation[[#This Row],[Hour]]<10,0,\"\"),C2642)","v":"0Winter0-22"},{"$f":"VLOOKUP(Tabulation[[#This Row],[Concat]],Table3[],8)","v":0.28519},{"$f":"(Tabulation[[#This Row],[AC System Output (kW)]]*Tabulation[[#This Row],[Rate]])","v":0}]
[4,20,2,0,{"$f":"Tabulation[[#This Row],[AC System Output (W)]]/1000","v":0},{"$f":"VLOOKUP(Tabulation[[#This Row],[Month]],Season,2)","v":"Winter"},{"$f":"(DATE(2021,Tabulation[[#This Row],[Month]],Tabulation[[#This Row],[Day]]))","v":"2021-04-20"},{"$f":"WEEKDAY(Tabulation[[#This Row],[Date]])","v":3},{"$f":"IF(OR(Tabulation[[#This Row],[DayNo]]=1,Tabulation[[#This Row],[DayNo]]=7),1,0)","v":0},{"$f":"COUNTIF(Holidays,Tabulation[[#This Row],[Date]])","v":0},{"$f":"CONCATENATE(Tabulation[[#This Row],[Holiday]],Tabulation[[#This Row],[Season]],Tabulation[[#This Row],[Weekend]],\"-\",IF(Tabulation[[#This Row],[Hour]]<10,0,\"\"),C2646)","v":"0Winter0-02"},{"$f":"VLOOKUP(Tabulation[[#This Row],[Concat]],Table3[],8)","v":0.28519},{"$f":"(Tabulation[[#This Row],[AC System Output (kW)]]*Tabulation[[#This Row],[Rate]])","v":0}]
[4,20,5,0,{"$f":"Tabulation[[#This Row],[AC System Output (W)]]/1000","v":0},{"$f":"VLOOKUP(Tabulation[[#This Row],[Month]],Season,2)","v":"Winter"},{"$f":"(DATE(2021,Tabulation[[#This Row],[Month]],Tabulation[[#This Row],[Day]]))","v":"2021-04-20"},{"$f":"WEEKDAY(Tabulation[[#This Row],[Date]])","v":3},{"$f":"IF(OR(Tabulation[[#This Row],[DayNo]]=1,Tabulation[[#This Row],[DayNo]]=7),1,0)","v":0},{"$f":"COUNTIF(Holidays,Tabulation[[#This Row],[Date]])","v":0},{"$f":"CONCATENATE(Tabulation[[#This Row],[Holiday]],Tabulation[[#This Row],[Season]],Tabulation[[#This Row],[Weekend]],\"-\",IF(Tabulation[[#This Row],[Hour]]<10,0,\"\"),C2649)","v":"0Winter0-05"},{"$f":"VLOOKUP(Tabulation[[#This Row],[Concat]],Table3[],8)","v":0.28519},{"$f":"(Tabulation[[#This Row],[AC System Output (kW)]]*Tabulation[[#This Row],[Rate]])","v":0}]
[4,20,9,2496.8589999999999,{"$f":"Tabulation[[#This Row],[AC System Output (W)]]/1000","v":2.4968589999999997},{"$f":"VLOOKUP(Tabulation[[#This Row],[Month]],Season,2)","v":"Winter"},{"$f":"(DATE(2021,Tabulation[[#This Row],[Month]],Tabulation[[#This Row],[Day]]))","v":"2021-04-20"},{"$f":"WEEKDAY(Tabulation[[#This Row],[Date]])","v":3},{"$f":"IF(OR(Tabulation[[#This Row],[DayNo]]=1,Tabulation[[#This Row],[DayNo]]=7),1,0)","v":0},{"$f":"COUNTIF(Holidays,Tabulation[[#This Row],[Date]])","v":0},{"$f":"CONCATENATE(Tabulation[[#This Row],[Holiday]],Tabulation[[#This Row],[Season]],Tabulation[[#This Row],[Weekend]],\"-\",IF(Tabulation[[#This Row],[Hour]]<10,0,\"\"),C2653)","v":"0Winter0-09"},{"$f":"VLOOKUP(Tabulation[[#This Row],[Concat]],Table3[],8)","v":0.28519},{"$f":"(Tabulation[[#This Row],[AC System Output (kW)]]*Tabulation[[#This Row],[Rate]])","v":0.71207921820999986}]
[4,20,12,3075.4409999999998,{"$f":"Tabulation[[#This Row],[AC System Output (W)]]/1000","v":3.0754409999999996},{"$f":"VLOOKUP(Tabulation[[#This Row],[Month]],Season,2)","v":"Winter"},{"$f":"(DATE(2021,Tabulation[[#This Row],[Month]],Tabulation[[#This Row],[Day]]))","v":"2021-04-20"},{"$f":"WEEKDAY(Tabulation[[#This Row],[Date]])","v":3},{"$f":"IF(OR(Tabulation[[#This Row],[DayNo]]=1,Tabulation[[#This Row],[DayNo]]=7),1,0)","v":0},{"$f":"COUNTIF(Holidays,Tabulation[[#This Row],[Date]])","v":0},{"$f":"CONCATENATE(Tabulation[[#This Row],[Holiday]],Tabulation[[#This Row],[Season]],Tabulation[[#This Row],[Weekend]],\"-\",IF(Tabulation[[#This Row],[Hour]]<10,0,\"\"),C2656)","v":"0Winter0-12"},{"$f":"VLOOKUP(Tabulation[[#This Row],[Concat]],Table3[],8)","v":0.28519},{"$f":"(Tabulation[[#This Row],[AC System Output (kW)]]*Tabulation[[#This Row],[Rate]])","v":0.87708501878999989}]
[4,20,15,1704.6469999999999,{"$f":"Tabulation[[#This Row],[AC System Output (W)]]/1000","v":1.704647},{"$f":"VLOOKUP(Tabulation[[#This Row],[Month]],Season,2)","v":"Winter"},{"$f":"(DATE(2021,Tabulation[[#This Row],[Month]],Tabulation[[#This Row],[Day]]))","v":"2021-04-20"},{"$f":"WEEKDAY(Tabulation[[#This Row],[Date]])","v":3},{"$f":"IF(OR(Tabulation[[#This Row],[DayNo]]=1,Tabulation[[#This Row],[DayNo]]=7),1,0)","v":0},{"$f":"COUNTIF(Holidays,Tabulation[[#This Row],[Date]])","v":0},{"$f":"CONCATENATE(Tabulation[[#This Row],[Holiday]],Tabulation[[#This Row],[Season]],Tabulation[[#This Row],[Weekend]],\"-\",IF(Tabulation[[#This Row],[Hour]]<10,0,\"\"),C2659)","v":"0Winter0-15"},{"$f":"VLOOKUP(Tabulation[[#This Row],[Concat]],Table3[],8)","v":0.28519},{"$f":"(Tabulation[[#This Row],[AC System Output (kW)]]*Tabulation[[#This Row],[Rate]])","v":0.48614827792999998}]
[4,20,17,405.60500000000002,{"$f":"Tabulation[[#This Row],[AC System Output (W)]]/1000","v":0.40560499999999999},{"$f":"VLOOKUP(Tabulation[[#This Row],[Month]],Season,2)","v":"Winter"},{"$f":"(DATE(2021,Tabulation[[#This Row],[Month]],Tabulation[[#This Row],[Day]]))","v":"2021-04-20"},{"$f":"WEEKDAY(Tabulation[[#This Row],[Date]])","v":3},{"$f":"IF(OR(Tabulation[[#This Row],[DayNo]]=1,Tabulation[[#This Row],[DayNo]]=7),1,0)","v":0},{"$f":"COUNTIF(Holidays,Tabulation[[#This Row],[Date]])","v":0},{"$f":"CONCATENATE(Tabulation[[#This Row],[Holiday]],Tabulation[[#This Row],[Season]],Tabulation[[#This Row],[Weekend]],\"-\",IF(Tabulation[[#This Row],[Hour]]<10,0,\"\"),C2661)","v":"0Winter0-17"},{"$f":"VLOOKUP(Tabulation[[#This Row],[Concat]],Table3[],8)","v":0.30257000000000001},{"$f":"(Tabulation[[#This Row],[AC System Output (kW)]]*Tabulation[[#This Row],[Rate]])","v":0.12272390485}]
[4,20,20,0,{"$f":"Tabulation[[#This Row],[AC System Output (W)]]/1000","v":0},{"$f":"VLOOKUP(Tabulation[[#This Row],[Month]],Season,2)","v":"Winter"},{"$f":"(DATE(2021,Tabulation[[#This Row],[Month]],Tabulation[[#This Row],[Day]]))","v":"2021-04-20"},{"$f":"WEEKDAY(Tabulation[[#This Row],[Date]])","v":3},{"$f":"IF(OR(Tabulation[[#This Row],[DayNo]]=1,Tabulation[[#This Row],[DayNo]]=7),1,0)","v":0},{"$f":"COUNTIF(Holidays,Tabulation[[#This Row],[Date]])","v":0},{"$f":"CONCATENATE(Tabulation[[#This Row],[Holiday]],Tabulation[[#This Row],[Season]],Tabulation[[#This Row],[Weekend]],\"-\",IF(Tabulation[[#This Row],[Hour]]<10,0,\"\"),C2664)","v":"0Winter0-20"},{"$f":"VLOOKUP(Tabulation[[#This Row],[Concat]],Table3[],8)","v":0.28519},{"$f":"(Tabulation[[#This Row],[AC System Output (kW)]]*Tabulation[[#This Row],[Rate]])","v":0}]
[4,20,23,0,{"$f":"Tabulation[[#This Row],[AC System Output (W)]]/1000","v":0},{"$f":"VLOOKUP(Tabulation[[#This Row],[Month]],Season,2)","v":"Winter"},{"$f":"(DATE(2021,Tabulation[[#This Row],[Month]],Tabulation[[#This Row],[Day]]))","v":"2021-04-20"},{"$f":"WEEKDAY(Tabulation[[#This Row],[Date]])","v":3},{"$f":"IF(OR(Tabulation[[#This Row],[DayNo]]=1,Tabulation[[#This Row],[DayNo]]=7),1,0)","v":0},{"$f":"COUNTIF(Holidays,Tabulation[[#This Row],[Date]])","v":0},{"$f":"CONCATENATE(Tabulation[[#This Row],[Holiday]],Tabulation[[#This Row],[Season]],Tabulation[[#This Row],[Weekend]],\"-\",IF(Tabulation[[#This Row],[Hour]]<10,0,\"\"),C2667)","v":"0Winter0-23"},{"$f":"VLOOKUP(Tabulation[[#This Row],[Concat]],Table3[],8)","v":0.28519},{"$f":"(Tabulation[[#This Row],[AC System Output (kW)]]*Tabulation[[#This Row],[Rate]])","v":0}]
[4,21,3,0,{"$f":"Tabulation[[#This Row],[AC System Output (W)]]/1000","v":0},{"$f":"VLOOKUP(Tabulation[[#This Row],[Month]],Season,2)","v":"Winter"},{"$f":"(DATE(2021,Tabulation[[#This Row],[Month]],Tabulation[[#This Row],[Day]]))","v":"2021-04-21"},{"$f":"WEEKDAY(Tabulation[[#This Row],[Date]])","v":4},{"$f":"IF(OR(Tabulation[[#This Row],[DayNo]]=1,Tabulation[[#This Row],[DayNo]]=7),1,0)","v":0},{"$f":"COUNTIF(Holidays,Tabulation[[#This Row],[Date]])","v":0},{"$f":"CONCATENATE(Tabulation[[#This Row],[Holiday]],Tabulation[[#This Row],[Season]],Tabulation[[#This Row],[Weekend]],\"-\",IF(Tabulation[[#This Row],[Hour]]<10,0,\"\"),C2671)","v":"0Winter0-03"},{"$f":"VLOOKUP(Tabulation[[#This Row],[Concat]],Table3[],8)","v":0.28519},{"$f":"(Tabulation[[#This Row],[AC System Output (kW)]]*Tabulation[[#This Row],[Rate]])","v":0}]
[4,21,6,350.52600000000001,{"$f":"Tabulation[[#This Row],[AC System Output (W)]]/1000","v":0.350526},{"$f":"VLOOKUP(Tabulation[[#This Row],[Month]],Season,2)","v":"Winter"},{"$f":"(DATE(2021,Tabulation[[#This Row],[Month]],Tabulation[[#This Row],[Day]]))","v":"2021-04-21"},{"$f":"WEEKDAY(Tabulation[[#This Row],[Date]])","v":4},{"$f":"IF(OR(Tabulation[[#This Row],[DayNo]]=1,Tabulation[[#This Row],[DayNo]]=7),1,0)","v":0},{"$f":"COUNTIF(Holidays,Tabulation[[#This Row],[Date]])","v":0},{"$f":"CONCATENATE(Tabulation[[#This Row],[Holiday]],Tabulation[[#This Row],[Season]],Tabulation[[#This Row],[Weekend]],\"-\",IF(Tabulation[[#This Row],[Hour]]<10,0,\"\"),C2674)","v":"0Winter0-06"},{"$f":"VLOOKUP(Tabulation[[#This Row],[Concat]],Table3[],8)","v":0.28519},{"$f":"(Tabulation[[#This Row],[AC System Output (kW)]]*Tabulation[[#This Row],[Rate]])","v":9.9966509940000003E-2}]
[4,21,10,1757.6369999999999,{"$f":"Tabulation[[#This Row],[AC System Output (W)]]/1000","v":1.7576369999999999},{"$f":"VLOOKUP(Tabulation[[#This Row],[Month]],Season,2)","v":"Winter"},{"$f":"(DATE(2021,Tabulation[[#This Row],[Month]],Tabulation[[#This Row],[Day]]))","v":"2021-04-21"},{"$f":"WEEKDAY(Tabulation[[#This Row],[Date]])","v":4},{"$f":"IF(OR(Tabulation[[#This Row],[DayNo]]=1,Tabulation[[#This Row],[DayNo]]=7),1,0)","v":0},{"$f":"COUNTIF(Holidays,Tabulation[[#This Row],[Date]])","v":0},{"$f":"CONCATENATE(Tabulation[[#This Row],[Holiday]],Tabulation[[#This Row],[Season]],Tabulation[[#This Row],[Weekend]],\"-\",IF(Tabulation[[#This Row],[Hour]]<10,0,\"\"),C2678)","v":"0Winter0-10"},{"$f":"VLOOKUP(Tabulation[[#This Row],[Concat]],Table3[],8)","v":0.28519},{"$f":"(Tabulation[[#This Row],[AC System Output (kW)]]*Tabulation[[#This Row],[Rate]])","v":0.50126049603}]
[4,21,12,2165.431,{"$f":"Tabulation[[#This Row],[AC System Output (W)]]/1000","v":2.1654309999999999},{"$f":"VLOOKUP(Tabulation[[#This Row],[Month]],Season,2)","v":"Winter"},{"$f":"(DATE(2021,Tabulation[[#This Row],[Month]],Tabulation[[#This Row],[Day]]))","v":"2021-04-21"},{"$f":"WEEKDAY(Tabulation[[#This Row],[Date]])","v":4},{"$f":"IF(OR(Tabulation[[#This Row],[DayNo]]=1,Tabulation[[#This Row],[DayNo]]=7),1,0)","v":0},{"$f":"COUNTIF(Holidays,Tabulation[[#This Row],[Date]])","v":0},{"$f":"CONCATENATE(Tabulation[[#This Row],[Holiday]],Tabulation[[#This Row],[Season]],Tabulation[[#This Row],[Weekend]],\"-\",IF(Tabulation[[#This Row],[Hour]]<10,0,\"\"),C2680)","v":"0Winter0-12"},{"$f":"VLOOKUP(Tabulation[[#This Row],[Concat]],Table3[],8)","v":0.28519},{"$f":"(Tabulation[[#This Row],[AC System Output (kW)]]*Tabulation[[#This Row],[Rate]])","v":0.61755926688999996}]
[4,21,17,413.61799999999999,{"$f":"Tabulation[[#This Row],[AC System Output (W)]]/1000","v":0.41361799999999999},{"$f":"VLOOKUP(Tabulation[[#This Row],[Month]],Season,2)","v":"Winter"},{"$f":"(DATE(2021,Tabulation[[#This Row],[Month]],Tabulation[[#This Row],[Day]]))","v":"2021-04-21"},{"$f":"WEEKDAY(Tabulation[[#This Row],[Date]])","v":4},{"$f":"IF(OR(Tabulation[[#This Row],[DayNo]]=1,Tabulation[[#This Row],[DayNo]]=7),1,0)","v":0},{"$f":"COUNTIF(Holidays,Tabulation[[#This Row],[Date]])","v":0},{"$f":"CONCATENATE(Tabulation[[#This Row],[Holiday]],Tabulation[[#This Row],[Season]],Tabulation[[#This Row],[Weekend]],\"-\",IF(Tabulation[[#This Row],[Hour]]<10,0,\"\"),C2685)","v":"0Winter0-17"},{"$f":"VLOOKUP(Tabulation[[#This Row],[Concat]],Table3[],8)","v":0.30257000000000001},{"$f":"(Tabulation[[#This Row],[AC System Output (kW)]]*Tabulation[[#This Row],[Rate]])","v":0.12514839825999999}]
[4,21,18,13.391,{"$f":"Tabulation[[#This Row],[AC System Output (W)]]/1000","v":1.3391E-2},{"$f":"VLOOKUP(Tabulation[[#This Row],[Month]],Season,2)","v":"Winter"},{"$f":"(DATE(2021,Tabulation[[#This Row],[Month]],Tabulation[[#This Row],[Day]]))","v":"2021-04-21"},{"$f":"WEEKDAY(Tabulation[[#This Row],[Date]])","v":4},{"$f":"IF(OR(Tabulation[[#This Row],[DayNo]]=1,Tabulation[[#This Row],[DayNo]]=7),1,0)","v":0},{"$f":"COUNTIF(Holidays,Tabulation[[#This Row],[Date]])","v":0},{"$f":"CONCATENATE(Tabulation[[#This Row],[Holiday]],Tabulation[[#This Row],[Season]],Tabulation[[#This Row],[Weekend]],\"-\",IF(Tabulation[[#This Row],[Hour]]<10,0,\"\"),C2686)","v":"0Winter0-18"},{"$f":"VLOOKUP(Tabulation[[#This Row],[Concat]],Table3[],8)","v":0.30257000000000001},{"$f":"(Tabulation[[#This Row],[AC System Output (kW)]]*Tabulation[[#This Row],[Rate]])","v":4.0517148700000005E-3}]
[4,21,21,0,{"$f":"Tabulation[[#This Row],[AC System Output (W)]]/1000","v":0},{"$f":"VLOOKUP(Tabulation[[#This Row],[Month]],Season,2)","v":"Winter"},{"$f":"(DATE(2021,Tabulation[[#This Row],[Month]],Tabulation[[#This Row],[Day]]))","v":"2021-04-21"},{"$f":"WEEKDAY(Tabulation[[#This Row],[Date]])","v":4},{"$f":"IF(OR(Tabulation[[#This Row],[DayNo]]=1,Tabulation[[#This Row],[DayNo]]=7),1,0)","v":0},{"$f":"COUNTIF(Holidays,Tabulation[[#This Row],[Date]])","v":0},{"$f":"CONCATENATE(Tabulation[[#This Row],[Holiday]],Tabulation[[#This Row],[Season]],Tabulation[[#This Row],[Weekend]],\"-\",IF(Tabulation[[#This Row],[Hour]]<10,0,\"\"),C2689)","v":"0Winter0-21"},{"$f":"VLOOKUP(Tabulation[[#This Row],[Concat]],Table3[],8)","v":0.28519},{"$f":"(Tabulation[[#This Row],[AC System Output (kW)]]*Tabulation[[#This Row],[Rate]])","v":0}]
[4,22,1,0,{"$f":"Tabulation[[#This Row],[AC System Output (W)]]/1000","v":0},{"$f":"VLOOKUP(Tabulation[[#This Row],[Month]],Season,2)","v":"Winter"},{"$f":"(DATE(2021,Tabulation[[#This Row],[Month]],Tabulation[[#This Row],[Day]]))","v":"2021-04-22"},{"$f":"WEEKDAY(Tabulation[[#This Row],[Date]])","v":5},{"$f":"IF(OR(Tabulation[[#This Row],[DayNo]]=1,Tabulation[[#This Row],[DayNo]]=7),1,0)","v":0},{"$f":"COUNTIF(Holidays,Tabulation[[#This Row],[Date]])","v":0},{"$f":"CONCATENATE(Tabulation[[#This Row],[Holiday]],Tabulation[[#This Row],[Season]],Tabulation[[#This Row],[Weekend]],\"-\",IF(Tabulation[[#This Row],[Hour]]<10,0,\"\"),C2693)","v":"0Winter0-01"},{"$f":"VLOOKUP(Tabulation[[#This Row],[Concat]],Table3[],8)","v":0.28519},{"$f":"(Tabulation[[#This Row],[AC System Output (kW)]]*Tabulation[[#This Row],[Rate]])","v":0}]
[4,22,4,0,{"$f":"Tabulation[[#This Row],[AC System Output (W)]]/1000","v":0},{"$f":"VLOOKUP(Tabulation[[#This Row],[Month]],Season,2)","v":"Winter"},{"$f":"(DATE(2021,Tabulation[[#This Row],[Month]],Tabulation[[#This Row],[Day]]))","v":"2021-04-22"},{"$f":"WEEKDAY(Tabulation[[#This Row],[Date]])","v":5},{"$f":"IF(OR(Tabulation[[#This Row],[DayNo]]=1,Tabulation[[#This Row],[DayNo]]=7),1,0)","v":0},{"$f":"COUNTIF(Holidays,Tabulation[[#This Row],[Date]])","v":0},{"$f":"CONCATENATE(Tabulation[[#This Row],[Holiday]],Tabulation[[#This Row],[Season]],Tabulation[[#This Row],[Weekend]],\"-\",IF(Tabulation[[#This Row],[Hour]]<10,0,\"\"),C2696)","v":"0Winter0-04"},{"$f":"VLOOKUP(Tabulation[[#This Row],[Concat]],Table3[],8)","v":0.28519},{"$f":"(Tabulation[[#This Row],[AC System Output (kW)]]*Tabulation[[#This Row],[Rate]])","v":0}]
[4,22,9,2559.6619999999998,{"$f":"Tabulation[[#This Row],[AC System Output (W)]]/1000","v":2.5596619999999999},{"$f":"VLOOKUP(Tabulation[[#This Row],[Month]],Season,2)","v":"Winter"},{"$f":"(DATE(2021,Tabulation[[#This Row],[Month]],Tabulation[[#This Row],[Day]]))","v":"2021-04-22"},{"$f":"WEEKDAY(Tabulation[[#This Row],[Date]])","v":5},{"$f":"IF(OR(Tabulation[[#This Row],[DayNo]]=1,Tabulation[[#This Row],[DayNo]]=7),1,0)","v":0},{"$f":"COUNTIF(Holidays,Tabulation[[#This Row],[Date]])","v":0},{"$f":"CONCATENATE(Tabulation[[#This Row],[Holiday]],Tabulation[[#This Row],[Season]],Tabulation[[#This Row],[Weekend]],\"-\",IF(Tabulation[[#This Row],[Hour]]<10,0,\"\"),C2701)","v":"0Winter0-09"},{"$f":"VLOOKUP(Tabulation[[#This Row],[Concat]],Table3[],8)","v":0.28519},{"$f":"(Tabulation[[#This Row],[AC System Output (kW)]]*Tabulation[[#This Row],[Rate]])","v":0.72999000577999995}]
[4,22,12,3150.893,{"$f":"Tabulation[[#This Row],[AC System Output (W)]]/1000","v":3.1508929999999999},{"$f":"VLOOKUP(Tabulation[[#This Row],[Month]],Season,2)","v":"Winter"},{"$f":"(DATE(2021,Tabulation[[#This Row],[Month]],Tabulation[[#This Row],[Day]]))","v":"2021-04-22"},{"$f":"WEEKDAY(Tabulation[[#This Row],[Date]])","v":5},{"$f":"IF(OR(Tabulation[[#This Row],[DayNo]]=1,Tabulation[[#This Row],[DayNo]]=7),1,0)","v":0},{"$f":"COUNTIF(Holidays,Tabulation[[#This Row],[Date]])","v":0},{"$f":"CONCATENATE(Tabulation[[#This Row],[Holiday]],Tabulation[[#This Row],[Season]],Tabulation[[#This Row],[Weekend]],\"-\",IF(Tabulation[[#This Row],[Hour]]<10,0,\"\"),C2704)","v":"0Winter0-12"},{"$f":"VLOOKUP(Tabulation[[#This Row],[Concat]],Table3[],8)","v":0.28519},{"$f":"(Tabulation[[#This Row],[AC System Output (kW)]]*Tabulation[[#This Row],[Rate]])","v":0.89860317466999995}]
[4,22,15,2013.7739999999999,{"$f":"Tabulation[[#This Row],[AC System Output (W)]]/1000","v":2.0137739999999997},{"$f":"VLOOKUP(Tabulation[[#This Row],[Month]],Season,2)","v":"Winter"},{"$f":"(DATE(2021,Tabulation[[#This Row],[Month]],Tabulation[[#This Row],[Day]]))","v":"2021-04-22"},{"$f":"WEEKDAY(Tabulation[[#This Row],[Date]])","v":5},{"$f":"IF(OR(Tabulation[[#This Row],[DayNo]]=1,Tabulation[[#This Row],[DayNo]]=7),1,0)","v":0},{"$f":"COUNTIF(Holidays,Tabulation[[#This Row],[Date]])","v":0},{"$f":"CONCATENATE(Tabulation[[#This Row],[Holiday]],Tabulation[[#This Row],[Season]],Tabulation[[#This Row],[Weekend]],\"-\",IF(Tabulation[[#This Row],[Hour]]<10,0,\"\"),C2707)","v":"0Winter0-15"},{"$f":"VLOOKUP(Tabulation[[#This Row],[Concat]],Table3[],8)","v":0.28519},{"$f":"(Tabulation[[#This Row],[AC System Output (kW)]]*Tabulation[[#This Row],[Rate]])","v":0.57430820705999996}]
[4,22,18,15.233000000000001,{"$f":"Tabulation[[#This Row],[AC System Output (W)]]/1000","v":1.5233E-2},{"$f":"VLOOKUP(Tabulation[[#This Row],[Month]],Season,2)","v":"Winter"},{"$f":"(DATE(2021,Tabulation[[#This Row],[Month]],Tabulation[[#This Row],[Day]]))","v":"2021-04-22"},{"$f":"WEEKDAY(Tabulation[[#This Row],[Date]])","v":5},{"$f":"IF(OR(Tabulation[[#This Row],[DayNo]]=1,Tabulation[[#This Row],[DayNo]]=7),1,0)","v":0},{"$f":"COUNTIF(Holidays,Tabulation[[#This Row],[Date]])","v":0},{"$f":"CONCATENATE(Tabulation[[#This Row],[Holiday]],Tabulation[[#This Row],[Season]],Tabulation[[#This Row],[Weekend]],\"-\",IF(Tabulation[[#This Row],[Hour]]<10,0,\"\"),C2710)","v":"0Winter0-18"},{"$f":"VLOOKUP(Tabulation[[#This Row],[Concat]],Table3[],8)","v":0.30257000000000001},{"$f":"(Tabulation[[#This Row],[AC System Output (kW)]]*Tabulation[[#This Row],[Rate]])","v":4.6090488100000004E-3}]
[4,22,19,0,{"$f":"Tabulation[[#This Row],[AC System Output (W)]]/1000","v":0},{"$f":"VLOOKUP(Tabulation[[#This Row],[Month]],Season,2)","v":"Winter"},{"$f":"(DATE(2021,Tabulation[[#This Row],[Month]],Tabulation[[#This Row],[Day]]))","v":"2021-04-22"},{"$f":"WEEKDAY(Tabulation[[#This Row],[Date]])","v":5},{"$f":"IF(OR(Tabulation[[#This Row],[DayNo]]=1,Tabulation[[#This Row],[DayNo]]=7),1,0)","v":0},{"$f":"COUNTIF(Holidays,Tabulation[[#This Row],[Date]])","v":0},{"$f":"CONCATENATE(Tabulation[[#This Row],[Holiday]],Tabulation[[#This Row],[Season]],Tabulation[[#This Row],[Weekend]],\"-\",IF(Tabulation[[#This Row],[Hour]]<10,0,\"\"),C2711)","v":"0Winter0-19"},{"$f":"VLOOKUP(Tabulation[[#This Row],[Concat]],Table3[],8)","v":0.30257000000000001},{"$f":"(Tabulation[[#This Row],[AC System Output (kW)]]*Tabulation[[#This Row],[Rate]])","v":0}]
[4,22,22,0,{"$f":"Tabulation[[#This Row],[AC System Output (W)]]/1000","v":0},{"$f":"VLOOKUP(Tabulation[[#This Row],[Month]],Season,2)","v":"Winter"},{"$f":"(DATE(2021,Tabulation[[#This Row],[Month]],Tabulation[[#This Row],[Day]]))","v":"2021-04-22"},{"$f":"WEEKDAY(Tabulation[[#This Row],[Date]])","v":5},{"$f":"IF(OR(Tabulation[[#This Row],[DayNo]]=1,Tabulation[[#This Row],[DayNo]]=7),1,0)","v":0},{"$f":"COUNTIF(Holidays,Tabulation[[#This Row],[Date]])","v":0},{"$f":"CONCATENATE(Tabulation[[#This Row],[Holiday]],Tabulation[[#This Row],[Season]],Tabulation[[#This Row],[Weekend]],\"-\",IF(Tabulation[[#This Row],[Hour]]<10,0,\"\"),C2714)","v":"0Winter0-22"},{"$f":"VLOOKUP(Tabulation[[#This Row],[Concat]],Table3[],8)","v":0.28519},{"$f":"(Tabulation[[#This Row],[AC System Output (kW)]]*Tabulation[[#This Row],[Rate]])","v":0}]
[4,23,2,0,{"$f":"Tabulation[[#This Row],[AC System Output (W)]]/1000","v":0},{"$f":"VLOOKUP(Tabulation[[#This Row],[Month]],Season,2)","v":"Winter"},{"$f":"(DATE(2021,Tabulation[[#This Row],[Month]],Tabulation[[#This Row],[Day]]))","v":"2021-04-23"},{"$f":"WEEKDAY(Tabulation[[#This Row],[Date]])","v":6},{"$f":"IF(OR(Tabulation[[#This Row],[DayNo]]=1,Tabulation[[#This Row],[DayNo]]=7),1,0)","v":0},{"$f":"COUNTIF(Holidays,Tabulation[[#This Row],[Date]])","v":0},{"$f":"CONCATENATE(Tabulation[[#This Row],[Holiday]],Tabulation[[#This Row],[Season]],Tabulation[[#This Row],[Weekend]],\"-\",IF(Tabulation[[#This Row],[Hour]]<10,0,\"\"),C2718)","v":"0Winter0-02"},{"$f":"VLOOKUP(Tabulation[[#This Row],[Concat]],Table3[],8)","v":0.28519},{"$f":"(Tabulation[[#This Row],[AC System Output (kW)]]*Tabulation[[#This Row],[Rate]])","v":0}]
[4,23,6,429.43599999999998,{"$f":"Tabulation[[#This Row],[AC System Output (W)]]/1000","v":0.42943599999999998},{"$f":"VLOOKUP(Tabulation[[#This Row],[Month]],Season,2)","v":"Winter"},{"$f":"(DATE(2021,Tabulation[[#This Row],[Month]],Tabulation[[#This Row],[Day]]))","v":"2021-04-23"},{"$f":"WEEKDAY(Tabulation[[#This Row],[Date]])","v":6},{"$f":"IF(OR(Tabulation[[#This Row],[DayNo]]=1,Tabulation[[#This Row],[DayNo]]=7),1,0)","v":0},{"$f":"COUNTIF(Holidays,Tabulation[[#This Row],[Date]])","v":0},{"$f":"CONCATENATE(Tabulation[[#This Row],[Holiday]],Tabulation[[#This Row],[Season]],Tabulation[[#This Row],[Weekend]],\"-\",IF(Tabulation[[#This Row],[Hour]]<10,0,\"\"),C2722)","v":"0Winter0-06"},{"$f":"VLOOKUP(Tabulation[[#This Row],[Concat]],Table3[],8)","v":0.28519},{"$f":"(Tabulation[[#This Row],[AC System Output (kW)]]*Tabulation[[#This Row],[Rate]])","v":0.12247085283999999}]
[4,23,9,2668.4059999999999,{"$f":"Tabulation[[#This Row],[AC System Output (W)]]/1000","v":2.6684060000000001},{"$f":"VLOOKUP(Tabulation[[#This Row],[Month]],Season,2)","v":"Winter"},{"$f":"(DATE(2021,Tabulation[[#This Row],[Month]],Tabulation[[#This Row],[Day]]))","v":"2021-04-23"},{"$f":"WEEKDAY(Tabulation[[#This Row],[Date]])","v":6},{"$f":"IF(OR(Tabulation[[#This Row],[DayNo]]=1,Tabulation[[#This Row],[DayNo]]=7),1,0)","v":0},{"$f":"COUNTIF(Holidays,Tabulation[[#This Row],[Date]])","v":0},{"$f":"CONCATENATE(Tabulation[[#This Row],[Holiday]],Tabulation[[#This Row],[Season]],Tabulation[[#This Row],[Weekend]],\"-\",IF(Tabulation[[#This Row],[Hour]]<10,0,\"\"),C2725)","v":"0Winter0-09"},{"$f":"VLOOKUP(Tabulation[[#This Row],[Concat]],Table3[],8)","v":0.28519},{"$f":"(Tabulation[[#This Row],[AC System Output (kW)]]*Tabulation[[#This Row],[Rate]])","v":0.76100270714000007}]
[4,23,13,3075.3989999999999,{"$f":"Tabulation[[#This Row],[AC System Output (W)]]/1000","v":3.075399},{"$f":"VLOOKUP(Tabulation[[#This Row],[Month]],Season,2)","v":"Winter"},{"$f":"(DATE(2021,Tabulation[[#This Row],[Month]],Tabulation[[#This Row],[Day]]))","v":"2021-04-23"},{"$f":"WEEKDAY(Tabulation[[#This Row],[Date]])","v":6},{"$f":"IF(OR(Tabulation[[#This Row],[DayNo]]=1,Tabulation[[#This Row],[DayNo]]=7),1,0)","v":0},{"$f":"COUNTIF(Holidays,Tabulation[[#This Row],[Date]])","v":0},{"$f":"CONCATENATE(Tabulation[[#This Row],[Holiday]],Tabulation[[#This Row],[Season]],Tabulation[[#This Row],[Weekend]],\"-\",IF(Tabulation[[#This Row],[Hour]]<10,0,\"\"),C2729)","v":"0Winter0-13"},{"$f":"VLOOKUP(Tabulation[[#This Row],[Concat]],Table3[],8)","v":0.28519},{"$f":"(Tabulation[[#This Row],[AC System Output (kW)]]*Tabulation[[#This Row],[Rate]])","v":0.87707304081000004}]
[4,23,16,1253.675,{"$f":"Tabulation[[#This Row],[AC System Output (W)]]/1000","v":1.2536749999999999},{"$f":"VLOOKUP(Tabulation[[#This Row],[Month]],Season,2)","v":"Winter"},{"$f":"(DATE(2021,Tabulation[[#This Row],[Month]],Tabulation[[#This Row],[Day]]))","v":"2021-04-23"},{"$f":"WEEKDAY(Tabulation[[#This Row],[Date]])","v":6},{"$f":"IF(OR(Tabulation[[#This Row],[DayNo]]=1,Tabulation[[#This Row],[DayNo]]=7),1,0)","v":0},{"$f":"COUNTIF(Holidays,Tabulation[[#This Row],[Date]])","v":0},{"$f":"CONCATENATE(Tabulation[[#This Row],[Holiday]],Tabulation[[#This Row],[Season]],Tabulation[[#This Row],[Weekend]],\"-\",IF(Tabulation[[#This Row],[Hour]]<10,0,\"\"),C2732)","v":"0Winter0-16"},{"$f":"VLOOKUP(Tabulation[[#This Row],[Concat]],Table3[],8)","v":0.28519},{"$f":"(Tabulation[[#This Row],[AC System Output (kW)]]*Tabulation[[#This Row],[Rate]])","v":0.35753557324999996}]
[4,23,19,0,{"$f":"Tabulation[[#This Row],[AC System Output (W)]]/1000","v":0},{"$f":"VLOOKUP(Tabulation[[#This Row],[Month]],Season,2)","v":"Winter"},{"$f":"(DATE(2021,Tabulation[[#This Row],[Month]],Tabulation[[#This Row],[Day]]))","v":"2021-04-23"},{"$f":"WEEKDAY(Tabulation[[#This Row],[Date]])","v":6},{"$f":"IF(OR(Tabulation[[#This Row],[DayNo]]=1,Tabulation[[#This Row],[DayNo]]=7),1,0)","v":0},{"$f":"COUNTIF(Holidays,Tabulation[[#This Row],[Date]])","v":0},{"$f":"CONCATENATE(Tabulation[[#This Row],[Holiday]],Tabulation[[#This Row],[Season]],Tabulation[[#This Row],[Weekend]],\"-\",IF(Tabulation[[#This Row],[Hour]]<10,0,\"\"),C2735)","v":"0Winter0-19"},{"$f":"VLOOKUP(Tabulation[[#This Row],[Concat]],Table3[],8)","v":0.30257000000000001},{"$f":"(Tabulation[[#This Row],[AC System Output (kW)]]*Tabulation[[#This Row],[Rate]])","v":0}]
[4,23,20,0,{"$f":"Tabulation[[#This Row],[AC System Output (W)]]/1000","v":0},{"$f":"VLOOKUP(Tabulation[[#This Row],[Month]],Season,2)","v":"Winter"},{"$f":"(DATE(2021,Tabulation[[#This Row],[Month]],Tabulation[[#This Row],[Day]]))","v":"2021-04-23"},{"$f":"WEEKDAY(Tabulation[[#This Row],[Date]])","v":6},{"$f":"IF(OR(Tabulation[[#This Row],[DayNo]]=1,Tabulation[[#This Row],[DayNo]]=7),1,0)","v":0},{"$f":"COUNTIF(Holidays,Tabulation[[#This Row],[Date]])","v":0},{"$f":"CONCATENATE(Tabulation[[#This Row],[Holiday]],Tabulation[[#This Row],[Season]],Tabulation[[#This Row],[Weekend]],\"-\",IF(Tabulation[[#This Row],[Hour]]<10,0,\"\"),C2736)","v":"0Winter0-20"},{"$f":"VLOOKUP(Tabulation[[#This Row],[Concat]],Table3[],8)","v":0.28519},{"$f":"(Tabulation[[#This Row],[AC System Output (kW)]]*Tabulation[[#This Row],[Rate]])","v":0}]
[4,23,23,0,{"$f":"Tabulation[[#This Row],[AC System Output (W)]]/1000","v":0},{"$f":"VLOOKUP(Tabulation[[#This Row],[Month]],Season,2)","v":"Winter"},{"$f":"(DATE(2021,Tabulation[[#This Row],[Month]],Tabulation[[#This Row],[Day]]))","v":"2021-04-23"},{"$f":"WEEKDAY(Tabulation[[#This Row],[Date]])","v":6},{"$f":"IF(OR(Tabulation[[#This Row],[DayNo]]=1,Tabulation[[#This Row],[DayNo]]=7),1,0)","v":0},{"$f":"COUNTIF(Holidays,Tabulation[[#This Row],[Date]])","v":0},{"$f":"CONCATENATE(Tabulation[[#This Row],[Holiday]],Tabulation[[#This Row],[Season]],Tabulation[[#This Row],[Weekend]],\"-\",IF(Tabulation[[#This Row],[Hour]]<10,0,\"\"),C2739)","v":"0Winter0-23"},{"$f":"VLOOKUP(Tabulation[[#This Row],[Concat]],Table3[],8)","v":0.28519},{"$f":"(Tabulation[[#This Row],[AC System Output (kW)]]*Tabulation[[#This Row],[Rate]])","v":0}]
[4,24,3,0,{"$f":"Tabulation[[#This Row],[AC System Output (W)]]/1000","v":0},{"$f":"VLOOKUP(Tabulation[[#This Row],[Month]],Season,2)","v":"Winter"},{"$f":"(DATE(2021,Tabulation[[#This Row],[Month]],Tabulation[[#This Row],[Day]]))","v":"2021-04-24"},{"$f":"WEEKDAY(Tabulation[[#This Row],[Date]])","v":7},{"$f":"IF(OR(Tabulation[[#This Row],[DayNo]]=1,Tabulation[[#This Row],[DayNo]]=7),1,0)","v":1},{"$f":"COUNTIF(Holidays,Tabulation[[#This Row],[Date]])","v":0},{"$f":"CONCATENATE(Tabulation[[#This Row],[Holiday]],Tabulation[[#This Row],[Season]],Tabulation[[#This Row],[Weekend]],\"-\",IF(Tabulation[[#This Row],[Hour]]<10,0,\"\"),C2743)","v":"0Winter1-03"},{"$f":"VLOOKUP(Tabulation[[#This Row],[Concat]],Table3[],8)","v":0.28519},{"$f":"(Tabulation[[#This Row],[AC System Output (kW)]]*Tabulation[[#This Row],[Rate]])","v":0}]
[4,24,7,1263.9290000000001,{"$f":"Tabulation[[#This Row],[AC System Output (W)]]/1000","v":1.2639290000000001},{"$f":"VLOOKUP(Tabulation[[#This Row],[Month]],Season,2)","v":"Winter"},{"$f":"(DATE(2021,Tabulation[[#This Row],[Month]],Tabulation[[#This Row],[Day]]))","v":"2021-04-24"},{"$f":"WEEKDAY(Tabulation[[#This Row],[Date]])","v":7},{"$f":"IF(OR(Tabulation[[#This Row],[DayNo]]=1,Tabulation[[#This Row],[DayNo]]=7),1,0)","v":1},{"$f":"COUNTIF(Holidays,Tabulation[[#This Row],[Date]])","v":0},{"$f":"CONCATENATE(Tabulation[[#This Row],[Holiday]],Tabulation[[#This Row],[Season]],Tabulation[[#This Row],[Weekend]],\"-\",IF(Tabulation[[#This Row],[Hour]]<10,0,\"\"),C2747)","v":"0Winter1-07"},{"$f":"VLOOKUP(Tabulation[[#This Row],[Concat]],Table3[],8)","v":0.28519},{"$f":"(Tabulation[[#This Row],[AC System Output (kW)]]*Tabulation[[#This Row],[Rate]])","v":0.36045991151000001}]
[4,24,10,3022.328,{"$f":"Tabulation[[#This Row],[AC System Output (W)]]/1000","v":3.0223279999999999},{"$f":"VLOOKUP(Tabulation[[#This Row],[Month]],Season,2)","v":"Winter"},{"$f":"(DATE(2021,Tabulation[[#This Row],[Month]],Tabulation[[#This Row],[Day]]))","v":"2021-04-24"},{"$f":"WEEKDAY(Tabulation[[#This Row],[Date]])","v":7},{"$f":"IF(OR(Tabulation[[#This Row],[DayNo]]=1,Tabulation[[#This Row],[DayNo]]=7),1,0)","v":1},{"$f":"COUNTIF(Holidays,Tabulation[[#This Row],[Date]])","v":0},{"$f":"CONCATENATE(Tabulation[[#This Row],[Holiday]],Tabulation[[#This Row],[Season]],Tabulation[[#This Row],[Weekend]],\"-\",IF(Tabulation[[#This Row],[Hour]]<10,0,\"\"),C2750)","v":"0Winter1-10"},{"$f":"VLOOKUP(Tabulation[[#This Row],[Concat]],Table3[],8)","v":0.28519},{"$f":"(Tabulation[[#This Row],[AC System Output (kW)]]*Tabulation[[#This Row],[Rate]])","v":0.86193772231999999}]
[4,24,14,2562.7550000000001,{"$f":"Tabulation[[#This Row],[AC System Output (W)]]/1000","v":2.5627550000000001},{"$f":"VLOOKUP(Tabulation[[#This Row],[Month]],Season,2)","v":"Winter"},{"$f":"(DATE(2021,Tabulation[[#This Row],[Month]],Tabulation[[#This Row],[Day]]))","v":"2021-04-24"},{"$f":"WEEKDAY(Tabulation[[#This Row],[Date]])","v":7},{"$f":"IF(OR(Tabulation[[#This Row],[DayNo]]=1,Tabulation[[#This Row],[DayNo]]=7),1,0)","v":1},{"$f":"COUNTIF(Holidays,Tabulation[[#This Row],[Date]])","v":0},{"$f":"CONCATENATE(Tabulation[[#This Row],[Holiday]],Tabulation[[#This Row],[Season]],Tabulation[[#This Row],[Weekend]],\"-\",IF(Tabulation[[#This Row],[Hour]]<10,0,\"\"),C2754)","v":"0Winter1-14"},{"$f":"VLOOKUP(Tabulation[[#This Row],[Concat]],Table3[],8)","v":0.28519},{"$f":"(Tabulation[[#This Row],[AC System Output (kW)]]*Tabulation[[#This Row],[Rate]])","v":0.73087209845000001}]
[4,24,17,391.42599999999999,{"$f":"Tabulation[[#This Row],[AC System Output (W)]]/1000","v":0.391426},{"$f":"VLOOKUP(Tabulation[[#This Row],[Month]],Season,2)","v":"Winter"},{"$f":"(DATE(2021,Tabulation[[#This Row],[Month]],Tabulation[[#This Row],[Day]]))","v":"2021-04-24"},{"$f":"WEEKDAY(Tabulation[[#This Row],[Date]])","v":7},{"$f":"IF(OR(Tabulation[[#This Row],[DayNo]]=1,Tabulation[[#This Row],[DayNo]]=7),1,0)","v":1},{"$f":"COUNTIF(Holidays,Tabulation[[#This Row],[Date]])","v":0},{"$f":"CONCATENATE(Tabulation[[#This Row],[Holiday]],Tabulation[[#This Row],[Season]],Tabulation[[#This Row],[Weekend]],\"-\",IF(Tabulation[[#This Row],[Hour]]<10,0,\"\"),C2757)","v":"0Winter1-17"},{"$f":"VLOOKUP(Tabulation[[#This Row],[Concat]],Table3[],8)","v":0.28519},{"$f":"(Tabulation[[#This Row],[AC System Output (kW)]]*Tabulation[[#This Row],[Rate]])","v":0.11163078093999999}]
[4,24,18,30.266999999999999,{"$f":"Tabulation[[#This Row],[AC System Output (W)]]/1000","v":3.0266999999999999E-2},{"$f":"VLOOKUP(Tabulation[[#This Row],[Month]],Season,2)","v":"Winter"},{"$f":"(DATE(2021,Tabulation[[#This Row],[Month]],Tabulation[[#This Row],[Day]]))","v":"2021-04-24"},{"$f":"WEEKDAY(Tabulation[[#This Row],[Date]])","v":7},{"$f":"IF(OR(Tabulation[[#This Row],[DayNo]]=1,Tabulation[[#This Row],[DayNo]]=7),1,0)","v":1},{"$f":"COUNTIF(Holidays,Tabulation[[#This Row],[Date]])","v":0},{"$f":"CONCATENATE(Tabulation[[#This Row],[Holiday]],Tabulation[[#This Row],[Season]],Tabulation[[#This Row],[Weekend]],\"-\",IF(Tabulation[[#This Row],[Hour]]<10,0,\"\"),C2758)","v":"0Winter1-18"},{"$f":"VLOOKUP(Tabulation[[#This Row],[Concat]],Table3[],8)","v":0.28519},{"$f":"(Tabulation[[#This Row],[AC System Output (kW)]]*Tabulation[[#This Row],[Rate]])","v":8.6318457299999988E-3}]
[4,24,21,0,{"$f":"Tabulation[[#This Row],[AC System Output (W)]]/1000","v":0},{"$f":"VLOOKUP(Tabulation[[#This Row],[Month]],Season,2)","v":"Winter"},{"$f":"(DATE(2021,Tabulation[[#This Row],[Month]],Tabulation[[#This Row],[Day]]))","v":"2021-04-24"},{"$f":"WEEKDAY(Tabulation[[#This Row],[Date]])","v":7},{"$f":"IF(OR(Tabulation[[#This Row],[DayNo]]=1,Tabulation[[#This Row],[DayNo]]=7),1,0)","v":1},{"$f":"COUNTIF(Holidays,Tabulation[[#This Row],[Date]])","v":0},{"$f":"CONCATENATE(Tabulation[[#This Row],[Holiday]],Tabulation[[#This Row],[Season]],Tabulation[[#This Row],[Weekend]],\"-\",IF(Tabulation[[#This Row],[Hour]]<10,0,\"\"),C2761)","v":"0Winter1-21"},{"$f":"VLOOKUP(Tabulation[[#This Row],[Concat]],Table3[],8)","v":0.28519},{"$f":"(Tabulation[[#This Row],[AC System Output (kW)]]*Tabulation[[#This Row],[Rate]])","v":0}]
[4,25,0,0,{"$f":"Tabulation[[#This Row],[AC System Output (W)]]/1000","v":0},{"$f":"VLOOKUP(Tabulation[[#This Row],[Month]],Season,2)","v":"Winter"},{"$f":"(DATE(2021,Tabulation[[#This Row],[Month]],Tabulation[[#This Row],[Day]]))","v":"2021-04-25"},{"$f":"WEEKDAY(Tabulation[[#This Row],[Date]])","v":1},{"$f":"IF(OR(Tabulation[[#This Row],[DayNo]]=1,Tabulation[[#This Row],[DayNo]]=7),1,0)","v":1},{"$f":"COUNTIF(Holidays,Tabulation[[#This Row],[Date]])","v":0},{"$f":"CONCATENATE(Tabulation[[#This Row],[Holiday]],Tabulation[[#This Row],[Season]],Tabulation[[#This Row],[Weekend]],\"-\",IF(Tabulation[[#This Row],[Hour]]<10,0,\"\"),C2764)","v":"0Winter1-00"},{"$f":"VLOOKUP(Tabulation[[#This Row],[Concat]],Table3[],8)","v":0.28519},{"$f":"(Tabulation[[#This Row],[AC System Output (kW)]]*Tabulation[[#This Row],[Rate]])","v":0}]
[4,25,5,24.798999999999999,{"$f":"Tabulation[[#This Row],[AC System Output (W)]]/1000","v":2.4798999999999998E-2},{"$f":"VLOOKUP(Tabulation[[#This Row],[Month]],Season,2)","v":"Winter"},{"$f":"(DATE(2021,Tabulation[[#This Row],[Month]],Tabulation[[#This Row],[Day]]))","v":"2021-04-25"},{"$f":"WEEKDAY(Tabulation[[#This Row],[Date]])","v":1},{"$f":"IF(OR(Tabulation[[#This Row],[DayNo]]=1,Tabulation[[#This Row],[DayNo]]=7),1,0)","v":1},{"$f":"COUNTIF(Holidays,Tabulation[[#This Row],[Date]])","v":0},{"$f":"CONCATENATE(Tabulation[[#This Row],[Holiday]],Tabulation[[#This Row],[Season]],Tabulation[[#This Row],[Weekend]],\"-\",IF(Tabulation[[#This Row],[Hour]]<10,0,\"\"),C2769)","v":"0Winter1-05"},{"$f":"VLOOKUP(Tabulation[[#This Row],[Concat]],Table3[],8)","v":0.28519},{"$f":"(Tabulation[[#This Row],[AC System Output (kW)]]*Tabulation[[#This Row],[Rate]])","v":7.0724268099999991E-3}]
[4,25,8,2008.88,{"$f":"Tabulation[[#This Row],[AC System Output (W)]]/1000","v":2.00888},{"$f":"VLOOKUP(Tabulation[[#This Row],[Month]],Season,2)","v":"Winter"},{"$f":"(DATE(2021,Tabulation[[#This Row],[Month]],Tabulation[[#This Row],[Day]]))","v":"2021-04-25"},{"$f":"WEEKDAY(Tabulation[[#This Row],[Date]])","v":1},{"$f":"IF(OR(Tabulation[[#This Row],[DayNo]]=1,Tabulation[[#This Row],[DayNo]]=7),1,0)","v":1},{"$f":"COUNTIF(Holidays,Tabulation[[#This Row],[Date]])","v":0},{"$f":"CONCATENATE(Tabulation[[#This Row],[Holiday]],Tabulation[[#This Row],[Season]],Tabulation[[#This Row],[Weekend]],\"-\",IF(Tabulation[[#This Row],[Hour]]<10,0,\"\"),C2772)","v":"0Winter1-08"},{"$f":"VLOOKUP(Tabulation[[#This Row],[Concat]],Table3[],8)","v":0.28519},{"$f":"(Tabulation[[#This Row],[AC System Output (kW)]]*Tabulation[[#This Row],[Rate]])","v":0.57291248719999999}]
[4,25,11,3118.4609999999998,{"$f":"Tabulation[[#This Row],[AC System Output (W)]]/1000","v":3.1184609999999999},{"$f":"VLOOKUP(Tabulation[[#This Row],[Month]],Season,2)","v":"Winter"},{"$f":"(DATE(2021,Tabulation[[#This Row],[Month]],Tabulation[[#This Row],[Day]]))","v":"2021-04-25"},{"$f":"WEEKDAY(Tabulation[[#This Row],[Date]])","v":1},{"$f":"IF(OR(Tabulation[[#This Row],[DayNo]]=1,Tabulation[[#This Row],[DayNo]]=7),1,0)","v":1},{"$f":"COUNTIF(Holidays,Tabulation[[#This Row],[Date]])","v":0},{"$f":"CONCATENATE(Tabulation[[#This Row],[Holiday]],Tabulation[[#This Row],[Season]],Tabulation[[#This Row],[Weekend]],\"-\",IF(Tabulation[[#This Row],[Hour]]<10,0,\"\"),C2775)","v":"0Winter1-11"},{"$f":"VLOOKUP(Tabulation[[#This Row],[Concat]],Table3[],8)","v":0.28519},{"$f":"(Tabulation[[#This Row],[AC System Output (kW)]]*Tabulation[[#This Row],[Rate]])","v":0.88935389258999997}]
[4,25,15,1943.2670000000001,{"$f":"Tabulation[[#This Row],[AC System Output (W)]]/1000","v":1.9432670000000001},{"$f":"VLOOKUP(Tabulation[[#This Row],[Month]],Season,2)","v":"Winter"},{"$f":"(DATE(2021,Tabulation[[#This Row],[Month]],Tabulation[[#This Row],[Day]]))","v":"2021-04-25"},{"$f":"WEEKDAY(Tabulation[[#This Row],[Date]])","v":1},{"$f":"IF(OR(Tabulation[[#This Row],[DayNo]]=1,Tabulation[[#This Row],[DayNo]]=7),1,0)","v":1},{"$f":"COUNTIF(Holidays,Tabulation[[#This Row],[Date]])","v":0},{"$f":"CONCATENATE(Tabulation[[#This Row],[Holiday]],Tabulation[[#This Row],[Season]],Tabulation[[#This Row],[Weekend]],\"-\",IF(Tabulation[[#This Row],[Hour]]<10,0,\"\"),C2779)","v":"0Winter1-15"},{"$f":"VLOOKUP(Tabulation[[#This Row],[Concat]],Table3[],8)","v":0.28519},{"$f":"(Tabulation[[#This Row],[AC System Output (kW)]]*Tabulation[[#This Row],[Rate]])","v":0.55420031573000006}]
[4,25,18,21.957000000000001,{"$f":"Tabulation[[#This Row],[AC System Output (W)]]/1000","v":2.1957000000000001E-2},{"$f":"VLOOKUP(Tabulation[[#This Row],[Month]],Season,2)","v":"Winter"},{"$f":"(DATE(2021,Tabulation[[#This Row],[Month]],Tabulation[[#This Row],[Day]]))","v":"2021-04-25"},{"$f":"WEEKDAY(Tabulation[[#This Row],[Date]])","v":1},{"$f":"IF(OR(Tabulation[[#This Row],[DayNo]]=1,Tabulation[[#This Row],[DayNo]]=7),1,0)","v":1},{"$f":"COUNTIF(Holidays,Tabulation[[#This Row],[Date]])","v":0},{"$f":"CONCATENATE(Tabulation[[#This Row],[Holiday]],Tabulation[[#This Row],[Season]],Tabulation[[#This Row],[Weekend]],\"-\",IF(Tabulation[[#This Row],[Hour]]<10,0,\"\"),C2782)","v":"0Winter1-18"},{"$f":"VLOOKUP(Tabulation[[#This Row],[Concat]],Table3[],8)","v":0.28519},{"$f":"(Tabulation[[#This Row],[AC System Output (kW)]]*Tabulation[[#This Row],[Rate]])","v":6.2619168300000003E-3}]
[4,25,19,0,{"$f":"Tabulation[[#This Row],[AC System Output (W)]]/1000","v":0},{"$f":"VLOOKUP(Tabulation[[#This Row],[Month]],Season,2)","v":"Winter"},{"$f":"(DATE(2021,Tabulation[[#This Row],[Month]],Tabulation[[#This Row],[Day]]))","v":"2021-04-25"},{"$f":"WEEKDAY(Tabulation[[#This Row],[Date]])","v":1},{"$f":"IF(OR(Tabulation[[#This Row],[DayNo]]=1,Tabulation[[#This Row],[DayNo]]=7),1,0)","v":1},{"$f":"COUNTIF(Holidays,Tabulation[[#This Row],[Date]])","v":0},{"$f":"CONCATENATE(Tabulation[[#This Row],[Holiday]],Tabulation[[#This Row],[Season]],Tabulation[[#This Row],[Weekend]],\"-\",IF(Tabulation[[#This Row],[Hour]]<10,0,\"\"),C2783)","v":"0Winter1-19"},{"$f":"VLOOKUP(Tabulation[[#This Row],[Concat]],Table3[],8)","v":0.28519},{"$f":"(Tabulation[[#This Row],[AC System Output (kW)]]*Tabulation[[#This Row],[Rate]])","v":0}]
[4,26,1,0,{"$f":"Tabulation[[#This Row],[AC System Output (W)]]/1000","v":0},{"$f":"VLOOKUP(Tabulation[[#This Row],[Month]],Season,2)","v":"Winter"},{"$f":"(DATE(2021,Tabulation[[#This Row],[Month]],Tabulation[[#This Row],[Day]]))","v":"2021-04-26"},{"$f":"WEEKDAY(Tabulation[[#This Row],[Date]])","v":2},{"$f":"IF(OR(Tabulation[[#This Row],[DayNo]]=1,Tabulation[[#This Row],[DayNo]]=7),1,0)","v":0},{"$f":"COUNTIF(Holidays,Tabulation[[#This Row],[Date]])","v":0},{"$f":"CONCATENATE(Tabulation[[#This Row],[Holiday]],Tabulation[[#This Row],[Season]],Tabulation[[#This Row],[Weekend]],\"-\",IF(Tabulation[[#This Row],[Hour]]<10,0,\"\"),C2789)","v":"0Winter0-01"},{"$f":"VLOOKUP(Tabulation[[#This Row],[Concat]],Table3[],8)","v":0.28519},{"$f":"(Tabulation[[#This Row],[AC System Output (kW)]]*Tabulation[[#This Row],[Rate]])","v":0}]
[4,26,2,0,{"$f":"Tabulation[[#This Row],[AC System Output (W)]]/1000","v":0},{"$f":"VLOOKUP(Tabulation[[#This Row],[Month]],Season,2)","v":"Winter"},{"$f":"(DATE(2021,Tabulation[[#This Row],[Month]],Tabulation[[#This Row],[Day]]))","v":"2021-04-26"},{"$f":"WEEKDAY(Tabulation[[#This Row],[Date]])","v":2},{"$f":"IF(OR(Tabulation[[#This Row],[DayNo]]=1,Tabulation[[#This Row],[DayNo]]=7),1,0)","v":0},{"$f":"COUNTIF(Holidays,Tabulation[[#This Row],[Date]])","v":0},{"$f":"CONCATENATE(Tabulation[[#This Row],[Holiday]],Tabulation[[#This Row],[Season]],Tabulation[[#This Row],[Weekend]],\"-\",IF(Tabulation[[#This Row],[Hour]]<10,0,\"\"),C2790)","v":"0Winter0-02"},{"$f":"VLOOKUP(Tabulation[[#This Row],[Concat]],Table3[],8)","v":0.28519},{"$f":"(Tabulation[[#This Row],[AC System Output (kW)]]*Tabulation[[#This Row],[Rate]])","v":0}]
[4,26,6,378.76799999999997,{"$f":"Tabulation[[#This Row],[AC System Output (W)]]/1000","v":0.37876799999999999},{"$f":"VLOOKUP(Tabulation[[#This Row],[Month]],Season,2)","v":"Winter"},{"$f":"(DATE(2021,Tabulation[[#This Row],[Month]],Tabulation[[#This Row],[Day]]))","v":"2021-04-26"},{"$f":"WEEKDAY(Tabulation[[#This Row],[Date]])","v":2},{"$f":"IF(OR(Tabulation[[#This Row],[DayNo]]=1,Tabulation[[#This Row],[DayNo]]=7),1,0)","v":0},{"$f":"COUNTIF(Holidays,Tabulation[[#This Row],[Date]])","v":0},{"$f":"CONCATENATE(Tabulation[[#This Row],[Holiday]],Tabulation[[#This Row],[Season]],Tabulation[[#This Row],[Weekend]],\"-\",IF(Tabulation[[#This Row],[Hour]]<10,0,\"\"),C2794)","v":"0Winter0-06"},{"$f":"VLOOKUP(Tabulation[[#This Row],[Concat]],Table3[],8)","v":0.28519},{"$f":"(Tabulation[[#This Row],[AC System Output (kW)]]*Tabulation[[#This Row],[Rate]])","v":0.10802084592}]
[4,26,9,2609.0500000000002,{"$f":"Tabulation[[#This Row],[AC System Output (W)]]/1000","v":2.6090500000000003},{"$f":"VLOOKUP(Tabulation[[#This Row],[Month]],Season,2)","v":"Winter"},{"$f":"(DATE(2021,Tabulation[[#This Row],[Month]],Tabulation[[#This Row],[Day]]))","v":"2021-04-26"},{"$f":"WEEKDAY(Tabulation[[#This Row],[Date]])","v":2},{"$f":"IF(OR(Tabulation[[#This Row],[DayNo]]=1,Tabulation[[#This Row],[DayNo]]=7),1,0)","v":0},{"$f":"COUNTIF(Holidays,Tabulation[[#This Row],[Date]])","v":0},{"$f":"CONCATENATE(Tabulation[[#This Row],[Holiday]],Tabulation[[#This Row],[Season]],Tabulation[[#This Row],[Weekend]],\"-\",IF(Tabulation[[#This Row],[Hour]]<10,0,\"\"),C2797)","v":"0Winter0-09"},{"$f":"VLOOKUP(Tabulation[[#This Row],[Concat]],Table3[],8)","v":0.28519},{"$f":"(Tabulation[[#This Row],[AC System Output (kW)]]*Tabulation[[#This Row],[Rate]])","v":0.74407496950000007}]
[4,26,13,2778.0819999999999,{"$f":"Tabulation[[#This Row],[AC System Output (W)]]/1000","v":2.7780819999999999},{"$f":"VLOOKUP(Tabulation[[#This Row],[Month]],Season,2)","v":"Winter"},{"$f":"(DATE(2021,Tabulation[[#This Row],[Month]],Tabulation[[#This Row],[Day]]))","v":"2021-04-26"},{"$f":"WEEKDAY(Tabulation[[#This Row],[Date]])","v":2},{"$f":"IF(OR(Tabulation[[#This Row],[DayNo]]=1,Tabulation[[#This Row],[DayNo]]=7),1,0)","v":0},{"$f":"COUNTIF(Holidays,Tabulation[[#This Row],[Date]])","v":0},{"$f":"CONCATENATE(Tabulation[[#This Row],[Holiday]],Tabulation[[#This Row],[Season]],Tabulation[[#This Row],[Weekend]],\"-\",IF(Tabulation[[#This Row],[Hour]]<10,0,\"\"),C2801)","v":"0Winter0-13"},{"$f":"VLOOKUP(Tabulation[[#This Row],[Concat]],Table3[],8)","v":0.28519},{"$f":"(Tabulation[[#This Row],[AC System Output (kW)]]*Tabulation[[#This Row],[Rate]])","v":0.79228120557999993}]
[4,26,16,1196.7940000000001,{"$f":"Tabulation[[#This Row],[AC System Output (W)]]/1000","v":1.1967940000000001},{"$f":"VLOOKUP(Tabulation[[#This Row],[Month]],Season,2)","v":"Winter"},{"$f":"(DATE(2021,Tabulation[[#This Row],[Month]],Tabulation[[#This Row],[Day]]))","v":"2021-04-26"},{"$f":"WEEKDAY(Tabulation[[#This Row],[Date]])","v":2},{"$f":"IF(OR(Tabulation[[#This Row],[DayNo]]=1,Tabulation[[#This Row],[DayNo]]=7),1,0)","v":0},{"$f":"COUNTIF(Holidays,Tabulation[[#This Row],[Date]])","v":0},{"$f":"CONCATENATE(Tabulation[[#This Row],[Holiday]],Tabulation[[#This Row],[Season]],Tabulation[[#This Row],[Weekend]],\"-\",IF(Tabulation[[#This Row],[Hour]]<10,0,\"\"),C2804)","v":"0Winter0-16"},{"$f":"VLOOKUP(Tabulation[[#This Row],[Concat]],Table3[],8)","v":0.28519},{"$f":"(Tabulation[[#This Row],[AC System Output (kW)]]*Tabulation[[#This Row],[Rate]])","v":0.34131368086000002}]
[4,26,19,0,{"$f":"Tabulation[[#This Row],[AC System Output (W)]]/1000","v":0},{"$f":"VLOOKUP(Tabulation[[#This Row],[Month]],Season,2)","v":"Winter"},{"$f":"(DATE(2021,Tabulation[[#This Row],[Month]],Tabulation[[#This Row],[Day]]))","v":"2021-04-26"},{"$f":"WEEKDAY(Tabulation[[#This Row],[Date]])","v":2},{"$f":"IF(OR(Tabulation[[#This Row],[DayNo]]=1,Tabulation[[#This Row],[DayNo]]=7),1,0)","v":0},{"$f":"COUNTIF(Holidays,Tabulation[[#This Row],[Date]])","v":0},{"$f":"CONCATENATE(Tabulation[[#This Row],[Holiday]],Tabulation[[#This Row],[Season]],Tabulation[[#This Row],[Weekend]],\"-\",IF(Tabulation[[#This Row],[Hour]]<10,0,\"\"),C2807)","v":"0Winter0-19"},{"$f":"VLOOKUP(Tabulation[[#This Row],[Concat]],Table3[],8)","v":0.30257000000000001},{"$f":"(Tabulation[[#This Row],[AC System Output (kW)]]*Tabulation[[#This Row],[Rate]])","v":0}]
[4,26,22,0,{"$f":"Tabulation[[#This Row],[AC System Output (W)]]/1000","v":0},{"$f":"VLOOKUP(Tabulation[[#This Row],[Month]],Season,2)","v":"Winter"},{"$f":"(DATE(2021,Tabulation[[#This Row],[Month]],Tabulation[[#This Row],[Day]]))","v":"2021-04-26"},{"$f":"WEEKDAY(Tabulation[[#This Row],[Date]])","v":2},{"$f":"IF(OR(Tabulation[[#This Row],[DayNo]]=1,Tabulation[[#This Row],[DayNo]]=7),1,0)","v":0},{"$f":"COUNTIF(Holidays,Tabulation[[#This Row],[Date]])","v":0},{"$f":"CONCATENATE(Tabulation[[#This Row],[Holiday]],Tabulation[[#This Row],[Season]],Tabulation[[#This Row],[Weekend]],\"-\",IF(Tabulation[[#This Row],[Hour]]<10,0,\"\"),C2810)","v":"0Winter0-22"},{"$f":"VLOOKUP(Tabulation[[#This Row],[Concat]],Table3[],8)","v":0.28519},{"$f":"(Tabulation[[#This Row],[AC System Output (kW)]]*Tabulation[[#This Row],[Rate]])","v":0}]
[4,27,0,0,{"$f":"Tabulation[[#This Row],[AC System Output (W)]]/1000","v":0},{"$f":"VLOOKUP(Tabulation[[#This Row],[Month]],Season,2)","v":"Winter"},{"$f":"(DATE(2021,Tabulation[[#This Row],[Month]],Tabulation[[#This Row],[Day]]))","v":"2021-04-27"},{"$f":"WEEKDAY(Tabulation[[#This Row],[Date]])","v":3},{"$f":"IF(OR(Tabulation[[#This Row],[DayNo]]=1,Tabulation[[#This Row],[DayNo]]=7),1,0)","v":0},{"$f":"COUNTIF(Holidays,Tabulation[[#This Row],[Date]])","v":0},{"$f":"CONCATENATE(Tabulation[[#This Row],[Holiday]],Tabulation[[#This Row],[Season]],Tabulation[[#This Row],[Weekend]],\"-\",IF(Tabulation[[#This Row],[Hour]]<10,0,\"\"),C2812)","v":"0Winter0-00"},{"$f":"VLOOKUP(Tabulation[[#This Row],[Concat]],Table3[],8)","v":0.28519},{"$f":"(Tabulation[[#This Row],[AC System Output (kW)]]*Tabulation[[#This Row],[Rate]])","v":0}]
[4,27,3,0,{"$f":"Tabulation[[#This Row],[AC System Output (W)]]/1000","v":0},{"$f":"VLOOKUP(Tabulation[[#This Row],[Month]],Season,2)","v":"Winter"},{"$f":"(DATE(2021,Tabulation[[#This Row],[Month]],Tabulation[[#This Row],[Day]]))","v":"2021-04-27"},{"$f":"WEEKDAY(Tabulation[[#This Row],[Date]])","v":3},{"$f":"IF(OR(Tabulation[[#This Row],[DayNo]]=1,Tabulation[[#This Row],[DayNo]]=7),1,0)","v":0},{"$f":"COUNTIF(Holidays,Tabulation[[#This Row],[Date]])","v":0},{"$f":"CONCATENATE(Tabulation[[#This Row],[Holiday]],Tabulation[[#This Row],[Season]],Tabulation[[#This Row],[Weekend]],\"-\",IF(Tabulation[[#This Row],[Hour]]<10,0,\"\"),C2815)","v":"0Winter0-03"},{"$f":"VLOOKUP(Tabulation[[#This Row],[Concat]],Table3[],8)","v":0.28519},{"$f":"(Tabulation[[#This Row],[AC System Output (kW)]]*Tabulation[[#This Row],[Rate]])","v":0}]
[4,27,7,1221.056,{"$f":"Tabulation[[#This Row],[AC System Output (W)]]/1000","v":1.2210560000000001},{"$f":"VLOOKUP(Tabulation[[#This Row],[Month]],Season,2)","v":"Winter"},{"$f":"(DATE(2021,Tabulation[[#This Row],[Month]],Tabulation[[#This Row],[Day]]))","v":"2021-04-27"},{"$f":"WEEKDAY(Tabulation[[#This Row],[Date]])","v":3},{"$f":"IF(OR(Tabulation[[#This Row],[DayNo]]=1,Tabulation[[#This Row],[DayNo]]=7),1,0)","v":0},{"$f":"COUNTIF(Holidays,Tabulation[[#This Row],[Date]])","v":0},{"$f":"CONCATENATE(Tabulation[[#This Row],[Holiday]],Tabulation[[#This Row],[Season]],Tabulation[[#This Row],[Weekend]],\"-\",IF(Tabulation[[#This Row],[Hour]]<10,0,\"\"),C2819)","v":"0Winter0-07"},{"$f":"VLOOKUP(Tabulation[[#This Row],[Concat]],Table3[],8)","v":0.28519},{"$f":"(Tabulation[[#This Row],[AC System Output (kW)]]*Tabulation[[#This Row],[Rate]])","v":0.34823296064000003}]
[4,27,10,2905.9589999999998,{"$f":"Tabulation[[#This Row],[AC System Output (W)]]/1000","v":2.9059589999999997},{"$f":"VLOOKUP(Tabulation[[#This Row],[Month]],Season,2)","v":"Winter"},{"$f":"(DATE(2021,Tabulation[[#This Row],[Month]],Tabulation[[#This Row],[Day]]))","v":"2021-04-27"},{"$f":"WEEKDAY(Tabulation[[#This Row],[Date]])","v":3},{"$f":"IF(OR(Tabulation[[#This Row],[DayNo]]=1,Tabulation[[#This Row],[DayNo]]=7),1,0)","v":0},{"$f":"COUNTIF(Holidays,Tabulation[[#This Row],[Date]])","v":0},{"$f":"CONCATENATE(Tabulation[[#This Row],[Holiday]],Tabulation[[#This Row],[Season]],Tabulation[[#This Row],[Weekend]],\"-\",IF(Tabulation[[#This Row],[Hour]]<10,0,\"\"),C2822)","v":"0Winter0-10"},{"$f":"VLOOKUP(Tabulation[[#This Row],[Concat]],Table3[],8)","v":0.28519},{"$f":"(Tabulation[[#This Row],[AC System Output (kW)]]*Tabulation[[#This Row],[Rate]])","v":0.82875044720999991}]
[4,27,14,2569.5439999999999,{"$f":"Tabulation[[#This Row],[AC System Output (W)]]/1000","v":2.5695440000000001},{"$f":"VLOOKUP(Tabulation[[#This Row],[Month]],Season,2)","v":"Winter"},{"$f":"(DATE(2021,Tabulation[[#This Row],[Month]],Tabulation[[#This Row],[Day]]))","v":"2021-04-27"},{"$f":"WEEKDAY(Tabulation[[#This Row],[Date]])","v":3},{"$f":"IF(OR(Tabulation[[#This Row],[DayNo]]=1,Tabulation[[#This Row],[DayNo]]=7),1,0)","v":0},{"$f":"COUNTIF(Holidays,Tabulation[[#This Row],[Date]])","v":0},{"$f":"CONCATENATE(Tabulation[[#This Row],[Holiday]],Tabulation[[#This Row],[Season]],Tabulation[[#This Row],[Weekend]],\"-\",IF(Tabulation[[#This Row],[Hour]]<10,0,\"\"),C2826)","v":"0Winter0-14"},{"$f":"VLOOKUP(Tabulation[[#This Row],[Concat]],Table3[],8)","v":0.28519},{"$f":"(Tabulation[[#This Row],[AC System Output (kW)]]*Tabulation[[#This Row],[Rate]])","v":0.73280825335999999}]
[4,27,17,406.12299999999999,{"$f":"Tabulation[[#This Row],[AC System Output (W)]]/1000","v":0.40612300000000001},{"$f":"VLOOKUP(Tabulation[[#This Row],[Month]],Season,2)","v":"Winter"},{"$f":"(DATE(2021,Tabulation[[#This Row],[Month]],Tabulation[[#This Row],[Day]]))","v":"2021-04-27"},{"$f":"WEEKDAY(Tabulation[[#This Row],[Date]])","v":3},{"$f":"IF(OR(Tabulation[[#This Row],[DayNo]]=1,Tabulation[[#This Row],[DayNo]]=7),1,0)","v":0},{"$f":"COUNTIF(Holidays,Tabulation[[#This Row],[Date]])","v":0},{"$f":"CONCATENATE(Tabulation[[#This Row],[Holiday]],Tabulation[[#This Row],[Season]],Tabulation[[#This Row],[Weekend]],\"-\",IF(Tabulation[[#This Row],[Hour]]<10,0,\"\"),C2829)","v":"0Winter0-17"},{"$f":"VLOOKUP(Tabulation[[#This Row],[Concat]],Table3[],8)","v":0.30257000000000001},{"$f":"(Tabulation[[#This Row],[AC System Output (kW)]]*Tabulation[[#This Row],[Rate]])","v":0.12288063611000001}]
[4,27,19,0,{"$f":"Tabulation[[#This Row],[AC System Output (W)]]/1000","v":0},{"$f":"VLOOKUP(Tabulation[[#This Row],[Month]],Season,2)","v":"Winter"},{"$f":"(DATE(2021,Tabulation[[#This Row],[Month]],Tabulation[[#This Row],[Day]]))","v":"2021-04-27"},{"$f":"WEEKDAY(Tabulation[[#This Row],[Date]])","v":3},{"$f":"IF(OR(Tabulation[[#This Row],[DayNo]]=1,Tabulation[[#This Row],[DayNo]]=7),1,0)","v":0},{"$f":"COUNTIF(Holidays,Tabulation[[#This Row],[Date]])","v":0},{"$f":"CONCATENATE(Tabulation[[#This Row],[Holiday]],Tabulation[[#This Row],[Season]],Tabulation[[#This Row],[Weekend]],\"-\",IF(Tabulation[[#This Row],[Hour]]<10,0,\"\"),C2831)","v":"0Winter0-19"},{"$f":"VLOOKUP(Tabulation[[#This Row],[Concat]],Table3[],8)","v":0.30257000000000001},{"$f":"(Tabulation[[#This Row],[AC System Output (kW)]]*Tabulation[[#This Row],[Rate]])","v":0}]
[4,27,22,0,{"$f":"Tabulation[[#This Row],[AC System Output (W)]]/1000","v":0},{"$f":"VLOOKUP(Tabulation[[#This Row],[Month]],Season,2)","v":"Winter"},{"$f":"(DATE(2021,Tabulation[[#This Row],[Month]],Tabulation[[#This Row],[Day]]))","v":"2021-04-27"},{"$f":"WEEKDAY(Tabulation[[#This Row],[Date]])","v":3},{"$f":"IF(OR(Tabulation[[#This Row],[DayNo]]=1,Tabulation[[#This Row],[DayNo]]=7),1,0)","v":0},{"$f":"COUNTIF(Holidays,Tabulation[[#This Row],[Date]])","v":0},{"$f":"CONCATENATE(Tabulation[[#This Row],[Holiday]],Tabulation[[#This Row],[Season]],Tabulation[[#This Row],[Weekend]],\"-\",IF(Tabulation[[#This Row],[Hour]]<10,0,\"\"),C2834)","v":"0Winter0-22"},{"$f":"VLOOKUP(Tabulation[[#This Row],[Concat]],Table3[],8)","v":0.28519},{"$f":"(Tabulation[[#This Row],[AC System Output (kW)]]*Tabulation[[#This Row],[Rate]])","v":0}]
[4,28,1,0,{"$f":"Tabulation[[#This Row],[AC System Output (W)]]/1000","v":0},{"$f":"VLOOKUP(Tabulation[[#This Row],[Month]],Season,2)","v":"Winter"},{"$f":"(DATE(2021,Tabulation[[#This Row],[Month]],Tabulation[[#This Row],[Day]]))","v":"2021-04-28"},{"$f":"WEEKDAY(Tabulation[[#This Row],[Date]])","v":4},{"$f":"IF(OR(Tabulation[[#This Row],[DayNo]]=1,Tabulation[[#This Row],[DayNo]]=7),1,0)","v":0},{"$f":"COUNTIF(Holidays,Tabulation[[#This Row],[Date]])","v":0},{"$f":"CONCATENATE(Tabulation[[#This Row],[Holiday]],Tabulation[[#This Row],[Season]],Tabulation[[#This Row],[Weekend]],\"-\",IF(Tabulation[[#This Row],[Hour]]<10,0,\"\"),C2837)","v":"0Winter0-01"},{"$f":"VLOOKUP(Tabulation[[#This Row],[Concat]],Table3[],8)","v":0.28519},{"$f":"(Tabulation[[#This Row],[AC System Output (kW)]]*Tabulation[[#This Row],[Rate]])","v":0}]
[4,28,4,0,{"$f":"Tabulation[[#This Row],[AC System Output (W)]]/1000","v":0},{"$f":"VLOOKUP(Tabulation[[#This Row],[Month]],Season,2)","v":"Winter"},{"$f":"(DATE(2021,Tabulation[[#This Row],[Month]],Tabulation[[#This Row],[Day]]))","v":"2021-04-28"},{"$f":"WEEKDAY(Tabulation[[#This Row],[Date]])","v":4},{"$f":"IF(OR(Tabulation[[#This Row],[DayNo]]=1,Tabulation[[#This Row],[DayNo]]=7),1,0)","v":0},{"$f":"COUNTIF(Holidays,Tabulation[[#This Row],[Date]])","v":0},{"$f":"CONCATENATE(Tabulation[[#This Row],[Holiday]],Tabulation[[#This Row],[Season]],Tabulation[[#This Row],[Weekend]],\"-\",IF(Tabulation[[#This Row],[Hour]]<10,0,\"\"),C2840)","v":"0Winter0-04"},{"$f":"VLOOKUP(Tabulation[[#This Row],[Concat]],Table3[],8)","v":0.28519},{"$f":"(Tabulation[[#This Row],[AC System Output (kW)]]*Tabulation[[#This Row],[Rate]])","v":0}]
[4,28,8,1555.2449999999999,{"$f":"Tabulation[[#This Row],[AC System Output (W)]]/1000","v":1.555245},{"$f":"VLOOKUP(Tabulation[[#This Row],[Month]],Season,2)","v":"Winter"},{"$f":"(DATE(2021,Tabulation[[#This Row],[Month]],Tabulation[[#This Row],[Day]]))","v":"2021-04-28"},{"$f":"WEEKDAY(Tabulation[[#This Row],[Date]])","v":4},{"$f":"IF(OR(Tabulation[[#This Row],[DayNo]]=1,Tabulation[[#This Row],[DayNo]]=7),1,0)","v":0},{"$f":"COUNTIF(Holidays,Tabulation[[#This Row],[Date]])","v":0},{"$f":"CONCATENATE(Tabulation[[#This Row],[Holiday]],Tabulation[[#This Row],[Season]],Tabulation[[#This Row],[Weekend]],\"-\",IF(Tabulation[[#This Row],[Hour]]<10,0,\"\"),C2844)","v":"0Winter0-08"},{"$f":"VLOOKUP(Tabulation[[#This Row],[Concat]],Table3[],8)","v":0.28519},{"$f":"(Tabulation[[#This Row],[AC System Output (kW)]]*Tabulation[[#This Row],[Rate]])","v":0.44354032155000001}]
[4,28,11,3333.3330000000001,{"$f":"Tabulation[[#This Row],[AC System Output (W)]]/1000","v":3.3333330000000001},{"$f":"VLOOKUP(Tabulation[[#This Row],[Month]],Season,2)","v":"Winter"},{"$f":"(DATE(2021,Tabulation[[#This Row],[Month]],Tabulation[[#This Row],[Day]]))","v":"2021-04-28"},{"$f":"WEEKDAY(Tabulation[[#This Row],[Date]])","v":4},{"$f":"IF(OR(Tabulation[[#This Row],[DayNo]]=1,Tabulation[[#This Row],[DayNo]]=7),1,0)","v":0},{"$f":"COUNTIF(Holidays,Tabulation[[#This Row],[Date]])","v":0},{"$f":"CONCATENATE(Tabulation[[#This Row],[Holiday]],Tabulation[[#This Row],[Season]],Tabulation[[#This Row],[Weekend]],\"-\",IF(Tabulation[[#This Row],[Hour]]<10,0,\"\"),C2847)","v":"0Winter0-11"},{"$f":"VLOOKUP(Tabulation[[#This Row],[Concat]],Table3[],8)","v":0.28519},{"$f":"(Tabulation[[#This Row],[AC System Output (kW)]]*Tabulation[[#This Row],[Rate]])","v":0.95063323827000001}]
[4,28,15,2096.0929999999998,{"$f":"Tabulation[[#This Row],[AC System Output (W)]]/1000","v":2.0960929999999998},{"$f":"VLOOKUP(Tabulation[[#This Row],[Month]],Season,2)","v":"Winter"},{"$f":"(DATE(2021,Tabulation[[#This Row],[Month]],Tabulation[[#This Row],[Day]]))","v":"2021-04-28"},{"$f":"WEEKDAY(Tabulation[[#This Row],[Date]])","v":4},{"$f":"IF(OR(Tabulation[[#This Row],[DayNo]]=1,Tabulation[[#This Row],[DayNo]]=7),1,0)","v":0},{"$f":"COUNTIF(Holidays,Tabulation[[#This Row],[Date]])","v":0},{"$f":"CONCATENATE(Tabulation[[#This Row],[Holiday]],Tabulation[[#This Row],[Season]],Tabulation[[#This Row],[Weekend]],\"-\",IF(Tabulation[[#This Row],[Hour]]<10,0,\"\"),C2851)","v":"0Winter0-15"},{"$f":"VLOOKUP(Tabulation[[#This Row],[Concat]],Table3[],8)","v":0.28519},{"$f":"(Tabulation[[#This Row],[AC System Output (kW)]]*Tabulation[[#This Row],[Rate]])","v":0.59778476266999991}]
[4,28,16,1288.67,{"$f":"Tabulation[[#This Row],[AC System Output (W)]]/1000","v":1.28867},{"$f":"VLOOKUP(Tabulation[[#This Row],[Month]],Season,2)","v":"Winter"},{"$f":"(DATE(2021,Tabulation[[#This Row],[Month]],Tabulation[[#This Row],[Day]]))","v":"2021-04-28"},{"$f":"WEEKDAY(Tabulation[[#This Row],[Date]])","v":4},{"$f":"IF(OR(Tabulation[[#This Row],[DayNo]]=1,Tabulation[[#This Row],[DayNo]]=7),1,0)","v":0},{"$f":"COUNTIF(Holidays,Tabulation[[#This Row],[Date]])","v":0},{"$f":"CONCATENATE(Tabulation[[#This Row],[Holiday]],Tabulation[[#This Row],[Season]],Tabulation[[#This Row],[Weekend]],\"-\",IF(Tabulation[[#This Row],[Hour]]<10,0,\"\"),C2852)","v":"0Winter0-16"},{"$f":"VLOOKUP(Tabulation[[#This Row],[Concat]],Table3[],8)","v":0.28519},{"$f":"(Tabulation[[#This Row],[AC System Output (kW)]]*Tabulation[[#This Row],[Rate]])","v":0.3675157973}]
[4,28,22,0,{"$f":"Tabulation[[#This Row],[AC System Output (W)]]/1000","v":0},{"$f":"VLOOKUP(Tabulation[[#This Row],[Month]],Season,2)","v":"Winter"},{"$f":"(DATE(2021,Tabulation[[#This Row],[Month]],Tabulation[[#This Row],[Day]]))","v":"2021-04-28"},{"$f":"WEEKDAY(Tabulation[[#This Row],[Date]])","v":4},{"$f":"IF(OR(Tabulation[[#This Row],[DayNo]]=1,Tabulation[[#This Row],[DayNo]]=7),1,0)","v":0},{"$f":"COUNTIF(Holidays,Tabulation[[#This Row],[Date]])","v":0},{"$f":"CONCATENATE(Tabulation[[#This Row],[Holiday]],Tabulation[[#This Row],[Season]],Tabulation[[#This Row],[Weekend]],\"-\",IF(Tabulation[[#This Row],[Hour]]<10,0,\"\"),C2858)","v":"0Winter0-22"},{"$f":"VLOOKUP(Tabulation[[#This Row],[Concat]],Table3[],8)","v":0.28519},{"$f":"(Tabulation[[#This Row],[AC System Output (kW)]]*Tabulation[[#This Row],[Rate]])","v":0}]
[4,28,23,0,{"$f":"Tabulation[[#This Row],[AC System Output (W)]]/1000","v":0},{"$f":"VLOOKUP(Tabulation[[#This Row],[Month]],Season,2)","v":"Winter"},{"$f":"(DATE(2021,Tabulation[[#This Row],[Month]],Tabulation[[#This Row],[Day]]))","v":"2021-04-28"},{"$f":"WEEKDAY(Tabulation[[#This Row],[Date]])","v":4},{"$f":"IF(OR(Tabulation[[#This Row],[DayNo]]=1,Tabulation[[#This Row],[DayNo]]=7),1,0)","v":0},{"$f":"COUNTIF(Holidays,Tabulation[[#This Row],[Date]])","v":0},{"$f":"CONCATENATE(Tabulation[[#This Row],[Holiday]],Tabulation[[#This Row],[Season]],Tabulation[[#This Row],[Weekend]],\"-\",IF(Tabulation[[#This Row],[Hour]]<10,0,\"\"),C2859)","v":"0Winter0-23"},{"$f":"VLOOKUP(Tabulation[[#This Row],[Concat]],Table3[],8)","v":0.28519},{"$f":"(Tabulation[[#This Row],[AC System Output (kW)]]*Tabulation[[#This Row],[Rate]])","v":0}]
[4,29,2,0,{"$f":"Tabulation[[#This Row],[AC System Output (W)]]/1000","v":0},{"$f":"VLOOKUP(Tabulation[[#This Row],[Month]],Season,2)","v":"Winter"},{"$f":"(DATE(2021,Tabulation[[#This Row],[Month]],Tabulation[[#This Row],[Day]]))","v":"2021-04-29"},{"$f":"WEEKDAY(Tabulation[[#This Row],[Date]])","v":5},{"$f":"IF(OR(Tabulation[[#This Row],[DayNo]]=1,Tabulation[[#This Row],[DayNo]]=7),1,0)","v":0},{"$f":"COUNTIF(Holidays,Tabulation[[#This Row],[Date]])","v":0},{"$f":"CONCATENATE(Tabulation[[#This Row],[Holiday]],Tabulation[[#This Row],[Season]],Tabulation[[#This Row],[Weekend]],\"-\",IF(Tabulation[[#This Row],[Hour]]<10,0,\"\"),C2862)","v":"0Winter0-02"},{"$f":"VLOOKUP(Tabulation[[#This Row],[Concat]],Table3[],8)","v":0.28519},{"$f":"(Tabulation[[#This Row],[AC System Output (kW)]]*Tabulation[[#This Row],[Rate]])","v":0}]
[4,29,6,477.27499999999998,{"$f":"Tabulation[[#This Row],[AC System Output (W)]]/1000","v":0.477275},{"$f":"VLOOKUP(Tabulation[[#This Row],[Month]],Season,2)","v":"Winter"},{"$f":"(DATE(2021,Tabulation[[#This Row],[Month]],Tabulation[[#This Row],[Day]]))","v":"2021-04-29"},{"$f":"WEEKDAY(Tabulation[[#This Row],[Date]])","v":5},{"$f":"IF(OR(Tabulation[[#This Row],[DayNo]]=1,Tabulation[[#This Row],[DayNo]]=7),1,0)","v":0},{"$f":"COUNTIF(Holidays,Tabulation[[#This Row],[Date]])","v":0},{"$f":"CONCATENATE(Tabulation[[#This Row],[Holiday]],Tabulation[[#This Row],[Season]],Tabulation[[#This Row],[Weekend]],\"-\",IF(Tabulation[[#This Row],[Hour]]<10,0,\"\"),C2866)","v":"0Winter0-06"},{"$f":"VLOOKUP(Tabulation[[#This Row],[Concat]],Table3[],8)","v":0.28519},{"$f":"(Tabulation[[#This Row],[AC System Output (kW)]]*Tabulation[[#This Row],[Rate]])","v":0.13611405725}]
[4,29,9,2665.5929999999998,{"$f":"Tabulation[[#This Row],[AC System Output (W)]]/1000","v":2.6655929999999999},{"$f":"VLOOKUP(Tabulation[[#This Row],[Month]],Season,2)","v":"Winter"},{"$f":"(DATE(2021,Tabulation[[#This Row],[Month]],Tabulation[[#This Row],[Day]]))","v":"2021-04-29"},{"$f":"WEEKDAY(Tabulation[[#This Row],[Date]])","v":5},{"$f":"IF(OR(Tabulation[[#This Row],[DayNo]]=1,Tabulation[[#This Row],[DayNo]]=7),1,0)","v":0},{"$f":"COUNTIF(Holidays,Tabulation[[#This Row],[Date]])","v":0},{"$f":"CONCATENATE(Tabulation[[#This Row],[Holiday]],Tabulation[[#This Row],[Season]],Tabulation[[#This Row],[Weekend]],\"-\",IF(Tabulation[[#This Row],[Hour]]<10,0,\"\"),C2869)","v":"0Winter0-09"},{"$f":"VLOOKUP(Tabulation[[#This Row],[Concat]],Table3[],8)","v":0.28519},{"$f":"(Tabulation[[#This Row],[AC System Output (kW)]]*Tabulation[[#This Row],[Rate]])","v":0.76020046766999994}]
[4,29,12,3130.9609999999998,{"$f":"Tabulation[[#This Row],[AC System Output (W)]]/1000","v":3.1309609999999997},{"$f":"VLOOKUP(Tabulation[[#This Row],[Month]],Season,2)","v":"Winter"},{"$f":"(DATE(2021,Tabulation[[#This Row],[Month]],Tabulation[[#This Row],[Day]]))","v":"2021-04-29"},{"$f":"WEEKDAY(Tabulation[[#This Row],[Date]])","v":5},{"$f":"IF(OR(Tabulation[[#This Row],[DayNo]]=1,Tabulation[[#This Row],[DayNo]]=7),1,0)","v":0},{"$f":"COUNTIF(Holidays,Tabulation[[#This Row],[Date]])","v":0},{"$f":"CONCATENATE(Tabulation[[#This Row],[Holiday]],Tabulation[[#This Row],[Season]],Tabulation[[#This Row],[Weekend]],\"-\",IF(Tabulation[[#This Row],[Hour]]<10,0,\"\"),C2872)","v":"0Winter0-12"},{"$f":"VLOOKUP(Tabulation[[#This Row],[Concat]],Table3[],8)","v":0.28519},{"$f":"(Tabulation[[#This Row],[AC System Output (kW)]]*Tabulation[[#This Row],[Rate]])","v":0.89291876758999988}]
[4,29,17,436.49799999999999,{"$f":"Tabulation[[#This Row],[AC System Output (W)]]/1000","v":0.436498},{"$f":"VLOOKUP(Tabulation[[#This Row],[Month]],Season,2)","v":"Winter"},{"$f":"(DATE(2021,Tabulation[[#This Row],[Month]],Tabulation[[#This Row],[Day]]))","v":"2021-04-29"},{"$f":"WEEKDAY(Tabulation[[#This Row],[Date]])","v":5},{"$f":"IF(OR(Tabulation[[#This Row],[DayNo]]=1,Tabulation[[#This Row],[DayNo]]=7),1,0)","v":0},{"$f":"COUNTIF(Holidays,Tabulation[[#This Row],[Date]])","v":0},{"$f":"CONCATENATE(Tabulation[[#This Row],[Holiday]],Tabulation[[#This Row],[Season]],Tabulation[[#This Row],[Weekend]],\"-\",IF(Tabulation[[#This Row],[Hour]]<10,0,\"\"),C2877)","v":"0Winter0-17"},{"$f":"VLOOKUP(Tabulation[[#This Row],[Concat]],Table3[],8)","v":0.30257000000000001},{"$f":"(Tabulation[[#This Row],[AC System Output (kW)]]*Tabulation[[#This Row],[Rate]])","v":0.13207119985999999}]
[4,29,20,0,{"$f":"Tabulation[[#This Row],[AC System Output (W)]]/1000","v":0},{"$f":"VLOOKUP(Tabulation[[#This Row],[Month]],Season,2)","v":"Winter"},{"$f":"(DATE(2021,Tabulation[[#This Row],[Month]],Tabulation[[#This Row],[Day]]))","v":"2021-04-29"},{"$f":"WEEKDAY(Tabulation[[#This Row],[Date]])","v":5},{"$f":"IF(OR(Tabulation[[#This Row],[DayNo]]=1,Tabulation[[#This Row],[DayNo]]=7),1,0)","v":0},{"$f":"COUNTIF(Holidays,Tabulation[[#This Row],[Date]])","v":0},{"$f":"CONCATENATE(Tabulation[[#This Row],[Holiday]],Tabulation[[#This Row],[Season]],Tabulation[[#This Row],[Weekend]],\"-\",IF(Tabulation[[#This Row],[Hour]]<10,0,\"\"),C2880)","v":"0Winter0-20"},{"$f":"VLOOKUP(Tabulation[[#This Row],[Concat]],Table3[],8)","v":0.28519},{"$f":"(Tabulation[[#This Row],[AC System Output (kW)]]*Tabulation[[#This Row],[Rate]])","v":0}]
[4,29,23,0,{"$f":"Tabulation[[#This Row],[AC System Output (W)]]/1000","v":0},{"$f":"VLOOKUP(Tabulation[[#This Row],[Month]],Season,2)","v":"Winter"},{"$f":"(DATE(2021,Tabulation[[#This Row],[Month]],Tabulation[[#This Row],[Day]]))","v":"2021-04-29"},{"$f":"WEEKDAY(Tabulation[[#This Row],[Date]])","v":5},{"$f":"IF(OR(Tabulation[[#This Row],[DayNo]]=1,Tabulation[[#This Row],[DayNo]]=7),1,0)","v":0},{"$f":"COUNTIF(Holidays,Tabulation[[#This Row],[Date]])","v":0},{"$f":"CONCATENATE(Tabulation[[#This Row],[Holiday]],Tabulation[[#This Row],[Season]],Tabulation[[#This Row],[Weekend]],\"-\",IF(Tabulation[[#This Row],[Hour]]<10,0,\"\"),C2883)","v":"0Winter0-23"},{"$f":"VLOOKUP(Tabulation[[#This Row],[Concat]],Table3[],8)","v":0.28519},{"$f":"(Tabulation[[#This Row],[AC System Output (kW)]]*Tabulation[[#This Row],[Rate]])","v":0}]
[4,30,0,0,{"$f":"Tabulation[[#This Row],[AC System Output (W)]]/1000","v":0},{"$f":"VLOOKUP(Tabulation[[#This Row],[Month]],Season,2)","v":"Winter"},{"$f":"(DATE(2021,Tabulation[[#This Row],[Month]],Tabulation[[#This Row],[Day]]))","v":"2021-04-30"},{"$f":"WEEKDAY(Tabulation[[#This Row],[Date]])","v":6},{"$f":"IF(OR(Tabulation[[#This Row],[DayNo]]=1,Tabulation[[#This Row],[DayNo]]=7),1,0)","v":0},{"$f":"COUNTIF(Holidays,Tabulation[[#This Row],[Date]])","v":0},{"$f":"CONCATENATE(Tabulation[[#This Row],[Holiday]],Tabulation[[#This Row],[Season]],Tabulation[[#This Row],[Weekend]],\"-\",IF(Tabulation[[#This Row],[Hour]]<10,0,\"\"),C2884)","v":"0Winter0-00"},{"$f":"VLOOKUP(Tabulation[[#This Row],[Concat]],Table3[],8)","v":0.28519},{"$f":"(Tabulation[[#This Row],[AC System Output (kW)]]*Tabulation[[#This Row],[Rate]])","v":0}]
[4,30,3,0,{"$f":"Tabulation[[#This Row],[AC System Output (W)]]/1000","v":0},{"$f":"VLOOKUP(Tabulation[[#This Row],[Month]],Season,2)","v":"Winter"},{"$f":"(DATE(2021,Tabulation[[#This Row],[Month]],Tabulation[[#This Row],[Day]]))","v":"2021-04-30"},{"$f":"WEEKDAY(Tabulation[[#This Row],[Date]])","v":6},{"$f":"IF(OR(Tabulation[[#This Row],[DayNo]]=1,Tabulation[[#This Row],[DayNo]]=7),1,0)","v":0},{"$f":"COUNTIF(Holidays,Tabulation[[#This Row],[Date]])","v":0},{"$f":"CONCATENATE(Tabulation[[#This Row],[Holiday]],Tabulation[[#This Row],[Season]],Tabulation[[#This Row],[Weekend]],\"-\",IF(Tabulation[[#This Row],[Hour]]<10,0,\"\"),C2887)","v":"0Winter0-03"},{"$f":"VLOOKUP(Tabulation[[#This Row],[Concat]],Table3[],8)","v":0.28519},{"$f":"(Tabulation[[#This Row],[AC System Output (kW)]]*Tabulation[[#This Row],[Rate]])","v":0}]
[4,30,7,1261.5719999999999,{"$f":"Tabulation[[#This Row],[AC System Output (W)]]/1000","v":1.2615719999999999},{"$f":"VLOOKUP(Tabulation[[#This Row],[Month]],Season,2)","v":"Winter"},{"$f":"(DATE(2021,Tabulation[[#This Row],[Month]],Tabulation[[#This Row],[Day]]))","v":"2021-04-30"},{"$f":"WEEKDAY(Tabulation[[#This Row],[Date]])","v":6},{"$f":"IF(OR(Tabulation[[#This Row],[DayNo]]=1,Tabulation[[#This Row],[DayNo]]=7),1,0)","v":0},{"$f":"COUNTIF(Holidays,Tabulation[[#This Row],[Date]])","v":0},{"$f":"CONCATENATE(Tabulation[[#This Row],[Holiday]],Tabulation[[#This Row],[Season]],Tabulation[[#This Row],[Weekend]],\"-\",IF(Tabulation[[#This Row],[Hour]]<10,0,\"\"),C2891)","v":"0Winter0-07"},{"$f":"VLOOKUP(Tabulation[[#This Row],[Concat]],Table3[],8)","v":0.28519},{"$f":"(Tabulation[[#This Row],[AC System Output (kW)]]*Tabulation[[#This Row],[Rate]])","v":0.35978771867999998}]
[4,30,10,2718.962,{"$f":"Tabulation[[#This Row],[AC System Output (W)]]/1000","v":2.7189619999999999},{"$f":"VLOOKUP(Tabulation[[#This Row],[Month]],Season,2)","v":"Winter"},{"$f":"(DATE(2021,Tabulation[[#This Row],[Month]],Tabulation[[#This Row],[Day]]))","v":"2021-04-30"},{"$f":"WEEKDAY(Tabulation[[#This Row],[Date]])","v":6},{"$f":"IF(OR(Tabulation[[#This Row],[DayNo]]=1,Tabulation[[#This Row],[DayNo]]=7),1,0)","v":0},{"$f":"COUNTIF(Holidays,Tabulation[[#This Row],[Date]])","v":0},{"$f":"CONCATENATE(Tabulation[[#This Row],[Holiday]],Tabulation[[#This Row],[Season]],Tabulation[[#This Row],[Weekend]],\"-\",IF(Tabulation[[#This Row],[Hour]]<10,0,\"\"),C2894)","v":"0Winter0-10"},{"$f":"VLOOKUP(Tabulation[[#This Row],[Concat]],Table3[],8)","v":0.28519},{"$f":"(Tabulation[[#This Row],[AC System Output (kW)]]*Tabulation[[#This Row],[Rate]])","v":0.77542077277999999}]
[4,30,14,2483.7719999999999,{"$f":"Tabulation[[#This Row],[AC System Output (W)]]/1000","v":2.4837720000000001},{"$f":"VLOOKUP(Tabulation[[#This Row],[Month]],Season,2)","v":"Winter"},{"$f":"(DATE(2021,Tabulation[[#This Row],[Month]],Tabulation[[#This Row],[Day]]))","v":"2021-04-30"},{"$f":"WEEKDAY(Tabulation[[#This Row],[Date]])","v":6},{"$f":"IF(OR(Tabulation[[#This Row],[DayNo]]=1,Tabulation[[#This Row],[DayNo]]=7),1,0)","v":0},{"$f":"COUNTIF(Holidays,Tabulation[[#This Row],[Date]])","v":0},{"$f":"CONCATENATE(Tabulation[[#This Row],[Holiday]],Tabulation[[#This Row],[Season]],Tabulation[[#This Row],[Weekend]],\"-\",IF(Tabulation[[#This Row],[Hour]]<10,0,\"\"),C2898)","v":"0Winter0-14"},{"$f":"VLOOKUP(Tabulation[[#This Row],[Concat]],Table3[],8)","v":0.28519},{"$f":"(Tabulation[[#This Row],[AC System Output (kW)]]*Tabulation[[#This Row],[Rate]])","v":0.70834693668000004}]
[4,30,18,50.52,{"$f":"Tabulation[[#This Row],[AC System Output (W)]]/1000","v":5.0520000000000002E-2},{"$f":"VLOOKUP(Tabulation[[#This Row],[Month]],Season,2)","v":"Winter"},{"$f":"(DATE(2021,Tabulation[[#This Row],[Month]],Tabulation[[#This Row],[Day]]))","v":"2021-04-30"},{"$f":"WEEKDAY(Tabulation[[#This Row],[Date]])","v":6},{"$f":"IF(OR(Tabulation[[#This Row],[DayNo]]=1,Tabulation[[#This Row],[DayNo]]=7),1,0)","v":0},{"$f":"COUNTIF(Holidays,Tabulation[[#This Row],[Date]])","v":0},{"$f":"CONCATENATE(Tabulation[[#This Row],[Holiday]],Tabulation[[#This Row],[Season]],Tabulation[[#This Row],[Weekend]],\"-\",IF(Tabulation[[#This Row],[Hour]]<10,0,\"\"),C2902)","v":"0Winter0-18"},{"$f":"VLOOKUP(Tabulation[[#This Row],[Concat]],Table3[],8)","v":0.30257000000000001},{"$f":"(Tabulation[[#This Row],[AC System Output (kW)]]*Tabulation[[#This Row],[Rate]])","v":1.5285836400000001E-2}]
[4,30,21,0,{"$f":"Tabulation[[#This Row],[AC System Output (W)]]/1000","v":0},{"$f":"VLOOKUP(Tabulation[[#This Row],[Month]],Season,2)","v":"Winter"},{"$f":"(DATE(2021,Tabulation[[#This Row],[Month]],Tabulation[[#This Row],[Day]]))","v":"2021-04-30"},{"$f":"WEEKDAY(Tabulation[[#This Row],[Date]])","v":6},{"$f":"IF(OR(Tabulation[[#This Row],[DayNo]]=1,Tabulation[[#This Row],[DayNo]]=7),1,0)","v":0},{"$f":"COUNTIF(Holidays,Tabulation[[#This Row],[Date]])","v":0},{"$f":"CONCATENATE(Tabulation[[#This Row],[Holiday]],Tabulation[[#This Row],[Season]],Tabulation[[#This Row],[Weekend]],\"-\",IF(Tabulation[[#This Row],[Hour]]<10,0,\"\"),C2905)","v":"0Winter0-21"},{"$f":"VLOOKUP(Tabulation[[#This Row],[Concat]],Table3[],8)","v":0.28519},{"$f":"(Tabulation[[#This Row],[AC System Output (kW)]]*Tabulation[[#This Row],[Rate]])","v":0}]
[4,30,22,0,{"$f":"Tabulation[[#This Row],[AC System Output (W)]]/1000","v":0},{"$f":"VLOOKUP(Tabulation[[#This Row],[Month]],Season,2)","v":"Winter"},{"$f":"(DATE(2021,Tabulation[[#This Row],[Month]],Tabulation[[#This Row],[Day]]))","v":"2021-04-30"},{"$f":"WEEKDAY(Tabulation[[#This Row],[Date]])","v":6},{"$f":"IF(OR(Tabulation[[#This Row],[DayNo]]=1,Tabulation[[#This Row],[DayNo]]=7),1,0)","v":0},{"$f":"COUNTIF(Holidays,Tabulation[[#This Row],[Date]])","v":0},{"$f":"CONCATENATE(Tabulation[[#This Row],[Holiday]],Tabulation[[#This Row],[Season]],Tabulation[[#This Row],[Weekend]],\"-\",IF(Tabulation[[#This Row],[Hour]]<10,0,\"\"),C2906)","v":"0Winter0-22"},{"$f":"VLOOKUP(Tabulation[[#This Row],[Concat]],Table3[],8)","v":0.28519},{"$f":"(Tabulation[[#This Row],[AC System Output (kW)]]*Tabulation[[#This Row],[Rate]])","v":0}]
[5,1,1,0,{"$f":"Tabulation[[#This Row],[AC System Output (W)]]/1000","v":0},{"$f":"VLOOKUP(Tabulation[[#This Row],[Month]],Season,2)","v":"Winter"},{"$f":"(DATE(2021,Tabulation[[#This Row],[Month]],Tabulation[[#This Row],[Day]]))","v":"2021-05-01"},{"$f":"WEEKDAY(Tabulation[[#This Row],[Date]])","v":7},{"$f":"IF(OR(Tabulation[[#This Row],[DayNo]]=1,Tabulation[[#This Row],[DayNo]]=7),1,0)","v":1},{"$f":"COUNTIF(Holidays,Tabulation[[#This Row],[Date]])","v":0},{"$f":"CONCATENATE(Tabulation[[#This Row],[Holiday]],Tabulation[[#This Row],[Season]],Tabulation[[#This Row],[Weekend]],\"-\",IF(Tabulation[[#This Row],[Hour]]<10,0,\"\"),C2909)","v":"0Winter1-01"},{"$f":"VLOOKUP(Tabulation[[#This Row],[Concat]],Table3[],8)","v":0.28519},{"$f":"(Tabulation[[#This Row],[AC System Output (kW)]]*Tabulation[[#This Row],[Rate]])","v":0}]
[5,1,4,0,{"$f":"Tabulation[[#This Row],[AC System Output (W)]]/1000","v":0},{"$f":"VLOOKUP(Tabulation[[#This Row],[Month]],Season,2)","v":"Winter"},{"$f":"(DATE(2021,Tabulation[[#This Row],[Month]],Tabulation[[#This Row],[Day]]))","v":"2021-05-01"},{"$f":"WEEKDAY(Tabulation[[#This Row],[Date]])","v":7},{"$f":"IF(OR(Tabulation[[#This Row],[DayNo]]=1,Tabulation[[#This Row],[DayNo]]=7),1,0)","v":1},{"$f":"COUNTIF(Holidays,Tabulation[[#This Row],[Date]])","v":0},{"$f":"CONCATENATE(Tabulation[[#This Row],[Holiday]],Tabulation[[#This Row],[Season]],Tabulation[[#This Row],[Weekend]],\"-\",IF(Tabulation[[#This Row],[Hour]]<10,0,\"\"),C2912)","v":"0Winter1-04"},{"$f":"VLOOKUP(Tabulation[[#This Row],[Concat]],Table3[],8)","v":0.28519},{"$f":"(Tabulation[[#This Row],[AC System Output (kW)]]*Tabulation[[#This Row],[Rate]])","v":0}]
[5,1,8,1788.8030000000001,{"$f":"Tabulation[[#This Row],[AC System Output (W)]]/1000","v":1.7888030000000001},{"$f":"VLOOKUP(Tabulation[[#This Row],[Month]],Season,2)","v":"Winter"},{"$f":"(DATE(2021,Tabulation[[#This Row],[Month]],Tabulation[[#This Row],[Day]]))","v":"2021-05-01"},{"$f":"WEEKDAY(Tabulation[[#This Row],[Date]])","v":7},{"$f":"IF(OR(Tabulation[[#This Row],[DayNo]]=1,Tabulation[[#This Row],[DayNo]]=7),1,0)","v":1},{"$f":"COUNTIF(Holidays,Tabulation[[#This Row],[Date]])","v":0},{"$f":"CONCATENATE(Tabulation[[#This Row],[Holiday]],Tabulation[[#This Row],[Season]],Tabulation[[#This Row],[Weekend]],\"-\",IF(Tabulation[[#This Row],[Hour]]<10,0,\"\"),C2916)","v":"0Winter1-08"},{"$f":"VLOOKUP(Tabulation[[#This Row],[Concat]],Table3[],8)","v":0.28519},{"$f":"(Tabulation[[#This Row],[AC System Output (kW)]]*Tabulation[[#This Row],[Rate]])","v":0.51014872757000007}]
[5,1,11,707.34299999999996,{"$f":"Tabulation[[#This Row],[AC System Output (W)]]/1000","v":0.70734299999999994},{"$f":"VLOOKUP(Tabulation[[#This Row],[Month]],Season,2)","v":"Winter"},{"$f":"(DATE(2021,Tabulation[[#This Row],[Month]],Tabulation[[#This Row],[Day]]))","v":"2021-05-01"},{"$f":"WEEKDAY(Tabulation[[#This Row],[Date]])","v":7},{"$f":"IF(OR(Tabulation[[#This Row],[DayNo]]=1,Tabulation[[#This Row],[DayNo]]=7),1,0)","v":1},{"$f":"COUNTIF(Holidays,Tabulation[[#This Row],[Date]])","v":0},{"$f":"CONCATENATE(Tabulation[[#This Row],[Holiday]],Tabulation[[#This Row],[Season]],Tabulation[[#This Row],[Weekend]],\"-\",IF(Tabulation[[#This Row],[Hour]]<10,0,\"\"),C2919)","v":"0Winter1-11"},{"$f":"VLOOKUP(Tabulation[[#This Row],[Concat]],Table3[],8)","v":0.28519},{"$f":"(Tabulation[[#This Row],[AC System Output (kW)]]*Tabulation[[#This Row],[Rate]])","v":0.20172715016999998}]
[5,1,15,934.62699999999995,{"$f":"Tabulation[[#This Row],[AC System Output (W)]]/1000","v":0.93462699999999999},{"$f":"VLOOKUP(Tabulation[[#This Row],[Month]],Season,2)","v":"Winter"},{"$f":"(DATE(2021,Tabulation[[#This Row],[Month]],Tabulation[[#This Row],[Day]]))","v":"2021-05-01"},{"$f":"WEEKDAY(Tabulation[[#This Row],[Date]])","v":7},{"$f":"IF(OR(Tabulation[[#This Row],[DayNo]]=1,Tabulation[[#This Row],[DayNo]]=7),1,0)","v":1},{"$f":"COUNTIF(Holidays,Tabulation[[#This Row],[Date]])","v":0},{"$f":"CONCATENATE(Tabulation[[#This Row],[Holiday]],Tabulation[[#This Row],[Season]],Tabulation[[#This Row],[Weekend]],\"-\",IF(Tabulation[[#This Row],[Hour]]<10,0,\"\"),C2923)","v":"0Winter1-15"},{"$f":"VLOOKUP(Tabulation[[#This Row],[Concat]],Table3[],8)","v":0.28519},{"$f":"(Tabulation[[#This Row],[AC System Output (kW)]]*Tabulation[[#This Row],[Rate]])","v":0.26654627412999998}]
[5,1,19,0,{"$f":"Tabulation[[#This Row],[AC System Output (W)]]/1000","v":0},{"$f":"VLOOKUP(Tabulation[[#This Row],[Month]],Season,2)","v":"Winter"},{"$f":"(DATE(2021,Tabulation[[#This Row],[Month]],Tabulation[[#This Row],[Day]]))","v":"2021-05-01"},{"$f":"WEEKDAY(Tabulation[[#This Row],[Date]])","v":7},{"$f":"IF(OR(Tabulation[[#This Row],[DayNo]]=1,Tabulation[[#This Row],[DayNo]]=7),1,0)","v":1},{"$f":"COUNTIF(Holidays,Tabulation[[#This Row],[Date]])","v":0},{"$f":"CONCATENATE(Tabulation[[#This Row],[Holiday]],Tabulation[[#This Row],[Season]],Tabulation[[#This Row],[Weekend]],\"-\",IF(Tabulation[[#This Row],[Hour]]<10,0,\"\"),C2927)","v":"0Winter1-19"},{"$f":"VLOOKUP(Tabulation[[#This Row],[Concat]],Table3[],8)","v":0.28519},{"$f":"(Tabulation[[#This Row],[AC System Output (kW)]]*Tabulation[[#This Row],[Rate]])","v":0}]
[5,1,22,0,{"$f":"Tabulation[[#This Row],[AC System Output (W)]]/1000","v":0},{"$f":"VLOOKUP(Tabulation[[#This Row],[Month]],Season,2)","v":"Winter"},{"$f":"(DATE(2021,Tabulation[[#This Row],[Month]],Tabulation[[#This Row],[Day]]))","v":"2021-05-01"},{"$f":"WEEKDAY(Tabulation[[#This Row],[Date]])","v":7},{"$f":"IF(OR(Tabulation[[#This Row],[DayNo]]=1,Tabulation[[#This Row],[DayNo]]=7),1,0)","v":1},{"$f":"COUNTIF(Holidays,Tabulation[[#This Row],[Date]])","v":0},{"$f":"CONCATENATE(Tabulation[[#This Row],[Holiday]],Tabulation[[#This Row],[Season]],Tabulation[[#This Row],[Weekend]],\"-\",IF(Tabulation[[#This Row],[Hour]]<10,0,\"\"),C2930)","v":"0Winter1-22"},{"$f":"VLOOKUP(Tabulation[[#This Row],[Concat]],Table3[],8)","v":0.28519},{"$f":"(Tabulation[[#This Row],[AC System Output (kW)]]*Tabulation[[#This Row],[Rate]])","v":0}]
[5,1,23,0,{"$f":"Tabulation[[#This Row],[AC System Output (W)]]/1000","v":0},{"$f":"VLOOKUP(Tabulation[[#This Row],[Month]],Season,2)","v":"Winter"},{"$f":"(DATE(2021,Tabulation[[#This Row],[Month]],Tabulation[[#This Row],[Day]]))","v":"2021-05-01"},{"$f":"WEEKDAY(Tabulation[[#This Row],[Date]])","v":7},{"$f":"IF(OR(Tabulation[[#This Row],[DayNo]]=1,Tabulation[[#This Row],[DayNo]]=7),1,0)","v":1},{"$f":"COUNTIF(Holidays,Tabulation[[#This Row],[Date]])","v":0},{"$f":"CONCATENATE(Tabulation[[#This Row],[Holiday]],Tabulation[[#This Row],[Season]],Tabulation[[#This Row],[Weekend]],\"-\",IF(Tabulation[[#This Row],[Hour]]<10,0,\"\"),C2931)","v":"0Winter1-23"},{"$f":"VLOOKUP(Tabulation[[#This Row],[Concat]],Table3[],8)","v":0.28519},{"$f":"(Tabulation[[#This Row],[AC System Output (kW)]]*Tabulation[[#This Row],[Rate]])","v":0}]
[5,2,2,0,{"$f":"Tabulation[[#This Row],[AC System Output (W)]]/1000","v":0},{"$f":"VLOOKUP(Tabulation[[#This Row],[Month]],Season,2)","v":"Winter"},{"$f":"(DATE(2021,Tabulation[[#This Row],[Month]],Tabulation[[#This Row],[Day]]))","v":"2021-05-02"},{"$f":"WEEKDAY(Tabulation[[#This Row],[Date]])","v":1},{"$f":"IF(OR(Tabulation[[#This Row],[DayNo]]=1,Tabulation[[#This Row],[DayNo]]=7),1,0)","v":1},{"$f":"COUNTIF(Holidays,Tabulation[[#This Row],[Date]])","v":0},{"$f":"CONCATENATE(Tabulation[[#This Row],[Holiday]],Tabulation[[#This Row],[Season]],Tabulation[[#This Row],[Weekend]],\"-\",IF(Tabulation[[#This Row],[Hour]]<10,0,\"\"),C2934)","v":"0Winter1-02"},{"$f":"VLOOKUP(Tabulation[[#This Row],[Concat]],Table3[],8)","v":0.28519},{"$f":"(Tabulation[[#This Row],[AC System Output (kW)]]*Tabulation[[#This Row],[Rate]])","v":0}]
[5,2,5,45.39,{"$f":"Tabulation[[#This Row],[AC System Output (W)]]/1000","v":4.539E-2},{"$f":"VLOOKUP(Tabulation[[#This Row],[Month]],Season,2)","v":"Winter"},{"$f":"(DATE(2021,Tabulation[[#This Row],[Month]],Tabulation[[#This Row],[Day]]))","v":"2021-05-02"},{"$f":"WEEKDAY(Tabulation[[#This Row],[Date]])","v":1},{"$f":"IF(OR(Tabulation[[#This Row],[DayNo]]=1,Tabulation[[#This Row],[DayNo]]=7),1,0)","v":1},{"$f":"COUNTIF(Holidays,Tabulation[[#This Row],[Date]])","v":0},{"$f":"CONCATENATE(Tabulation[[#This Row],[Holiday]],Tabulation[[#This Row],[Season]],Tabulation[[#This Row],[Weekend]],\"-\",IF(Tabulation[[#This Row],[Hour]]<10,0,\"\"),C2937)","v":"0Winter1-05"},{"$f":"VLOOKUP(Tabulation[[#This Row],[Concat]],Table3[],8)","v":0.28519},{"$f":"(Tabulation[[#This Row],[AC System Output (kW)]]*Tabulation[[#This Row],[Rate]])","v":1.2944774100000001E-2}]
[5,2,8,1577.4570000000001,{"$f":"Tabulation[[#This Row],[AC System Output (W)]]/1000","v":1.5774570000000001},{"$f":"VLOOKUP(Tabulation[[#This Row],[Month]],Season,2)","v":"Winter"},{"$f":"(DATE(2021,Tabulation[[#This Row],[Month]],Tabulation[[#This Row],[Day]]))","v":"2021-05-02"},{"$f":"WEEKDAY(Tabulation[[#This Row],[Date]])","v":1},{"$f":"IF(OR(Tabulation[[#This Row],[DayNo]]=1,Tabulation[[#This Row],[DayNo]]=7),1,0)","v":1},{"$f":"COUNTIF(Holidays,Tabulation[[#This Row],[Date]])","v":0},{"$f":"CONCATENATE(Tabulation[[#This Row],[Holiday]],Tabulation[[#This Row],[Season]],Tabulation[[#This Row],[Weekend]],\"-\",IF(Tabulation[[#This Row],[Hour]]<10,0,\"\"),C2940)","v":"0Winter1-08"},{"$f":"VLOOKUP(Tabulation[[#This Row],[Concat]],Table3[],8)","v":0.28519},{"$f":"(Tabulation[[#This Row],[AC System Output (kW)]]*Tabulation[[#This Row],[Rate]])","v":0.44987496183000003}]
[5,2,13,2361.576,{"$f":"Tabulation[[#This Row],[AC System Output (W)]]/1000","v":2.3615759999999999},{"$f":"VLOOKUP(Tabulation[[#This Row],[Month]],Season,2)","v":"Winter"},{"$f":"(DATE(2021,Tabulation[[#This Row],[Month]],Tabulation[[#This Row],[Day]]))","v":"2021-05-02"},{"$f":"WEEKDAY(Tabulation[[#This Row],[Date]])","v":1},{"$f":"IF(OR(Tabulation[[#This Row],[DayNo]]=1,Tabulation[[#This Row],[DayNo]]=7),1,0)","v":1},{"$f":"COUNTIF(Holidays,Tabulation[[#This Row],[Date]])","v":0},{"$f":"CONCATENATE(Tabulation[[#This Row],[Holiday]],Tabulation[[#This Row],[Season]],Tabulation[[#This Row],[Weekend]],\"-\",IF(Tabulation[[#This Row],[Hour]]<10,0,\"\"),C2945)","v":"0Winter1-13"},{"$f":"VLOOKUP(Tabulation[[#This Row],[Concat]],Table3[],8)","v":0.28519},{"$f":"(Tabulation[[#This Row],[AC System Output (kW)]]*Tabulation[[#This Row],[Rate]])","v":0.67349785943999996}]
[5,2,16,959.99099999999999,{"$f":"Tabulation[[#This Row],[AC System Output (W)]]/1000","v":0.95999100000000004},{"$f":"VLOOKUP(Tabulation[[#This Row],[Month]],Season,2)","v":"Winter"},{"$f":"(DATE(2021,Tabulation[[#This Row],[Month]],Tabulation[[#This Row],[Day]]))","v":"2021-05-02"},{"$f":"WEEKDAY(Tabulation[[#This Row],[Date]])","v":1},{"$f":"IF(OR(Tabulation[[#This Row],[DayNo]]=1,Tabulation[[#This Row],[DayNo]]=7),1,0)","v":1},{"$f":"COUNTIF(Holidays,Tabulation[[#This Row],[Date]])","v":0},{"$f":"CONCATENATE(Tabulation[[#This Row],[Holiday]],Tabulation[[#This Row],[Season]],Tabulation[[#This Row],[Weekend]],\"-\",IF(Tabulation[[#This Row],[Hour]]<10,0,\"\"),C2948)","v":"0Winter1-16"},{"$f":"VLOOKUP(Tabulation[[#This Row],[Concat]],Table3[],8)","v":0.28519},{"$f":"(Tabulation[[#This Row],[AC System Output (kW)]]*Tabulation[[#This Row],[Rate]])","v":0.27377983329}]
[5,2,20,0,{"$f":"Tabulation[[#This Row],[AC System Output (W)]]/1000","v":0},{"$f":"VLOOKUP(Tabulation[[#This Row],[Month]],Season,2)","v":"Winter"},{"$f":"(DATE(2021,Tabulation[[#This Row],[Month]],Tabulation[[#This Row],[Day]]))","v":"2021-05-02"},{"$f":"WEEKDAY(Tabulation[[#This Row],[Date]])","v":1},{"$f":"IF(OR(Tabulation[[#This Row],[DayNo]]=1,Tabulation[[#This Row],[DayNo]]=7),1,0)","v":1},{"$f":"COUNTIF(Holidays,Tabulation[[#This Row],[Date]])","v":0},{"$f":"CONCATENATE(Tabulation[[#This Row],[Holiday]],Tabulation[[#This Row],[Season]],Tabulation[[#This Row],[Weekend]],\"-\",IF(Tabulation[[#This Row],[Hour]]<10,0,\"\"),C2952)","v":"0Winter1-20"},{"$f":"VLOOKUP(Tabulation[[#This Row],[Concat]],Table3[],8)","v":0.28519},{"$f":"(Tabulation[[#This Row],[AC System Output (kW)]]*Tabulation[[#This Row],[Rate]])","v":0}]
[5,2,23,0,{"$f":"Tabulation[[#This Row],[AC System Output (W)]]/1000","v":0},{"$f":"VLOOKUP(Tabulation[[#This Row],[Month]],Season,2)","v":"Winter"},{"$f":"(DATE(2021,Tabulation[[#This Row],[Month]],Tabulation[[#This Row],[Day]]))","v":"2021-05-02"},{"$f":"WEEKDAY(Tabulation[[#This Row],[Date]])","v":1},{"$f":"IF(OR(Tabulation[[#This Row],[DayNo]]=1,Tabulation[[#This Row],[DayNo]]=7),1,0)","v":1},{"$f":"COUNTIF(Holidays,Tabulation[[#This Row],[Date]])","v":0},{"$f":"CONCATENATE(Tabulation[[#This Row],[Holiday]],Tabulation[[#This Row],[Season]],Tabulation[[#This Row],[Weekend]],\"-\",IF(Tabulation[[#This Row],[Hour]]<10,0,\"\"),C2955)","v":"0Winter1-23"},{"$f":"VLOOKUP(Tabulation[[#This Row],[Concat]],Table3[],8)","v":0.28519},{"$f":"(Tabulation[[#This Row],[AC System Output (kW)]]*Tabulation[[#This Row],[Rate]])","v":0}]
[5,3,0,0,{"$f":"Tabulation[[#This Row],[AC System Output (W)]]/1000","v":0},{"$f":"VLOOKUP(Tabulation[[#This Row],[Month]],Season,2)","v":"Winter"},{"$f":"(DATE(2021,Tabulation[[#This Row],[Month]],Tabulation[[#This Row],[Day]]))","v":"2021-05-03"},{"$f":"WEEKDAY(Tabulation[[#This Row],[Date]])","v":2},{"$f":"IF(OR(Tabulation[[#This Row],[DayNo]]=1,Tabulation[[#This Row],[DayNo]]=7),1,0)","v":0},{"$f":"COUNTIF(Holidays,Tabulation[[#This Row],[Date]])","v":0},{"$f":"CONCATENATE(Tabulation[[#This Row],[Holiday]],Tabulation[[#This Row],[Season]],Tabulation[[#This Row],[Weekend]],\"-\",IF(Tabulation[[#This Row],[Hour]]<10,0,\"\"),C2956)","v":"0Winter0-00"},{"$f":"VLOOKUP(Tabulation[[#This Row],[Concat]],Table3[],8)","v":0.28519},{"$f":"(Tabulation[[#This Row],[AC System Output (kW)]]*Tabulation[[#This Row],[Rate]])","v":0}]
[5,3,3,0,{"$f":"Tabulation[[#This Row],[AC System Output (W)]]/1000","v":0},{"$f":"VLOOKUP(Tabulation[[#This Row],[Month]],Season,2)","v":"Winter"},{"$f":"(DATE(2021,Tabulation[[#This Row],[Month]],Tabulation[[#This Row],[Day]]))","v":"2021-05-03"},{"$f":"WEEKDAY(Tabulation[[#This Row],[Date]])","v":2},{"$f":"IF(OR(Tabulation[[#This Row],[DayNo]]=1,Tabulation[[#This Row],[DayNo]]=7),1,0)","v":0},{"$f":"COUNTIF(Holidays,Tabulation[[#This Row],[Date]])","v":0},{"$f":"CONCATENATE(Tabulation[[#This Row],[Holiday]],Tabulation[[#This Row],[Season]],Tabulation[[#This Row],[Weekend]],\"-\",IF(Tabulation[[#This Row],[Hour]]<10,0,\"\"),C2959)","v":"0Winter0-03"},{"$f":"VLOOKUP(Tabulation[[#This Row],[Concat]],Table3[],8)","v":0.28519},{"$f":"(Tabulation[[#This Row],[AC System Output (kW)]]*Tabulation[[#This Row],[Rate]])","v":0}]
[5,3,9,2012.7940000000001,{"$f":"Tabulation[[#This Row],[AC System Output (W)]]/1000","v":2.012794},{"$f":"VLOOKUP(Tabulation[[#This Row],[Month]],Season,2)","v":"Winter"},{"$f":"(DATE(2021,Tabulation[[#This Row],[Month]],Tabulation[[#This Row],[Day]]))","v":"2021-05-03"},{"$f":"WEEKDAY(Tabulation[[#This Row],[Date]])","v":2},{"$f":"IF(OR(Tabulation[[#This Row],[DayNo]]=1,Tabulation[[#This Row],[DayNo]]=7),1,0)","v":0},{"$f":"COUNTIF(Holidays,Tabulation[[#This Row],[Date]])","v":0},{"$f":"CONCATENATE(Tabulation[[#This Row],[Holiday]],Tabulation[[#This Row],[Season]],Tabulation[[#This Row],[Weekend]],\"-\",IF(Tabulation[[#This Row],[Hour]]<10,0,\"\"),C2965)","v":"0Winter0-09"},{"$f":"VLOOKUP(Tabulation[[#This Row],[Concat]],Table3[],8)","v":0.28519},{"$f":"(Tabulation[[#This Row],[AC System Output (kW)]]*Tabulation[[#This Row],[Rate]])","v":0.57402872086000001}]
[5,3,11,3033.4549999999999,{"$f":"Tabulation[[#This Row],[AC System Output (W)]]/1000","v":3.033455},{"$f":"VLOOKUP(Tabulation[[#This Row],[Month]],Season,2)","v":"Winter"},{"$f":"(DATE(2021,Tabulation[[#This Row],[Month]],Tabulation[[#This Row],[Day]]))","v":"2021-05-03"},{"$f":"WEEKDAY(Tabulation[[#This Row],[Date]])","v":2},{"$f":"IF(OR(Tabulation[[#This Row],[DayNo]]=1,Tabulation[[#This Row],[DayNo]]=7),1,0)","v":0},{"$f":"COUNTIF(Holidays,Tabulation[[#This Row],[Date]])","v":0},{"$f":"CONCATENATE(Tabulation[[#This Row],[Holiday]],Tabulation[[#This Row],[Season]],Tabulation[[#This Row],[Weekend]],\"-\",IF(Tabulation[[#This Row],[Hour]]<10,0,\"\"),C2967)","v":"0Winter0-11"},{"$f":"VLOOKUP(Tabulation[[#This Row],[Concat]],Table3[],8)","v":0.28519},{"$f":"(Tabulation[[#This Row],[AC System Output (kW)]]*Tabulation[[#This Row],[Rate]])","v":0.86511103145000001}]
[5,3,14,1909.6780000000001,{"$f":"Tabulation[[#This Row],[AC System Output (W)]]/1000","v":1.9096780000000002},{"$f":"VLOOKUP(Tabulation[[#This Row],[Month]],Season,2)","v":"Winter"},{"$f":"(DATE(2021,Tabulation[[#This Row],[Month]],Tabulation[[#This Row],[Day]]))","v":"2021-05-03"},{"$f":"WEEKDAY(Tabulation[[#This Row],[Date]])","v":2},{"$f":"IF(OR(Tabulation[[#This Row],[DayNo]]=1,Tabulation[[#This Row],[DayNo]]=7),1,0)","v":0},{"$f":"COUNTIF(Holidays,Tabulation[[#This Row],[Date]])","v":0},{"$f":"CONCATENATE(Tabulation[[#This Row],[Holiday]],Tabulation[[#This Row],[Season]],Tabulation[[#This Row],[Weekend]],\"-\",IF(Tabulation[[#This Row],[Hour]]<10,0,\"\"),C2970)","v":"0Winter0-14"},{"$f":"VLOOKUP(Tabulation[[#This Row],[Concat]],Table3[],8)","v":0.28519},{"$f":"(Tabulation[[#This Row],[AC System Output (kW)]]*Tabulation[[#This Row],[Rate]])","v":0.54462106882000005}]
[5,3,18,36.844999999999999,{"$f":"Tabulation[[#This Row],[AC System Output (W)]]/1000","v":3.6844999999999996E-2},{"$f":"VLOOKUP(Tabulation[[#This Row],[Month]],Season,2)","v":"Winter"},{"$f":"(DATE(2021,Tabulation[[#This Row],[Month]],Tabulation[[#This Row],[Day]]))","v":"2021-05-03"},{"$f":"WEEKDAY(Tabulation[[#This Row],[Date]])","v":2},{"$f":"IF(OR(Tabulation[[#This Row],[DayNo]]=1,Tabulation[[#This Row],[DayNo]]=7),1,0)","v":0},{"$f":"COUNTIF(Holidays,Tabulation[[#This Row],[Date]])","v":0},{"$f":"CONCATENATE(Tabulation[[#This Row],[Holiday]],Tabulation[[#This Row],[Season]],Tabulation[[#This Row],[Weekend]],\"-\",IF(Tabulation[[#This Row],[Hour]]<10,0,\"\"),C2974)","v":"0Winter0-18"},{"$f":"VLOOKUP(Tabulation[[#This Row],[Concat]],Table3[],8)","v":0.30257000000000001},{"$f":"(Tabulation[[#This Row],[AC System Output (kW)]]*Tabulation[[#This Row],[Rate]])","v":1.1148191649999998E-2}]
[5,3,21,0,{"$f":"Tabulation[[#This Row],[AC System Output (W)]]/1000","v":0},{"$f":"VLOOKUP(Tabulation[[#This Row],[Month]],Season,2)","v":"Winter"},{"$f":"(DATE(2021,Tabulation[[#This Row],[Month]],Tabulation[[#This Row],[Day]]))","v":"2021-05-03"},{"$f":"WEEKDAY(Tabulation[[#This Row],[Date]])","v":2},{"$f":"IF(OR(Tabulation[[#This Row],[DayNo]]=1,Tabulation[[#This Row],[DayNo]]=7),1,0)","v":0},{"$f":"COUNTIF(Holidays,Tabulation[[#This Row],[Date]])","v":0},{"$f":"CONCATENATE(Tabulation[[#This Row],[Holiday]],Tabulation[[#This Row],[Season]],Tabulation[[#This Row],[Weekend]],\"-\",IF(Tabulation[[#This Row],[Hour]]<10,0,\"\"),C2977)","v":"0Winter0-21"},{"$f":"VLOOKUP(Tabulation[[#This Row],[Concat]],Table3[],8)","v":0.28519},{"$f":"(Tabulation[[#This Row],[AC System Output (kW)]]*Tabulation[[#This Row],[Rate]])","v":0}]
[5,4,0,0,{"$f":"Tabulation[[#This Row],[AC System Output (W)]]/1000","v":0},{"$f":"VLOOKUP(Tabulation[[#This Row],[Month]],Season,2)","v":"Winter"},{"$f":"(DATE(2021,Tabulation[[#This Row],[Month]],Tabulation[[#This Row],[Day]]))","v":"2021-05-04"},{"$f":"WEEKDAY(Tabulation[[#This Row],[Date]])","v":3},{"$f":"IF(OR(Tabulation[[#This Row],[DayNo]]=1,Tabulation[[#This Row],[DayNo]]=7),1,0)","v":0},{"$f":"COUNTIF(Holidays,Tabulation[[#This Row],[Date]])","v":0},{"$f":"CONCATENATE(Tabulation[[#This Row],[Holiday]],Tabulation[[#This Row],[Season]],Tabulation[[#This Row],[Weekend]],\"-\",IF(Tabulation[[#This Row],[Hour]]<10,0,\"\"),C2980)","v":"0Winter0-00"},{"$f":"VLOOKUP(Tabulation[[#This Row],[Concat]],Table3[],8)","v":0.28519},{"$f":"(Tabulation[[#This Row],[AC System Output (kW)]]*Tabulation[[#This Row],[Rate]])","v":0}]
[5,4,1,0,{"$f":"Tabulation[[#This Row],[AC System Output (W)]]/1000","v":0},{"$f":"VLOOKUP(Tabulation[[#This Row],[Month]],Season,2)","v":"Winter"},{"$f":"(DATE(2021,Tabulation[[#This Row],[Month]],Tabulation[[#This Row],[Day]]))","v":"2021-05-04"},{"$f":"WEEKDAY(Tabulation[[#This Row],[Date]])","v":3},{"$f":"IF(OR(Tabulation[[#This Row],[DayNo]]=1,Tabulation[[#This Row],[DayNo]]=7),1,0)","v":0},{"$f":"COUNTIF(Holidays,Tabulation[[#This Row],[Date]])","v":0},{"$f":"CONCATENATE(Tabulation[[#This Row],[Holiday]],Tabulation[[#This Row],[Season]],Tabulation[[#This Row],[Weekend]],\"-\",IF(Tabulation[[#This Row],[Hour]]<10,0,\"\"),C2981)","v":"0Winter0-01"},{"$f":"VLOOKUP(Tabulation[[#This Row],[Concat]],Table3[],8)","v":0.28519},{"$f":"(Tabulation[[#This Row],[AC System Output (kW)]]*Tabulation[[#This Row],[Rate]])","v":0}]
[5,4,6,304.02499999999998,{"$f":"Tabulation[[#This Row],[AC System Output (W)]]/1000","v":0.30402499999999999},{"$f":"VLOOKUP(Tabulation[[#This Row],[Month]],Season,2)","v":"Winter"},{"$f":"(DATE(2021,Tabulation[[#This Row],[Month]],Tabulation[[#This Row],[Day]]))","v":"2021-05-04"},{"$f":"WEEKDAY(Tabulation[[#This Row],[Date]])","v":3},{"$f":"IF(OR(Tabulation[[#This Row],[DayNo]]=1,Tabulation[[#This Row],[DayNo]]=7),1,0)","v":0},{"$f":"COUNTIF(Holidays,Tabulation[[#This Row],[Date]])","v":0},{"$f":"CONCATENATE(Tabulation[[#This Row],[Holiday]],Tabulation[[#This Row],[Season]],Tabulation[[#This Row],[Weekend]],\"-\",IF(Tabulation[[#This Row],[Hour]]<10,0,\"\"),C2986)","v":"0Winter0-06"},{"$f":"VLOOKUP(Tabulation[[#This Row],[Concat]],Table3[],8)","v":0.28519},{"$f":"(Tabulation[[#This Row],[AC System Output (kW)]]*Tabulation[[#This Row],[Rate]])","v":8.670488975E-2}]
[5,4,8,1960.0650000000001,{"$f":"Tabulation[[#This Row],[AC System Output (W)]]/1000","v":1.9600649999999999},{"$f":"VLOOKUP(Tabulation[[#This Row],[Month]],Season,2)","v":"Winter"},{"$f":"(DATE(2021,Tabulation[[#This Row],[Month]],Tabulation[[#This Row],[Day]]))","v":"2021-05-04"},{"$f":"WEEKDAY(Tabulation[[#This Row],[Date]])","v":3},{"$f":"IF(OR(Tabulation[[#This Row],[DayNo]]=1,Tabulation[[#This Row],[DayNo]]=7),1,0)","v":0},{"$f":"COUNTIF(Holidays,Tabulation[[#This Row],[Date]])","v":0},{"$f":"CONCATENATE(Tabulation[[#This Row],[Holiday]],Tabulation[[#This Row],[Season]],Tabulation[[#This Row],[Weekend]],\"-\",IF(Tabulation[[#This Row],[Hour]]<10,0,\"\"),C2988)","v":"0Winter0-08"},{"$f":"VLOOKUP(Tabulation[[#This Row],[Concat]],Table3[],8)","v":0.28519},{"$f":"(Tabulation[[#This Row],[AC System Output (kW)]]*Tabulation[[#This Row],[Rate]])","v":0.55899093734999994}]
[5,4,12,2679.6849999999999,{"$f":"Tabulation[[#This Row],[AC System Output (W)]]/1000","v":2.6796850000000001},{"$f":"VLOOKUP(Tabulation[[#This Row],[Month]],Season,2)","v":"Winter"},{"$f":"(DATE(2021,Tabulation[[#This Row],[Month]],Tabulation[[#This Row],[Day]]))","v":"2021-05-04"},{"$f":"WEEKDAY(Tabulation[[#This Row],[Date]])","v":3},{"$f":"IF(OR(Tabulation[[#This Row],[DayNo]]=1,Tabulation[[#This Row],[DayNo]]=7),1,0)","v":0},{"$f":"COUNTIF(Holidays,Tabulation[[#This Row],[Date]])","v":0},{"$f":"CONCATENATE(Tabulation[[#This Row],[Holiday]],Tabulation[[#This Row],[Season]],Tabulation[[#This Row],[Weekend]],\"-\",IF(Tabulation[[#This Row],[Hour]]<10,0,\"\"),C2992)","v":"0Winter0-12"},{"$f":"VLOOKUP(Tabulation[[#This Row],[Concat]],Table3[],8)","v":0.28519},{"$f":"(Tabulation[[#This Row],[AC System Output (kW)]]*Tabulation[[#This Row],[Rate]])","v":0.76421936515}]
[5,4,15,1934.4469999999999,{"$f":"Tabulation[[#This Row],[AC System Output (W)]]/1000","v":1.9344469999999998},{"$f":"VLOOKUP(Tabulation[[#This Row],[Month]],Season,2)","v":"Winter"},{"$f":"(DATE(2021,Tabulation[[#This Row],[Month]],Tabulation[[#This Row],[Day]]))","v":"2021-05-04"},{"$f":"WEEKDAY(Tabulation[[#This Row],[Date]])","v":3},{"$f":"IF(OR(Tabulation[[#This Row],[DayNo]]=1,Tabulation[[#This Row],[DayNo]]=7),1,0)","v":0},{"$f":"COUNTIF(Holidays,Tabulation[[#This Row],[Date]])","v":0},{"$f":"CONCATENATE(Tabulation[[#This Row],[Holiday]],Tabulation[[#This Row],[Season]],Tabulation[[#This Row],[Weekend]],\"-\",IF(Tabulation[[#This Row],[Hour]]<10,0,\"\"),C2995)","v":"0Winter0-15"},{"$f":"VLOOKUP(Tabulation[[#This Row],[Concat]],Table3[],8)","v":0.28519},{"$f":"(Tabulation[[#This Row],[AC System Output (kW)]]*Tabulation[[#This Row],[Rate]])","v":0.5516849399299999}]
[5,4,19,0,{"$f":"Tabulation[[#This Row],[AC System Output (W)]]/1000","v":0},{"$f":"VLOOKUP(Tabulation[[#This Row],[Month]],Season,2)","v":"Winter"},{"$f":"(DATE(2021,Tabulation[[#This Row],[Month]],Tabulation[[#This Row],[Day]]))","v":"2021-05-04"},{"$f":"WEEKDAY(Tabulation[[#This Row],[Date]])","v":3},{"$f":"IF(OR(Tabulation[[#This Row],[DayNo]]=1,Tabulation[[#This Row],[DayNo]]=7),1,0)","v":0},{"$f":"COUNTIF(Holidays,Tabulation[[#This Row],[Date]])","v":0},{"$f":"CONCATENATE(Tabulation[[#This Row],[Holiday]],Tabulation[[#This Row],[Season]],Tabulation[[#This Row],[Weekend]],\"-\",IF(Tabulation[[#This Row],[Hour]]<10,0,\"\"),C2999)","v":"0Winter0-19"},{"$f":"VLOOKUP(Tabulation[[#This Row],[Concat]],Table3[],8)","v":0.30257000000000001},{"$f":"(Tabulation[[#This Row],[AC System Output (kW)]]*Tabulation[[#This Row],[Rate]])","v":0}]
[5,4,22,0,{"$f":"Tabulation[[#This Row],[AC System Output (W)]]/1000","v":0},{"$f":"VLOOKUP(Tabulation[[#This Row],[Month]],Season,2)","v":"Winter"},{"$f":"(DATE(2021,Tabulation[[#This Row],[Month]],Tabulation[[#This Row],[Day]]))","v":"2021-05-04"},{"$f":"WEEKDAY(Tabulation[[#This Row],[Date]])","v":3},{"$f":"IF(OR(Tabulation[[#This Row],[DayNo]]=1,Tabulation[[#This Row],[DayNo]]=7),1,0)","v":0},{"$f":"COUNTIF(Holidays,Tabulation[[#This Row],[Date]])","v":0},{"$f":"CONCATENATE(Tabulation[[#This Row],[Holiday]],Tabulation[[#This Row],[Season]],Tabulation[[#This Row],[Weekend]],\"-\",IF(Tabulation[[#This Row],[Hour]]<10,0,\"\"),C3002)","v":"0Winter0-22"},{"$f":"VLOOKUP(Tabulation[[#This Row],[Concat]],Table3[],8)","v":0.28519},{"$f":"(Tabulation[[#This Row],[AC System Output (kW)]]*Tabulation[[#This Row],[Rate]])","v":0}]
[5,5,1,0,{"$f":"Tabulation[[#This Row],[AC System Output (W)]]/1000","v":0},{"$f":"VLOOKUP(Tabulation[[#This Row],[Month]],Season,2)","v":"Winter"},{"$f":"(DATE(2021,Tabulation[[#This Row],[Month]],Tabulation[[#This Row],[Day]]))","v":"2021-05-05"},{"$f":"WEEKDAY(Tabulation[[#This Row],[Date]])","v":4},{"$f":"IF(OR(Tabulation[[#This Row],[DayNo]]=1,Tabulation[[#This Row],[DayNo]]=7),1,0)","v":0},{"$f":"COUNTIF(Holidays,Tabulation[[#This Row],[Date]])","v":0},{"$f":"CONCATENATE(Tabulation[[#This Row],[Holiday]],Tabulation[[#This Row],[Season]],Tabulation[[#This Row],[Weekend]],\"-\",IF(Tabulation[[#This Row],[Hour]]<10,0,\"\"),C3005)","v":"0Winter0-01"},{"$f":"VLOOKUP(Tabulation[[#This Row],[Concat]],Table3[],8)","v":0.28519},{"$f":"(Tabulation[[#This Row],[AC System Output (kW)]]*Tabulation[[#This Row],[Rate]])","v":0}]
[5,5,3,0,{"$f":"Tabulation[[#This Row],[AC System Output (W)]]/1000","v":0},{"$f":"VLOOKUP(Tabulation[[#This Row],[Month]],Season,2)","v":"Winter"},{"$f":"(DATE(2021,Tabulation[[#This Row],[Month]],Tabulation[[#This Row],[Day]]))","v":"2021-05-05"},{"$f":"WEEKDAY(Tabulation[[#This Row],[Date]])","v":4},{"$f":"IF(OR(Tabulation[[#This Row],[DayNo]]=1,Tabulation[[#This Row],[DayNo]]=7),1,0)","v":0},{"$f":"COUNTIF(Holidays,Tabulation[[#This Row],[Date]])","v":0},{"$f":"CONCATENATE(Tabulation[[#This Row],[Holiday]],Tabulation[[#This Row],[Season]],Tabulation[[#This Row],[Weekend]],\"-\",IF(Tabulation[[#This Row],[Hour]]<10,0,\"\"),C3007)","v":"0Winter0-03"},{"$f":"VLOOKUP(Tabulation[[#This Row],[Concat]],Table3[],8)","v":0.28519},{"$f":"(Tabulation[[#This Row],[AC System Output (kW)]]*Tabulation[[#This Row],[Rate]])","v":0}]
[5,5,6,272.45600000000002,{"$f":"Tabulation[[#This Row],[AC System Output (W)]]/1000","v":0.27245600000000003},{"$f":"VLOOKUP(Tabulation[[#This Row],[Month]],Season,2)","v":"Winter"},{"$f":"(DATE(2021,Tabulation[[#This Row],[Month]],Tabulation[[#This Row],[Day]]))","v":"2021-05-05"},{"$f":"WEEKDAY(Tabulation[[#This Row],[Date]])","v":4},{"$f":"IF(OR(Tabulation[[#This Row],[DayNo]]=1,Tabulation[[#This Row],[DayNo]]=7),1,0)","v":0},{"$f":"COUNTIF(Holidays,Tabulation[[#This Row],[Date]])","v":0},{"$f":"CONCATENATE(Tabulation[[#This Row],[Holiday]],Tabulation[[#This Row],[Season]],Tabulation[[#This Row],[Weekend]],\"-\",IF(Tabulation[[#This Row],[Hour]]<10,0,\"\"),C3010)","v":"0Winter0-06"},{"$f":"VLOOKUP(Tabulation[[#This Row],[Concat]],Table3[],8)","v":0.28519},{"$f":"(Tabulation[[#This Row],[AC System Output (kW)]]*Tabulation[[#This Row],[Rate]])","v":7.770172664000001E-2}]
[5,5,9,2483.9549999999999,{"$f":"Tabulation[[#This Row],[AC System Output (W)]]/1000","v":2.4839549999999999},{"$f":"VLOOKUP(Tabulation[[#This Row],[Month]],Season,2)","v":"Winter"},{"$f":"(DATE(2021,Tabulation[[#This Row],[Month]],Tabulation[[#This Row],[Day]]))","v":"2021-05-05"},{"$f":"WEEKDAY(Tabulation[[#This Row],[Date]])","v":4},{"$f":"IF(OR(Tabulation[[#This Row],[DayNo]]=1,Tabulation[[#This Row],[DayNo]]=7),1,0)","v":0},{"$f":"COUNTIF(Holidays,Tabulation[[#This Row],[Date]])","v":0},{"$f":"CONCATENATE(Tabulation[[#This Row],[Holiday]],Tabulation[[#This Row],[Season]],Tabulation[[#This Row],[Weekend]],\"-\",IF(Tabulation[[#This Row],[Hour]]<10,0,\"\"),C3013)","v":"0Winter0-09"},{"$f":"VLOOKUP(Tabulation[[#This Row],[Concat]],Table3[],8)","v":0.28519},{"$f":"(Tabulation[[#This Row],[AC System Output (kW)]]*Tabulation[[#This Row],[Rate]])","v":0.70839912645000003}]
[5,5,13,2889.1930000000002,{"$f":"Tabulation[[#This Row],[AC System Output (W)]]/1000","v":2.8891930000000001},{"$f":"VLOOKUP(Tabulation[[#This Row],[Month]],Season,2)","v":"Winter"},{"$f":"(DATE(2021,Tabulation[[#This Row],[Month]],Tabulation[[#This Row],[Day]]))","v":"2021-05-05"},{"$f":"WEEKDAY(Tabulation[[#This Row],[Date]])","v":4},{"$f":"IF(OR(Tabulation[[#This Row],[DayNo]]=1,Tabulation[[#This Row],[DayNo]]=7),1,0)","v":0},{"$f":"COUNTIF(Holidays,Tabulation[[#This Row],[Date]])","v":0},{"$f":"CONCATENATE(Tabulation[[#This Row],[Holiday]],Tabulation[[#This Row],[Season]],Tabulation[[#This Row],[Weekend]],\"-\",IF(Tabulation[[#This Row],[Hour]]<10,0,\"\"),C3017)","v":"0Winter0-13"},{"$f":"VLOOKUP(Tabulation[[#This Row],[Concat]],Table3[],8)","v":0.28519},{"$f":"(Tabulation[[#This Row],[AC System Output (kW)]]*Tabulation[[#This Row],[Rate]])","v":0.82396895167000006}]
[5,5,16,1214.097,{"$f":"Tabulation[[#This Row],[AC System Output (W)]]/1000","v":1.214097},{"$f":"VLOOKUP(Tabulation[[#This Row],[Month]],Season,2)","v":"Winter"},{"$f":"(DATE(2021,Tabulation[[#This Row],[Month]],Tabulation[[#This Row],[Day]]))","v":"2021-05-05"},{"$f":"WEEKDAY(Tabulation[[#This Row],[Date]])","v":4},{"$f":"IF(OR(Tabulation[[#This Row],[DayNo]]=1,Tabulation[[#This Row],[DayNo]]=7),1,0)","v":0},{"$f":"COUNTIF(Holidays,Tabulation[[#This Row],[Date]])","v":0},{"$f":"CONCATENATE(Tabulation[[#This Row],[Holiday]],Tabulation[[#This Row],[Season]],Tabulation[[#This Row],[Weekend]],\"-\",IF(Tabulation[[#This Row],[Hour]]<10,0,\"\"),C3020)","v":"0Winter0-16"},{"$f":"VLOOKUP(Tabulation[[#This Row],[Concat]],Table3[],8)","v":0.28519},{"$f":"(Tabulation[[#This Row],[AC System Output (kW)]]*Tabulation[[#This Row],[Rate]])","v":0.34624832343}]
[5,5,20,0,{"$f":"Tabulation[[#This Row],[AC System Output (W)]]/1000","v":0},{"$f":"VLOOKUP(Tabulation[[#This Row],[Month]],Season,2)","v":"Winter"},{"$f":"(DATE(2021,Tabulation[[#This Row],[Month]],Tabulation[[#This Row],[Day]]))","v":"2021-05-05"},{"$f":"WEEKDAY(Tabulation[[#This Row],[Date]])","v":4},{"$f":"IF(OR(Tabulation[[#This Row],[DayNo]]=1,Tabulation[[#This Row],[DayNo]]=7),1,0)","v":0},{"$f":"COUNTIF(Holidays,Tabulation[[#This Row],[Date]])","v":0},{"$f":"CONCATENATE(Tabulation[[#This Row],[Holiday]],Tabulation[[#This Row],[Season]],Tabulation[[#This Row],[Weekend]],\"-\",IF(Tabulation[[#This Row],[Hour]]<10,0,\"\"),C3024)","v":"0Winter0-20"},{"$f":"VLOOKUP(Tabulation[[#This Row],[Concat]],Table3[],8)","v":0.28519},{"$f":"(Tabulation[[#This Row],[AC System Output (kW)]]*Tabulation[[#This Row],[Rate]])","v":0}]
[5,5,23,0,{"$f":"Tabulation[[#This Row],[AC System Output (W)]]/1000","v":0},{"$f":"VLOOKUP(Tabulation[[#This Row],[Month]],Season,2)","v":"Winter"},{"$f":"(DATE(2021,Tabulation[[#This Row],[Month]],Tabulation[[#This Row],[Day]]))","v":"2021-05-05"},{"$f":"WEEKDAY(Tabulation[[#This Row],[Date]])","v":4},{"$f":"IF(OR(Tabulation[[#This Row],[DayNo]]=1,Tabulation[[#This Row],[DayNo]]=7),1,0)","v":0},{"$f":"COUNTIF(Holidays,Tabulation[[#This Row],[Date]])","v":0},{"$f":"CONCATENATE(Tabulation[[#This Row],[Holiday]],Tabulation[[#This Row],[Season]],Tabulation[[#This Row],[Weekend]],\"-\",IF(Tabulation[[#This Row],[Hour]]<10,0,\"\"),C3027)","v":"0Winter0-23"},{"$f":"VLOOKUP(Tabulation[[#This Row],[Concat]],Table3[],8)","v":0.28519},{"$f":"(Tabulation[[#This Row],[AC System Output (kW)]]*Tabulation[[#This Row],[Rate]])","v":0}]
[5,6,0,0,{"$f":"Tabulation[[#This Row],[AC System Output (W)]]/1000","v":0},{"$f":"VLOOKUP(Tabulation[[#This Row],[Month]],Season,2)","v":"Winter"},{"$f":"(DATE(2021,Tabulation[[#This Row],[Month]],Tabulation[[#This Row],[Day]]))","v":"2021-05-06"},{"$f":"WEEKDAY(Tabulation[[#This Row],[Date]])","v":5},{"$f":"IF(OR(Tabulation[[#This Row],[DayNo]]=1,Tabulation[[#This Row],[DayNo]]=7),1,0)","v":0},{"$f":"COUNTIF(Holidays,Tabulation[[#This Row],[Date]])","v":0},{"$f":"CONCATENATE(Tabulation[[#This Row],[Holiday]],Tabulation[[#This Row],[Season]],Tabulation[[#This Row],[Weekend]],\"-\",IF(Tabulation[[#This Row],[Hour]]<10,0,\"\"),C3028)","v":"0Winter0-00"},{"$f":"VLOOKUP(Tabulation[[#This Row],[Concat]],Table3[],8)","v":0.28519},{"$f":"(Tabulation[[#This Row],[AC System Output (kW)]]*Tabulation[[#This Row],[Rate]])","v":0}]
[5,6,4,0,{"$f":"Tabulation[[#This Row],[AC System Output (W)]]/1000","v":0},{"$f":"VLOOKUP(Tabulation[[#This Row],[Month]],Season,2)","v":"Winter"},{"$f":"(DATE(2021,Tabulation[[#This Row],[Month]],Tabulation[[#This Row],[Day]]))","v":"2021-05-06"},{"$f":"WEEKDAY(Tabulation[[#This Row],[Date]])","v":5},{"$f":"IF(OR(Tabulation[[#This Row],[DayNo]]=1,Tabulation[[#This Row],[DayNo]]=7),1,0)","v":0},{"$f":"COUNTIF(Holidays,Tabulation[[#This Row],[Date]])","v":0},{"$f":"CONCATENATE(Tabulation[[#This Row],[Holiday]],Tabulation[[#This Row],[Season]],Tabulation[[#This Row],[Weekend]],\"-\",IF(Tabulation[[#This Row],[Hour]]<10,0,\"\"),C3032)","v":"0Winter0-04"},{"$f":"VLOOKUP(Tabulation[[#This Row],[Concat]],Table3[],8)","v":0.28519},{"$f":"(Tabulation[[#This Row],[AC System Output (kW)]]*Tabulation[[#This Row],[Rate]])","v":0}]
[5,6,7,1287.7750000000001,{"$f":"Tabulation[[#This Row],[AC System Output (W)]]/1000","v":1.2877750000000001},{"$f":"VLOOKUP(Tabulation[[#This Row],[Month]],Season,2)","v":"Winter"},{"$f":"(DATE(2021,Tabulation[[#This Row],[Month]],Tabulation[[#This Row],[Day]]))","v":"2021-05-06"},{"$f":"WEEKDAY(Tabulation[[#This Row],[Date]])","v":5},{"$f":"IF(OR(Tabulation[[#This Row],[DayNo]]=1,Tabulation[[#This Row],[DayNo]]=7),1,0)","v":0},{"$f":"COUNTIF(Holidays,Tabulation[[#This Row],[Date]])","v":0},{"$f":"CONCATENATE(Tabulation[[#This Row],[Holiday]],Tabulation[[#This Row],[Season]],Tabulation[[#This Row],[Weekend]],\"-\",IF(Tabulation[[#This Row],[Hour]]<10,0,\"\"),C3035)","v":"0Winter0-07"},{"$f":"VLOOKUP(Tabulation[[#This Row],[Concat]],Table3[],8)","v":0.28519},{"$f":"(Tabulation[[#This Row],[AC System Output (kW)]]*Tabulation[[#This Row],[Rate]])","v":0.36726055225000004}]
[5,6,11,3087.056,{"$f":"Tabulation[[#This Row],[AC System Output (W)]]/1000","v":3.087056},{"$f":"VLOOKUP(Tabulation[[#This Row],[Month]],Season,2)","v":"Winter"},{"$f":"(DATE(2021,Tabulation[[#This Row],[Month]],Tabulation[[#This Row],[Day]]))","v":"2021-05-06"},{"$f":"WEEKDAY(Tabulation[[#This Row],[Date]])","v":5},{"$f":"IF(OR(Tabulation[[#This Row],[DayNo]]=1,Tabulation[[#This Row],[DayNo]]=7),1,0)","v":0},{"$f":"COUNTIF(Holidays,Tabulation[[#This Row],[Date]])","v":0},{"$f":"CONCATENATE(Tabulation[[#This Row],[Holiday]],Tabulation[[#This Row],[Season]],Tabulation[[#This Row],[Weekend]],\"-\",IF(Tabulation[[#This Row],[Hour]]<10,0,\"\"),C3039)","v":"0Winter0-11"},{"$f":"VLOOKUP(Tabulation[[#This Row],[Concat]],Table3[],8)","v":0.28519},{"$f":"(Tabulation[[#This Row],[AC System Output (kW)]]*Tabulation[[#This Row],[Rate]])","v":0.88039750064}]
[5,6,14,2510.538,{"$f":"Tabulation[[#This Row],[AC System Output (W)]]/1000","v":2.5105379999999999},{"$f":"VLOOKUP(Tabulation[[#This Row],[Month]],Season,2)","v":"Winter"},{"$f":"(DATE(2021,Tabulation[[#This Row],[Month]],Tabulation[[#This Row],[Day]]))","v":"2021-05-06"},{"$f":"WEEKDAY(Tabulation[[#This Row],[Date]])","v":5},{"$f":"IF(OR(Tabulation[[#This Row],[DayNo]]=1,Tabulation[[#This Row],[DayNo]]=7),1,0)","v":0},{"$f":"COUNTIF(Holidays,Tabulation[[#This Row],[Date]])","v":0},{"$f":"CONCATENATE(Tabulation[[#This Row],[Holiday]],Tabulation[[#This Row],[Season]],Tabulation[[#This Row],[Weekend]],\"-\",IF(Tabulation[[#This Row],[Hour]]<10,0,\"\"),C3042)","v":"0Winter0-14"},{"$f":"VLOOKUP(Tabulation[[#This Row],[Concat]],Table3[],8)","v":0.28519},{"$f":"(Tabulation[[#This Row],[AC System Output (kW)]]*Tabulation[[#This Row],[Rate]])","v":0.71598033222000002}]
[5,6,17,435.89800000000002,{"$f":"Tabulation[[#This Row],[AC System Output (W)]]/1000","v":0.43589800000000001},{"$f":"VLOOKUP(Tabulation[[#This Row],[Month]],Season,2)","v":"Winter"},{"$f":"(DATE(2021,Tabulation[[#This Row],[Month]],Tabulation[[#This Row],[Day]]))","v":"2021-05-06"},{"$f":"WEEKDAY(Tabulation[[#This Row],[Date]])","v":5},{"$f":"IF(OR(Tabulation[[#This Row],[DayNo]]=1,Tabulation[[#This Row],[DayNo]]=7),1,0)","v":0},{"$f":"COUNTIF(Holidays,Tabulation[[#This Row],[Date]])","v":0},{"$f":"CONCATENATE(Tabulation[[#This Row],[Holiday]],Tabulation[[#This Row],[Season]],Tabulation[[#This Row],[Weekend]],\"-\",IF(Tabulation[[#This Row],[Hour]]<10,0,\"\"),C3045)","v":"0Winter0-17"},{"$f":"VLOOKUP(Tabulation[[#This Row],[Concat]],Table3[],8)","v":0.30257000000000001},{"$f":"(Tabulation[[#This Row],[AC System Output (kW)]]*Tabulation[[#This Row],[Rate]])","v":0.13188965786000001}]
[5,6,21,0,{"$f":"Tabulation[[#This Row],[AC System Output (W)]]/1000","v":0},{"$f":"VLOOKUP(Tabulation[[#This Row],[Month]],Season,2)","v":"Winter"},{"$f":"(DATE(2021,Tabulation[[#This Row],[Month]],Tabulation[[#This Row],[Day]]))","v":"2021-05-06"},{"$f":"WEEKDAY(Tabulation[[#This Row],[Date]])","v":5},{"$f":"IF(OR(Tabulation[[#This Row],[DayNo]]=1,Tabulation[[#This Row],[DayNo]]=7),1,0)","v":0},{"$f":"COUNTIF(Holidays,Tabulation[[#This Row],[Date]])","v":0},{"$f":"CONCATENATE(Tabulation[[#This Row],[Holiday]],Tabulation[[#This Row],[Season]],Tabulation[[#This Row],[Weekend]],\"-\",IF(Tabulation[[#This Row],[Hour]]<10,0,\"\"),C3049)","v":"0Winter0-21"},{"$f":"VLOOKUP(Tabulation[[#This Row],[Concat]],Table3[],8)","v":0.28519},{"$f":"(Tabulation[[#This Row],[AC System Output (kW)]]*Tabulation[[#This Row],[Rate]])","v":0}]
[5,7,1,0,{"$f":"Tabulation[[#This Row],[AC System Output (W)]]/1000","v":0},{"$f":"VLOOKUP(Tabulation[[#This Row],[Month]],Season,2)","v":"Winter"},{"$f":"(DATE(2021,Tabulation[[#This Row],[Month]],Tabulation[[#This Row],[Day]]))","v":"2021-05-07"},{"$f":"WEEKDAY(Tabulation[[#This Row],[Date]])","v":6},{"$f":"IF(OR(Tabulation[[#This Row],[DayNo]]=1,Tabulation[[#This Row],[DayNo]]=7),1,0)","v":0},{"$f":"COUNTIF(Holidays,Tabulation[[#This Row],[Date]])","v":0},{"$f":"CONCATENATE(Tabulation[[#This Row],[Holiday]],Tabulation[[#This Row],[Season]],Tabulation[[#This Row],[Weekend]],\"-\",IF(Tabulation[[#This Row],[Hour]]<10,0,\"\"),C3053)","v":"0Winter0-01"},{"$f":"VLOOKUP(Tabulation[[#This Row],[Concat]],Table3[],8)","v":0.28519},{"$f":"(Tabulation[[#This Row],[AC System Output (kW)]]*Tabulation[[#This Row],[Rate]])","v":0}]
[5,7,4,0,{"$f":"Tabulation[[#This Row],[AC System Output (W)]]/1000","v":0},{"$f":"VLOOKUP(Tabulation[[#This Row],[Month]],Season,2)","v":"Winter"},{"$f":"(DATE(2021,Tabulation[[#This Row],[Month]],Tabulation[[#This Row],[Day]]))","v":"2021-05-07"},{"$f":"WEEKDAY(Tabulation[[#This Row],[Date]])","v":6},{"$f":"IF(OR(Tabulation[[#This Row],[DayNo]]=1,Tabulation[[#This Row],[DayNo]]=7),1,0)","v":0},{"$f":"COUNTIF(Holidays,Tabulation[[#This Row],[Date]])","v":0},{"$f":"CONCATENATE(Tabulation[[#This Row],[Holiday]],Tabulation[[#This Row],[Season]],Tabulation[[#This Row],[Weekend]],\"-\",IF(Tabulation[[#This Row],[Hour]]<10,0,\"\"),C3056)","v":"0Winter0-04"},{"$f":"VLOOKUP(Tabulation[[#This Row],[Concat]],Table3[],8)","v":0.28519},{"$f":"(Tabulation[[#This Row],[AC System Output (kW)]]*Tabulation[[#This Row],[Rate]])","v":0}]
[5,7,5,46.05,{"$f":"Tabulation[[#This Row],[AC System Output (W)]]/1000","v":4.6049999999999994E-2},{"$f":"VLOOKUP(Tabulation[[#This Row],[Month]],Season,2)","v":"Winter"},{"$f":"(DATE(2021,Tabulation[[#This Row],[Month]],Tabulation[[#This Row],[Day]]))","v":"2021-05-07"},{"$f":"WEEKDAY(Tabulation[[#This Row],[Date]])","v":6},{"$f":"IF(OR(Tabulation[[#This Row],[DayNo]]=1,Tabulation[[#This Row],[DayNo]]=7),1,0)","v":0},{"$f":"COUNTIF(Holidays,Tabulation[[#This Row],[Date]])","v":0},{"$f":"CONCATENATE(Tabulation[[#This Row],[Holiday]],Tabulation[[#This Row],[Season]],Tabulation[[#This Row],[Weekend]],\"-\",IF(Tabulation[[#This Row],[Hour]]<10,0,\"\"),C3057)","v":"0Winter0-05"},{"$f":"VLOOKUP(Tabulation[[#This Row],[Concat]],Table3[],8)","v":0.28519},{"$f":"(Tabulation[[#This Row],[AC System Output (kW)]]*Tabulation[[#This Row],[Rate]])","v":1.3132999499999997E-2}]
[5,7,8,2084.6570000000002,{"$f":"Tabulation[[#This Row],[AC System Output (W)]]/1000","v":2.084657},{"$f":"VLOOKUP(Tabulation[[#This Row],[Month]],Season,2)","v":"Winter"},{"$f":"(DATE(2021,Tabulation[[#This Row],[Month]],Tabulation[[#This Row],[Day]]))","v":"2021-05-07"},{"$f":"WEEKDAY(Tabulation[[#This Row],[Date]])","v":6},{"$f":"IF(OR(Tabulation[[#This Row],[DayNo]]=1,Tabulation[[#This Row],[DayNo]]=7),1,0)","v":0},{"$f":"COUNTIF(Holidays,Tabulation[[#This Row],[Date]])","v":0},{"$f":"CONCATENATE(Tabulation[[#This Row],[Holiday]],Tabulation[[#This Row],[Season]],Tabulation[[#This Row],[Weekend]],\"-\",IF(Tabulation[[#This Row],[Hour]]<10,0,\"\"),C3060)","v":"0Winter0-08"},{"$f":"VLOOKUP(Tabulation[[#This Row],[Concat]],Table3[],8)","v":0.28519},{"$f":"(Tabulation[[#This Row],[AC System Output (kW)]]*Tabulation[[#This Row],[Rate]])","v":0.59452332983}]
[5,7,12,3119.3789999999999,{"$f":"Tabulation[[#This Row],[AC System Output (W)]]/1000","v":3.1193789999999999},{"$f":"VLOOKUP(Tabulation[[#This Row],[Month]],Season,2)","v":"Winter"},{"$f":"(DATE(2021,Tabulation[[#This Row],[Month]],Tabulation[[#This Row],[Day]]))","v":"2021-05-07"},{"$f":"WEEKDAY(Tabulation[[#This Row],[Date]])","v":6},{"$f":"IF(OR(Tabulation[[#This Row],[DayNo]]=1,Tabulation[[#This Row],[DayNo]]=7),1,0)","v":0},{"$f":"COUNTIF(Holidays,Tabulation[[#This Row],[Date]])","v":0},{"$f":"CONCATENATE(Tabulation[[#This Row],[Holiday]],Tabulation[[#This Row],[Season]],Tabulation[[#This Row],[Weekend]],\"-\",IF(Tabulation[[#This Row],[Hour]]<10,0,\"\"),C3064)","v":"0Winter0-12"},{"$f":"VLOOKUP(Tabulation[[#This Row],[Concat]],Table3[],8)","v":0.28519},{"$f":"(Tabulation[[#This Row],[AC System Output (kW)]]*Tabulation[[#This Row],[Rate]])","v":0.88961569700999998}]
[5,7,15,1982.7670000000001,{"$f":"Tabulation[[#This Row],[AC System Output (W)]]/1000","v":1.9827669999999999},{"$f":"VLOOKUP(Tabulation[[#This Row],[Month]],Season,2)","v":"Winter"},{"$f":"(DATE(2021,Tabulation[[#This Row],[Month]],Tabulation[[#This Row],[Day]]))","v":"2021-05-07"},{"$f":"WEEKDAY(Tabulation[[#This Row],[Date]])","v":6},{"$f":"IF(OR(Tabulation[[#This Row],[DayNo]]=1,Tabulation[[#This Row],[DayNo]]=7),1,0)","v":0},{"$f":"COUNTIF(Holidays,Tabulation[[#This Row],[Date]])","v":0},{"$f":"CONCATENATE(Tabulation[[#This Row],[Holiday]],Tabulation[[#This Row],[Season]],Tabulation[[#This Row],[Weekend]],\"-\",IF(Tabulation[[#This Row],[Hour]]<10,0,\"\"),C3067)","v":"0Winter0-15"},{"$f":"VLOOKUP(Tabulation[[#This Row],[Concat]],Table3[],8)","v":0.28519},{"$f":"(Tabulation[[#This Row],[AC System Output (kW)]]*Tabulation[[#This Row],[Rate]])","v":0.56546532073}]
[5,7,18,40.625999999999998,{"$f":"Tabulation[[#This Row],[AC System Output (W)]]/1000","v":4.0625999999999995E-2},{"$f":"VLOOKUP(Tabulation[[#This Row],[Month]],Season,2)","v":"Winter"},{"$f":"(DATE(2021,Tabulation[[#This Row],[Month]],Tabulation[[#This Row],[Day]]))","v":"2021-05-07"},{"$f":"WEEKDAY(Tabulation[[#This Row],[Date]])","v":6},{"$f":"IF(OR(Tabulation[[#This Row],[DayNo]]=1,Tabulation[[#This Row],[DayNo]]=7),1,0)","v":0},{"$f":"COUNTIF(Holidays,Tabulation[[#This Row],[Date]])","v":0},{"$f":"CONCATENATE(Tabulation[[#This Row],[Holiday]],Tabulation[[#This Row],[Season]],Tabulation[[#This Row],[Weekend]],\"-\",IF(Tabulation[[#This Row],[Hour]]<10,0,\"\"),C3070)","v":"0Winter0-18"},{"$f":"VLOOKUP(Tabulation[[#This Row],[Concat]],Table3[],8)","v":0.30257000000000001},{"$f":"(Tabulation[[#This Row],[AC System Output (kW)]]*Tabulation[[#This Row],[Rate]])","v":1.2292208819999999E-2}]
[5,7,22,0,{"$f":"Tabulation[[#This Row],[AC System Output (W)]]/1000","v":0},{"$f":"VLOOKUP(Tabulation[[#This Row],[Month]],Season,2)","v":"Winter"},{"$f":"(DATE(2021,Tabulation[[#This Row],[Month]],Tabulation[[#This Row],[Day]]))","v":"2021-05-07"},{"$f":"WEEKDAY(Tabulation[[#This Row],[Date]])","v":6},{"$f":"IF(OR(Tabulation[[#This Row],[DayNo]]=1,Tabulation[[#This Row],[DayNo]]=7),1,0)","v":0},{"$f":"COUNTIF(Holidays,Tabulation[[#This Row],[Date]])","v":0},{"$f":"CONCATENATE(Tabulation[[#This Row],[Holiday]],Tabulation[[#This Row],[Season]],Tabulation[[#This Row],[Weekend]],\"-\",IF(Tabulation[[#This Row],[Hour]]<10,0,\"\"),C3074)","v":"0Winter0-22"},{"$f":"VLOOKUP(Tabulation[[#This Row],[Concat]],Table3[],8)","v":0.28519},{"$f":"(Tabulation[[#This Row],[AC System Output (kW)]]*Tabulation[[#This Row],[Rate]])","v":0}]
[5,8,2,0,{"$f":"Tabulation[[#This Row],[AC System Output (W)]]/1000","v":0},{"$f":"VLOOKUP(Tabulation[[#This Row],[Month]],Season,2)","v":"Winter"},{"$f":"(DATE(2021,Tabulation[[#This Row],[Month]],Tabulation[[#This Row],[Day]]))","v":"2021-05-08"},{"$f":"WEEKDAY(Tabulation[[#This Row],[Date]])","v":7},{"$f":"IF(OR(Tabulation[[#This Row],[DayNo]]=1,Tabulation[[#This Row],[DayNo]]=7),1,0)","v":1},{"$f":"COUNTIF(Holidays,Tabulation[[#This Row],[Date]])","v":0},{"$f":"CONCATENATE(Tabulation[[#This Row],[Holiday]],Tabulation[[#This Row],[Season]],Tabulation[[#This Row],[Weekend]],\"-\",IF(Tabulation[[#This Row],[Hour]]<10,0,\"\"),C3078)","v":"0Winter1-02"},{"$f":"VLOOKUP(Tabulation[[#This Row],[Concat]],Table3[],8)","v":0.28519},{"$f":"(Tabulation[[#This Row],[AC System Output (kW)]]*Tabulation[[#This Row],[Rate]])","v":0}]
[5,8,3,0,{"$f":"Tabulation[[#This Row],[AC System Output (W)]]/1000","v":0},{"$f":"VLOOKUP(Tabulation[[#This Row],[Month]],Season,2)","v":"Winter"},{"$f":"(DATE(2021,Tabulation[[#This Row],[Month]],Tabulation[[#This Row],[Day]]))","v":"2021-05-08"},{"$f":"WEEKDAY(Tabulation[[#This Row],[Date]])","v":7},{"$f":"IF(OR(Tabulation[[#This Row],[DayNo]]=1,Tabulation[[#This Row],[DayNo]]=7),1,0)","v":1},{"$f":"COUNTIF(Holidays,Tabulation[[#This Row],[Date]])","v":0},{"$f":"CONCATENATE(Tabulation[[#This Row],[Holiday]],Tabulation[[#This Row],[Season]],Tabulation[[#This Row],[Weekend]],\"-\",IF(Tabulation[[#This Row],[Hour]]<10,0,\"\"),C3079)","v":"0Winter1-03"},{"$f":"VLOOKUP(Tabulation[[#This Row],[Concat]],Table3[],8)","v":0.28519},{"$f":"(Tabulation[[#This Row],[AC System Output (kW)]]*Tabulation[[#This Row],[Rate]])","v":0}]
[5,8,6,508.858,{"$f":"Tabulation[[#This Row],[AC System Output (W)]]/1000","v":0.50885800000000003},{"$f":"VLOOKUP(Tabulation[[#This Row],[Month]],Season,2)","v":"Winter"},{"$f":"(DATE(2021,Tabulation[[#This Row],[Month]],Tabulation[[#This Row],[Day]]))","v":"2021-05-08"},{"$f":"WEEKDAY(Tabulation[[#This Row],[Date]])","v":7},{"$f":"IF(OR(Tabulation[[#This Row],[DayNo]]=1,Tabulation[[#This Row],[DayNo]]=7),1,0)","v":1},{"$f":"COUNTIF(Holidays,Tabulation[[#This Row],[Date]])","v":0},{"$f":"CONCATENATE(Tabulation[[#This Row],[Holiday]],Tabulation[[#This Row],[Season]],Tabulation[[#This Row],[Weekend]],\"-\",IF(Tabulation[[#This Row],[Hour]]<10,0,\"\"),C3082)","v":"0Winter1-06"},{"$f":"VLOOKUP(Tabulation[[#This Row],[Concat]],Table3[],8)","v":0.28519},{"$f":"(Tabulation[[#This Row],[AC System Output (kW)]]*Tabulation[[#This Row],[Rate]])","v":0.14512121302}]
[5,8,9,2595.2840000000001,{"$f":"Tabulation[[#This Row],[AC System Output (W)]]/1000","v":2.5952839999999999},{"$f":"VLOOKUP(Tabulation[[#This Row],[Month]],Season,2)","v":"Winter"},{"$f":"(DATE(2021,Tabulation[[#This Row],[Month]],Tabulation[[#This Row],[Day]]))","v":"2021-05-08"},{"$f":"WEEKDAY(Tabulation[[#This Row],[Date]])","v":7},{"$f":"IF(OR(Tabulation[[#This Row],[DayNo]]=1,Tabulation[[#This Row],[DayNo]]=7),1,0)","v":1},{"$f":"COUNTIF(Holidays,Tabulation[[#This Row],[Date]])","v":0},{"$f":"CONCATENATE(Tabulation[[#This Row],[Holiday]],Tabulation[[#This Row],[Season]],Tabulation[[#This Row],[Weekend]],\"-\",IF(Tabulation[[#This Row],[Hour]]<10,0,\"\"),C3085)","v":"0Winter1-09"},{"$f":"VLOOKUP(Tabulation[[#This Row],[Concat]],Table3[],8)","v":0.28519},{"$f":"(Tabulation[[#This Row],[AC System Output (kW)]]*Tabulation[[#This Row],[Rate]])","v":0.74014904396000003}]
[5,8,13,2914.0419999999999,{"$f":"Tabulation[[#This Row],[AC System Output (W)]]/1000","v":2.9140419999999998},{"$f":"VLOOKUP(Tabulation[[#This Row],[Month]],Season,2)","v":"Winter"},{"$f":"(DATE(2021,Tabulation[[#This Row],[Month]],Tabulation[[#This Row],[Day]]))","v":"2021-05-08"},{"$f":"WEEKDAY(Tabulation[[#This Row],[Date]])","v":7},{"$f":"IF(OR(Tabulation[[#This Row],[DayNo]]=1,Tabulation[[#This Row],[DayNo]]=7),1,0)","v":1},{"$f":"COUNTIF(Holidays,Tabulation[[#This Row],[Date]])","v":0},{"$f":"CONCATENATE(Tabulation[[#This Row],[Holiday]],Tabulation[[#This Row],[Season]],Tabulation[[#This Row],[Weekend]],\"-\",IF(Tabulation[[#This Row],[Hour]]<10,0,\"\"),C3089)","v":"0Winter1-13"},{"$f":"VLOOKUP(Tabulation[[#This Row],[Concat]],Table3[],8)","v":0.28519},{"$f":"(Tabulation[[#This Row],[AC System Output (kW)]]*Tabulation[[#This Row],[Rate]])","v":0.83105563797999993}]
[5,8,16,1253.8040000000001,{"$f":"Tabulation[[#This Row],[AC System Output (W)]]/1000","v":1.2538040000000001},{"$f":"VLOOKUP(Tabulation[[#This Row],[Month]],Season,2)","v":"Winter"},{"$f":"(DATE(2021,Tabulation[[#This Row],[Month]],Tabulation[[#This Row],[Day]]))","v":"2021-05-08"},{"$f":"WEEKDAY(Tabulation[[#This Row],[Date]])","v":7},{"$f":"IF(OR(Tabulation[[#This Row],[DayNo]]=1,Tabulation[[#This Row],[DayNo]]=7),1,0)","v":1},{"$f":"COUNTIF(Holidays,Tabulation[[#This Row],[Date]])","v":0},{"$f":"CONCATENATE(Tabulation[[#This Row],[Holiday]],Tabulation[[#This Row],[Season]],Tabulation[[#This Row],[Weekend]],\"-\",IF(Tabulation[[#This Row],[Hour]]<10,0,\"\"),C3092)","v":"0Winter1-16"},{"$f":"VLOOKUP(Tabulation[[#This Row],[Concat]],Table3[],8)","v":0.28519},{"$f":"(Tabulation[[#This Row],[AC System Output (kW)]]*Tabulation[[#This Row],[Rate]])","v":0.35757236276000004}]
[5,8,19,0,{"$f":"Tabulation[[#This Row],[AC System Output (W)]]/1000","v":0},{"$f":"VLOOKUP(Tabulation[[#This Row],[Month]],Season,2)","v":"Winter"},{"$f":"(DATE(2021,Tabulation[[#This Row],[Month]],Tabulation[[#This Row],[Day]]))","v":"2021-05-08"},{"$f":"WEEKDAY(Tabulation[[#This Row],[Date]])","v":7},{"$f":"IF(OR(Tabulation[[#This Row],[DayNo]]=1,Tabulation[[#This Row],[DayNo]]=7),1,0)","v":1},{"$f":"COUNTIF(Holidays,Tabulation[[#This Row],[Date]])","v":0},{"$f":"CONCATENATE(Tabulation[[#This Row],[Holiday]],Tabulation[[#This Row],[Season]],Tabulation[[#This Row],[Weekend]],\"-\",IF(Tabulation[[#This Row],[Hour]]<10,0,\"\"),C3095)","v":"0Winter1-19"},{"$f":"VLOOKUP(Tabulation[[#This Row],[Concat]],Table3[],8)","v":0.28519},{"$f":"(Tabulation[[#This Row],[AC System Output (kW)]]*Tabulation[[#This Row],[Rate]])","v":0}]
[5,9,0,0,{"$f":"Tabulation[[#This Row],[AC System Output (W)]]/1000","v":0},{"$f":"VLOOKUP(Tabulation[[#This Row],[Month]],Season,2)","v":"Winter"},{"$f":"(DATE(2021,Tabulation[[#This Row],[Month]],Tabulation[[#This Row],[Day]]))","v":"2021-05-09"},{"$f":"WEEKDAY(Tabulation[[#This Row],[Date]])","v":1},{"$f":"IF(OR(Tabulation[[#This Row],[DayNo]]=1,Tabulation[[#This Row],[DayNo]]=7),1,0)","v":1},{"$f":"COUNTIF(Holidays,Tabulation[[#This Row],[Date]])","v":0},{"$f":"CONCATENATE(Tabulation[[#This Row],[Holiday]],Tabulation[[#This Row],[Season]],Tabulation[[#This Row],[Weekend]],\"-\",IF(Tabulation[[#This Row],[Hour]]<10,0,\"\"),C3100)","v":"0Winter1-00"},{"$f":"VLOOKUP(Tabulation[[#This Row],[Concat]],Table3[],8)","v":0.28519},{"$f":"(Tabulation[[#This Row],[AC System Output (kW)]]*Tabulation[[#This Row],[Rate]])","v":0}]
[5,9,3,0,{"$f":"Tabulation[[#This Row],[AC System Output (W)]]/1000","v":0},{"$f":"VLOOKUP(Tabulation[[#This Row],[Month]],Season,2)","v":"Winter"},{"$f":"(DATE(2021,Tabulation[[#This Row],[Month]],Tabulation[[#This Row],[Day]]))","v":"2021-05-09"},{"$f":"WEEKDAY(Tabulation[[#This Row],[Date]])","v":1},{"$f":"IF(OR(Tabulation[[#This Row],[DayNo]]=1,Tabulation[[#This Row],[DayNo]]=7),1,0)","v":1},{"$f":"COUNTIF(Holidays,Tabulation[[#This Row],[Date]])","v":0},{"$f":"CONCATENATE(Tabulation[[#This Row],[Holiday]],Tabulation[[#This Row],[Season]],Tabulation[[#This Row],[Weekend]],\"-\",IF(Tabulation[[#This Row],[Hour]]<10,0,\"\"),C3103)","v":"0Winter1-03"},{"$f":"VLOOKUP(Tabulation[[#This Row],[Concat]],Table3[],8)","v":0.28519},{"$f":"(Tabulation[[#This Row],[AC System Output (kW)]]*Tabulation[[#This Row],[Rate]])","v":0}]
[5,9,4,0,{"$f":"Tabulation[[#This Row],[AC System Output (W)]]/1000","v":0},{"$f":"VLOOKUP(Tabulation[[#This Row],[Month]],Season,2)","v":"Winter"},{"$f":"(DATE(2021,Tabulation[[#This Row],[Month]],Tabulation[[#This Row],[Day]]))","v":"2021-05-09"},{"$f":"WEEKDAY(Tabulation[[#This Row],[Date]])","v":1},{"$f":"IF(OR(Tabulation[[#This Row],[DayNo]]=1,Tabulation[[#This Row],[DayNo]]=7),1,0)","v":1},{"$f":"COUNTIF(Holidays,Tabulation[[#This Row],[Date]])","v":0},{"$f":"CONCATENATE(Tabulation[[#This Row],[Holiday]],Tabulation[[#This Row],[Season]],Tabulation[[#This Row],[Weekend]],\"-\",IF(Tabulation[[#This Row],[Hour]]<10,0,\"\"),C3104)","v":"0Winter1-04"},{"$f":"VLOOKUP(Tabulation[[#This Row],[Concat]],Table3[],8)","v":0.28519},{"$f":"(Tabulation[[#This Row],[AC System Output (kW)]]*Tabulation[[#This Row],[Rate]])","v":0}]
[5,9,7,1300.172,{"$f":"Tabulation[[#This Row],[AC System Output (W)]]/1000","v":1.3001720000000001},{"$f":"VLOOKUP(Tabulation[[#This Row],[Month]],Season,2)","v":"Winter"},{"$f":"(DATE(2021,Tabulation[[#This Row],[Month]],Tabulation[[#This Row],[Day]]))","v":"2021-05-09"},{"$f":"WEEKDAY(Tabulation[[#This Row],[Date]])","v":1},{"$f":"IF(OR(Tabulation[[#This Row],[DayNo]]=1,Tabulation[[#This Row],[DayNo]]=7),1,0)","v":1},{"$f":"COUNTIF(Holidays,Tabulation[[#This Row],[Date]])","v":0},{"$f":"CONCATENATE(Tabulation[[#This Row],[Holiday]],Tabulation[[#This Row],[Season]],Tabulation[[#This Row],[Weekend]],\"-\",IF(Tabulation[[#This Row],[Hour]]<10,0,\"\"),C3107)","v":"0Winter1-07"},{"$f":"VLOOKUP(Tabulation[[#This Row],[Concat]],Table3[],8)","v":0.28519},{"$f":"(Tabulation[[#This Row],[AC System Output (kW)]]*Tabulation[[#This Row],[Rate]])","v":0.37079605268000004}]
[5,9,10,2845.2550000000001,{"$f":"Tabulation[[#This Row],[AC System Output (W)]]/1000","v":2.8452550000000003},{"$f":"VLOOKUP(Tabulation[[#This Row],[Month]],Season,2)","v":"Winter"},{"$f":"(DATE(2021,Tabulation[[#This Row],[Month]],Tabulation[[#This Row],[Day]]))","v":"2021-05-09"},{"$f":"WEEKDAY(Tabulation[[#This Row],[Date]])","v":1},{"$f":"IF(OR(Tabulation[[#This Row],[DayNo]]=1,Tabulation[[#This Row],[DayNo]]=7),1,0)","v":1},{"$f":"COUNTIF(Holidays,Tabulation[[#This Row],[Date]])","v":0},{"$f":"CONCATENATE(Tabulation[[#This Row],[Holiday]],Tabulation[[#This Row],[Season]],Tabulation[[#This Row],[Weekend]],\"-\",IF(Tabulation[[#This Row],[Hour]]<10,0,\"\"),C3110)","v":"0Winter1-10"},{"$f":"VLOOKUP(Tabulation[[#This Row],[Concat]],Table3[],8)","v":0.28519},{"$f":"(Tabulation[[#This Row],[AC System Output (kW)]]*Tabulation[[#This Row],[Rate]])","v":0.81143827345000008}]
[5,9,14,2471.6860000000001,{"$f":"Tabulation[[#This Row],[AC System Output (W)]]/1000","v":2.471686},{"$f":"VLOOKUP(Tabulation[[#This Row],[Month]],Season,2)","v":"Winter"},{"$f":"(DATE(2021,Tabulation[[#This Row],[Month]],Tabulation[[#This Row],[Day]]))","v":"2021-05-09"},{"$f":"WEEKDAY(Tabulation[[#This Row],[Date]])","v":1},{"$f":"IF(OR(Tabulation[[#This Row],[DayNo]]=1,Tabulation[[#This Row],[DayNo]]=7),1,0)","v":1},{"$f":"COUNTIF(Holidays,Tabulation[[#This Row],[Date]])","v":0},{"$f":"CONCATENATE(Tabulation[[#This Row],[Holiday]],Tabulation[[#This Row],[Season]],Tabulation[[#This Row],[Weekend]],\"-\",IF(Tabulation[[#This Row],[Hour]]<10,0,\"\"),C3114)","v":"0Winter1-14"},{"$f":"VLOOKUP(Tabulation[[#This Row],[Concat]],Table3[],8)","v":0.28519},{"$f":"(Tabulation[[#This Row],[AC System Output (kW)]]*Tabulation[[#This Row],[Rate]])","v":0.70490013033999999}]
[5,9,16,1217.3520000000001,{"$f":"Tabulation[[#This Row],[AC System Output (W)]]/1000","v":1.217352},{"$f":"VLOOKUP(Tabulation[[#This Row],[Month]],Season,2)","v":"Winter"},{"$f":"(DATE(2021,Tabulation[[#This Row],[Month]],Tabulation[[#This Row],[Day]]))","v":"2021-05-09"},{"$f":"WEEKDAY(Tabulation[[#This Row],[Date]])","v":1},{"$f":"IF(OR(Tabulation[[#This Row],[DayNo]]=1,Tabulation[[#This Row],[DayNo]]=7),1,0)","v":1},{"$f":"COUNTIF(Holidays,Tabulation[[#This Row],[Date]])","v":0},{"$f":"CONCATENATE(Tabulation[[#This Row],[Holiday]],Tabulation[[#This Row],[Season]],Tabulation[[#This Row],[Weekend]],\"-\",IF(Tabulation[[#This Row],[Hour]]<10,0,\"\"),C3116)","v":"0Winter1-16"},{"$f":"VLOOKUP(Tabulation[[#This Row],[Concat]],Table3[],8)","v":0.28519},{"$f":"(Tabulation[[#This Row],[AC System Output (kW)]]*Tabulation[[#This Row],[Rate]])","v":0.34717661688000001}]
[5,9,21,0,{"$f":"Tabulation[[#This Row],[AC System Output (W)]]/1000","v":0},{"$f":"VLOOKUP(Tabulation[[#This Row],[Month]],Season,2)","v":"Winter"},{"$f":"(DATE(2021,Tabulation[[#This Row],[Month]],Tabulation[[#This Row],[Day]]))","v":"2021-05-09"},{"$f":"WEEKDAY(Tabulation[[#This Row],[Date]])","v":1},{"$f":"IF(OR(Tabulation[[#This Row],[DayNo]]=1,Tabulation[[#This Row],[DayNo]]=7),1,0)","v":1},{"$f":"COUNTIF(Holidays,Tabulation[[#This Row],[Date]])","v":0},{"$f":"CONCATENATE(Tabulation[[#This Row],[Holiday]],Tabulation[[#This Row],[Season]],Tabulation[[#This Row],[Weekend]],\"-\",IF(Tabulation[[#This Row],[Hour]]<10,0,\"\"),C3121)","v":"0Winter1-21"},{"$f":"VLOOKUP(Tabulation[[#This Row],[Concat]],Table3[],8)","v":0.28519},{"$f":"(Tabulation[[#This Row],[AC System Output (kW)]]*Tabulation[[#This Row],[Rate]])","v":0}]
[5,10,1,0,{"$f":"Tabulation[[#This Row],[AC System Output (W)]]/1000","v":0},{"$f":"VLOOKUP(Tabulation[[#This Row],[Month]],Season,2)","v":"Winter"},{"$f":"(DATE(2021,Tabulation[[#This Row],[Month]],Tabulation[[#This Row],[Day]]))","v":"2021-05-10"},{"$f":"WEEKDAY(Tabulation[[#This Row],[Date]])","v":2},{"$f":"IF(OR(Tabulation[[#This Row],[DayNo]]=1,Tabulation[[#This Row],[DayNo]]=7),1,0)","v":0},{"$f":"COUNTIF(Holidays,Tabulation[[#This Row],[Date]])","v":0},{"$f":"CONCATENATE(Tabulation[[#This Row],[Holiday]],Tabulation[[#This Row],[Season]],Tabulation[[#This Row],[Weekend]],\"-\",IF(Tabulation[[#This Row],[Hour]]<10,0,\"\"),C3125)","v":"0Winter0-01"},{"$f":"VLOOKUP(Tabulation[[#This Row],[Concat]],Table3[],8)","v":0.28519},{"$f":"(Tabulation[[#This Row],[AC System Output (kW)]]*Tabulation[[#This Row],[Rate]])","v":0}]
[5,10,4,0,{"$f":"Tabulation[[#This Row],[AC System Output (W)]]/1000","v":0},{"$f":"VLOOKUP(Tabulation[[#This Row],[Month]],Season,2)","v":"Winter"},{"$f":"(DATE(2021,Tabulation[[#This Row],[Month]],Tabulation[[#This Row],[Day]]))","v":"2021-05-10"},{"$f":"WEEKDAY(Tabulation[[#This Row],[Date]])","v":2},{"$f":"IF(OR(Tabulation[[#This Row],[DayNo]]=1,Tabulation[[#This Row],[DayNo]]=7),1,0)","v":0},{"$f":"COUNTIF(Holidays,Tabulation[[#This Row],[Date]])","v":0},{"$f":"CONCATENATE(Tabulation[[#This Row],[Holiday]],Tabulation[[#This Row],[Season]],Tabulation[[#This Row],[Weekend]],\"-\",IF(Tabulation[[#This Row],[Hour]]<10,0,\"\"),C3128)","v":"0Winter0-04"},{"$f":"VLOOKUP(Tabulation[[#This Row],[Concat]],Table3[],8)","v":0.28519},{"$f":"(Tabulation[[#This Row],[AC System Output (kW)]]*Tabulation[[#This Row],[Rate]])","v":0}]
[5,10,5,66.486999999999995,{"$f":"Tabulation[[#This Row],[AC System Output (W)]]/1000","v":6.6486999999999991E-2},{"$f":"VLOOKUP(Tabulation[[#This Row],[Month]],Season,2)","v":"Winter"},{"$f":"(DATE(2021,Tabulation[[#This Row],[Month]],Tabulation[[#This Row],[Day]]))","v":"2021-05-10"},{"$f":"WEEKDAY(Tabulation[[#This Row],[Date]])","v":2},{"$f":"IF(OR(Tabulation[[#This Row],[DayNo]]=1,Tabulation[[#This Row],[DayNo]]=7),1,0)","v":0},{"$f":"COUNTIF(Holidays,Tabulation[[#This Row],[Date]])","v":0},{"$f":"CONCATENATE(Tabulation[[#This Row],[Holiday]],Tabulation[[#This Row],[Season]],Tabulation[[#This Row],[Weekend]],\"-\",IF(Tabulation[[#This Row],[Hour]]<10,0,\"\"),C3129)","v":"0Winter0-05"},{"$f":"VLOOKUP(Tabulation[[#This Row],[Concat]],Table3[],8)","v":0.28519},{"$f":"(Tabulation[[#This Row],[AC System Output (kW)]]*Tabulation[[#This Row],[Rate]])","v":1.8961427529999998E-2}]
[5,10,8,1958.8320000000001,{"$f":"Tabulation[[#This Row],[AC System Output (W)]]/1000","v":1.9588320000000001},{"$f":"VLOOKUP(Tabulation[[#This Row],[Month]],Season,2)","v":"Winter"},{"$f":"(DATE(2021,Tabulation[[#This Row],[Month]],Tabulation[[#This Row],[Day]]))","v":"2021-05-10"},{"$f":"WEEKDAY(Tabulation[[#This Row],[Date]])","v":2},{"$f":"IF(OR(Tabulation[[#This Row],[DayNo]]=1,Tabulation[[#This Row],[DayNo]]=7),1,0)","v":0},{"$f":"COUNTIF(Holidays,Tabulation[[#This Row],[Date]])","v":0},{"$f":"CONCATENATE(Tabulation[[#This Row],[Holiday]],Tabulation[[#This Row],[Season]],Tabulation[[#This Row],[Weekend]],\"-\",IF(Tabulation[[#This Row],[Hour]]<10,0,\"\"),C3132)","v":"0Winter0-08"},{"$f":"VLOOKUP(Tabulation[[#This Row],[Concat]],Table3[],8)","v":0.28519},{"$f":"(Tabulation[[#This Row],[AC System Output (kW)]]*Tabulation[[#This Row],[Rate]])","v":0.55863929808000001}]
[5,10,11,2919.096,{"$f":"Tabulation[[#This Row],[AC System Output (W)]]/1000","v":2.9190960000000001},{"$f":"VLOOKUP(Tabulation[[#This Row],[Month]],Season,2)","v":"Winter"},{"$f":"(DATE(2021,Tabulation[[#This Row],[Month]],Tabulation[[#This Row],[Day]]))","v":"2021-05-10"},{"$f":"WEEKDAY(Tabulation[[#This Row],[Date]])","v":2},{"$f":"IF(OR(Tabulation[[#This Row],[DayNo]]=1,Tabulation[[#This Row],[DayNo]]=7),1,0)","v":0},{"$f":"COUNTIF(Holidays,Tabulation[[#This Row],[Date]])","v":0},{"$f":"CONCATENATE(Tabulation[[#This Row],[Holiday]],Tabulation[[#This Row],[Season]],Tabulation[[#This Row],[Weekend]],\"-\",IF(Tabulation[[#This Row],[Hour]]<10,0,\"\"),C3135)","v":"0Winter0-11"},{"$f":"VLOOKUP(Tabulation[[#This Row],[Concat]],Table3[],8)","v":0.28519},{"$f":"(Tabulation[[#This Row],[AC System Output (kW)]]*Tabulation[[#This Row],[Rate]])","v":0.83249698824000007}]
[5,10,17,453.69600000000003,{"$f":"Tabulation[[#This Row],[AC System Output (W)]]/1000","v":0.45369600000000004},{"$f":"VLOOKUP(Tabulation[[#This Row],[Month]],Season,2)","v":"Winter"},{"$f":"(DATE(2021,Tabulation[[#This Row],[Month]],Tabulation[[#This Row],[Day]]))","v":"2021-05-10"},{"$f":"WEEKDAY(Tabulation[[#This Row],[Date]])","v":2},{"$f":"IF(OR(Tabulation[[#This Row],[DayNo]]=1,Tabulation[[#This Row],[DayNo]]=7),1,0)","v":0},{"$f":"COUNTIF(Holidays,Tabulation[[#This Row],[Date]])","v":0},{"$f":"CONCATENATE(Tabulation[[#This Row],[Holiday]],Tabulation[[#This Row],[Season]],Tabulation[[#This Row],[Weekend]],\"-\",IF(Tabulation[[#This Row],[Hour]]<10,0,\"\"),C3141)","v":"0Winter0-17"},{"$f":"VLOOKUP(Tabulation[[#This Row],[Concat]],Table3[],8)","v":0.30257000000000001},{"$f":"(Tabulation[[#This Row],[AC System Output (kW)]]*Tabulation[[#This Row],[Rate]])","v":0.13727479872000001}]
[5,10,19,0,{"$f":"Tabulation[[#This Row],[AC System Output (W)]]/1000","v":0},{"$f":"VLOOKUP(Tabulation[[#This Row],[Month]],Season,2)","v":"Winter"},{"$f":"(DATE(2021,Tabulation[[#This Row],[Month]],Tabulation[[#This Row],[Day]]))","v":"2021-05-10"},{"$f":"WEEKDAY(Tabulation[[#This Row],[Date]])","v":2},{"$f":"IF(OR(Tabulation[[#This Row],[DayNo]]=1,Tabulation[[#This Row],[DayNo]]=7),1,0)","v":0},{"$f":"COUNTIF(Holidays,Tabulation[[#This Row],[Date]])","v":0},{"$f":"CONCATENATE(Tabulation[[#This Row],[Holiday]],Tabulation[[#This Row],[Season]],Tabulation[[#This Row],[Weekend]],\"-\",IF(Tabulation[[#This Row],[Hour]]<10,0,\"\"),C3143)","v":"0Winter0-19"},{"$f":"VLOOKUP(Tabulation[[#This Row],[Concat]],Table3[],8)","v":0.30257000000000001},{"$f":"(Tabulation[[#This Row],[AC System Output (kW)]]*Tabulation[[#This Row],[Rate]])","v":0}]
[5,10,23,0,{"$f":"Tabulation[[#This Row],[AC System Output (W)]]/1000","v":0},{"$f":"VLOOKUP(Tabulation[[#This Row],[Month]],Season,2)","v":"Winter"},{"$f":"(DATE(2021,Tabulation[[#This Row],[Month]],Tabulation[[#This Row],[Day]]))","v":"2021-05-10"},{"$f":"WEEKDAY(Tabulation[[#This Row],[Date]])","v":2},{"$f":"IF(OR(Tabulation[[#This Row],[DayNo]]=1,Tabulation[[#This Row],[DayNo]]=7),1,0)","v":0},{"$f":"COUNTIF(Holidays,Tabulation[[#This Row],[Date]])","v":0},{"$f":"CONCATENATE(Tabulation[[#This Row],[Holiday]],Tabulation[[#This Row],[Season]],Tabulation[[#This Row],[Weekend]],\"-\",IF(Tabulation[[#This Row],[Hour]]<10,0,\"\"),C3147)","v":"0Winter0-23"},{"$f":"VLOOKUP(Tabulation[[#This Row],[Concat]],Table3[],8)","v":0.28519},{"$f":"(Tabulation[[#This Row],[AC System Output (kW)]]*Tabulation[[#This Row],[Rate]])","v":0}]
[5,11,2,0,{"$f":"Tabulation[[#This Row],[AC System Output (W)]]/1000","v":0},{"$f":"VLOOKUP(Tabulation[[#This Row],[Month]],Season,2)","v":"Winter"},{"$f":"(DATE(2021,Tabulation[[#This Row],[Month]],Tabulation[[#This Row],[Day]]))","v":"2021-05-11"},{"$f":"WEEKDAY(Tabulation[[#This Row],[Date]])","v":3},{"$f":"IF(OR(Tabulation[[#This Row],[DayNo]]=1,Tabulation[[#This Row],[DayNo]]=7),1,0)","v":0},{"$f":"COUNTIF(Holidays,Tabulation[[#This Row],[Date]])","v":0},{"$f":"CONCATENATE(Tabulation[[#This Row],[Holiday]],Tabulation[[#This Row],[Season]],Tabulation[[#This Row],[Weekend]],\"-\",IF(Tabulation[[#This Row],[Hour]]<10,0,\"\"),C3150)","v":"0Winter0-02"},{"$f":"VLOOKUP(Tabulation[[#This Row],[Concat]],Table3[],8)","v":0.28519},{"$f":"(Tabulation[[#This Row],[AC System Output (kW)]]*Tabulation[[#This Row],[Rate]])","v":0}]
[5,11,5,63.502000000000002,{"$f":"Tabulation[[#This Row],[AC System Output (W)]]/1000","v":6.3502000000000003E-2},{"$f":"VLOOKUP(Tabulation[[#This Row],[Month]],Season,2)","v":"Winter"},{"$f":"(DATE(2021,Tabulation[[#This Row],[Month]],Tabulation[[#This Row],[Day]]))","v":"2021-05-11"},{"$f":"WEEKDAY(Tabulation[[#This Row],[Date]])","v":3},{"$f":"IF(OR(Tabulation[[#This Row],[DayNo]]=1,Tabulation[[#This Row],[DayNo]]=7),1,0)","v":0},{"$f":"COUNTIF(Holidays,Tabulation[[#This Row],[Date]])","v":0},{"$f":"CONCATENATE(Tabulation[[#This Row],[Holiday]],Tabulation[[#This Row],[Season]],Tabulation[[#This Row],[Weekend]],\"-\",IF(Tabulation[[#This Row],[Hour]]<10,0,\"\"),C3153)","v":"0Winter0-05"},{"$f":"VLOOKUP(Tabulation[[#This Row],[Concat]],Table3[],8)","v":0.28519},{"$f":"(Tabulation[[#This Row],[AC System Output (kW)]]*Tabulation[[#This Row],[Rate]])","v":1.811013538E-2}]
[5,11,6,505.47800000000001,{"$f":"Tabulation[[#This Row],[AC System Output (W)]]/1000","v":0.50547799999999998},{"$f":"VLOOKUP(Tabulation[[#This Row],[Month]],Season,2)","v":"Winter"},{"$f":"(DATE(2021,Tabulation[[#This Row],[Month]],Tabulation[[#This Row],[Day]]))","v":"2021-05-11"},{"$f":"WEEKDAY(Tabulation[[#This Row],[Date]])","v":3},{"$f":"IF(OR(Tabulation[[#This Row],[DayNo]]=1,Tabulation[[#This Row],[DayNo]]=7),1,0)","v":0},{"$f":"COUNTIF(Holidays,Tabulation[[#This Row],[Date]])","v":0},{"$f":"CONCATENATE(Tabulation[[#This Row],[Holiday]],Tabulation[[#This Row],[Season]],Tabulation[[#This Row],[Weekend]],\"-\",IF(Tabulation[[#This Row],[Hour]]<10,0,\"\"),C3154)","v":"0Winter0-06"},{"$f":"VLOOKUP(Tabulation[[#This Row],[Concat]],Table3[],8)","v":0.28519},{"$f":"(Tabulation[[#This Row],[AC System Output (kW)]]*Tabulation[[#This Row],[Rate]])","v":0.14415727081999999}]
[5,11,9,2543.37,{"$f":"Tabulation[[#This Row],[AC System Output (W)]]/1000","v":2.5433699999999999},{"$f":"VLOOKUP(Tabulation[[#This Row],[Month]],Season,2)","v":"Winter"},{"$f":"(DATE(2021,Tabulation[[#This Row],[Month]],Tabulation[[#This Row],[Day]]))","v":"2021-05-11"},{"$f":"WEEKDAY(Tabulation[[#This Row],[Date]])","v":3},{"$f":"IF(OR(Tabulation[[#This Row],[DayNo]]=1,Tabulation[[#This Row],[DayNo]]=7),1,0)","v":0},{"$f":"COUNTIF(Holidays,Tabulation[[#This Row],[Date]])","v":0},{"$f":"CONCATENATE(Tabulation[[#This Row],[Holiday]],Tabulation[[#This Row],[Season]],Tabulation[[#This Row],[Weekend]],\"-\",IF(Tabulation[[#This Row],[Hour]]<10,0,\"\"),C3157)","v":"0Winter0-09"},{"$f":"VLOOKUP(Tabulation[[#This Row],[Concat]],Table3[],8)","v":0.28519},{"$f":"(Tabulation[[#This Row],[AC System Output (kW)]]*Tabulation[[#This Row],[Rate]])","v":0.72534369030000001}]
[5,11,14,2543.0940000000001,{"$f":"Tabulation[[#This Row],[AC System Output (W)]]/1000","v":2.543094},{"$f":"VLOOKUP(Tabulation[[#This Row],[Month]],Season,2)","v":"Winter"},{"$f":"(DATE(2021,Tabulation[[#This Row],[Month]],Tabulation[[#This Row],[Day]]))","v":"2021-05-11"},{"$f":"WEEKDAY(Tabulation[[#This Row],[Date]])","v":3},{"$f":"IF(OR(Tabulation[[#This Row],[DayNo]]=1,Tabulation[[#This Row],[DayNo]]=7),1,0)","v":0},{"$f":"COUNTIF(Holidays,Tabulation[[#This Row],[Date]])","v":0},{"$f":"CONCATENATE(Tabulation[[#This Row],[Holiday]],Tabulation[[#This Row],[Season]],Tabulation[[#This Row],[Weekend]],\"-\",IF(Tabulation[[#This Row],[Hour]]<10,0,\"\"),C3162)","v":"0Winter0-14"},{"$f":"VLOOKUP(Tabulation[[#This Row],[Concat]],Table3[],8)","v":0.28519},{"$f":"(Tabulation[[#This Row],[AC System Output (kW)]]*Tabulation[[#This Row],[Rate]])","v":0.72526497785999999}]
[5,11,17,476.98599999999999,{"$f":"Tabulation[[#This Row],[AC System Output (W)]]/1000","v":0.47698599999999997},{"$f":"VLOOKUP(Tabulation[[#This Row],[Month]],Season,2)","v":"Winter"},{"$f":"(DATE(2021,Tabulation[[#This Row],[Month]],Tabulation[[#This Row],[Day]]))","v":"2021-05-11"},{"$f":"WEEKDAY(Tabulation[[#This Row],[Date]])","v":3},{"$f":"IF(OR(Tabulation[[#This Row],[DayNo]]=1,Tabulation[[#This Row],[DayNo]]=7),1,0)","v":0},{"$f":"COUNTIF(Holidays,Tabulation[[#This Row],[Date]])","v":0},{"$f":"CONCATENATE(Tabulation[[#This Row],[Holiday]],Tabulation[[#This Row],[Season]],Tabulation[[#This Row],[Weekend]],\"-\",IF(Tabulation[[#This Row],[Hour]]<10,0,\"\"),C3165)","v":"0Winter0-17"},{"$f":"VLOOKUP(Tabulation[[#This Row],[Concat]],Table3[],8)","v":0.30257000000000001},{"$f":"(Tabulation[[#This Row],[AC System Output (kW)]]*Tabulation[[#This Row],[Rate]])","v":0.14432165402}]
[5,11,20,0,{"$f":"Tabulation[[#This Row],[AC System Output (W)]]/1000","v":0},{"$f":"VLOOKUP(Tabulation[[#This Row],[Month]],Season,2)","v":"Winter"},{"$f":"(DATE(2021,Tabulation[[#This Row],[Month]],Tabulation[[#This Row],[Day]]))","v":"2021-05-11"},{"$f":"WEEKDAY(Tabulation[[#This Row],[Date]])","v":3},{"$f":"IF(OR(Tabulation[[#This Row],[DayNo]]=1,Tabulation[[#This Row],[DayNo]]=7),1,0)","v":0},{"$f":"COUNTIF(Holidays,Tabulation[[#This Row],[Date]])","v":0},{"$f":"CONCATENATE(Tabulation[[#This Row],[Holiday]],Tabulation[[#This Row],[Season]],Tabulation[[#This Row],[Weekend]],\"-\",IF(Tabulation[[#This Row],[Hour]]<10,0,\"\"),C3168)","v":"0Winter0-20"},{"$f":"VLOOKUP(Tabulation[[#This Row],[Concat]],Table3[],8)","v":0.28519},{"$f":"(Tabulation[[#This Row],[AC System Output (kW)]]*Tabulation[[#This Row],[Rate]])","v":0}]
[5,12,0,0,{"$f":"Tabulation[[#This Row],[AC System Output (W)]]/1000","v":0},{"$f":"VLOOKUP(Tabulation[[#This Row],[Month]],Season,2)","v":"Winter"},{"$f":"(DATE(2021,Tabulation[[#This Row],[Month]],Tabulation[[#This Row],[Day]]))","v":"2021-05-12"},{"$f":"WEEKDAY(Tabulation[[#This Row],[Date]])","v":4},{"$f":"IF(OR(Tabulation[[#This Row],[DayNo]]=1,Tabulation[[#This Row],[DayNo]]=7),1,0)","v":0},{"$f":"COUNTIF(Holidays,Tabulation[[#This Row],[Date]])","v":0},{"$f":"CONCATENATE(Tabulation[[#This Row],[Holiday]],Tabulation[[#This Row],[Season]],Tabulation[[#This Row],[Weekend]],\"-\",IF(Tabulation[[#This Row],[Hour]]<10,0,\"\"),C3172)","v":"0Winter0-00"},{"$f":"VLOOKUP(Tabulation[[#This Row],[Concat]],Table3[],8)","v":0.28519},{"$f":"(Tabulation[[#This Row],[AC System Output (kW)]]*Tabulation[[#This Row],[Rate]])","v":0}]
[5,12,3,0,{"$f":"Tabulation[[#This Row],[AC System Output (W)]]/1000","v":0},{"$f":"VLOOKUP(Tabulation[[#This Row],[Month]],Season,2)","v":"Winter"},{"$f":"(DATE(2021,Tabulation[[#This Row],[Month]],Tabulation[[#This Row],[Day]]))","v":"2021-05-12"},{"$f":"WEEKDAY(Tabulation[[#This Row],[Date]])","v":4},{"$f":"IF(OR(Tabulation[[#This Row],[DayNo]]=1,Tabulation[[#This Row],[DayNo]]=7),1,0)","v":0},{"$f":"COUNTIF(Holidays,Tabulation[[#This Row],[Date]])","v":0},{"$f":"CONCATENATE(Tabulation[[#This Row],[Holiday]],Tabulation[[#This Row],[Season]],Tabulation[[#This Row],[Weekend]],\"-\",IF(Tabulation[[#This Row],[Hour]]<10,0,\"\"),C3175)","v":"0Winter0-03"},{"$f":"VLOOKUP(Tabulation[[#This Row],[Concat]],Table3[],8)","v":0.28519},{"$f":"(Tabulation[[#This Row],[AC System Output (kW)]]*Tabulation[[#This Row],[Rate]])","v":0}]
[5,12,6,528.98400000000004,{"$f":"Tabulation[[#This Row],[AC System Output (W)]]/1000","v":0.52898400000000001},{"$f":"VLOOKUP(Tabulation[[#This Row],[Month]],Season,2)","v":"Winter"},{"$f":"(DATE(2021,Tabulation[[#This Row],[Month]],Tabulation[[#This Row],[Day]]))","v":"2021-05-12"},{"$f":"WEEKDAY(Tabulation[[#This Row],[Date]])","v":4},{"$f":"IF(OR(Tabulation[[#This Row],[DayNo]]=1,Tabulation[[#This Row],[DayNo]]=7),1,0)","v":0},{"$f":"COUNTIF(Holidays,Tabulation[[#This Row],[Date]])","v":0},{"$f":"CONCATENATE(Tabulation[[#This Row],[Holiday]],Tabulation[[#This Row],[Season]],Tabulation[[#This Row],[Weekend]],\"-\",IF(Tabulation[[#This Row],[Hour]]<10,0,\"\"),C3178)","v":"0Winter0-06"},{"$f":"VLOOKUP(Tabulation[[#This Row],[Concat]],Table3[],8)","v":0.28519},{"$f":"(Tabulation[[#This Row],[AC System Output (kW)]]*Tabulation[[#This Row],[Rate]])","v":0.15086094695999999}]
[5,12,7,1316.8630000000001,{"$f":"Tabulation[[#This Row],[AC System Output (W)]]/1000","v":1.3168630000000001},{"$f":"VLOOKUP(Tabulation[[#This Row],[Month]],Season,2)","v":"Winter"},{"$f":"(DATE(2021,Tabulation[[#This Row],[Month]],Tabulation[[#This Row],[Day]]))","v":"2021-05-12"},{"$f":"WEEKDAY(Tabulation[[#This Row],[Date]])","v":4},{"$f":"IF(OR(Tabulation[[#This Row],[DayNo]]=1,Tabulation[[#This Row],[DayNo]]=7),1,0)","v":0},{"$f":"COUNTIF(Holidays,Tabulation[[#This Row],[Date]])","v":0},{"$f":"CONCATENATE(Tabulation[[#This Row],[Holiday]],Tabulation[[#This Row],[Season]],Tabulation[[#This Row],[Weekend]],\"-\",IF(Tabulation[[#This Row],[Hour]]<10,0,\"\"),C3179)","v":"0Winter0-07"},{"$f":"VLOOKUP(Tabulation[[#This Row],[Concat]],Table3[],8)","v":0.28519},{"$f":"(Tabulation[[#This Row],[AC System Output (kW)]]*Tabulation[[#This Row],[Rate]])","v":0.37555615897000005}]
[5,12,11,3084.748,{"$f":"Tabulation[[#This Row],[AC System Output (W)]]/1000","v":3.0847480000000003},{"$f":"VLOOKUP(Tabulation[[#This Row],[Month]],Season,2)","v":"Winter"},{"$f":"(DATE(2021,Tabulation[[#This Row],[Month]],Tabulation[[#This Row],[Day]]))","v":"2021-05-12"},{"$f":"WEEKDAY(Tabulation[[#This Row],[Date]])","v":4},{"$f":"IF(OR(Tabulation[[#This Row],[DayNo]]=1,Tabulation[[#This Row],[DayNo]]=7),1,0)","v":0},{"$f":"COUNTIF(Holidays,Tabulation[[#This Row],[Date]])","v":0},{"$f":"CONCATENATE(Tabulation[[#This Row],[Holiday]],Tabulation[[#This Row],[Season]],Tabulation[[#This Row],[Weekend]],\"-\",IF(Tabulation[[#This Row],[Hour]]<10,0,\"\"),C3183)","v":"0Winter0-11"},{"$f":"VLOOKUP(Tabulation[[#This Row],[Concat]],Table3[],8)","v":0.28519},{"$f":"(Tabulation[[#This Row],[AC System Output (kW)]]*Tabulation[[#This Row],[Rate]])","v":0.87973928212000008}]
[5,12,15,1989.8440000000001,{"$f":"Tabulation[[#This Row],[AC System Output (W)]]/1000","v":1.9898439999999999},{"$f":"VLOOKUP(Tabulation[[#This Row],[Month]],Season,2)","v":"Winter"},{"$f":"(DATE(2021,Tabulation[[#This Row],[Month]],Tabulation[[#This Row],[Day]]))","v":"2021-05-12"},{"$f":"WEEKDAY(Tabulation[[#This Row],[Date]])","v":4},{"$f":"IF(OR(Tabulation[[#This Row],[DayNo]]=1,Tabulation[[#This Row],[DayNo]]=7),1,0)","v":0},{"$f":"COUNTIF(Holidays,Tabulation[[#This Row],[Date]])","v":0},{"$f":"CONCATENATE(Tabulation[[#This Row],[Holiday]],Tabulation[[#This Row],[Season]],Tabulation[[#This Row],[Weekend]],\"-\",IF(Tabulation[[#This Row],[Hour]]<10,0,\"\"),C3187)","v":"0Winter0-15"},{"$f":"VLOOKUP(Tabulation[[#This Row],[Concat]],Table3[],8)","v":0.28519},{"$f":"(Tabulation[[#This Row],[AC System Output (kW)]]*Tabulation[[#This Row],[Rate]])","v":0.56748361035999995}]
[5,12,18,52.948999999999998,{"$f":"Tabulation[[#This Row],[AC System Output (W)]]/1000","v":5.2948999999999996E-2},{"$f":"VLOOKUP(Tabulation[[#This Row],[Month]],Season,2)","v":"Winter"},{"$f":"(DATE(2021,Tabulation[[#This Row],[Month]],Tabulation[[#This Row],[Day]]))","v":"2021-05-12"},{"$f":"WEEKDAY(Tabulation[[#This Row],[Date]])","v":4},{"$f":"IF(OR(Tabulation[[#This Row],[DayNo]]=1,Tabulation[[#This Row],[DayNo]]=7),1,0)","v":0},{"$f":"COUNTIF(Holidays,Tabulation[[#This Row],[Date]])","v":0},{"$f":"CONCATENATE(Tabulation[[#This Row],[Holiday]],Tabulation[[#This Row],[Season]],Tabulation[[#This Row],[Weekend]],\"-\",IF(Tabulation[[#This Row],[Hour]]<10,0,\"\"),C3190)","v":"0Winter0-18"},{"$f":"VLOOKUP(Tabulation[[#This Row],[Concat]],Table3[],8)","v":0.30257000000000001},{"$f":"(Tabulation[[#This Row],[AC System Output (kW)]]*Tabulation[[#This Row],[Rate]])","v":1.602077893E-2}]
[5,12,21,0,{"$f":"Tabulation[[#This Row],[AC System Output (W)]]/1000","v":0},{"$f":"VLOOKUP(Tabulation[[#This Row],[Month]],Season,2)","v":"Winter"},{"$f":"(DATE(2021,Tabulation[[#This Row],[Month]],Tabulation[[#This Row],[Day]]))","v":"2021-05-12"},{"$f":"WEEKDAY(Tabulation[[#This Row],[Date]])","v":4},{"$f":"IF(OR(Tabulation[[#This Row],[DayNo]]=1,Tabulation[[#This Row],[DayNo]]=7),1,0)","v":0},{"$f":"COUNTIF(Holidays,Tabulation[[#This Row],[Date]])","v":0},{"$f":"CONCATENATE(Tabulation[[#This Row],[Holiday]],Tabulation[[#This Row],[Season]],Tabulation[[#This Row],[Weekend]],\"-\",IF(Tabulation[[#This Row],[Hour]]<10,0,\"\"),C3193)","v":"0Winter0-21"},{"$f":"VLOOKUP(Tabulation[[#This Row],[Concat]],Table3[],8)","v":0.28519},{"$f":"(Tabulation[[#This Row],[AC System Output (kW)]]*Tabulation[[#This Row],[Rate]])","v":0}]
[5,13,1,0,{"$f":"Tabulation[[#This Row],[AC System Output (W)]]/1000","v":0},{"$f":"VLOOKUP(Tabulation[[#This Row],[Month]],Season,2)","v":"Winter"},{"$f":"(DATE(2021,Tabulation[[#This Row],[Month]],Tabulation[[#This Row],[Day]]))","v":"2021-05-13"},{"$f":"WEEKDAY(Tabulation[[#This Row],[Date]])","v":5},{"$f":"IF(OR(Tabulation[[#This Row],[DayNo]]=1,Tabulation[[#This Row],[DayNo]]=7),1,0)","v":0},{"$f":"COUNTIF(Holidays,Tabulation[[#This Row],[Date]])","v":0},{"$f":"CONCATENATE(Tabulation[[#This Row],[Holiday]],Tabulation[[#This Row],[Season]],Tabulation[[#This Row],[Weekend]],\"-\",IF(Tabulation[[#This Row],[Hour]]<10,0,\"\"),C3197)","v":"0Winter0-01"},{"$f":"VLOOKUP(Tabulation[[#This Row],[Concat]],Table3[],8)","v":0.28519},{"$f":"(Tabulation[[#This Row],[AC System Output (kW)]]*Tabulation[[#This Row],[Rate]])","v":0}]
[5,13,4,0,{"$f":"Tabulation[[#This Row],[AC System Output (W)]]/1000","v":0},{"$f":"VLOOKUP(Tabulation[[#This Row],[Month]],Season,2)","v":"Winter"},{"$f":"(DATE(2021,Tabulation[[#This Row],[Month]],Tabulation[[#This Row],[Day]]))","v":"2021-05-13"},{"$f":"WEEKDAY(Tabulation[[#This Row],[Date]])","v":5},{"$f":"IF(OR(Tabulation[[#This Row],[DayNo]]=1,Tabulation[[#This Row],[DayNo]]=7),1,0)","v":0},{"$f":"COUNTIF(Holidays,Tabulation[[#This Row],[Date]])","v":0},{"$f":"CONCATENATE(Tabulation[[#This Row],[Holiday]],Tabulation[[#This Row],[Season]],Tabulation[[#This Row],[Weekend]],\"-\",IF(Tabulation[[#This Row],[Hour]]<10,0,\"\"),C3200)","v":"0Winter0-04"},{"$f":"VLOOKUP(Tabulation[[#This Row],[Concat]],Table3[],8)","v":0.28519},{"$f":"(Tabulation[[#This Row],[AC System Output (kW)]]*Tabulation[[#This Row],[Rate]])","v":0}]
[5,13,7,1318.3050000000001,{"$f":"Tabulation[[#This Row],[AC System Output (W)]]/1000","v":1.3183050000000001},{"$f":"VLOOKUP(Tabulation[[#This Row],[Month]],Season,2)","v":"Winter"},{"$f":"(DATE(2021,Tabulation[[#This Row],[Month]],Tabulation[[#This Row],[Day]]))","v":"2021-05-13"},{"$f":"WEEKDAY(Tabulation[[#This Row],[Date]])","v":5},{"$f":"IF(OR(Tabulation[[#This Row],[DayNo]]=1,Tabulation[[#This Row],[DayNo]]=7),1,0)","v":0},{"$f":"COUNTIF(Holidays,Tabulation[[#This Row],[Date]])","v":0},{"$f":"CONCATENATE(Tabulation[[#This Row],[Holiday]],Tabulation[[#This Row],[Season]],Tabulation[[#This Row],[Weekend]],\"-\",IF(Tabulation[[#This Row],[Hour]]<10,0,\"\"),C3203)","v":"0Winter0-07"},{"$f":"VLOOKUP(Tabulation[[#This Row],[Concat]],Table3[],8)","v":0.28519},{"$f":"(Tabulation[[#This Row],[AC System Output (kW)]]*Tabulation[[#This Row],[Rate]])","v":0.37596740295000003}]
[5,13,8,2045.963,{"$f":"Tabulation[[#This Row],[AC System Output (W)]]/1000","v":2.045963},{"$f":"VLOOKUP(Tabulation[[#This Row],[Month]],Season,2)","v":"Winter"},{"$f":"(DATE(2021,Tabulation[[#This Row],[Month]],Tabulation[[#This Row],[Day]]))","v":"2021-05-13"},{"$f":"WEEKDAY(Tabulation[[#This Row],[Date]])","v":5},{"$f":"IF(OR(Tabulation[[#This Row],[DayNo]]=1,Tabulation[[#This Row],[DayNo]]=7),1,0)","v":0},{"$f":"COUNTIF(Holidays,Tabulation[[#This Row],[Date]])","v":0},{"$f":"CONCATENATE(Tabulation[[#This Row],[Holiday]],Tabulation[[#This Row],[Season]],Tabulation[[#This Row],[Weekend]],\"-\",IF(Tabulation[[#This Row],[Hour]]<10,0,\"\"),C3204)","v":"0Winter0-08"},{"$f":"VLOOKUP(Tabulation[[#This Row],[Concat]],Table3[],8)","v":0.28519},{"$f":"(Tabulation[[#This Row],[AC System Output (kW)]]*Tabulation[[#This Row],[Rate]])","v":0.58348818797000002}]
[5,13,12,3119.4270000000001,{"$f":"Tabulation[[#This Row],[AC System Output (W)]]/1000","v":3.1194269999999999},{"$f":"VLOOKUP(Tabulation[[#This Row],[Month]],Season,2)","v":"Winter"},{"$f":"(DATE(2021,Tabulation[[#This Row],[Month]],Tabulation[[#This Row],[Day]]))","v":"2021-05-13"},{"$f":"WEEKDAY(Tabulation[[#This Row],[Date]])","v":5},{"$f":"IF(OR(Tabulation[[#This Row],[DayNo]]=1,Tabulation[[#This Row],[DayNo]]=7),1,0)","v":0},{"$f":"COUNTIF(Holidays,Tabulation[[#This Row],[Date]])","v":0},{"$f":"CONCATENATE(Tabulation[[#This Row],[Holiday]],Tabulation[[#This Row],[Season]],Tabulation[[#This Row],[Weekend]],\"-\",IF(Tabulation[[#This Row],[Hour]]<10,0,\"\"),C3208)","v":"0Winter0-12"},{"$f":"VLOOKUP(Tabulation[[#This Row],[Concat]],Table3[],8)","v":0.28519},{"$f":"(Tabulation[[#This Row],[AC System Output (kW)]]*Tabulation[[#This Row],[Rate]])","v":0.88962938612999998}]
[5,13,16,1253.3630000000001,{"$f":"Tabulation[[#This Row],[AC System Output (W)]]/1000","v":1.253363},{"$f":"VLOOKUP(Tabulation[[#This Row],[Month]],Season,2)","v":"Winter"},{"$f":"(DATE(2021,Tabulation[[#This Row],[Month]],Tabulation[[#This Row],[Day]]))","v":"2021-05-13"},{"$f":"WEEKDAY(Tabulation[[#This Row],[Date]])","v":5},{"$f":"IF(OR(Tabulation[[#This Row],[DayNo]]=1,Tabulation[[#This Row],[DayNo]]=7),1,0)","v":0},{"$f":"COUNTIF(Holidays,Tabulation[[#This Row],[Date]])","v":0},{"$f":"CONCATENATE(Tabulation[[#This Row],[Holiday]],Tabulation[[#This Row],[Season]],Tabulation[[#This Row],[Weekend]],\"-\",IF(Tabulation[[#This Row],[Hour]]<10,0,\"\"),C3212)","v":"0Winter0-16"},{"$f":"VLOOKUP(Tabulation[[#This Row],[Concat]],Table3[],8)","v":0.28519},{"$f":"(Tabulation[[#This Row],[AC System Output (kW)]]*Tabulation[[#This Row],[Rate]])","v":0.35744659397}]
[5,13,19,0,{"$f":"Tabulation[[#This Row],[AC System Output (W)]]/1000","v":0},{"$f":"VLOOKUP(Tabulation[[#This Row],[Month]],Season,2)","v":"Winter"},{"$f":"(DATE(2021,Tabulation[[#This Row],[Month]],Tabulation[[#This Row],[Day]]))","v":"2021-05-13"},{"$f":"WEEKDAY(Tabulation[[#This Row],[Date]])","v":5},{"$f":"IF(OR(Tabulation[[#This Row],[DayNo]]=1,Tabulation[[#This Row],[DayNo]]=7),1,0)","v":0},{"$f":"COUNTIF(Holidays,Tabulation[[#This Row],[Date]])","v":0},{"$f":"CONCATENATE(Tabulation[[#This Row],[Holiday]],Tabulation[[#This Row],[Season]],Tabulation[[#This Row],[Weekend]],\"-\",IF(Tabulation[[#This Row],[Hour]]<10,0,\"\"),C3215)","v":"0Winter0-19"},{"$f":"VLOOKUP(Tabulation[[#This Row],[Concat]],Table3[],8)","v":0.30257000000000001},{"$f":"(Tabulation[[#This Row],[AC System Output (kW)]]*Tabulation[[#This Row],[Rate]])","v":0}]
[5,13,22,0,{"$f":"Tabulation[[#This Row],[AC System Output (W)]]/1000","v":0},{"$f":"VLOOKUP(Tabulation[[#This Row],[Month]],Season,2)","v":"Winter"},{"$f":"(DATE(2021,Tabulation[[#This Row],[Month]],Tabulation[[#This Row],[Day]]))","v":"2021-05-13"},{"$f":"WEEKDAY(Tabulation[[#This Row],[Date]])","v":5},{"$f":"IF(OR(Tabulation[[#This Row],[DayNo]]=1,Tabulation[[#This Row],[DayNo]]=7),1,0)","v":0},{"$f":"COUNTIF(Holidays,Tabulation[[#This Row],[Date]])","v":0},{"$f":"CONCATENATE(Tabulation[[#This Row],[Holiday]],Tabulation[[#This Row],[Season]],Tabulation[[#This Row],[Weekend]],\"-\",IF(Tabulation[[#This Row],[Hour]]<10,0,\"\"),C3218)","v":"0Winter0-22"},{"$f":"VLOOKUP(Tabulation[[#This Row],[Concat]],Table3[],8)","v":0.28519},{"$f":"(Tabulation[[#This Row],[AC System Output (kW)]]*Tabulation[[#This Row],[Rate]])","v":0}]
[5,14,2,0,{"$f":"Tabulation[[#This Row],[AC System Output (W)]]/1000","v":0},{"$f":"VLOOKUP(Tabulation[[#This Row],[Month]],Season,2)","v":"Winter"},{"$f":"(DATE(2021,Tabulation[[#This Row],[Month]],Tabulation[[#This Row],[Day]]))","v":"2021-05-14"},{"$f":"WEEKDAY(Tabulation[[#This Row],[Date]])","v":6},{"$f":"IF(OR(Tabulation[[#This Row],[DayNo]]=1,Tabulation[[#This Row],[DayNo]]=7),1,0)","v":0},{"$f":"COUNTIF(Holidays,Tabulation[[#This Row],[Date]])","v":0},{"$f":"CONCATENATE(Tabulation[[#This Row],[Holiday]],Tabulation[[#This Row],[Season]],Tabulation[[#This Row],[Weekend]],\"-\",IF(Tabulation[[#This Row],[Hour]]<10,0,\"\"),C3222)","v":"0Winter0-02"},{"$f":"VLOOKUP(Tabulation[[#This Row],[Concat]],Table3[],8)","v":0.28519},{"$f":"(Tabulation[[#This Row],[AC System Output (kW)]]*Tabulation[[#This Row],[Rate]])","v":0}]
[5,14,5,64.483999999999995,{"$f":"Tabulation[[#This Row],[AC System Output (W)]]/1000","v":6.4484E-2},{"$f":"VLOOKUP(Tabulation[[#This Row],[Month]],Season,2)","v":"Winter"},{"$f":"(DATE(2021,Tabulation[[#This Row],[Month]],Tabulation[[#This Row],[Day]]))","v":"2021-05-14"},{"$f":"WEEKDAY(Tabulation[[#This Row],[Date]])","v":6},{"$f":"IF(OR(Tabulation[[#This Row],[DayNo]]=1,Tabulation[[#This Row],[DayNo]]=7),1,0)","v":0},{"$f":"COUNTIF(Holidays,Tabulation[[#This Row],[Date]])","v":0},{"$f":"CONCATENATE(Tabulation[[#This Row],[Holiday]],Tabulation[[#This Row],[Season]],Tabulation[[#This Row],[Weekend]],\"-\",IF(Tabulation[[#This Row],[Hour]]<10,0,\"\"),C3225)","v":"0Winter0-05"},{"$f":"VLOOKUP(Tabulation[[#This Row],[Concat]],Table3[],8)","v":0.28519},{"$f":"(Tabulation[[#This Row],[AC System Output (kW)]]*Tabulation[[#This Row],[Rate]])","v":1.839019196E-2}]
[5,14,9,2511.52,{"$f":"Tabulation[[#This Row],[AC System Output (W)]]/1000","v":2.51152},{"$f":"VLOOKUP(Tabulation[[#This Row],[Month]],Season,2)","v":"Winter"},{"$f":"(DATE(2021,Tabulation[[#This Row],[Month]],Tabulation[[#This Row],[Day]]))","v":"2021-05-14"},{"$f":"WEEKDAY(Tabulation[[#This Row],[Date]])","v":6},{"$f":"IF(OR(Tabulation[[#This Row],[DayNo]]=1,Tabulation[[#This Row],[DayNo]]=7),1,0)","v":0},{"$f":"COUNTIF(Holidays,Tabulation[[#This Row],[Date]])","v":0},{"$f":"CONCATENATE(Tabulation[[#This Row],[Holiday]],Tabulation[[#This Row],[Season]],Tabulation[[#This Row],[Weekend]],\"-\",IF(Tabulation[[#This Row],[Hour]]<10,0,\"\"),C3229)","v":"0Winter0-09"},{"$f":"VLOOKUP(Tabulation[[#This Row],[Concat]],Table3[],8)","v":0.28519},{"$f":"(Tabulation[[#This Row],[AC System Output (kW)]]*Tabulation[[#This Row],[Rate]])","v":0.71626038879999998}]
[5,14,10,2855.942,{"$f":"Tabulation[[#This Row],[AC System Output (W)]]/1000","v":2.8559420000000002},{"$f":"VLOOKUP(Tabulation[[#This Row],[Month]],Season,2)","v":"Winter"},{"$f":"(DATE(2021,Tabulation[[#This Row],[Month]],Tabulation[[#This Row],[Day]]))","v":"2021-05-14"},{"$f":"WEEKDAY(Tabulation[[#This Row],[Date]])","v":6},{"$f":"IF(OR(Tabulation[[#This Row],[DayNo]]=1,Tabulation[[#This Row],[DayNo]]=7),1,0)","v":0},{"$f":"COUNTIF(Holidays,Tabulation[[#This Row],[Date]])","v":0},{"$f":"CONCATENATE(Tabulation[[#This Row],[Holiday]],Tabulation[[#This Row],[Season]],Tabulation[[#This Row],[Weekend]],\"-\",IF(Tabulation[[#This Row],[Hour]]<10,0,\"\"),C3230)","v":"0Winter0-10"},{"$f":"VLOOKUP(Tabulation[[#This Row],[Concat]],Table3[],8)","v":0.28519},{"$f":"(Tabulation[[#This Row],[AC System Output (kW)]]*Tabulation[[#This Row],[Rate]])","v":0.81448609898000002}]
[5,14,13,2836.99,{"$f":"Tabulation[[#This Row],[AC System Output (W)]]/1000","v":2.8369899999999997},{"$f":"VLOOKUP(Tabulation[[#This Row],[Month]],Season,2)","v":"Winter"},{"$f":"(DATE(2021,Tabulation[[#This Row],[Month]],Tabulation[[#This Row],[Day]]))","v":"2021-05-14"},{"$f":"WEEKDAY(Tabulation[[#This Row],[Date]])","v":6},{"$f":"IF(OR(Tabulation[[#This Row],[DayNo]]=1,Tabulation[[#This Row],[DayNo]]=7),1,0)","v":0},{"$f":"COUNTIF(Holidays,Tabulation[[#This Row],[Date]])","v":0},{"$f":"CONCATENATE(Tabulation[[#This Row],[Holiday]],Tabulation[[#This Row],[Season]],Tabulation[[#This Row],[Weekend]],\"-\",IF(Tabulation[[#This Row],[Hour]]<10,0,\"\"),C3233)","v":"0Winter0-13"},{"$f":"VLOOKUP(Tabulation[[#This Row],[Concat]],Table3[],8)","v":0.28519},{"$f":"(Tabulation[[#This Row],[AC System Output (kW)]]*Tabulation[[#This Row],[Rate]])","v":0.80908117809999991}]
[5,14,17,458.52699999999999,{"$f":"Tabulation[[#This Row],[AC System Output (W)]]/1000","v":0.45852699999999996},{"$f":"VLOOKUP(Tabulation[[#This Row],[Month]],Season,2)","v":"Winter"},{"$f":"(DATE(2021,Tabulation[[#This Row],[Month]],Tabulation[[#This Row],[Day]]))","v":"2021-05-14"},{"$f":"WEEKDAY(Tabulation[[#This Row],[Date]])","v":6},{"$f":"IF(OR(Tabulation[[#This Row],[DayNo]]=1,Tabulation[[#This Row],[DayNo]]=7),1,0)","v":0},{"$f":"COUNTIF(Holidays,Tabulation[[#This Row],[Date]])","v":0},{"$f":"CONCATENATE(Tabulation[[#This Row],[Holiday]],Tabulation[[#This Row],[Season]],Tabulation[[#This Row],[Weekend]],\"-\",IF(Tabulation[[#This Row],[Hour]]<10,0,\"\"),C3237)","v":"0Winter0-17"},{"$f":"VLOOKUP(Tabulation[[#This Row],[Concat]],Table3[],8)","v":0.30257000000000001},{"$f":"(Tabulation[[#This Row],[AC System Output (kW)]]*Tabulation[[#This Row],[Rate]])","v":0.13873651438999998}]
[5,14,20,0,{"$f":"Tabulation[[#This Row],[AC System Output (W)]]/1000","v":0},{"$f":"VLOOKUP(Tabulation[[#This Row],[Month]],Season,2)","v":"Winter"},{"$f":"(DATE(2021,Tabulation[[#This Row],[Month]],Tabulation[[#This Row],[Day]]))","v":"2021-05-14"},{"$f":"WEEKDAY(Tabulation[[#This Row],[Date]])","v":6},{"$f":"IF(OR(Tabulation[[#This Row],[DayNo]]=1,Tabulation[[#This Row],[DayNo]]=7),1,0)","v":0},{"$f":"COUNTIF(Holidays,Tabulation[[#This Row],[Date]])","v":0},{"$f":"CONCATENATE(Tabulation[[#This Row],[Holiday]],Tabulation[[#This Row],[Season]],Tabulation[[#This Row],[Weekend]],\"-\",IF(Tabulation[[#This Row],[Hour]]<10,0,\"\"),C3240)","v":"0Winter0-20"},{"$f":"VLOOKUP(Tabulation[[#This Row],[Concat]],Table3[],8)","v":0.28519},{"$f":"(Tabulation[[#This Row],[AC System Output (kW)]]*Tabulation[[#This Row],[Rate]])","v":0}]
[5,14,23,0,{"$f":"Tabulation[[#This Row],[AC System Output (W)]]/1000","v":0},{"$f":"VLOOKUP(Tabulation[[#This Row],[Month]],Season,2)","v":"Winter"},{"$f":"(DATE(2021,Tabulation[[#This Row],[Month]],Tabulation[[#This Row],[Day]]))","v":"2021-05-14"},{"$f":"WEEKDAY(Tabulation[[#This Row],[Date]])","v":6},{"$f":"IF(OR(Tabulation[[#This Row],[DayNo]]=1,Tabulation[[#This Row],[DayNo]]=7),1,0)","v":0},{"$f":"COUNTIF(Holidays,Tabulation[[#This Row],[Date]])","v":0},{"$f":"CONCATENATE(Tabulation[[#This Row],[Holiday]],Tabulation[[#This Row],[Season]],Tabulation[[#This Row],[Weekend]],\"-\",IF(Tabulation[[#This Row],[Hour]]<10,0,\"\"),C3243)","v":"0Winter0-23"},{"$f":"VLOOKUP(Tabulation[[#This Row],[Concat]],Table3[],8)","v":0.28519},{"$f":"(Tabulation[[#This Row],[AC System Output (kW)]]*Tabulation[[#This Row],[Rate]])","v":0}]
[5,15,3,0,{"$f":"Tabulation[[#This Row],[AC System Output (W)]]/1000","v":0},{"$f":"VLOOKUP(Tabulation[[#This Row],[Month]],Season,2)","v":"Winter"},{"$f":"(DATE(2021,Tabulation[[#This Row],[Month]],Tabulation[[#This Row],[Day]]))","v":"2021-05-15"},{"$f":"WEEKDAY(Tabulation[[#This Row],[Date]])","v":7},{"$f":"IF(OR(Tabulation[[#This Row],[DayNo]]=1,Tabulation[[#This Row],[DayNo]]=7),1,0)","v":1},{"$f":"COUNTIF(Holidays,Tabulation[[#This Row],[Date]])","v":0},{"$f":"CONCATENATE(Tabulation[[#This Row],[Holiday]],Tabulation[[#This Row],[Season]],Tabulation[[#This Row],[Weekend]],\"-\",IF(Tabulation[[#This Row],[Hour]]<10,0,\"\"),C3247)","v":"0Winter1-03"},{"$f":"VLOOKUP(Tabulation[[#This Row],[Concat]],Table3[],8)","v":0.28519},{"$f":"(Tabulation[[#This Row],[AC System Output (kW)]]*Tabulation[[#This Row],[Rate]])","v":0}]
[5,15,6,265.01,{"$f":"Tabulation[[#This Row],[AC System Output (W)]]/1000","v":0.26500999999999997},{"$f":"VLOOKUP(Tabulation[[#This Row],[Month]],Season,2)","v":"Winter"},{"$f":"(DATE(2021,Tabulation[[#This Row],[Month]],Tabulation[[#This Row],[Day]]))","v":"2021-05-15"},{"$f":"WEEKDAY(Tabulation[[#This Row],[Date]])","v":7},{"$f":"IF(OR(Tabulation[[#This Row],[DayNo]]=1,Tabulation[[#This Row],[DayNo]]=7),1,0)","v":1},{"$f":"COUNTIF(Holidays,Tabulation[[#This Row],[Date]])","v":0},{"$f":"CONCATENATE(Tabulation[[#This Row],[Holiday]],Tabulation[[#This Row],[Season]],Tabulation[[#This Row],[Weekend]],\"-\",IF(Tabulation[[#This Row],[Hour]]<10,0,\"\"),C3250)","v":"0Winter1-06"},{"$f":"VLOOKUP(Tabulation[[#This Row],[Concat]],Table3[],8)","v":0.28519},{"$f":"(Tabulation[[#This Row],[AC System Output (kW)]]*Tabulation[[#This Row],[Rate]])","v":7.5578201899999989E-2}]
[5,15,8,1973.53,{"$f":"Tabulation[[#This Row],[AC System Output (W)]]/1000","v":1.97353},{"$f":"VLOOKUP(Tabulation[[#This Row],[Month]],Season,2)","v":"Winter"},{"$f":"(DATE(2021,Tabulation[[#This Row],[Month]],Tabulation[[#This Row],[Day]]))","v":"2021-05-15"},{"$f":"WEEKDAY(Tabulation[[#This Row],[Date]])","v":7},{"$f":"IF(OR(Tabulation[[#This Row],[DayNo]]=1,Tabulation[[#This Row],[DayNo]]=7),1,0)","v":1},{"$f":"COUNTIF(Holidays,Tabulation[[#This Row],[Date]])","v":0},{"$f":"CONCATENATE(Tabulation[[#This Row],[Holiday]],Tabulation[[#This Row],[Season]],Tabulation[[#This Row],[Weekend]],\"-\",IF(Tabulation[[#This Row],[Hour]]<10,0,\"\"),C3252)","v":"0Winter1-08"},{"$f":"VLOOKUP(Tabulation[[#This Row],[Concat]],Table3[],8)","v":0.28519},{"$f":"(Tabulation[[#This Row],[AC System Output (kW)]]*Tabulation[[#This Row],[Rate]])","v":0.56283102070000002}]
[5,15,11,2829.529,{"$f":"Tabulation[[#This Row],[AC System Output (W)]]/1000","v":2.829529},{"$f":"VLOOKUP(Tabulation[[#This Row],[Month]],Season,2)","v":"Winter"},{"$f":"(DATE(2021,Tabulation[[#This Row],[Month]],Tabulation[[#This Row],[Day]]))","v":"2021-05-15"},{"$f":"WEEKDAY(Tabulation[[#This Row],[Date]])","v":7},{"$f":"IF(OR(Tabulation[[#This Row],[DayNo]]=1,Tabulation[[#This Row],[DayNo]]=7),1,0)","v":1},{"$f":"COUNTIF(Holidays,Tabulation[[#This Row],[Date]])","v":0},{"$f":"CONCATENATE(Tabulation[[#This Row],[Holiday]],Tabulation[[#This Row],[Season]],Tabulation[[#This Row],[Weekend]],\"-\",IF(Tabulation[[#This Row],[Hour]]<10,0,\"\"),C3255)","v":"0Winter1-11"},{"$f":"VLOOKUP(Tabulation[[#This Row],[Concat]],Table3[],8)","v":0.28519},{"$f":"(Tabulation[[#This Row],[AC System Output (kW)]]*Tabulation[[#This Row],[Rate]])","v":0.80695337551000001}]
[5,15,14,2300.5100000000002,{"$f":"Tabulation[[#This Row],[AC System Output (W)]]/1000","v":2.3005100000000001},{"$f":"VLOOKUP(Tabulation[[#This Row],[Month]],Season,2)","v":"Winter"},{"$f":"(DATE(2021,Tabulation[[#This Row],[Month]],Tabulation[[#This Row],[Day]]))","v":"2021-05-15"},{"$f":"WEEKDAY(Tabulation[[#This Row],[Date]])","v":7},{"$f":"IF(OR(Tabulation[[#This Row],[DayNo]]=1,Tabulation[[#This Row],[DayNo]]=7),1,0)","v":1},{"$f":"COUNTIF(Holidays,Tabulation[[#This Row],[Date]])","v":0},{"$f":"CONCATENATE(Tabulation[[#This Row],[Holiday]],Tabulation[[#This Row],[Season]],Tabulation[[#This Row],[Weekend]],\"-\",IF(Tabulation[[#This Row],[Hour]]<10,0,\"\"),C3258)","v":"0Winter1-14"},{"$f":"VLOOKUP(Tabulation[[#This Row],[Concat]],Table3[],8)","v":0.28519},{"$f":"(Tabulation[[#This Row],[AC System Output (kW)]]*Tabulation[[#This Row],[Rate]])","v":0.65608244690000006}]
[5,15,18,55.756999999999998,{"$f":"Tabulation[[#This Row],[AC System Output (W)]]/1000","v":5.5757000000000001E-2},{"$f":"VLOOKUP(Tabulation[[#This Row],[Month]],Season,2)","v":"Winter"},{"$f":"(DATE(2021,Tabulation[[#This Row],[Month]],Tabulation[[#This Row],[Day]]))","v":"2021-05-15"},{"$f":"WEEKDAY(Tabulation[[#This Row],[Date]])","v":7},{"$f":"IF(OR(Tabulation[[#This Row],[DayNo]]=1,Tabulation[[#This Row],[DayNo]]=7),1,0)","v":1},{"$f":"COUNTIF(Holidays,Tabulation[[#This Row],[Date]])","v":0},{"$f":"CONCATENATE(Tabulation[[#This Row],[Holiday]],Tabulation[[#This Row],[Season]],Tabulation[[#This Row],[Weekend]],\"-\",IF(Tabulation[[#This Row],[Hour]]<10,0,\"\"),C3262)","v":"0Winter1-18"},{"$f":"VLOOKUP(Tabulation[[#This Row],[Concat]],Table3[],8)","v":0.28519},{"$f":"(Tabulation[[#This Row],[AC System Output (kW)]]*Tabulation[[#This Row],[Rate]])","v":1.590133883E-2}]
[5,15,21,0,{"$f":"Tabulation[[#This Row],[AC System Output (W)]]/1000","v":0},{"$f":"VLOOKUP(Tabulation[[#This Row],[Month]],Season,2)","v":"Winter"},{"$f":"(DATE(2021,Tabulation[[#This Row],[Month]],Tabulation[[#This Row],[Day]]))","v":"2021-05-15"},{"$f":"WEEKDAY(Tabulation[[#This Row],[Date]])","v":7},{"$f":"IF(OR(Tabulation[[#This Row],[DayNo]]=1,Tabulation[[#This Row],[DayNo]]=7),1,0)","v":1},{"$f":"COUNTIF(Holidays,Tabulation[[#This Row],[Date]])","v":0},{"$f":"CONCATENATE(Tabulation[[#This Row],[Holiday]],Tabulation[[#This Row],[Season]],Tabulation[[#This Row],[Weekend]],\"-\",IF(Tabulation[[#This Row],[Hour]]<10,0,\"\"),C3265)","v":"0Winter1-21"},{"$f":"VLOOKUP(Tabulation[[#This Row],[Concat]],Table3[],8)","v":0.28519},{"$f":"(Tabulation[[#This Row],[AC System Output (kW)]]*Tabulation[[#This Row],[Rate]])","v":0}]
[5,16,0,0,{"$f":"Tabulation[[#This Row],[AC System Output (W)]]/1000","v":0},{"$f":"VLOOKUP(Tabulation[[#This Row],[Month]],Season,2)","v":"Winter"},{"$f":"(DATE(2021,Tabulation[[#This Row],[Month]],Tabulation[[#This Row],[Day]]))","v":"2021-05-16"},{"$f":"WEEKDAY(Tabulation[[#This Row],[Date]])","v":1},{"$f":"IF(OR(Tabulation[[#This Row],[DayNo]]=1,Tabulation[[#This Row],[DayNo]]=7),1,0)","v":1},{"$f":"COUNTIF(Holidays,Tabulation[[#This Row],[Date]])","v":0},{"$f":"CONCATENATE(Tabulation[[#This Row],[Holiday]],Tabulation[[#This Row],[Season]],Tabulation[[#This Row],[Weekend]],\"-\",IF(Tabulation[[#This Row],[Hour]]<10,0,\"\"),C3268)","v":"0Winter1-00"},{"$f":"VLOOKUP(Tabulation[[#This Row],[Concat]],Table3[],8)","v":0.28519},{"$f":"(Tabulation[[#This Row],[AC System Output (kW)]]*Tabulation[[#This Row],[Rate]])","v":0}]
[5,16,3,0,{"$f":"Tabulation[[#This Row],[AC System Output (W)]]/1000","v":0},{"$f":"VLOOKUP(Tabulation[[#This Row],[Month]],Season,2)","v":"Winter"},{"$f":"(DATE(2021,Tabulation[[#This Row],[Month]],Tabulation[[#This Row],[Day]]))","v":"2021-05-16"},{"$f":"WEEKDAY(Tabulation[[#This Row],[Date]])","v":1},{"$f":"IF(OR(Tabulation[[#This Row],[DayNo]]=1,Tabulation[[#This Row],[DayNo]]=7),1,0)","v":1},{"$f":"COUNTIF(Holidays,Tabulation[[#This Row],[Date]])","v":0},{"$f":"CONCATENATE(Tabulation[[#This Row],[Holiday]],Tabulation[[#This Row],[Season]],Tabulation[[#This Row],[Weekend]],\"-\",IF(Tabulation[[#This Row],[Hour]]<10,0,\"\"),C3271)","v":"0Winter1-03"},{"$f":"VLOOKUP(Tabulation[[#This Row],[Concat]],Table3[],8)","v":0.28519},{"$f":"(Tabulation[[#This Row],[AC System Output (kW)]]*Tabulation[[#This Row],[Rate]])","v":0}]
[5,16,8,1880.7090000000001,{"$f":"Tabulation[[#This Row],[AC System Output (W)]]/1000","v":1.880709},{"$f":"VLOOKUP(Tabulation[[#This Row],[Month]],Season,2)","v":"Winter"},{"$f":"(DATE(2021,Tabulation[[#This Row],[Month]],Tabulation[[#This Row],[Day]]))","v":"2021-05-16"},{"$f":"WEEKDAY(Tabulation[[#This Row],[Date]])","v":1},{"$f":"IF(OR(Tabulation[[#This Row],[DayNo]]=1,Tabulation[[#This Row],[DayNo]]=7),1,0)","v":1},{"$f":"COUNTIF(Holidays,Tabulation[[#This Row],[Date]])","v":0},{"$f":"CONCATENATE(Tabulation[[#This Row],[Holiday]],Tabulation[[#This Row],[Season]],Tabulation[[#This Row],[Weekend]],\"-\",IF(Tabulation[[#This Row],[Hour]]<10,0,\"\"),C3276)","v":"0Winter1-08"},{"$f":"VLOOKUP(Tabulation[[#This Row],[Concat]],Table3[],8)","v":0.28519},{"$f":"(Tabulation[[#This Row],[AC System Output (kW)]]*Tabulation[[#This Row],[Rate]])","v":0.53635939971000002}]
[5,16,9,2343.002,{"$f":"Tabulation[[#This Row],[AC System Output (W)]]/1000","v":2.3430019999999998},{"$f":"VLOOKUP(Tabulation[[#This Row],[Month]],Season,2)","v":"Winter"},{"$f":"(DATE(2021,Tabulation[[#This Row],[Month]],Tabulation[[#This Row],[Day]]))","v":"2021-05-16"},{"$f":"WEEKDAY(Tabulation[[#This Row],[Date]])","v":1},{"$f":"IF(OR(Tabulation[[#This Row],[DayNo]]=1,Tabulation[[#This Row],[DayNo]]=7),1,0)","v":1},{"$f":"COUNTIF(Holidays,Tabulation[[#This Row],[Date]])","v":0},{"$f":"CONCATENATE(Tabulation[[#This Row],[Holiday]],Tabulation[[#This Row],[Season]],Tabulation[[#This Row],[Weekend]],\"-\",IF(Tabulation[[#This Row],[Hour]]<10,0,\"\"),C3277)","v":"0Winter1-09"},{"$f":"VLOOKUP(Tabulation[[#This Row],[Concat]],Table3[],8)","v":0.28519},{"$f":"(Tabulation[[#This Row],[AC System Output (kW)]]*Tabulation[[#This Row],[Rate]])","v":0.66820074037999999}]
[5,16,12,2771.9319999999998,{"$f":"Tabulation[[#This Row],[AC System Output (W)]]/1000","v":2.7719319999999996},{"$f":"VLOOKUP(Tabulation[[#This Row],[Month]],Season,2)","v":"Winter"},{"$f":"(DATE(2021,Tabulation[[#This Row],[Month]],Tabulation[[#This Row],[Day]]))","v":"2021-05-16"},{"$f":"WEEKDAY(Tabulation[[#This Row],[Date]])","v":1},{"$f":"IF(OR(Tabulation[[#This Row],[DayNo]]=1,Tabulation[[#This Row],[DayNo]]=7),1,0)","v":1},{"$f":"COUNTIF(Holidays,Tabulation[[#This Row],[Date]])","v":0},{"$f":"CONCATENATE(Tabulation[[#This Row],[Holiday]],Tabulation[[#This Row],[Season]],Tabulation[[#This Row],[Weekend]],\"-\",IF(Tabulation[[#This Row],[Hour]]<10,0,\"\"),C3280)","v":"0Winter1-12"},{"$f":"VLOOKUP(Tabulation[[#This Row],[Concat]],Table3[],8)","v":0.28519},{"$f":"(Tabulation[[#This Row],[AC System Output (kW)]]*Tabulation[[#This Row],[Rate]])","v":0.79052728707999986}]
[5,16,15,1829.7670000000001,{"$f":"Tabulation[[#This Row],[AC System Output (W)]]/1000","v":1.8297670000000001},{"$f":"VLOOKUP(Tabulation[[#This Row],[Month]],Season,2)","v":"Winter"},{"$f":"(DATE(2021,Tabulation[[#This Row],[Month]],Tabulation[[#This Row],[Day]]))","v":"2021-05-16"},{"$f":"WEEKDAY(Tabulation[[#This Row],[Date]])","v":1},{"$f":"IF(OR(Tabulation[[#This Row],[DayNo]]=1,Tabulation[[#This Row],[DayNo]]=7),1,0)","v":1},{"$f":"COUNTIF(Holidays,Tabulation[[#This Row],[Date]])","v":0},{"$f":"CONCATENATE(Tabulation[[#This Row],[Holiday]],Tabulation[[#This Row],[Season]],Tabulation[[#This Row],[Weekend]],\"-\",IF(Tabulation[[#This Row],[Hour]]<10,0,\"\"),C3283)","v":"0Winter1-15"},{"$f":"VLOOKUP(Tabulation[[#This Row],[Concat]],Table3[],8)","v":0.28519},{"$f":"(Tabulation[[#This Row],[AC System Output (kW)]]*Tabulation[[#This Row],[Rate]])","v":0.52183125073000003}]
[5,16,19,0,{"$f":"Tabulation[[#This Row],[AC System Output (W)]]/1000","v":0},{"$f":"VLOOKUP(Tabulation[[#This Row],[Month]],Season,2)","v":"Winter"},{"$f":"(DATE(2021,Tabulation[[#This Row],[Month]],Tabulation[[#This Row],[Day]]))","v":"2021-05-16"},{"$f":"WEEKDAY(Tabulation[[#This Row],[Date]])","v":1},{"$f":"IF(OR(Tabulation[[#This Row],[DayNo]]=1,Tabulation[[#This Row],[DayNo]]=7),1,0)","v":1},{"$f":"COUNTIF(Holidays,Tabulation[[#This Row],[Date]])","v":0},{"$f":"CONCATENATE(Tabulation[[#This Row],[Holiday]],Tabulation[[#This Row],[Season]],Tabulation[[#This Row],[Weekend]],\"-\",IF(Tabulation[[#This Row],[Hour]]<10,0,\"\"),C3287)","v":"0Winter1-19"},{"$f":"VLOOKUP(Tabulation[[#This Row],[Concat]],Table3[],8)","v":0.28519},{"$f":"(Tabulation[[#This Row],[AC System Output (kW)]]*Tabulation[[#This Row],[Rate]])","v":0}]
[5,16,22,0,{"$f":"Tabulation[[#This Row],[AC System Output (W)]]/1000","v":0},{"$f":"VLOOKUP(Tabulation[[#This Row],[Month]],Season,2)","v":"Winter"},{"$f":"(DATE(2021,Tabulation[[#This Row],[Month]],Tabulation[[#This Row],[Day]]))","v":"2021-05-16"},{"$f":"WEEKDAY(Tabulation[[#This Row],[Date]])","v":1},{"$f":"IF(OR(Tabulation[[#This Row],[DayNo]]=1,Tabulation[[#This Row],[DayNo]]=7),1,0)","v":1},{"$f":"COUNTIF(Holidays,Tabulation[[#This Row],[Date]])","v":0},{"$f":"CONCATENATE(Tabulation[[#This Row],[Holiday]],Tabulation[[#This Row],[Season]],Tabulation[[#This Row],[Weekend]],\"-\",IF(Tabulation[[#This Row],[Hour]]<10,0,\"\"),C3290)","v":"0Winter1-22"},{"$f":"VLOOKUP(Tabulation[[#This Row],[Concat]],Table3[],8)","v":0.28519},{"$f":"(Tabulation[[#This Row],[AC System Output (kW)]]*Tabulation[[#This Row],[Rate]])","v":0}]
[5,17,0,0,{"$f":"Tabulation[[#This Row],[AC System Output (W)]]/1000","v":0},{"$f":"VLOOKUP(Tabulation[[#This Row],[Month]],Season,2)","v":"Winter"},{"$f":"(DATE(2021,Tabulation[[#This Row],[Month]],Tabulation[[#This Row],[Day]]))","v":"2021-05-17"},{"$f":"WEEKDAY(Tabulation[[#This Row],[Date]])","v":2},{"$f":"IF(OR(Tabulation[[#This Row],[DayNo]]=1,Tabulation[[#This Row],[DayNo]]=7),1,0)","v":0},{"$f":"COUNTIF(Holidays,Tabulation[[#This Row],[Date]])","v":0},{"$f":"CONCATENATE(Tabulation[[#This Row],[Holiday]],Tabulation[[#This Row],[Season]],Tabulation[[#This Row],[Weekend]],\"-\",IF(Tabulation[[#This Row],[Hour]]<10,0,\"\"),C3292)","v":"0Winter0-00"},{"$f":"VLOOKUP(Tabulation[[#This Row],[Concat]],Table3[],8)","v":0.28519},{"$f":"(Tabulation[[#This Row],[AC System Output (kW)]]*Tabulation[[#This Row],[Rate]])","v":0}]
[5,17,6,498.31099999999998,{"$f":"Tabulation[[#This Row],[AC System Output (W)]]/1000","v":0.498311},{"$f":"VLOOKUP(Tabulation[[#This Row],[Month]],Season,2)","v":"Winter"},{"$f":"(DATE(2021,Tabulation[[#This Row],[Month]],Tabulation[[#This Row],[Day]]))","v":"2021-05-17"},{"$f":"WEEKDAY(Tabulation[[#This Row],[Date]])","v":2},{"$f":"IF(OR(Tabulation[[#This Row],[DayNo]]=1,Tabulation[[#This Row],[DayNo]]=7),1,0)","v":0},{"$f":"COUNTIF(Holidays,Tabulation[[#This Row],[Date]])","v":0},{"$f":"CONCATENATE(Tabulation[[#This Row],[Holiday]],Tabulation[[#This Row],[Season]],Tabulation[[#This Row],[Weekend]],\"-\",IF(Tabulation[[#This Row],[Hour]]<10,0,\"\"),C3298)","v":"0Winter0-06"},{"$f":"VLOOKUP(Tabulation[[#This Row],[Concat]],Table3[],8)","v":0.28519},{"$f":"(Tabulation[[#This Row],[AC System Output (kW)]]*Tabulation[[#This Row],[Rate]])","v":0.14211331409}]
[5,17,9,2273.1790000000001,{"$f":"Tabulation[[#This Row],[AC System Output (W)]]/1000","v":2.2731790000000003},{"$f":"VLOOKUP(Tabulation[[#This Row],[Month]],Season,2)","v":"Winter"},{"$f":"(DATE(2021,Tabulation[[#This Row],[Month]],Tabulation[[#This Row],[Day]]))","v":"2021-05-17"},{"$f":"WEEKDAY(Tabulation[[#This Row],[Date]])","v":2},{"$f":"IF(OR(Tabulation[[#This Row],[DayNo]]=1,Tabulation[[#This Row],[DayNo]]=7),1,0)","v":0},{"$f":"COUNTIF(Holidays,Tabulation[[#This Row],[Date]])","v":0},{"$f":"CONCATENATE(Tabulation[[#This Row],[Holiday]],Tabulation[[#This Row],[Season]],Tabulation[[#This Row],[Weekend]],\"-\",IF(Tabulation[[#This Row],[Hour]]<10,0,\"\"),C3301)","v":"0Winter0-09"},{"$f":"VLOOKUP(Tabulation[[#This Row],[Concat]],Table3[],8)","v":0.28519},{"$f":"(Tabulation[[#This Row],[AC System Output (kW)]]*Tabulation[[#This Row],[Rate]])","v":0.64828791901000005}]
[5,17,10,2563.306,{"$f":"Tabulation[[#This Row],[AC System Output (W)]]/1000","v":2.5633059999999999},{"$f":"VLOOKUP(Tabulation[[#This Row],[Month]],Season,2)","v":"Winter"},{"$f":"(DATE(2021,Tabulation[[#This Row],[Month]],Tabulation[[#This Row],[Day]]))","v":"2021-05-17"},{"$f":"WEEKDAY(Tabulation[[#This Row],[Date]])","v":2},{"$f":"IF(OR(Tabulation[[#This Row],[DayNo]]=1,Tabulation[[#This Row],[DayNo]]=7),1,0)","v":0},{"$f":"COUNTIF(Holidays,Tabulation[[#This Row],[Date]])","v":0},{"$f":"CONCATENATE(Tabulation[[#This Row],[Holiday]],Tabulation[[#This Row],[Season]],Tabulation[[#This Row],[Weekend]],\"-\",IF(Tabulation[[#This Row],[Hour]]<10,0,\"\"),C3302)","v":"0Winter0-10"},{"$f":"VLOOKUP(Tabulation[[#This Row],[Concat]],Table3[],8)","v":0.28519},{"$f":"(Tabulation[[#This Row],[AC System Output (kW)]]*Tabulation[[#This Row],[Rate]])","v":0.73102923813999998}]
[5,17,13,2718.7809999999999,{"$f":"Tabulation[[#This Row],[AC System Output (W)]]/1000","v":2.7187809999999999},{"$f":"VLOOKUP(Tabulation[[#This Row],[Month]],Season,2)","v":"Winter"},{"$f":"(DATE(2021,Tabulation[[#This Row],[Month]],Tabulation[[#This Row],[Day]]))","v":"2021-05-17"},{"$f":"WEEKDAY(Tabulation[[#This Row],[Date]])","v":2},{"$f":"IF(OR(Tabulation[[#This Row],[DayNo]]=1,Tabulation[[#This Row],[DayNo]]=7),1,0)","v":0},{"$f":"COUNTIF(Holidays,Tabulation[[#This Row],[Date]])","v":0},{"$f":"CONCATENATE(Tabulation[[#This Row],[Holiday]],Tabulation[[#This Row],[Season]],Tabulation[[#This Row],[Weekend]],\"-\",IF(Tabulation[[#This Row],[Hour]]<10,0,\"\"),C3305)","v":"0Winter0-13"},{"$f":"VLOOKUP(Tabulation[[#This Row],[Concat]],Table3[],8)","v":0.28519},{"$f":"(Tabulation[[#This Row],[AC System Output (kW)]]*Tabulation[[#This Row],[Rate]])","v":0.77536915339000001}]
[5,17,16,1204.7819999999999,{"$f":"Tabulation[[#This Row],[AC System Output (W)]]/1000","v":1.204782},{"$f":"VLOOKUP(Tabulation[[#This Row],[Month]],Season,2)","v":"Winter"},{"$f":"(DATE(2021,Tabulation[[#This Row],[Month]],Tabulation[[#This Row],[Day]]))","v":"2021-05-17"},{"$f":"WEEKDAY(Tabulation[[#This Row],[Date]])","v":2},{"$f":"IF(OR(Tabulation[[#This Row],[DayNo]]=1,Tabulation[[#This Row],[DayNo]]=7),1,0)","v":0},{"$f":"COUNTIF(Holidays,Tabulation[[#This Row],[Date]])","v":0},{"$f":"CONCATENATE(Tabulation[[#This Row],[Holiday]],Tabulation[[#This Row],[Season]],Tabulation[[#This Row],[Weekend]],\"-\",IF(Tabulation[[#This Row],[Hour]]<10,0,\"\"),C3308)","v":"0Winter0-16"},{"$f":"VLOOKUP(Tabulation[[#This Row],[Concat]],Table3[],8)","v":0.28519},{"$f":"(Tabulation[[#This Row],[AC System Output (kW)]]*Tabulation[[#This Row],[Rate]])","v":0.34359177858000001}]
[5,17,20,0,{"$f":"Tabulation[[#This Row],[AC System Output (W)]]/1000","v":0},{"$f":"VLOOKUP(Tabulation[[#This Row],[Month]],Season,2)","v":"Winter"},{"$f":"(DATE(2021,Tabulation[[#This Row],[Month]],Tabulation[[#This Row],[Day]]))","v":"2021-05-17"},{"$f":"WEEKDAY(Tabulation[[#This Row],[Date]])","v":2},{"$f":"IF(OR(Tabulation[[#This Row],[DayNo]]=1,Tabulation[[#This Row],[DayNo]]=7),1,0)","v":0},{"$f":"COUNTIF(Holidays,Tabulation[[#This Row],[Date]])","v":0},{"$f":"CONCATENATE(Tabulation[[#This Row],[Holiday]],Tabulation[[#This Row],[Season]],Tabulation[[#This Row],[Weekend]],\"-\",IF(Tabulation[[#This Row],[Hour]]<10,0,\"\"),C3312)","v":"0Winter0-20"},{"$f":"VLOOKUP(Tabulation[[#This Row],[Concat]],Table3[],8)","v":0.28519},{"$f":"(Tabulation[[#This Row],[AC System Output (kW)]]*Tabulation[[#This Row],[Rate]])","v":0}]
[5,18,1,0,{"$f":"Tabulation[[#This Row],[AC System Output (W)]]/1000","v":0},{"$f":"VLOOKUP(Tabulation[[#This Row],[Month]],Season,2)","v":"Winter"},{"$f":"(DATE(2021,Tabulation[[#This Row],[Month]],Tabulation[[#This Row],[Day]]))","v":"2021-05-18"},{"$f":"WEEKDAY(Tabulation[[#This Row],[Date]])","v":3},{"$f":"IF(OR(Tabulation[[#This Row],[DayNo]]=1,Tabulation[[#This Row],[DayNo]]=7),1,0)","v":0},{"$f":"COUNTIF(Holidays,Tabulation[[#This Row],[Date]])","v":0},{"$f":"CONCATENATE(Tabulation[[#This Row],[Holiday]],Tabulation[[#This Row],[Season]],Tabulation[[#This Row],[Weekend]],\"-\",IF(Tabulation[[#This Row],[Hour]]<10,0,\"\"),C3317)","v":"0Winter0-01"},{"$f":"VLOOKUP(Tabulation[[#This Row],[Concat]],Table3[],8)","v":0.28519},{"$f":"(Tabulation[[#This Row],[AC System Output (kW)]]*Tabulation[[#This Row],[Rate]])","v":0}]
[5,18,4,0,{"$f":"Tabulation[[#This Row],[AC System Output (W)]]/1000","v":0},{"$f":"VLOOKUP(Tabulation[[#This Row],[Month]],Season,2)","v":"Winter"},{"$f":"(DATE(2021,Tabulation[[#This Row],[Month]],Tabulation[[#This Row],[Day]]))","v":"2021-05-18"},{"$f":"WEEKDAY(Tabulation[[#This Row],[Date]])","v":3},{"$f":"IF(OR(Tabulation[[#This Row],[DayNo]]=1,Tabulation[[#This Row],[DayNo]]=7),1,0)","v":0},{"$f":"COUNTIF(Holidays,Tabulation[[#This Row],[Date]])","v":0},{"$f":"CONCATENATE(Tabulation[[#This Row],[Holiday]],Tabulation[[#This Row],[Season]],Tabulation[[#This Row],[Weekend]],\"-\",IF(Tabulation[[#This Row],[Hour]]<10,0,\"\"),C3320)","v":"0Winter0-04"},{"$f":"VLOOKUP(Tabulation[[#This Row],[Concat]],Table3[],8)","v":0.28519},{"$f":"(Tabulation[[#This Row],[AC System Output (kW)]]*Tabulation[[#This Row],[Rate]])","v":0}]
[5,18,7,1250.4659999999999,{"$f":"Tabulation[[#This Row],[AC System Output (W)]]/1000","v":1.2504659999999999},{"$f":"VLOOKUP(Tabulation[[#This Row],[Month]],Season,2)","v":"Winter"},{"$f":"(DATE(2021,Tabulation[[#This Row],[Month]],Tabulation[[#This Row],[Day]]))","v":"2021-05-18"},{"$f":"WEEKDAY(Tabulation[[#This Row],[Date]])","v":3},{"$f":"IF(OR(Tabulation[[#This Row],[DayNo]]=1,Tabulation[[#This Row],[DayNo]]=7),1,0)","v":0},{"$f":"COUNTIF(Holidays,Tabulation[[#This Row],[Date]])","v":0},{"$f":"CONCATENATE(Tabulation[[#This Row],[Holiday]],Tabulation[[#This Row],[Season]],Tabulation[[#This Row],[Weekend]],\"-\",IF(Tabulation[[#This Row],[Hour]]<10,0,\"\"),C3323)","v":"0Winter0-07"},{"$f":"VLOOKUP(Tabulation[[#This Row],[Concat]],Table3[],8)","v":0.28519},{"$f":"(Tabulation[[#This Row],[AC System Output (kW)]]*Tabulation[[#This Row],[Rate]])","v":0.35662039853999994}]
[5,18,10,2743.8620000000001,{"$f":"Tabulation[[#This Row],[AC System Output (W)]]/1000","v":2.743862},{"$f":"VLOOKUP(Tabulation[[#This Row],[Month]],Season,2)","v":"Winter"},{"$f":"(DATE(2021,Tabulation[[#This Row],[Month]],Tabulation[[#This Row],[Day]]))","v":"2021-05-18"},{"$f":"WEEKDAY(Tabulation[[#This Row],[Date]])","v":3},{"$f":"IF(OR(Tabulation[[#This Row],[DayNo]]=1,Tabulation[[#This Row],[DayNo]]=7),1,0)","v":0},{"$f":"COUNTIF(Holidays,Tabulation[[#This Row],[Date]])","v":0},{"$f":"CONCATENATE(Tabulation[[#This Row],[Holiday]],Tabulation[[#This Row],[Season]],Tabulation[[#This Row],[Weekend]],\"-\",IF(Tabulation[[#This Row],[Hour]]<10,0,\"\"),C3326)","v":"0Winter0-10"},{"$f":"VLOOKUP(Tabulation[[#This Row],[Concat]],Table3[],8)","v":0.28519},{"$f":"(Tabulation[[#This Row],[AC System Output (kW)]]*Tabulation[[#This Row],[Rate]])","v":0.78252200378000003}]
[5,18,11,879.67700000000002,{"$f":"Tabulation[[#This Row],[AC System Output (W)]]/1000","v":0.87967700000000004},{"$f":"VLOOKUP(Tabulation[[#This Row],[Month]],Season,2)","v":"Winter"},{"$f":"(DATE(2021,Tabulation[[#This Row],[Month]],Tabulation[[#This Row],[Day]]))","v":"2021-05-18"},{"$f":"WEEKDAY(Tabulation[[#This Row],[Date]])","v":3},{"$f":"IF(OR(Tabulation[[#This Row],[DayNo]]=1,Tabulation[[#This Row],[DayNo]]=7),1,0)","v":0},{"$f":"COUNTIF(Holidays,Tabulation[[#This Row],[Date]])","v":0},{"$f":"CONCATENATE(Tabulation[[#This Row],[Holiday]],Tabulation[[#This Row],[Season]],Tabulation[[#This Row],[Weekend]],\"-\",IF(Tabulation[[#This Row],[Hour]]<10,0,\"\"),C3327)","v":"0Winter0-11"},{"$f":"VLOOKUP(Tabulation[[#This Row],[Concat]],Table3[],8)","v":0.28519},{"$f":"(Tabulation[[#This Row],[AC System Output (kW)]]*Tabulation[[#This Row],[Rate]])","v":0.25087508363}]
[5,18,14,1887.857,{"$f":"Tabulation[[#This Row],[AC System Output (W)]]/1000","v":1.8878569999999999},{"$f":"VLOOKUP(Tabulation[[#This Row],[Month]],Season,2)","v":"Winter"},{"$f":"(DATE(2021,Tabulation[[#This Row],[Month]],Tabulation[[#This Row],[Day]]))","v":"2021-05-18"},{"$f":"WEEKDAY(Tabulation[[#This Row],[Date]])","v":3},{"$f":"IF(OR(Tabulation[[#This Row],[DayNo]]=1,Tabulation[[#This Row],[DayNo]]=7),1,0)","v":0},{"$f":"COUNTIF(Holidays,Tabulation[[#This Row],[Date]])","v":0},{"$f":"CONCATENATE(Tabulation[[#This Row],[Holiday]],Tabulation[[#This Row],[Season]],Tabulation[[#This Row],[Weekend]],\"-\",IF(Tabulation[[#This Row],[Hour]]<10,0,\"\"),C3330)","v":"0Winter0-14"},{"$f":"VLOOKUP(Tabulation[[#This Row],[Concat]],Table3[],8)","v":0.28519},{"$f":"(Tabulation[[#This Row],[AC System Output (kW)]]*Tabulation[[#This Row],[Rate]])","v":0.53839793783000001}]
[5,18,17,330.91699999999997,{"$f":"Tabulation[[#This Row],[AC System Output (W)]]/1000","v":0.33091699999999996},{"$f":"VLOOKUP(Tabulation[[#This Row],[Month]],Season,2)","v":"Winter"},{"$f":"(DATE(2021,Tabulation[[#This Row],[Month]],Tabulation[[#This Row],[Day]]))","v":"2021-05-18"},{"$f":"WEEKDAY(Tabulation[[#This Row],[Date]])","v":3},{"$f":"IF(OR(Tabulation[[#This Row],[DayNo]]=1,Tabulation[[#This Row],[DayNo]]=7),1,0)","v":0},{"$f":"COUNTIF(Holidays,Tabulation[[#This Row],[Date]])","v":0},{"$f":"CONCATENATE(Tabulation[[#This Row],[Holiday]],Tabulation[[#This Row],[Season]],Tabulation[[#This Row],[Weekend]],\"-\",IF(Tabulation[[#This Row],[Hour]]<10,0,\"\"),C3333)","v":"0Winter0-17"},{"$f":"VLOOKUP(Tabulation[[#This Row],[Concat]],Table3[],8)","v":0.30257000000000001},{"$f":"(Tabulation[[#This Row],[AC System Output (kW)]]*Tabulation[[#This Row],[Rate]])","v":0.10012555668999999}]
[5,18,22,0,{"$f":"Tabulation[[#This Row],[AC System Output (W)]]/1000","v":0},{"$f":"VLOOKUP(Tabulation[[#This Row],[Month]],Season,2)","v":"Winter"},{"$f":"(DATE(2021,Tabulation[[#This Row],[Month]],Tabulation[[#This Row],[Day]]))","v":"2021-05-18"},{"$f":"WEEKDAY(Tabulation[[#This Row],[Date]])","v":3},{"$f":"IF(OR(Tabulation[[#This Row],[DayNo]]=1,Tabulation[[#This Row],[DayNo]]=7),1,0)","v":0},{"$f":"COUNTIF(Holidays,Tabulation[[#This Row],[Date]])","v":0},{"$f":"CONCATENATE(Tabulation[[#This Row],[Holiday]],Tabulation[[#This Row],[Season]],Tabulation[[#This Row],[Weekend]],\"-\",IF(Tabulation[[#This Row],[Hour]]<10,0,\"\"),C3338)","v":"0Winter0-22"},{"$f":"VLOOKUP(Tabulation[[#This Row],[Concat]],Table3[],8)","v":0.28519},{"$f":"(Tabulation[[#This Row],[AC System Output (kW)]]*Tabulation[[#This Row],[Rate]])","v":0}]
[5,19,1,0,{"$f":"Tabulation[[#This Row],[AC System Output (W)]]/1000","v":0},{"$f":"VLOOKUP(Tabulation[[#This Row],[Month]],Season,2)","v":"Winter"},{"$f":"(DATE(2021,Tabulation[[#This Row],[Month]],Tabulation[[#This Row],[Day]]))","v":"2021-05-19"},{"$f":"WEEKDAY(Tabulation[[#This Row],[Date]])","v":4},{"$f":"IF(OR(Tabulation[[#This Row],[DayNo]]=1,Tabulation[[#This Row],[DayNo]]=7),1,0)","v":0},{"$f":"COUNTIF(Holidays,Tabulation[[#This Row],[Date]])","v":0},{"$f":"CONCATENATE(Tabulation[[#This Row],[Holiday]],Tabulation[[#This Row],[Season]],Tabulation[[#This Row],[Weekend]],\"-\",IF(Tabulation[[#This Row],[Hour]]<10,0,\"\"),C3341)","v":"0Winter0-01"},{"$f":"VLOOKUP(Tabulation[[#This Row],[Concat]],Table3[],8)","v":0.28519},{"$f":"(Tabulation[[#This Row],[AC System Output (kW)]]*Tabulation[[#This Row],[Rate]])","v":0}]
[5,19,5,75.126999999999995,{"$f":"Tabulation[[#This Row],[AC System Output (W)]]/1000","v":7.5126999999999999E-2},{"$f":"VLOOKUP(Tabulation[[#This Row],[Month]],Season,2)","v":"Winter"},{"$f":"(DATE(2021,Tabulation[[#This Row],[Month]],Tabulation[[#This Row],[Day]]))","v":"2021-05-19"},{"$f":"WEEKDAY(Tabulation[[#This Row],[Date]])","v":4},{"$f":"IF(OR(Tabulation[[#This Row],[DayNo]]=1,Tabulation[[#This Row],[DayNo]]=7),1,0)","v":0},{"$f":"COUNTIF(Holidays,Tabulation[[#This Row],[Date]])","v":0},{"$f":"CONCATENATE(Tabulation[[#This Row],[Holiday]],Tabulation[[#This Row],[Season]],Tabulation[[#This Row],[Weekend]],\"-\",IF(Tabulation[[#This Row],[Hour]]<10,0,\"\"),C3345)","v":"0Winter0-05"},{"$f":"VLOOKUP(Tabulation[[#This Row],[Concat]],Table3[],8)","v":0.28519},{"$f":"(Tabulation[[#This Row],[AC System Output (kW)]]*Tabulation[[#This Row],[Rate]])","v":2.1425469129999999E-2}]
[5,19,8,1978.817,{"$f":"Tabulation[[#This Row],[AC System Output (W)]]/1000","v":1.978817},{"$f":"VLOOKUP(Tabulation[[#This Row],[Month]],Season,2)","v":"Winter"},{"$f":"(DATE(2021,Tabulation[[#This Row],[Month]],Tabulation[[#This Row],[Day]]))","v":"2021-05-19"},{"$f":"WEEKDAY(Tabulation[[#This Row],[Date]])","v":4},{"$f":"IF(OR(Tabulation[[#This Row],[DayNo]]=1,Tabulation[[#This Row],[DayNo]]=7),1,0)","v":0},{"$f":"COUNTIF(Holidays,Tabulation[[#This Row],[Date]])","v":0},{"$f":"CONCATENATE(Tabulation[[#This Row],[Holiday]],Tabulation[[#This Row],[Season]],Tabulation[[#This Row],[Weekend]],\"-\",IF(Tabulation[[#This Row],[Hour]]<10,0,\"\"),C3348)","v":"0Winter0-08"},{"$f":"VLOOKUP(Tabulation[[#This Row],[Concat]],Table3[],8)","v":0.28519},{"$f":"(Tabulation[[#This Row],[AC System Output (kW)]]*Tabulation[[#This Row],[Rate]])","v":0.56433882023000004}]
[5,19,11,3061.627,{"$f":"Tabulation[[#This Row],[AC System Output (W)]]/1000","v":3.0616270000000001},{"$f":"VLOOKUP(Tabulation[[#This Row],[Month]],Season,2)","v":"Winter"},{"$f":"(DATE(2021,Tabulation[[#This Row],[Month]],Tabulation[[#This Row],[Day]]))","v":"2021-05-19"},{"$f":"WEEKDAY(Tabulation[[#This Row],[Date]])","v":4},{"$f":"IF(OR(Tabulation[[#This Row],[DayNo]]=1,Tabulation[[#This Row],[DayNo]]=7),1,0)","v":0},{"$f":"COUNTIF(Holidays,Tabulation[[#This Row],[Date]])","v":0},{"$f":"CONCATENATE(Tabulation[[#This Row],[Holiday]],Tabulation[[#This Row],[Season]],Tabulation[[#This Row],[Weekend]],\"-\",IF(Tabulation[[#This Row],[Hour]]<10,0,\"\"),C3351)","v":"0Winter0-11"},{"$f":"VLOOKUP(Tabulation[[#This Row],[Concat]],Table3[],8)","v":0.28519},{"$f":"(Tabulation[[#This Row],[AC System Output (kW)]]*Tabulation[[#This Row],[Rate]])","v":0.87314540413000008}]
[5,19,12,3054.1469999999999,{"$f":"Tabulation[[#This Row],[AC System Output (W)]]/1000","v":3.0541469999999999},{"$f":"VLOOKUP(Tabulation[[#This Row],[Month]],Season,2)","v":"Winter"},{"$f":"(DATE(2021,Tabulation[[#This Row],[Month]],Tabulation[[#This Row],[Day]]))","v":"2021-05-19"},{"$f":"WEEKDAY(Tabulation[[#This Row],[Date]])","v":4},{"$f":"IF(OR(Tabulation[[#This Row],[DayNo]]=1,Tabulation[[#This Row],[DayNo]]=7),1,0)","v":0},{"$f":"COUNTIF(Holidays,Tabulation[[#This Row],[Date]])","v":0},{"$f":"CONCATENATE(Tabulation[[#This Row],[Holiday]],Tabulation[[#This Row],[Season]],Tabulation[[#This Row],[Weekend]],\"-\",IF(Tabulation[[#This Row],[Hour]]<10,0,\"\"),C3352)","v":"0Winter0-12"},{"$f":"VLOOKUP(Tabulation[[#This Row],[Concat]],Table3[],8)","v":0.28519},{"$f":"(Tabulation[[#This Row],[AC System Output (kW)]]*Tabulation[[#This Row],[Rate]])","v":0.87101218292999993}]
[5,19,15,1974.8219999999999,{"$f":"Tabulation[[#This Row],[AC System Output (W)]]/1000","v":1.9748219999999999},{"$f":"VLOOKUP(Tabulation[[#This Row],[Month]],Season,2)","v":"Winter"},{"$f":"(DATE(2021,Tabulation[[#This Row],[Month]],Tabulation[[#This Row],[Day]]))","v":"2021-05-19"},{"$f":"WEEKDAY(Tabulation[[#This Row],[Date]])","v":4},{"$f":"IF(OR(Tabulation[[#This Row],[DayNo]]=1,Tabulation[[#This Row],[DayNo]]=7),1,0)","v":0},{"$f":"COUNTIF(Holidays,Tabulation[[#This Row],[Date]])","v":0},{"$f":"CONCATENATE(Tabulation[[#This Row],[Holiday]],Tabulation[[#This Row],[Season]],Tabulation[[#This Row],[Weekend]],\"-\",IF(Tabulation[[#This Row],[Hour]]<10,0,\"\"),C3355)","v":"0Winter0-15"},{"$f":"VLOOKUP(Tabulation[[#This Row],[Concat]],Table3[],8)","v":0.28519},{"$f":"(Tabulation[[#This Row],[AC System Output (kW)]]*Tabulation[[#This Row],[Rate]])","v":0.56319948617999993}]
[5,19,19,0,{"$f":"Tabulation[[#This Row],[AC System Output (W)]]/1000","v":0},{"$f":"VLOOKUP(Tabulation[[#This Row],[Month]],Season,2)","v":"Winter"},{"$f":"(DATE(2021,Tabulation[[#This Row],[Month]],Tabulation[[#This Row],[Day]]))","v":"2021-05-19"},{"$f":"WEEKDAY(Tabulation[[#This Row],[Date]])","v":4},{"$f":"IF(OR(Tabulation[[#This Row],[DayNo]]=1,Tabulation[[#This Row],[DayNo]]=7),1,0)","v":0},{"$f":"COUNTIF(Holidays,Tabulation[[#This Row],[Date]])","v":0},{"$f":"CONCATENATE(Tabulation[[#This Row],[Holiday]],Tabulation[[#This Row],[Season]],Tabulation[[#This Row],[Weekend]],\"-\",IF(Tabulation[[#This Row],[Hour]]<10,0,\"\"),C3359)","v":"0Winter0-19"},{"$f":"VLOOKUP(Tabulation[[#This Row],[Concat]],Table3[],8)","v":0.30257000000000001},{"$f":"(Tabulation[[#This Row],[AC System Output (kW)]]*Tabulation[[#This Row],[Rate]])","v":0}]
[5,19,23,0,{"$f":"Tabulation[[#This Row],[AC System Output (W)]]/1000","v":0},{"$f":"VLOOKUP(Tabulation[[#This Row],[Month]],Season,2)","v":"Winter"},{"$f":"(DATE(2021,Tabulation[[#This Row],[Month]],Tabulation[[#This Row],[Day]]))","v":"2021-05-19"},{"$f":"WEEKDAY(Tabulation[[#This Row],[Date]])","v":4},{"$f":"IF(OR(Tabulation[[#This Row],[DayNo]]=1,Tabulation[[#This Row],[DayNo]]=7),1,0)","v":0},{"$f":"COUNTIF(Holidays,Tabulation[[#This Row],[Date]])","v":0},{"$f":"CONCATENATE(Tabulation[[#This Row],[Holiday]],Tabulation[[#This Row],[Season]],Tabulation[[#This Row],[Weekend]],\"-\",IF(Tabulation[[#This Row],[Hour]]<10,0,\"\"),C3363)","v":"0Winter0-23"},{"$f":"VLOOKUP(Tabulation[[#This Row],[Concat]],Table3[],8)","v":0.28519},{"$f":"(Tabulation[[#This Row],[AC System Output (kW)]]*Tabulation[[#This Row],[Rate]])","v":0}]
[5,20,2,0,{"$f":"Tabulation[[#This Row],[AC System Output (W)]]/1000","v":0},{"$f":"VLOOKUP(Tabulation[[#This Row],[Month]],Season,2)","v":"Winter"},{"$f":"(DATE(2021,Tabulation[[#This Row],[Month]],Tabulation[[#This Row],[Day]]))","v":"2021-05-20"},{"$f":"WEEKDAY(Tabulation[[#This Row],[Date]])","v":5},{"$f":"IF(OR(Tabulation[[#This Row],[DayNo]]=1,Tabulation[[#This Row],[DayNo]]=7),1,0)","v":0},{"$f":"COUNTIF(Holidays,Tabulation[[#This Row],[Date]])","v":0},{"$f":"CONCATENATE(Tabulation[[#This Row],[Holiday]],Tabulation[[#This Row],[Season]],Tabulation[[#This Row],[Weekend]],\"-\",IF(Tabulation[[#This Row],[Hour]]<10,0,\"\"),C3366)","v":"0Winter0-02"},{"$f":"VLOOKUP(Tabulation[[#This Row],[Concat]],Table3[],8)","v":0.28519},{"$f":"(Tabulation[[#This Row],[AC System Output (kW)]]*Tabulation[[#This Row],[Rate]])","v":0}]
[5,20,6,535.827,{"$f":"Tabulation[[#This Row],[AC System Output (W)]]/1000","v":0.53582700000000005},{"$f":"VLOOKUP(Tabulation[[#This Row],[Month]],Season,2)","v":"Winter"},{"$f":"(DATE(2021,Tabulation[[#This Row],[Month]],Tabulation[[#This Row],[Day]]))","v":"2021-05-20"},{"$f":"WEEKDAY(Tabulation[[#This Row],[Date]])","v":5},{"$f":"IF(OR(Tabulation[[#This Row],[DayNo]]=1,Tabulation[[#This Row],[DayNo]]=7),1,0)","v":0},{"$f":"COUNTIF(Holidays,Tabulation[[#This Row],[Date]])","v":0},{"$f":"CONCATENATE(Tabulation[[#This Row],[Holiday]],Tabulation[[#This Row],[Season]],Tabulation[[#This Row],[Weekend]],\"-\",IF(Tabulation[[#This Row],[Hour]]<10,0,\"\"),C3370)","v":"0Winter0-06"},{"$f":"VLOOKUP(Tabulation[[#This Row],[Concat]],Table3[],8)","v":0.28519},{"$f":"(Tabulation[[#This Row],[AC System Output (kW)]]*Tabulation[[#This Row],[Rate]])","v":0.15281250213000003}]
[5,20,9,2379.6109999999999,{"$f":"Tabulation[[#This Row],[AC System Output (W)]]/1000","v":2.3796109999999997},{"$f":"VLOOKUP(Tabulation[[#This Row],[Month]],Season,2)","v":"Winter"},{"$f":"(DATE(2021,Tabulation[[#This Row],[Month]],Tabulation[[#This Row],[Day]]))","v":"2021-05-20"},{"$f":"WEEKDAY(Tabulation[[#This Row],[Date]])","v":5},{"$f":"IF(OR(Tabulation[[#This Row],[DayNo]]=1,Tabulation[[#This Row],[DayNo]]=7),1,0)","v":0},{"$f":"COUNTIF(Holidays,Tabulation[[#This Row],[Date]])","v":0},{"$f":"CONCATENATE(Tabulation[[#This Row],[Holiday]],Tabulation[[#This Row],[Season]],Tabulation[[#This Row],[Weekend]],\"-\",IF(Tabulation[[#This Row],[Hour]]<10,0,\"\"),C3373)","v":"0Winter0-09"},{"$f":"VLOOKUP(Tabulation[[#This Row],[Concat]],Table3[],8)","v":0.28519},{"$f":"(Tabulation[[#This Row],[AC System Output (kW)]]*Tabulation[[#This Row],[Rate]])","v":0.67864126108999989}]
[5,20,12,3038.7260000000001,{"$f":"Tabulation[[#This Row],[AC System Output (W)]]/1000","v":3.038726},{"$f":"VLOOKUP(Tabulation[[#This Row],[Month]],Season,2)","v":"Winter"},{"$f":"(DATE(2021,Tabulation[[#This Row],[Month]],Tabulation[[#This Row],[Day]]))","v":"2021-05-20"},{"$f":"WEEKDAY(Tabulation[[#This Row],[Date]])","v":5},{"$f":"IF(OR(Tabulation[[#This Row],[DayNo]]=1,Tabulation[[#This Row],[DayNo]]=7),1,0)","v":0},{"$f":"COUNTIF(Holidays,Tabulation[[#This Row],[Date]])","v":0},{"$f":"CONCATENATE(Tabulation[[#This Row],[Holiday]],Tabulation[[#This Row],[Season]],Tabulation[[#This Row],[Weekend]],\"-\",IF(Tabulation[[#This Row],[Hour]]<10,0,\"\"),C3376)","v":"0Winter0-12"},{"$f":"VLOOKUP(Tabulation[[#This Row],[Concat]],Table3[],8)","v":0.28519},{"$f":"(Tabulation[[#This Row],[AC System Output (kW)]]*Tabulation[[#This Row],[Rate]])","v":0.86661426793999996}]
[5,20,13,2868.8510000000001,{"$f":"Tabulation[[#This Row],[AC System Output (W)]]/1000","v":2.8688510000000003},{"$f":"VLOOKUP(Tabulation[[#This Row],[Month]],Season,2)","v":"Winter"},{"$f":"(DATE(2021,Tabulation[[#This Row],[Month]],Tabulation[[#This Row],[Day]]))","v":"2021-05-20"},{"$f":"WEEKDAY(Tabulation[[#This Row],[Date]])","v":5},{"$f":"IF(OR(Tabulation[[#This Row],[DayNo]]=1,Tabulation[[#This Row],[DayNo]]=7),1,0)","v":0},{"$f":"COUNTIF(Holidays,Tabulation[[#This Row],[Date]])","v":0},{"$f":"CONCATENATE(Tabulation[[#This Row],[Holiday]],Tabulation[[#This Row],[Season]],Tabulation[[#This Row],[Weekend]],\"-\",IF(Tabulation[[#This Row],[Hour]]<10,0,\"\"),C3377)","v":"0Winter0-13"},{"$f":"VLOOKUP(Tabulation[[#This Row],[Concat]],Table3[],8)","v":0.28519},{"$f":"(Tabulation[[#This Row],[AC System Output (kW)]]*Tabulation[[#This Row],[Rate]])","v":0.81816761669000004}]
[5,20,16,1269.152,{"$f":"Tabulation[[#This Row],[AC System Output (W)]]/1000","v":1.2691520000000001},{"$f":"VLOOKUP(Tabulation[[#This Row],[Month]],Season,2)","v":"Winter"},{"$f":"(DATE(2021,Tabulation[[#This Row],[Month]],Tabulation[[#This Row],[Day]]))","v":"2021-05-20"},{"$f":"WEEKDAY(Tabulation[[#This Row],[Date]])","v":5},{"$f":"IF(OR(Tabulation[[#This Row],[DayNo]]=1,Tabulation[[#This Row],[DayNo]]=7),1,0)","v":0},{"$f":"COUNTIF(Holidays,Tabulation[[#This Row],[Date]])","v":0},{"$f":"CONCATENATE(Tabulation[[#This Row],[Holiday]],Tabulation[[#This Row],[Season]],Tabulation[[#This Row],[Weekend]],\"-\",IF(Tabulation[[#This Row],[Hour]]<10,0,\"\"),C3380)","v":"0Winter0-16"},{"$f":"VLOOKUP(Tabulation[[#This Row],[Concat]],Table3[],8)","v":0.28519},{"$f":"(Tabulation[[#This Row],[AC System Output (kW)]]*Tabulation[[#This Row],[Rate]])","v":0.36194945888000002}]
[5,20,21,0,{"$f":"Tabulation[[#This Row],[AC System Output (W)]]/1000","v":0},{"$f":"VLOOKUP(Tabulation[[#This Row],[Month]],Season,2)","v":"Winter"},{"$f":"(DATE(2021,Tabulation[[#This Row],[Month]],Tabulation[[#This Row],[Day]]))","v":"2021-05-20"},{"$f":"WEEKDAY(Tabulation[[#This Row],[Date]])","v":5},{"$f":"IF(OR(Tabulation[[#This Row],[DayNo]]=1,Tabulation[[#This Row],[DayNo]]=7),1,0)","v":0},{"$f":"COUNTIF(Holidays,Tabulation[[#This Row],[Date]])","v":0},{"$f":"CONCATENATE(Tabulation[[#This Row],[Holiday]],Tabulation[[#This Row],[Season]],Tabulation[[#This Row],[Weekend]],\"-\",IF(Tabulation[[#This Row],[Hour]]<10,0,\"\"),C3385)","v":"0Winter0-21"},{"$f":"VLOOKUP(Tabulation[[#This Row],[Concat]],Table3[],8)","v":0.28519},{"$f":"(Tabulation[[#This Row],[AC System Output (kW)]]*Tabulation[[#This Row],[Rate]])","v":0}]
[5,21,0,0,{"$f":"Tabulation[[#This Row],[AC System Output (W)]]/1000","v":0},{"$f":"VLOOKUP(Tabulation[[#This Row],[Month]],Season,2)","v":"Winter"},{"$f":"(DATE(2021,Tabulation[[#This Row],[Month]],Tabulation[[#This Row],[Day]]))","v":"2021-05-21"},{"$f":"WEEKDAY(Tabulation[[#This Row],[Date]])","v":6},{"$f":"IF(OR(Tabulation[[#This Row],[DayNo]]=1,Tabulation[[#This Row],[DayNo]]=7),1,0)","v":0},{"$f":"COUNTIF(Holidays,Tabulation[[#This Row],[Date]])","v":0},{"$f":"CONCATENATE(Tabulation[[#This Row],[Holiday]],Tabulation[[#This Row],[Season]],Tabulation[[#This Row],[Weekend]],\"-\",IF(Tabulation[[#This Row],[Hour]]<10,0,\"\"),C3388)","v":"0Winter0-00"},{"$f":"VLOOKUP(Tabulation[[#This Row],[Concat]],Table3[],8)","v":0.28519},{"$f":"(Tabulation[[#This Row],[AC System Output (kW)]]*Tabulation[[#This Row],[Rate]])","v":0}]
[5,21,3,0,{"$f":"Tabulation[[#This Row],[AC System Output (W)]]/1000","v":0},{"$f":"VLOOKUP(Tabulation[[#This Row],[Month]],Season,2)","v":"Winter"},{"$f":"(DATE(2021,Tabulation[[#This Row],[Month]],Tabulation[[#This Row],[Day]]))","v":"2021-05-21"},{"$f":"WEEKDAY(Tabulation[[#This Row],[Date]])","v":6},{"$f":"IF(OR(Tabulation[[#This Row],[DayNo]]=1,Tabulation[[#This Row],[DayNo]]=7),1,0)","v":0},{"$f":"COUNTIF(Holidays,Tabulation[[#This Row],[Date]])","v":0},{"$f":"CONCATENATE(Tabulation[[#This Row],[Holiday]],Tabulation[[#This Row],[Season]],Tabulation[[#This Row],[Weekend]],\"-\",IF(Tabulation[[#This Row],[Hour]]<10,0,\"\"),C3391)","v":"0Winter0-03"},{"$f":"VLOOKUP(Tabulation[[#This Row],[Concat]],Table3[],8)","v":0.28519},{"$f":"(Tabulation[[#This Row],[AC System Output (kW)]]*Tabulation[[#This Row],[Rate]])","v":0}]
[5,21,7,1324.998,{"$f":"Tabulation[[#This Row],[AC System Output (W)]]/1000","v":1.3249980000000001},{"$f":"VLOOKUP(Tabulation[[#This Row],[Month]],Season,2)","v":"Winter"},{"$f":"(DATE(2021,Tabulation[[#This Row],[Month]],Tabulation[[#This Row],[Day]]))","v":"2021-05-21"},{"$f":"WEEKDAY(Tabulation[[#This Row],[Date]])","v":6},{"$f":"IF(OR(Tabulation[[#This Row],[DayNo]]=1,Tabulation[[#This Row],[DayNo]]=7),1,0)","v":0},{"$f":"COUNTIF(Holidays,Tabulation[[#This Row],[Date]])","v":0},{"$f":"CONCATENATE(Tabulation[[#This Row],[Holiday]],Tabulation[[#This Row],[Season]],Tabulation[[#This Row],[Weekend]],\"-\",IF(Tabulation[[#This Row],[Hour]]<10,0,\"\"),C3395)","v":"0Winter0-07"},{"$f":"VLOOKUP(Tabulation[[#This Row],[Concat]],Table3[],8)","v":0.28519},{"$f":"(Tabulation[[#This Row],[AC System Output (kW)]]*Tabulation[[#This Row],[Rate]])","v":0.37787617962000003}]
[5,21,10,2957.0619999999999,{"$f":"Tabulation[[#This Row],[AC System Output (W)]]/1000","v":2.9570620000000001},{"$f":"VLOOKUP(Tabulation[[#This Row],[Month]],Season,2)","v":"Winter"},{"$f":"(DATE(2021,Tabulation[[#This Row],[Month]],Tabulation[[#This Row],[Day]]))","v":"2021-05-21"},{"$f":"WEEKDAY(Tabulation[[#This Row],[Date]])","v":6},{"$f":"IF(OR(Tabulation[[#This Row],[DayNo]]=1,Tabulation[[#This Row],[DayNo]]=7),1,0)","v":0},{"$f":"COUNTIF(Holidays,Tabulation[[#This Row],[Date]])","v":0},{"$f":"CONCATENATE(Tabulation[[#This Row],[Holiday]],Tabulation[[#This Row],[Season]],Tabulation[[#This Row],[Weekend]],\"-\",IF(Tabulation[[#This Row],[Hour]]<10,0,\"\"),C3398)","v":"0Winter0-10"},{"$f":"VLOOKUP(Tabulation[[#This Row],[Concat]],Table3[],8)","v":0.28519},{"$f":"(Tabulation[[#This Row],[AC System Output (kW)]]*Tabulation[[#This Row],[Rate]])","v":0.84332451178000001}]
[5,21,13,2993.02,{"$f":"Tabulation[[#This Row],[AC System Output (W)]]/1000","v":2.99302},{"$f":"VLOOKUP(Tabulation[[#This Row],[Month]],Season,2)","v":"Winter"},{"$f":"(DATE(2021,Tabulation[[#This Row],[Month]],Tabulation[[#This Row],[Day]]))","v":"2021-05-21"},{"$f":"WEEKDAY(Tabulation[[#This Row],[Date]])","v":6},{"$f":"IF(OR(Tabulation[[#This Row],[DayNo]]=1,Tabulation[[#This Row],[DayNo]]=7),1,0)","v":0},{"$f":"COUNTIF(Holidays,Tabulation[[#This Row],[Date]])","v":0},{"$f":"CONCATENATE(Tabulation[[#This Row],[Holiday]],Tabulation[[#This Row],[Season]],Tabulation[[#This Row],[Weekend]],\"-\",IF(Tabulation[[#This Row],[Hour]]<10,0,\"\"),C3401)","v":"0Winter0-13"},{"$f":"VLOOKUP(Tabulation[[#This Row],[Concat]],Table3[],8)","v":0.28519},{"$f":"(Tabulation[[#This Row],[AC System Output (kW)]]*Tabulation[[#This Row],[Rate]])","v":0.85357937380000004}]
[5,21,15,2069.442,{"$f":"Tabulation[[#This Row],[AC System Output (W)]]/1000","v":2.069442},{"$f":"VLOOKUP(Tabulation[[#This Row],[Month]],Season,2)","v":"Winter"},{"$f":"(DATE(2021,Tabulation[[#This Row],[Month]],Tabulation[[#This Row],[Day]]))","v":"2021-05-21"},{"$f":"WEEKDAY(Tabulation[[#This Row],[Date]])","v":6},{"$f":"IF(OR(Tabulation[[#This Row],[DayNo]]=1,Tabulation[[#This Row],[DayNo]]=7),1,0)","v":0},{"$f":"COUNTIF(Holidays,Tabulation[[#This Row],[Date]])","v":0},{"$f":"CONCATENATE(Tabulation[[#This Row],[Holiday]],Tabulation[[#This Row],[Season]],Tabulation[[#This Row],[Weekend]],\"-\",IF(Tabulation[[#This Row],[Hour]]<10,0,\"\"),C3403)","v":"0Winter0-15"},{"$f":"VLOOKUP(Tabulation[[#This Row],[Concat]],Table3[],8)","v":0.28519},{"$f":"(Tabulation[[#This Row],[AC System Output (kW)]]*Tabulation[[#This Row],[Rate]])","v":0.59018416397999995}]
[5,21,18,79.697000000000003,{"$f":"Tabulation[[#This Row],[AC System Output (W)]]/1000","v":7.9697000000000004E-2},{"$f":"VLOOKUP(Tabulation[[#This Row],[Month]],Season,2)","v":"Winter"},{"$f":"(DATE(2021,Tabulation[[#This Row],[Month]],Tabulation[[#This Row],[Day]]))","v":"2021-05-21"},{"$f":"WEEKDAY(Tabulation[[#This Row],[Date]])","v":6},{"$f":"IF(OR(Tabulation[[#This Row],[DayNo]]=1,Tabulation[[#This Row],[DayNo]]=7),1,0)","v":0},{"$f":"COUNTIF(Holidays,Tabulation[[#This Row],[Date]])","v":0},{"$f":"CONCATENATE(Tabulation[[#This Row],[Holiday]],Tabulation[[#This Row],[Season]],Tabulation[[#This Row],[Weekend]],\"-\",IF(Tabulation[[#This Row],[Hour]]<10,0,\"\"),C3406)","v":"0Winter0-18"},{"$f":"VLOOKUP(Tabulation[[#This Row],[Concat]],Table3[],8)","v":0.30257000000000001},{"$f":"(Tabulation[[#This Row],[AC System Output (kW)]]*Tabulation[[#This Row],[Rate]])","v":2.4113921290000003E-2}]
[5,21,22,0,{"$f":"Tabulation[[#This Row],[AC System Output (W)]]/1000","v":0},{"$f":"VLOOKUP(Tabulation[[#This Row],[Month]],Season,2)","v":"Winter"},{"$f":"(DATE(2021,Tabulation[[#This Row],[Month]],Tabulation[[#This Row],[Day]]))","v":"2021-05-21"},{"$f":"WEEKDAY(Tabulation[[#This Row],[Date]])","v":6},{"$f":"IF(OR(Tabulation[[#This Row],[DayNo]]=1,Tabulation[[#This Row],[DayNo]]=7),1,0)","v":0},{"$f":"COUNTIF(Holidays,Tabulation[[#This Row],[Date]])","v":0},{"$f":"CONCATENATE(Tabulation[[#This Row],[Holiday]],Tabulation[[#This Row],[Season]],Tabulation[[#This Row],[Weekend]],\"-\",IF(Tabulation[[#This Row],[Hour]]<10,0,\"\"),C3410)","v":"0Winter0-22"},{"$f":"VLOOKUP(Tabulation[[#This Row],[Concat]],Table3[],8)","v":0.28519},{"$f":"(Tabulation[[#This Row],[AC System Output (kW)]]*Tabulation[[#This Row],[Rate]])","v":0}]
[5,22,1,0,{"$f":"Tabulation[[#This Row],[AC System Output (W)]]/1000","v":0},{"$f":"VLOOKUP(Tabulation[[#This Row],[Month]],Season,2)","v":"Winter"},{"$f":"(DATE(2021,Tabulation[[#This Row],[Month]],Tabulation[[#This Row],[Day]]))","v":"2021-05-22"},{"$f":"WEEKDAY(Tabulation[[#This Row],[Date]])","v":7},{"$f":"IF(OR(Tabulation[[#This Row],[DayNo]]=1,Tabulation[[#This Row],[DayNo]]=7),1,0)","v":1},{"$f":"COUNTIF(Holidays,Tabulation[[#This Row],[Date]])","v":0},{"$f":"CONCATENATE(Tabulation[[#This Row],[Holiday]],Tabulation[[#This Row],[Season]],Tabulation[[#This Row],[Weekend]],\"-\",IF(Tabulation[[#This Row],[Hour]]<10,0,\"\"),C3413)","v":"0Winter1-01"},{"$f":"VLOOKUP(Tabulation[[#This Row],[Concat]],Table3[],8)","v":0.28519},{"$f":"(Tabulation[[#This Row],[AC System Output (kW)]]*Tabulation[[#This Row],[Rate]])","v":0}]
[5,22,4,0,{"$f":"Tabulation[[#This Row],[AC System Output (W)]]/1000","v":0},{"$f":"VLOOKUP(Tabulation[[#This Row],[Month]],Season,2)","v":"Winter"},{"$f":"(DATE(2021,Tabulation[[#This Row],[Month]],Tabulation[[#This Row],[Day]]))","v":"2021-05-22"},{"$f":"WEEKDAY(Tabulation[[#This Row],[Date]])","v":7},{"$f":"IF(OR(Tabulation[[#This Row],[DayNo]]=1,Tabulation[[#This Row],[DayNo]]=7),1,0)","v":1},{"$f":"COUNTIF(Holidays,Tabulation[[#This Row],[Date]])","v":0},{"$f":"CONCATENATE(Tabulation[[#This Row],[Holiday]],Tabulation[[#This Row],[Season]],Tabulation[[#This Row],[Weekend]],\"-\",IF(Tabulation[[#This Row],[Hour]]<10,0,\"\"),C3416)","v":"0Winter1-04"},{"$f":"VLOOKUP(Tabulation[[#This Row],[Concat]],Table3[],8)","v":0.28519},{"$f":"(Tabulation[[#This Row],[AC System Output (kW)]]*Tabulation[[#This Row],[Rate]])","v":0}]
[5,22,8,2041.837,{"$f":"Tabulation[[#This Row],[AC System Output (W)]]/1000","v":2.0418370000000001},{"$f":"VLOOKUP(Tabulation[[#This Row],[Month]],Season,2)","v":"Winter"},{"$f":"(DATE(2021,Tabulation[[#This Row],[Month]],Tabulation[[#This Row],[Day]]))","v":"2021-05-22"},{"$f":"WEEKDAY(Tabulation[[#This Row],[Date]])","v":7},{"$f":"IF(OR(Tabulation[[#This Row],[DayNo]]=1,Tabulation[[#This Row],[DayNo]]=7),1,0)","v":1},{"$f":"COUNTIF(Holidays,Tabulation[[#This Row],[Date]])","v":0},{"$f":"CONCATENATE(Tabulation[[#This Row],[Holiday]],Tabulation[[#This Row],[Season]],Tabulation[[#This Row],[Weekend]],\"-\",IF(Tabulation[[#This Row],[Hour]]<10,0,\"\"),C3420)","v":"0Winter1-08"},{"$f":"VLOOKUP(Tabulation[[#This Row],[Concat]],Table3[],8)","v":0.28519},{"$f":"(Tabulation[[#This Row],[AC System Output (kW)]]*Tabulation[[#This Row],[Rate]])","v":0.58231149403000004}]
[5,22,10,2922.404,{"$f":"Tabulation[[#This Row],[AC System Output (W)]]/1000","v":2.9224039999999998},{"$f":"VLOOKUP(Tabulation[[#This Row],[Month]],Season,2)","v":"Winter"},{"$f":"(DATE(2021,Tabulation[[#This Row],[Month]],Tabulation[[#This Row],[Day]]))","v":"2021-05-22"},{"$f":"WEEKDAY(Tabulation[[#This Row],[Date]])","v":7},{"$f":"IF(OR(Tabulation[[#This Row],[DayNo]]=1,Tabulation[[#This Row],[DayNo]]=7),1,0)","v":1},{"$f":"COUNTIF(Holidays,Tabulation[[#This Row],[Date]])","v":0},{"$f":"CONCATENATE(Tabulation[[#This Row],[Holiday]],Tabulation[[#This Row],[Season]],Tabulation[[#This Row],[Weekend]],\"-\",IF(Tabulation[[#This Row],[Hour]]<10,0,\"\"),C3422)","v":"0Winter1-10"},{"$f":"VLOOKUP(Tabulation[[#This Row],[Concat]],Table3[],8)","v":0.28519},{"$f":"(Tabulation[[#This Row],[AC System Output (kW)]]*Tabulation[[#This Row],[Rate]])","v":0.83344039675999992}]
[5,22,13,2980.681,{"$f":"Tabulation[[#This Row],[AC System Output (W)]]/1000","v":2.9806810000000001},{"$f":"VLOOKUP(Tabulation[[#This Row],[Month]],Season,2)","v":"Winter"},{"$f":"(DATE(2021,Tabulation[[#This Row],[Month]],Tabulation[[#This Row],[Day]]))","v":"2021-05-22"},{"$f":"WEEKDAY(Tabulation[[#This Row],[Date]])","v":7},{"$f":"IF(OR(Tabulation[[#This Row],[DayNo]]=1,Tabulation[[#This Row],[DayNo]]=7),1,0)","v":1},{"$f":"COUNTIF(Holidays,Tabulation[[#This Row],[Date]])","v":0},{"$f":"CONCATENATE(Tabulation[[#This Row],[Holiday]],Tabulation[[#This Row],[Season]],Tabulation[[#This Row],[Weekend]],\"-\",IF(Tabulation[[#This Row],[Hour]]<10,0,\"\"),C3425)","v":"0Winter1-13"},{"$f":"VLOOKUP(Tabulation[[#This Row],[Concat]],Table3[],8)","v":0.28519},{"$f":"(Tabulation[[#This Row],[AC System Output (kW)]]*Tabulation[[#This Row],[Rate]])","v":0.85006041439000002}]
[5,22,16,1319.9960000000001,{"$f":"Tabulation[[#This Row],[AC System Output (W)]]/1000","v":1.3199960000000002},{"$f":"VLOOKUP(Tabulation[[#This Row],[Month]],Season,2)","v":"Winter"},{"$f":"(DATE(2021,Tabulation[[#This Row],[Month]],Tabulation[[#This Row],[Day]]))","v":"2021-05-22"},{"$f":"WEEKDAY(Tabulation[[#This Row],[Date]])","v":7},{"$f":"IF(OR(Tabulation[[#This Row],[DayNo]]=1,Tabulation[[#This Row],[DayNo]]=7),1,0)","v":1},{"$f":"COUNTIF(Holidays,Tabulation[[#This Row],[Date]])","v":0},{"$f":"CONCATENATE(Tabulation[[#This Row],[Holiday]],Tabulation[[#This Row],[Season]],Tabulation[[#This Row],[Weekend]],\"-\",IF(Tabulation[[#This Row],[Hour]]<10,0,\"\"),C3428)","v":"0Winter1-16"},{"$f":"VLOOKUP(Tabulation[[#This Row],[Concat]],Table3[],8)","v":0.28519},{"$f":"(Tabulation[[#This Row],[AC System Output (kW)]]*Tabulation[[#This Row],[Rate]])","v":0.37644965924000007}]
[5,22,19,0,{"$f":"Tabulation[[#This Row],[AC System Output (W)]]/1000","v":0},{"$f":"VLOOKUP(Tabulation[[#This Row],[Month]],Season,2)","v":"Winter"},{"$f":"(DATE(2021,Tabulation[[#This Row],[Month]],Tabulation[[#This Row],[Day]]))","v":"2021-05-22"},{"$f":"WEEKDAY(Tabulation[[#This Row],[Date]])","v":7},{"$f":"IF(OR(Tabulation[[#This Row],[DayNo]]=1,Tabulation[[#This Row],[DayNo]]=7),1,0)","v":1},{"$f":"COUNTIF(Holidays,Tabulation[[#This Row],[Date]])","v":0},{"$f":"CONCATENATE(Tabulation[[#This Row],[Holiday]],Tabulation[[#This Row],[Season]],Tabulation[[#This Row],[Weekend]],\"-\",IF(Tabulation[[#This Row],[Hour]]<10,0,\"\"),C3431)","v":"0Winter1-19"},{"$f":"VLOOKUP(Tabulation[[#This Row],[Concat]],Table3[],8)","v":0.28519},{"$f":"(Tabulation[[#This Row],[AC System Output (kW)]]*Tabulation[[#This Row],[Rate]])","v":0}]
[5,22,23,0,{"$f":"Tabulation[[#This Row],[AC System Output (W)]]/1000","v":0},{"$f":"VLOOKUP(Tabulation[[#This Row],[Month]],Season,2)","v":"Winter"},{"$f":"(DATE(2021,Tabulation[[#This Row],[Month]],Tabulation[[#This Row],[Day]]))","v":"2021-05-22"},{"$f":"WEEKDAY(Tabulation[[#This Row],[Date]])","v":7},{"$f":"IF(OR(Tabulation[[#This Row],[DayNo]]=1,Tabulation[[#This Row],[DayNo]]=7),1,0)","v":1},{"$f":"COUNTIF(Holidays,Tabulation[[#This Row],[Date]])","v":0},{"$f":"CONCATENATE(Tabulation[[#This Row],[Holiday]],Tabulation[[#This Row],[Season]],Tabulation[[#This Row],[Weekend]],\"-\",IF(Tabulation[[#This Row],[Hour]]<10,0,\"\"),C3435)","v":"0Winter1-23"},{"$f":"VLOOKUP(Tabulation[[#This Row],[Concat]],Table3[],8)","v":0.28519},{"$f":"(Tabulation[[#This Row],[AC System Output (kW)]]*Tabulation[[#This Row],[Rate]])","v":0}]
[5,23,2,0,{"$f":"Tabulation[[#This Row],[AC System Output (W)]]/1000","v":0},{"$f":"VLOOKUP(Tabulation[[#This Row],[Month]],Season,2)","v":"Winter"},{"$f":"(DATE(2021,Tabulation[[#This Row],[Month]],Tabulation[[#This Row],[Day]]))","v":"2021-05-23"},{"$f":"WEEKDAY(Tabulation[[#This Row],[Date]])","v":1},{"$f":"IF(OR(Tabulation[[#This Row],[DayNo]]=1,Tabulation[[#This Row],[DayNo]]=7),1,0)","v":1},{"$f":"COUNTIF(Holidays,Tabulation[[#This Row],[Date]])","v":0},{"$f":"CONCATENATE(Tabulation[[#This Row],[Holiday]],Tabulation[[#This Row],[Season]],Tabulation[[#This Row],[Weekend]],\"-\",IF(Tabulation[[#This Row],[Hour]]<10,0,\"\"),C3438)","v":"0Winter1-02"},{"$f":"VLOOKUP(Tabulation[[#This Row],[Concat]],Table3[],8)","v":0.28519},{"$f":"(Tabulation[[#This Row],[AC System Output (kW)]]*Tabulation[[#This Row],[Rate]])","v":0}]
[5,23,5,10.872999999999999,{"$f":"Tabulation[[#This Row],[AC System Output (W)]]/1000","v":1.0872999999999999E-2},{"$f":"VLOOKUP(Tabulation[[#This Row],[Month]],Season,2)","v":"Winter"},{"$f":"(DATE(2021,Tabulation[[#This Row],[Month]],Tabulation[[#This Row],[Day]]))","v":"2021-05-23"},{"$f":"WEEKDAY(Tabulation[[#This Row],[Date]])","v":1},{"$f":"IF(OR(Tabulation[[#This Row],[DayNo]]=1,Tabulation[[#This Row],[DayNo]]=7),1,0)","v":1},{"$f":"COUNTIF(Holidays,Tabulation[[#This Row],[Date]])","v":0},{"$f":"CONCATENATE(Tabulation[[#This Row],[Holiday]],Tabulation[[#This Row],[Season]],Tabulation[[#This Row],[Weekend]],\"-\",IF(Tabulation[[#This Row],[Hour]]<10,0,\"\"),C3441)","v":"0Winter1-05"},{"$f":"VLOOKUP(Tabulation[[#This Row],[Concat]],Table3[],8)","v":0.28519},{"$f":"(Tabulation[[#This Row],[AC System Output (kW)]]*Tabulation[[#This Row],[Rate]])","v":3.1008708699999995E-3}]
[5,23,7,659.53300000000002,{"$f":"Tabulation[[#This Row],[AC System Output (W)]]/1000","v":0.65953300000000004},{"$f":"VLOOKUP(Tabulation[[#This Row],[Month]],Season,2)","v":"Winter"},{"$f":"(DATE(2021,Tabulation[[#This Row],[Month]],Tabulation[[#This Row],[Day]]))","v":"2021-05-23"},{"$f":"WEEKDAY(Tabulation[[#This Row],[Date]])","v":1},{"$f":"IF(OR(Tabulation[[#This Row],[DayNo]]=1,Tabulation[[#This Row],[DayNo]]=7),1,0)","v":1},{"$f":"COUNTIF(Holidays,Tabulation[[#This Row],[Date]])","v":0},{"$f":"CONCATENATE(Tabulation[[#This Row],[Holiday]],Tabulation[[#This Row],[Season]],Tabulation[[#This Row],[Weekend]],\"-\",IF(Tabulation[[#This Row],[Hour]]<10,0,\"\"),C3443)","v":"0Winter1-07"},{"$f":"VLOOKUP(Tabulation[[#This Row],[Concat]],Table3[],8)","v":0.28519},{"$f":"(Tabulation[[#This Row],[AC System Output (kW)]]*Tabulation[[#This Row],[Rate]])","v":0.18809221627}]
[5,23,13,3010.299,{"$f":"Tabulation[[#This Row],[AC System Output (W)]]/1000","v":3.0102989999999998},{"$f":"VLOOKUP(Tabulation[[#This Row],[Month]],Season,2)","v":"Winter"},{"$f":"(DATE(2021,Tabulation[[#This Row],[Month]],Tabulation[[#This Row],[Day]]))","v":"2021-05-23"},{"$f":"WEEKDAY(Tabulation[[#This Row],[Date]])","v":1},{"$f":"IF(OR(Tabulation[[#This Row],[DayNo]]=1,Tabulation[[#This Row],[DayNo]]=7),1,0)","v":1},{"$f":"COUNTIF(Holidays,Tabulation[[#This Row],[Date]])","v":0},{"$f":"CONCATENATE(Tabulation[[#This Row],[Holiday]],Tabulation[[#This Row],[Season]],Tabulation[[#This Row],[Weekend]],\"-\",IF(Tabulation[[#This Row],[Hour]]<10,0,\"\"),C3449)","v":"0Winter1-13"},{"$f":"VLOOKUP(Tabulation[[#This Row],[Concat]],Table3[],8)","v":0.28519},{"$f":"(Tabulation[[#This Row],[AC System Output (kW)]]*Tabulation[[#This Row],[Rate]])","v":0.85850717180999991}]
[5,23,14,2635.1750000000002,{"$f":"Tabulation[[#This Row],[AC System Output (W)]]/1000","v":2.6351750000000003},{"$f":"VLOOKUP(Tabulation[[#This Row],[Month]],Season,2)","v":"Winter"},{"$f":"(DATE(2021,Tabulation[[#This Row],[Month]],Tabulation[[#This Row],[Day]]))","v":"2021-05-23"},{"$f":"WEEKDAY(Tabulation[[#This Row],[Date]])","v":1},{"$f":"IF(OR(Tabulation[[#This Row],[DayNo]]=1,Tabulation[[#This Row],[DayNo]]=7),1,0)","v":1},{"$f":"COUNTIF(Holidays,Tabulation[[#This Row],[Date]])","v":0},{"$f":"CONCATENATE(Tabulation[[#This Row],[Holiday]],Tabulation[[#This Row],[Season]],Tabulation[[#This Row],[Weekend]],\"-\",IF(Tabulation[[#This Row],[Hour]]<10,0,\"\"),C3450)","v":"0Winter1-14"},{"$f":"VLOOKUP(Tabulation[[#This Row],[Concat]],Table3[],8)","v":0.28519},{"$f":"(Tabulation[[#This Row],[AC System Output (kW)]]*Tabulation[[#This Row],[Rate]])","v":0.75152555825000011}]
[5,23,17,536.15,{"$f":"Tabulation[[#This Row],[AC System Output (W)]]/1000","v":0.53615000000000002},{"$f":"VLOOKUP(Tabulation[[#This Row],[Month]],Season,2)","v":"Winter"},{"$f":"(DATE(2021,Tabulation[[#This Row],[Month]],Tabulation[[#This Row],[Day]]))","v":"2021-05-23"},{"$f":"WEEKDAY(Tabulation[[#This Row],[Date]])","v":1},{"$f":"IF(OR(Tabulation[[#This Row],[DayNo]]=1,Tabulation[[#This Row],[DayNo]]=7),1,0)","v":1},{"$f":"COUNTIF(Holidays,Tabulation[[#This Row],[Date]])","v":0},{"$f":"CONCATENATE(Tabulation[[#This Row],[Holiday]],Tabulation[[#This Row],[Season]],Tabulation[[#This Row],[Weekend]],\"-\",IF(Tabulation[[#This Row],[Hour]]<10,0,\"\"),C3453)","v":"0Winter1-17"},{"$f":"VLOOKUP(Tabulation[[#This Row],[Concat]],Table3[],8)","v":0.28519},{"$f":"(Tabulation[[#This Row],[AC System Output (kW)]]*Tabulation[[#This Row],[Rate]])","v":0.15290461850000001}]
[5,23,20,0,{"$f":"Tabulation[[#This Row],[AC System Output (W)]]/1000","v":0},{"$f":"VLOOKUP(Tabulation[[#This Row],[Month]],Season,2)","v":"Winter"},{"$f":"(DATE(2021,Tabulation[[#This Row],[Month]],Tabulation[[#This Row],[Day]]))","v":"2021-05-23"},{"$f":"WEEKDAY(Tabulation[[#This Row],[Date]])","v":1},{"$f":"IF(OR(Tabulation[[#This Row],[DayNo]]=1,Tabulation[[#This Row],[DayNo]]=7),1,0)","v":1},{"$f":"COUNTIF(Holidays,Tabulation[[#This Row],[Date]])","v":0},{"$f":"CONCATENATE(Tabulation[[#This Row],[Holiday]],Tabulation[[#This Row],[Season]],Tabulation[[#This Row],[Weekend]],\"-\",IF(Tabulation[[#This Row],[Hour]]<10,0,\"\"),C3456)","v":"0Winter1-20"},{"$f":"VLOOKUP(Tabulation[[#This Row],[Concat]],Table3[],8)","v":0.28519},{"$f":"(Tabulation[[#This Row],[AC System Output (kW)]]*Tabulation[[#This Row],[Rate]])","v":0}]
[5,24,0,0,{"$f":"Tabulation[[#This Row],[AC System Output (W)]]/1000","v":0},{"$f":"VLOOKUP(Tabulation[[#This Row],[Month]],Season,2)","v":"Winter"},{"$f":"(DATE(2021,Tabulation[[#This Row],[Month]],Tabulation[[#This Row],[Day]]))","v":"2021-05-24"},{"$f":"WEEKDAY(Tabulation[[#This Row],[Date]])","v":2},{"$f":"IF(OR(Tabulation[[#This Row],[DayNo]]=1,Tabulation[[#This Row],[DayNo]]=7),1,0)","v":0},{"$f":"COUNTIF(Holidays,Tabulation[[#This Row],[Date]])","v":0},{"$f":"CONCATENATE(Tabulation[[#This Row],[Holiday]],Tabulation[[#This Row],[Season]],Tabulation[[#This Row],[Weekend]],\"-\",IF(Tabulation[[#This Row],[Hour]]<10,0,\"\"),C3460)","v":"0Winter0-00"},{"$f":"VLOOKUP(Tabulation[[#This Row],[Concat]],Table3[],8)","v":0.28519},{"$f":"(Tabulation[[#This Row],[AC System Output (kW)]]*Tabulation[[#This Row],[Rate]])","v":0}]
[5,24,3,0,{"$f":"Tabulation[[#This Row],[AC System Output (W)]]/1000","v":0},{"$f":"VLOOKUP(Tabulation[[#This Row],[Month]],Season,2)","v":"Winter"},{"$f":"(DATE(2021,Tabulation[[#This Row],[Month]],Tabulation[[#This Row],[Day]]))","v":"2021-05-24"},{"$f":"WEEKDAY(Tabulation[[#This Row],[Date]])","v":2},{"$f":"IF(OR(Tabulation[[#This Row],[DayNo]]=1,Tabulation[[#This Row],[DayNo]]=7),1,0)","v":0},{"$f":"COUNTIF(Holidays,Tabulation[[#This Row],[Date]])","v":0},{"$f":"CONCATENATE(Tabulation[[#This Row],[Holiday]],Tabulation[[#This Row],[Season]],Tabulation[[#This Row],[Weekend]],\"-\",IF(Tabulation[[#This Row],[Hour]]<10,0,\"\"),C3463)","v":"0Winter0-03"},{"$f":"VLOOKUP(Tabulation[[#This Row],[Concat]],Table3[],8)","v":0.28519},{"$f":"(Tabulation[[#This Row],[AC System Output (kW)]]*Tabulation[[#This Row],[Rate]])","v":0}]
[5,24,8,1269.8900000000001,{"$f":"Tabulation[[#This Row],[AC System Output (W)]]/1000","v":1.2698900000000002},{"$f":"VLOOKUP(Tabulation[[#This Row],[Month]],Season,2)","v":"Winter"},{"$f":"(DATE(2021,Tabulation[[#This Row],[Month]],Tabulation[[#This Row],[Day]]))","v":"2021-05-24"},{"$f":"WEEKDAY(Tabulation[[#This Row],[Date]])","v":2},{"$f":"IF(OR(Tabulation[[#This Row],[DayNo]]=1,Tabulation[[#This Row],[DayNo]]=7),1,0)","v":0},{"$f":"COUNTIF(Holidays,Tabulation[[#This Row],[Date]])","v":0},{"$f":"CONCATENATE(Tabulation[[#This Row],[Holiday]],Tabulation[[#This Row],[Season]],Tabulation[[#This Row],[Weekend]],\"-\",IF(Tabulation[[#This Row],[Hour]]<10,0,\"\"),C3468)","v":"0Winter0-08"},{"$f":"VLOOKUP(Tabulation[[#This Row],[Concat]],Table3[],8)","v":0.28519},{"$f":"(Tabulation[[#This Row],[AC System Output (kW)]]*Tabulation[[#This Row],[Rate]])","v":0.36215992910000006}]
[5,24,11,3148.28,{"$f":"Tabulation[[#This Row],[AC System Output (W)]]/1000","v":3.1482800000000002},{"$f":"VLOOKUP(Tabulation[[#This Row],[Month]],Season,2)","v":"Winter"},{"$f":"(DATE(2021,Tabulation[[#This Row],[Month]],Tabulation[[#This Row],[Day]]))","v":"2021-05-24"},{"$f":"WEEKDAY(Tabulation[[#This Row],[Date]])","v":2},{"$f":"IF(OR(Tabulation[[#This Row],[DayNo]]=1,Tabulation[[#This Row],[DayNo]]=7),1,0)","v":0},{"$f":"COUNTIF(Holidays,Tabulation[[#This Row],[Date]])","v":0},{"$f":"CONCATENATE(Tabulation[[#This Row],[Holiday]],Tabulation[[#This Row],[Season]],Tabulation[[#This Row],[Weekend]],\"-\",IF(Tabulation[[#This Row],[Hour]]<10,0,\"\"),C3471)","v":"0Winter0-11"},{"$f":"VLOOKUP(Tabulation[[#This Row],[Concat]],Table3[],8)","v":0.28519},{"$f":"(Tabulation[[#This Row],[AC System Output (kW)]]*Tabulation[[#This Row],[Rate]])","v":0.89785797320000005}]
[5,24,14,2584.9470000000001,{"$f":"Tabulation[[#This Row],[AC System Output (W)]]/1000","v":2.5849470000000001},{"$f":"VLOOKUP(Tabulation[[#This Row],[Month]],Season,2)","v":"Winter"},{"$f":"(DATE(2021,Tabulation[[#This Row],[Month]],Tabulation[[#This Row],[Day]]))","v":"2021-05-24"},{"$f":"WEEKDAY(Tabulation[[#This Row],[Date]])","v":2},{"$f":"IF(OR(Tabulation[[#This Row],[DayNo]]=1,Tabulation[[#This Row],[DayNo]]=7),1,0)","v":0},{"$f":"COUNTIF(Holidays,Tabulation[[#This Row],[Date]])","v":0},{"$f":"CONCATENATE(Tabulation[[#This Row],[Holiday]],Tabulation[[#This Row],[Season]],Tabulation[[#This Row],[Weekend]],\"-\",IF(Tabulation[[#This Row],[Hour]]<10,0,\"\"),C3474)","v":"0Winter0-14"},{"$f":"VLOOKUP(Tabulation[[#This Row],[Concat]],Table3[],8)","v":0.28519},{"$f":"(Tabulation[[#This Row],[AC System Output (kW)]]*Tabulation[[#This Row],[Rate]])","v":0.73720103493}]
[5,24,15,2034.4559999999999,{"$f":"Tabulation[[#This Row],[AC System Output (W)]]/1000","v":2.034456},{"$f":"VLOOKUP(Tabulation[[#This Row],[Month]],Season,2)","v":"Winter"},{"$f":"(DATE(2021,Tabulation[[#This Row],[Month]],Tabulation[[#This Row],[Day]]))","v":"2021-05-24"},{"$f":"WEEKDAY(Tabulation[[#This Row],[Date]])","v":2},{"$f":"IF(OR(Tabulation[[#This Row],[DayNo]]=1,Tabulation[[#This Row],[DayNo]]=7),1,0)","v":0},{"$f":"COUNTIF(Holidays,Tabulation[[#This Row],[Date]])","v":0},{"$f":"CONCATENATE(Tabulation[[#This Row],[Holiday]],Tabulation[[#This Row],[Season]],Tabulation[[#This Row],[Weekend]],\"-\",IF(Tabulation[[#This Row],[Hour]]<10,0,\"\"),C3475)","v":"0Winter0-15"},{"$f":"VLOOKUP(Tabulation[[#This Row],[Concat]],Table3[],8)","v":0.28519},{"$f":"(Tabulation[[#This Row],[AC System Output (kW)]]*Tabulation[[#This Row],[Rate]])","v":0.58020650664000006}]
[5,24,18,81.760000000000005,{"$f":"Tabulation[[#This Row],[AC System Output (W)]]/1000","v":8.1759999999999999E-2},{"$f":"VLOOKUP(Tabulation[[#This Row],[Month]],Season,2)","v":"Winter"},{"$f":"(DATE(2021,Tabulation[[#This Row],[Month]],Tabulation[[#This Row],[Day]]))","v":"2021-05-24"},{"$f":"WEEKDAY(Tabulation[[#This Row],[Date]])","v":2},{"$f":"IF(OR(Tabulation[[#This Row],[DayNo]]=1,Tabulation[[#This Row],[DayNo]]=7),1,0)","v":0},{"$f":"COUNTIF(Holidays,Tabulation[[#This Row],[Date]])","v":0},{"$f":"CONCATENATE(Tabulation[[#This Row],[Holiday]],Tabulation[[#This Row],[Season]],Tabulation[[#This Row],[Weekend]],\"-\",IF(Tabulation[[#This Row],[Hour]]<10,0,\"\"),C3478)","v":"0Winter0-18"},{"$f":"VLOOKUP(Tabulation[[#This Row],[Concat]],Table3[],8)","v":0.30257000000000001},{"$f":"(Tabulation[[#This Row],[AC System Output (kW)]]*Tabulation[[#This Row],[Rate]])","v":2.47381232E-2}]
[5,24,21,0,{"$f":"Tabulation[[#This Row],[AC System Output (W)]]/1000","v":0},{"$f":"VLOOKUP(Tabulation[[#This Row],[Month]],Season,2)","v":"Winter"},{"$f":"(DATE(2021,Tabulation[[#This Row],[Month]],Tabulation[[#This Row],[Day]]))","v":"2021-05-24"},{"$f":"WEEKDAY(Tabulation[[#This Row],[Date]])","v":2},{"$f":"IF(OR(Tabulation[[#This Row],[DayNo]]=1,Tabulation[[#This Row],[DayNo]]=7),1,0)","v":0},{"$f":"COUNTIF(Holidays,Tabulation[[#This Row],[Date]])","v":0},{"$f":"CONCATENATE(Tabulation[[#This Row],[Holiday]],Tabulation[[#This Row],[Season]],Tabulation[[#This Row],[Weekend]],\"-\",IF(Tabulation[[#This Row],[Hour]]<10,0,\"\"),C3481)","v":"0Winter0-21"},{"$f":"VLOOKUP(Tabulation[[#This Row],[Concat]],Table3[],8)","v":0.28519},{"$f":"(Tabulation[[#This Row],[AC System Output (kW)]]*Tabulation[[#This Row],[Rate]])","v":0}]
[5,25,1,0,{"$f":"Tabulation[[#This Row],[AC System Output (W)]]/1000","v":0},{"$f":"VLOOKUP(Tabulation[[#This Row],[Month]],Season,2)","v":"Winter"},{"$f":"(DATE(2021,Tabulation[[#This Row],[Month]],Tabulation[[#This Row],[Day]]))","v":"2021-05-25"},{"$f":"WEEKDAY(Tabulation[[#This Row],[Date]])","v":3},{"$f":"IF(OR(Tabulation[[#This Row],[DayNo]]=1,Tabulation[[#This Row],[DayNo]]=7),1,0)","v":0},{"$f":"COUNTIF(Holidays,Tabulation[[#This Row],[Date]])","v":0},{"$f":"CONCATENATE(Tabulation[[#This Row],[Holiday]],Tabulation[[#This Row],[Season]],Tabulation[[#This Row],[Weekend]],\"-\",IF(Tabulation[[#This Row],[Hour]]<10,0,\"\"),C3485)","v":"0Winter0-01"},{"$f":"VLOOKUP(Tabulation[[#This Row],[Concat]],Table3[],8)","v":0.28519},{"$f":"(Tabulation[[#This Row],[AC System Output (kW)]]*Tabulation[[#This Row],[Rate]])","v":0}]
[5,25,5,83.89,{"$f":"Tabulation[[#This Row],[AC System Output (W)]]/1000","v":8.3890000000000006E-2},{"$f":"VLOOKUP(Tabulation[[#This Row],[Month]],Season,2)","v":"Winter"},{"$f":"(DATE(2021,Tabulation[[#This Row],[Month]],Tabulation[[#This Row],[Day]]))","v":"2021-05-25"},{"$f":"WEEKDAY(Tabulation[[#This Row],[Date]])","v":3},{"$f":"IF(OR(Tabulation[[#This Row],[DayNo]]=1,Tabulation[[#This Row],[DayNo]]=7),1,0)","v":0},{"$f":"COUNTIF(Holidays,Tabulation[[#This Row],[Date]])","v":0},{"$f":"CONCATENATE(Tabulation[[#This Row],[Holiday]],Tabulation[[#This Row],[Season]],Tabulation[[#This Row],[Weekend]],\"-\",IF(Tabulation[[#This Row],[Hour]]<10,0,\"\"),C3489)","v":"0Winter0-05"},{"$f":"VLOOKUP(Tabulation[[#This Row],[Concat]],Table3[],8)","v":0.28519},{"$f":"(Tabulation[[#This Row],[AC System Output (kW)]]*Tabulation[[#This Row],[Rate]])","v":2.3924589100000001E-2}]
[5,25,9,2563.9690000000001,{"$f":"Tabulation[[#This Row],[AC System Output (W)]]/1000","v":2.5639690000000002},{"$f":"VLOOKUP(Tabulation[[#This Row],[Month]],Season,2)","v":"Winter"},{"$f":"(DATE(2021,Tabulation[[#This Row],[Month]],Tabulation[[#This Row],[Day]]))","v":"2021-05-25"},{"$f":"WEEKDAY(Tabulation[[#This Row],[Date]])","v":3},{"$f":"IF(OR(Tabulation[[#This Row],[DayNo]]=1,Tabulation[[#This Row],[DayNo]]=7),1,0)","v":0},{"$f":"COUNTIF(Holidays,Tabulation[[#This Row],[Date]])","v":0},{"$f":"CONCATENATE(Tabulation[[#This Row],[Holiday]],Tabulation[[#This Row],[Season]],Tabulation[[#This Row],[Weekend]],\"-\",IF(Tabulation[[#This Row],[Hour]]<10,0,\"\"),C3493)","v":"0Winter0-09"},{"$f":"VLOOKUP(Tabulation[[#This Row],[Concat]],Table3[],8)","v":0.28519},{"$f":"(Tabulation[[#This Row],[AC System Output (kW)]]*Tabulation[[#This Row],[Rate]])","v":0.73121831911000001}]
[5,25,12,3063.8589999999999,{"$f":"Tabulation[[#This Row],[AC System Output (W)]]/1000","v":3.0638589999999999},{"$f":"VLOOKUP(Tabulation[[#This Row],[Month]],Season,2)","v":"Winter"},{"$f":"(DATE(2021,Tabulation[[#This Row],[Month]],Tabulation[[#This Row],[Day]]))","v":"2021-05-25"},{"$f":"WEEKDAY(Tabulation[[#This Row],[Date]])","v":3},{"$f":"IF(OR(Tabulation[[#This Row],[DayNo]]=1,Tabulation[[#This Row],[DayNo]]=7),1,0)","v":0},{"$f":"COUNTIF(Holidays,Tabulation[[#This Row],[Date]])","v":0},{"$f":"CONCATENATE(Tabulation[[#This Row],[Holiday]],Tabulation[[#This Row],[Season]],Tabulation[[#This Row],[Weekend]],\"-\",IF(Tabulation[[#This Row],[Hour]]<10,0,\"\"),C3496)","v":"0Winter0-12"},{"$f":"VLOOKUP(Tabulation[[#This Row],[Concat]],Table3[],8)","v":0.28519},{"$f":"(Tabulation[[#This Row],[AC System Output (kW)]]*Tabulation[[#This Row],[Rate]])","v":0.87378194820999999}]
[5,25,15,2017.7739999999999,{"$f":"Tabulation[[#This Row],[AC System Output (W)]]/1000","v":2.0177739999999997},{"$f":"VLOOKUP(Tabulation[[#This Row],[Month]],Season,2)","v":"Winter"},{"$f":"(DATE(2021,Tabulation[[#This Row],[Month]],Tabulation[[#This Row],[Day]]))","v":"2021-05-25"},{"$f":"WEEKDAY(Tabulation[[#This Row],[Date]])","v":3},{"$f":"IF(OR(Tabulation[[#This Row],[DayNo]]=1,Tabulation[[#This Row],[DayNo]]=7),1,0)","v":0},{"$f":"COUNTIF(Holidays,Tabulation[[#This Row],[Date]])","v":0},{"$f":"CONCATENATE(Tabulation[[#This Row],[Holiday]],Tabulation[[#This Row],[Season]],Tabulation[[#This Row],[Weekend]],\"-\",IF(Tabulation[[#This Row],[Hour]]<10,0,\"\"),C3499)","v":"0Winter0-15"},{"$f":"VLOOKUP(Tabulation[[#This Row],[Concat]],Table3[],8)","v":0.28519},{"$f":"(Tabulation[[#This Row],[AC System Output (kW)]]*Tabulation[[#This Row],[Rate]])","v":0.57544896705999993}]
[5,25,16,1294.5550000000001,{"$f":"Tabulation[[#This Row],[AC System Output (W)]]/1000","v":1.2945550000000001},{"$f":"VLOOKUP(Tabulation[[#This Row],[Month]],Season,2)","v":"Winter"},{"$f":"(DATE(2021,Tabulation[[#This Row],[Month]],Tabulation[[#This Row],[Day]]))","v":"2021-05-25"},{"$f":"WEEKDAY(Tabulation[[#This Row],[Date]])","v":3},{"$f":"IF(OR(Tabulation[[#This Row],[DayNo]]=1,Tabulation[[#This Row],[DayNo]]=7),1,0)","v":0},{"$f":"COUNTIF(Holidays,Tabulation[[#This Row],[Date]])","v":0},{"$f":"CONCATENATE(Tabulation[[#This Row],[Holiday]],Tabulation[[#This Row],[Season]],Tabulation[[#This Row],[Weekend]],\"-\",IF(Tabulation[[#This Row],[Hour]]<10,0,\"\"),C3500)","v":"0Winter0-16"},{"$f":"VLOOKUP(Tabulation[[#This Row],[Concat]],Table3[],8)","v":0.28519},{"$f":"(Tabulation[[#This Row],[AC System Output (kW)]]*Tabulation[[#This Row],[Rate]])","v":0.36919414045000004}]
[5,25,19,0,{"$f":"Tabulation[[#This Row],[AC System Output (W)]]/1000","v":0},{"$f":"VLOOKUP(Tabulation[[#This Row],[Month]],Season,2)","v":"Winter"},{"$f":"(DATE(2021,Tabulation[[#This Row],[Month]],Tabulation[[#This Row],[Day]]))","v":"2021-05-25"},{"$f":"WEEKDAY(Tabulation[[#This Row],[Date]])","v":3},{"$f":"IF(OR(Tabulation[[#This Row],[DayNo]]=1,Tabulation[[#This Row],[DayNo]]=7),1,0)","v":0},{"$f":"COUNTIF(Holidays,Tabulation[[#This Row],[Date]])","v":0},{"$f":"CONCATENATE(Tabulation[[#This Row],[Holiday]],Tabulation[[#This Row],[Season]],Tabulation[[#This Row],[Weekend]],\"-\",IF(Tabulation[[#This Row],[Hour]]<10,0,\"\"),C3503)","v":"0Winter0-19"},{"$f":"VLOOKUP(Tabulation[[#This Row],[Concat]],Table3[],8)","v":0.30257000000000001},{"$f":"(Tabulation[[#This Row],[AC System Output (kW)]]*Tabulation[[#This Row],[Rate]])","v":0}]
[5,25,22,0,{"$f":"Tabulation[[#This Row],[AC System Output (W)]]/1000","v":0},{"$f":"VLOOKUP(Tabulation[[#This Row],[Month]],Season,2)","v":"Winter"},{"$f":"(DATE(2021,Tabulation[[#This Row],[Month]],Tabulation[[#This Row],[Day]]))","v":"2021-05-25"},{"$f":"WEEKDAY(Tabulation[[#This Row],[Date]])","v":3},{"$f":"IF(OR(Tabulation[[#This Row],[DayNo]]=1,Tabulation[[#This Row],[DayNo]]=7),1,0)","v":0},{"$f":"COUNTIF(Holidays,Tabulation[[#This Row],[Date]])","v":0},{"$f":"CONCATENATE(Tabulation[[#This Row],[Holiday]],Tabulation[[#This Row],[Season]],Tabulation[[#This Row],[Weekend]],\"-\",IF(Tabulation[[#This Row],[Hour]]<10,0,\"\"),C3506)","v":"0Winter0-22"},{"$f":"VLOOKUP(Tabulation[[#This Row],[Concat]],Table3[],8)","v":0.28519},{"$f":"(Tabulation[[#This Row],[AC System Output (kW)]]*Tabulation[[#This Row],[Rate]])","v":0}]
[5,26,2,0,{"$f":"Tabulation[[#This Row],[AC System Output (W)]]/1000","v":0},{"$f":"VLOOKUP(Tabulation[[#This Row],[Month]],Season,2)","v":"Winter"},{"$f":"(DATE(2021,Tabulation[[#This Row],[Month]],Tabulation[[#This Row],[Day]]))","v":"2021-05-26"},{"$f":"WEEKDAY(Tabulation[[#This Row],[Date]])","v":4},{"$f":"IF(OR(Tabulation[[#This Row],[DayNo]]=1,Tabulation[[#This Row],[DayNo]]=7),1,0)","v":0},{"$f":"COUNTIF(Holidays,Tabulation[[#This Row],[Date]])","v":0},{"$f":"CONCATENATE(Tabulation[[#This Row],[Holiday]],Tabulation[[#This Row],[Season]],Tabulation[[#This Row],[Weekend]],\"-\",IF(Tabulation[[#This Row],[Hour]]<10,0,\"\"),C3510)","v":"0Winter0-02"},{"$f":"VLOOKUP(Tabulation[[#This Row],[Concat]],Table3[],8)","v":0.28519},{"$f":"(Tabulation[[#This Row],[AC System Output (kW)]]*Tabulation[[#This Row],[Rate]])","v":0}]
[5,26,6,555.75,{"$f":"Tabulation[[#This Row],[AC System Output (W)]]/1000","v":0.55574999999999997},{"$f":"VLOOKUP(Tabulation[[#This Row],[Month]],Season,2)","v":"Winter"},{"$f":"(DATE(2021,Tabulation[[#This Row],[Month]],Tabulation[[#This Row],[Day]]))","v":"2021-05-26"},{"$f":"WEEKDAY(Tabulation[[#This Row],[Date]])","v":4},{"$f":"IF(OR(Tabulation[[#This Row],[DayNo]]=1,Tabulation[[#This Row],[DayNo]]=7),1,0)","v":0},{"$f":"COUNTIF(Holidays,Tabulation[[#This Row],[Date]])","v":0},{"$f":"CONCATENATE(Tabulation[[#This Row],[Holiday]],Tabulation[[#This Row],[Season]],Tabulation[[#This Row],[Weekend]],\"-\",IF(Tabulation[[#This Row],[Hour]]<10,0,\"\"),C3514)","v":"0Winter0-06"},{"$f":"VLOOKUP(Tabulation[[#This Row],[Concat]],Table3[],8)","v":0.28519},{"$f":"(Tabulation[[#This Row],[AC System Output (kW)]]*Tabulation[[#This Row],[Rate]])","v":0.1584943425}]
[5,26,10,2798.9029999999998,{"$f":"Tabulation[[#This Row],[AC System Output (W)]]/1000","v":2.7989029999999997},{"$f":"VLOOKUP(Tabulation[[#This Row],[Month]],Season,2)","v":"Winter"},{"$f":"(DATE(2021,Tabulation[[#This Row],[Month]],Tabulation[[#This Row],[Day]]))","v":"2021-05-26"},{"$f":"WEEKDAY(Tabulation[[#This Row],[Date]])","v":4},{"$f":"IF(OR(Tabulation[[#This Row],[DayNo]]=1,Tabulation[[#This Row],[DayNo]]=7),1,0)","v":0},{"$f":"COUNTIF(Holidays,Tabulation[[#This Row],[Date]])","v":0},{"$f":"CONCATENATE(Tabulation[[#This Row],[Holiday]],Tabulation[[#This Row],[Season]],Tabulation[[#This Row],[Weekend]],\"-\",IF(Tabulation[[#This Row],[Hour]]<10,0,\"\"),C3518)","v":"0Winter0-10"},{"$f":"VLOOKUP(Tabulation[[#This Row],[Concat]],Table3[],8)","v":0.28519},{"$f":"(Tabulation[[#This Row],[AC System Output (kW)]]*Tabulation[[#This Row],[Rate]])","v":0.79821914656999993}]
[5,26,13,2850.1239999999998,{"$f":"Tabulation[[#This Row],[AC System Output (W)]]/1000","v":2.8501239999999997},{"$f":"VLOOKUP(Tabulation[[#This Row],[Month]],Season,2)","v":"Winter"},{"$f":"(DATE(2021,Tabulation[[#This Row],[Month]],Tabulation[[#This Row],[Day]]))","v":"2021-05-26"},{"$f":"WEEKDAY(Tabulation[[#This Row],[Date]])","v":4},{"$f":"IF(OR(Tabulation[[#This Row],[DayNo]]=1,Tabulation[[#This Row],[DayNo]]=7),1,0)","v":0},{"$f":"COUNTIF(Holidays,Tabulation[[#This Row],[Date]])","v":0},{"$f":"CONCATENATE(Tabulation[[#This Row],[Holiday]],Tabulation[[#This Row],[Season]],Tabulation[[#This Row],[Weekend]],\"-\",IF(Tabulation[[#This Row],[Hour]]<10,0,\"\"),C3521)","v":"0Winter0-13"},{"$f":"VLOOKUP(Tabulation[[#This Row],[Concat]],Table3[],8)","v":0.28519},{"$f":"(Tabulation[[#This Row],[AC System Output (kW)]]*Tabulation[[#This Row],[Rate]])","v":0.81282686355999989}]
[5,26,16,1272.635,{"$f":"Tabulation[[#This Row],[AC System Output (W)]]/1000","v":1.272635},{"$f":"VLOOKUP(Tabulation[[#This Row],[Month]],Season,2)","v":"Winter"},{"$f":"(DATE(2021,Tabulation[[#This Row],[Month]],Tabulation[[#This Row],[Day]]))","v":"2021-05-26"},{"$f":"WEEKDAY(Tabulation[[#This Row],[Date]])","v":4},{"$f":"IF(OR(Tabulation[[#This Row],[DayNo]]=1,Tabulation[[#This Row],[DayNo]]=7),1,0)","v":0},{"$f":"COUNTIF(Holidays,Tabulation[[#This Row],[Date]])","v":0},{"$f":"CONCATENATE(Tabulation[[#This Row],[Holiday]],Tabulation[[#This Row],[Season]],Tabulation[[#This Row],[Weekend]],\"-\",IF(Tabulation[[#This Row],[Hour]]<10,0,\"\"),C3524)","v":"0Winter0-16"},{"$f":"VLOOKUP(Tabulation[[#This Row],[Concat]],Table3[],8)","v":0.28519},{"$f":"(Tabulation[[#This Row],[AC System Output (kW)]]*Tabulation[[#This Row],[Rate]])","v":0.36294277564999999}]
[5,26,17,524.33399999999995,{"$f":"Tabulation[[#This Row],[AC System Output (W)]]/1000","v":0.52433399999999997},{"$f":"VLOOKUP(Tabulation[[#This Row],[Month]],Season,2)","v":"Winter"},{"$f":"(DATE(2021,Tabulation[[#This Row],[Month]],Tabulation[[#This Row],[Day]]))","v":"2021-05-26"},{"$f":"WEEKDAY(Tabulation[[#This Row],[Date]])","v":4},{"$f":"IF(OR(Tabulation[[#This Row],[DayNo]]=1,Tabulation[[#This Row],[DayNo]]=7),1,0)","v":0},{"$f":"COUNTIF(Holidays,Tabulation[[#This Row],[Date]])","v":0},{"$f":"CONCATENATE(Tabulation[[#This Row],[Holiday]],Tabulation[[#This Row],[Season]],Tabulation[[#This Row],[Weekend]],\"-\",IF(Tabulation[[#This Row],[Hour]]<10,0,\"\"),C3525)","v":"0Winter0-17"},{"$f":"VLOOKUP(Tabulation[[#This Row],[Concat]],Table3[],8)","v":0.30257000000000001},{"$f":"(Tabulation[[#This Row],[AC System Output (kW)]]*Tabulation[[#This Row],[Rate]])","v":0.15864773837999999}]
[5,26,20,0,{"$f":"Tabulation[[#This Row],[AC System Output (W)]]/1000","v":0},{"$f":"VLOOKUP(Tabulation[[#This Row],[Month]],Season,2)","v":"Winter"},{"$f":"(DATE(2021,Tabulation[[#This Row],[Month]],Tabulation[[#This Row],[Day]]))","v":"2021-05-26"},{"$f":"WEEKDAY(Tabulation[[#This Row],[Date]])","v":4},{"$f":"IF(OR(Tabulation[[#This Row],[DayNo]]=1,Tabulation[[#This Row],[DayNo]]=7),1,0)","v":0},{"$f":"COUNTIF(Holidays,Tabulation[[#This Row],[Date]])","v":0},{"$f":"CONCATENATE(Tabulation[[#This Row],[Holiday]],Tabulation[[#This Row],[Season]],Tabulation[[#This Row],[Weekend]],\"-\",IF(Tabulation[[#This Row],[Hour]]<10,0,\"\"),C3528)","v":"0Winter0-20"},{"$f":"VLOOKUP(Tabulation[[#This Row],[Concat]],Table3[],8)","v":0.28519},{"$f":"(Tabulation[[#This Row],[AC System Output (kW)]]*Tabulation[[#This Row],[Rate]])","v":0}]
[5,26,23,0,{"$f":"Tabulation[[#This Row],[AC System Output (W)]]/1000","v":0},{"$f":"VLOOKUP(Tabulation[[#This Row],[Month]],Season,2)","v":"Winter"},{"$f":"(DATE(2021,Tabulation[[#This Row],[Month]],Tabulation[[#This Row],[Day]]))","v":"2021-05-26"},{"$f":"WEEKDAY(Tabulation[[#This Row],[Date]])","v":4},{"$f":"IF(OR(Tabulation[[#This Row],[DayNo]]=1,Tabulation[[#This Row],[DayNo]]=7),1,0)","v":0},{"$f":"COUNTIF(Holidays,Tabulation[[#This Row],[Date]])","v":0},{"$f":"CONCATENATE(Tabulation[[#This Row],[Holiday]],Tabulation[[#This Row],[Season]],Tabulation[[#This Row],[Weekend]],\"-\",IF(Tabulation[[#This Row],[Hour]]<10,0,\"\"),C3531)","v":"0Winter0-23"},{"$f":"VLOOKUP(Tabulation[[#This Row],[Concat]],Table3[],8)","v":0.28519},{"$f":"(Tabulation[[#This Row],[AC System Output (kW)]]*Tabulation[[#This Row],[Rate]])","v":0}]
[5,27,4,0,{"$f":"Tabulation[[#This Row],[AC System Output (W)]]/1000","v":0},{"$f":"VLOOKUP(Tabulation[[#This Row],[Month]],Season,2)","v":"Winter"},{"$f":"(DATE(2021,Tabulation[[#This Row],[Month]],Tabulation[[#This Row],[Day]]))","v":"2021-05-27"},{"$f":"WEEKDAY(Tabulation[[#This Row],[Date]])","v":5},{"$f":"IF(OR(Tabulation[[#This Row],[DayNo]]=1,Tabulation[[#This Row],[DayNo]]=7),1,0)","v":0},{"$f":"COUNTIF(Holidays,Tabulation[[#This Row],[Date]])","v":0},{"$f":"CONCATENATE(Tabulation[[#This Row],[Holiday]],Tabulation[[#This Row],[Season]],Tabulation[[#This Row],[Weekend]],\"-\",IF(Tabulation[[#This Row],[Hour]]<10,0,\"\"),C3536)","v":"0Winter0-04"},{"$f":"VLOOKUP(Tabulation[[#This Row],[Concat]],Table3[],8)","v":0.28519},{"$f":"(Tabulation[[#This Row],[AC System Output (kW)]]*Tabulation[[#This Row],[Rate]])","v":0}]
[5,27,7,1278.924,{"$f":"Tabulation[[#This Row],[AC System Output (W)]]/1000","v":1.2789239999999999},{"$f":"VLOOKUP(Tabulation[[#This Row],[Month]],Season,2)","v":"Winter"},{"$f":"(DATE(2021,Tabulation[[#This Row],[Month]],Tabulation[[#This Row],[Day]]))","v":"2021-05-27"},{"$f":"WEEKDAY(Tabulation[[#This Row],[Date]])","v":5},{"$f":"IF(OR(Tabulation[[#This Row],[DayNo]]=1,Tabulation[[#This Row],[DayNo]]=7),1,0)","v":0},{"$f":"COUNTIF(Holidays,Tabulation[[#This Row],[Date]])","v":0},{"$f":"CONCATENATE(Tabulation[[#This Row],[Holiday]],Tabulation[[#This Row],[Season]],Tabulation[[#This Row],[Weekend]],\"-\",IF(Tabulation[[#This Row],[Hour]]<10,0,\"\"),C3539)","v":"0Winter0-07"},{"$f":"VLOOKUP(Tabulation[[#This Row],[Concat]],Table3[],8)","v":0.28519},{"$f":"(Tabulation[[#This Row],[AC System Output (kW)]]*Tabulation[[#This Row],[Rate]])","v":0.36473633555999996}]
[5,27,11,2929.0120000000002,{"$f":"Tabulation[[#This Row],[AC System Output (W)]]/1000","v":2.9290120000000002},{"$f":"VLOOKUP(Tabulation[[#This Row],[Month]],Season,2)","v":"Winter"},{"$f":"(DATE(2021,Tabulation[[#This Row],[Month]],Tabulation[[#This Row],[Day]]))","v":"2021-05-27"},{"$f":"WEEKDAY(Tabulation[[#This Row],[Date]])","v":5},{"$f":"IF(OR(Tabulation[[#This Row],[DayNo]]=1,Tabulation[[#This Row],[DayNo]]=7),1,0)","v":0},{"$f":"COUNTIF(Holidays,Tabulation[[#This Row],[Date]])","v":0},{"$f":"CONCATENATE(Tabulation[[#This Row],[Holiday]],Tabulation[[#This Row],[Season]],Tabulation[[#This Row],[Weekend]],\"-\",IF(Tabulation[[#This Row],[Hour]]<10,0,\"\"),C3543)","v":"0Winter0-11"},{"$f":"VLOOKUP(Tabulation[[#This Row],[Concat]],Table3[],8)","v":0.28519},{"$f":"(Tabulation[[#This Row],[AC System Output (kW)]]*Tabulation[[#This Row],[Rate]])","v":0.83532493228000004}]
[5,27,14,2503.3739999999998,{"$f":"Tabulation[[#This Row],[AC System Output (W)]]/1000","v":2.503374},{"$f":"VLOOKUP(Tabulation[[#This Row],[Month]],Season,2)","v":"Winter"},{"$f":"(DATE(2021,Tabulation[[#This Row],[Month]],Tabulation[[#This Row],[Day]]))","v":"2021-05-27"},{"$f":"WEEKDAY(Tabulation[[#This Row],[Date]])","v":5},{"$f":"IF(OR(Tabulation[[#This Row],[DayNo]]=1,Tabulation[[#This Row],[DayNo]]=7),1,0)","v":0},{"$f":"COUNTIF(Holidays,Tabulation[[#This Row],[Date]])","v":0},{"$f":"CONCATENATE(Tabulation[[#This Row],[Holiday]],Tabulation[[#This Row],[Season]],Tabulation[[#This Row],[Weekend]],\"-\",IF(Tabulation[[#This Row],[Hour]]<10,0,\"\"),C3546)","v":"0Winter0-14"},{"$f":"VLOOKUP(Tabulation[[#This Row],[Concat]],Table3[],8)","v":0.28519},{"$f":"(Tabulation[[#This Row],[AC System Output (kW)]]*Tabulation[[#This Row],[Rate]])","v":0.71393723105999995}]
[5,27,17,528.31100000000004,{"$f":"Tabulation[[#This Row],[AC System Output (W)]]/1000","v":0.52831100000000009},{"$f":"VLOOKUP(Tabulation[[#This Row],[Month]],Season,2)","v":"Winter"},{"$f":"(DATE(2021,Tabulation[[#This Row],[Month]],Tabulation[[#This Row],[Day]]))","v":"2021-05-27"},{"$f":"WEEKDAY(Tabulation[[#This Row],[Date]])","v":5},{"$f":"IF(OR(Tabulation[[#This Row],[DayNo]]=1,Tabulation[[#This Row],[DayNo]]=7),1,0)","v":0},{"$f":"COUNTIF(Holidays,Tabulation[[#This Row],[Date]])","v":0},{"$f":"CONCATENATE(Tabulation[[#This Row],[Holiday]],Tabulation[[#This Row],[Season]],Tabulation[[#This Row],[Weekend]],\"-\",IF(Tabulation[[#This Row],[Hour]]<10,0,\"\"),C3549)","v":"0Winter0-17"},{"$f":"VLOOKUP(Tabulation[[#This Row],[Concat]],Table3[],8)","v":0.30257000000000001},{"$f":"(Tabulation[[#This Row],[AC System Output (kW)]]*Tabulation[[#This Row],[Rate]])","v":0.15985105927000004}]
[5,27,18,86.763000000000005,{"$f":"Tabulation[[#This Row],[AC System Output (W)]]/1000","v":8.6763000000000007E-2},{"$f":"VLOOKUP(Tabulation[[#This Row],[Month]],Season,2)","v":"Winter"},{"$f":"(DATE(2021,Tabulation[[#This Row],[Month]],Tabulation[[#This Row],[Day]]))","v":"2021-05-27"},{"$f":"WEEKDAY(Tabulation[[#This Row],[Date]])","v":5},{"$f":"IF(OR(Tabulation[[#This Row],[DayNo]]=1,Tabulation[[#This Row],[DayNo]]=7),1,0)","v":0},{"$f":"COUNTIF(Holidays,Tabulation[[#This Row],[Date]])","v":0},{"$f":"CONCATENATE(Tabulation[[#This Row],[Holiday]],Tabulation[[#This Row],[Season]],Tabulation[[#This Row],[Weekend]],\"-\",IF(Tabulation[[#This Row],[Hour]]<10,0,\"\"),C3550)","v":"0Winter0-18"},{"$f":"VLOOKUP(Tabulation[[#This Row],[Concat]],Table3[],8)","v":0.30257000000000001},{"$f":"(Tabulation[[#This Row],[AC System Output (kW)]]*Tabulation[[#This Row],[Rate]])","v":2.6251880910000004E-2}]
[5,28,0,0,{"$f":"Tabulation[[#This Row],[AC System Output (W)]]/1000","v":0},{"$f":"VLOOKUP(Tabulation[[#This Row],[Month]],Season,2)","v":"Winter"},{"$f":"(DATE(2021,Tabulation[[#This Row],[Month]],Tabulation[[#This Row],[Day]]))","v":"2021-05-28"},{"$f":"WEEKDAY(Tabulation[[#This Row],[Date]])","v":6},{"$f":"IF(OR(Tabulation[[#This Row],[DayNo]]=1,Tabulation[[#This Row],[DayNo]]=7),1,0)","v":0},{"$f":"COUNTIF(Holidays,Tabulation[[#This Row],[Date]])","v":0},{"$f":"CONCATENATE(Tabulation[[#This Row],[Holiday]],Tabulation[[#This Row],[Season]],Tabulation[[#This Row],[Weekend]],\"-\",IF(Tabulation[[#This Row],[Hour]]<10,0,\"\"),C3556)","v":"0Winter0-00"},{"$f":"VLOOKUP(Tabulation[[#This Row],[Concat]],Table3[],8)","v":0.28519},{"$f":"(Tabulation[[#This Row],[AC System Output (kW)]]*Tabulation[[#This Row],[Rate]])","v":0}]
[5,28,2,0,{"$f":"Tabulation[[#This Row],[AC System Output (W)]]/1000","v":0},{"$f":"VLOOKUP(Tabulation[[#This Row],[Month]],Season,2)","v":"Winter"},{"$f":"(DATE(2021,Tabulation[[#This Row],[Month]],Tabulation[[#This Row],[Day]]))","v":"2021-05-28"},{"$f":"WEEKDAY(Tabulation[[#This Row],[Date]])","v":6},{"$f":"IF(OR(Tabulation[[#This Row],[DayNo]]=1,Tabulation[[#This Row],[DayNo]]=7),1,0)","v":0},{"$f":"COUNTIF(Holidays,Tabulation[[#This Row],[Date]])","v":0},{"$f":"CONCATENATE(Tabulation[[#This Row],[Holiday]],Tabulation[[#This Row],[Season]],Tabulation[[#This Row],[Weekend]],\"-\",IF(Tabulation[[#This Row],[Hour]]<10,0,\"\"),C3558)","v":"0Winter0-02"},{"$f":"VLOOKUP(Tabulation[[#This Row],[Concat]],Table3[],8)","v":0.28519},{"$f":"(Tabulation[[#This Row],[AC System Output (kW)]]*Tabulation[[#This Row],[Rate]])","v":0}]
[5,28,5,106.18300000000001,{"$f":"Tabulation[[#This Row],[AC System Output (W)]]/1000","v":0.10618300000000001},{"$f":"VLOOKUP(Tabulation[[#This Row],[Month]],Season,2)","v":"Winter"},{"$f":"(DATE(2021,Tabulation[[#This Row],[Month]],Tabulation[[#This Row],[Day]]))","v":"2021-05-28"},{"$f":"WEEKDAY(Tabulation[[#This Row],[Date]])","v":6},{"$f":"IF(OR(Tabulation[[#This Row],[DayNo]]=1,Tabulation[[#This Row],[DayNo]]=7),1,0)","v":0},{"$f":"COUNTIF(Holidays,Tabulation[[#This Row],[Date]])","v":0},{"$f":"CONCATENATE(Tabulation[[#This Row],[Holiday]],Tabulation[[#This Row],[Season]],Tabulation[[#This Row],[Weekend]],\"-\",IF(Tabulation[[#This Row],[Hour]]<10,0,\"\"),C3561)","v":"0Winter0-05"},{"$f":"VLOOKUP(Tabulation[[#This Row],[Concat]],Table3[],8)","v":0.28519},{"$f":"(Tabulation[[#This Row],[AC System Output (kW)]]*Tabulation[[#This Row],[Rate]])","v":3.0282329770000005E-2}]
[5,28,8,1966.914,{"$f":"Tabulation[[#This Row],[AC System Output (W)]]/1000","v":1.9669140000000001},{"$f":"VLOOKUP(Tabulation[[#This Row],[Month]],Season,2)","v":"Winter"},{"$f":"(DATE(2021,Tabulation[[#This Row],[Month]],Tabulation[[#This Row],[Day]]))","v":"2021-05-28"},{"$f":"WEEKDAY(Tabulation[[#This Row],[Date]])","v":6},{"$f":"IF(OR(Tabulation[[#This Row],[DayNo]]=1,Tabulation[[#This Row],[DayNo]]=7),1,0)","v":0},{"$f":"COUNTIF(Holidays,Tabulation[[#This Row],[Date]])","v":0},{"$f":"CONCATENATE(Tabulation[[#This Row],[Holiday]],Tabulation[[#This Row],[Season]],Tabulation[[#This Row],[Weekend]],\"-\",IF(Tabulation[[#This Row],[Hour]]<10,0,\"\"),C3564)","v":"0Winter0-08"},{"$f":"VLOOKUP(Tabulation[[#This Row],[Concat]],Table3[],8)","v":0.28519},{"$f":"(Tabulation[[#This Row],[AC System Output (kW)]]*Tabulation[[#This Row],[Rate]])","v":0.56094420365999997}]
[5,28,12,3004.884,{"$f":"Tabulation[[#This Row],[AC System Output (W)]]/1000","v":3.0048840000000001},{"$f":"VLOOKUP(Tabulation[[#This Row],[Month]],Season,2)","v":"Winter"},{"$f":"(DATE(2021,Tabulation[[#This Row],[Month]],Tabulation[[#This Row],[Day]]))","v":"2021-05-28"},{"$f":"WEEKDAY(Tabulation[[#This Row],[Date]])","v":6},{"$f":"IF(OR(Tabulation[[#This Row],[DayNo]]=1,Tabulation[[#This Row],[DayNo]]=7),1,0)","v":0},{"$f":"COUNTIF(Holidays,Tabulation[[#This Row],[Date]])","v":0},{"$f":"CONCATENATE(Tabulation[[#This Row],[Holiday]],Tabulation[[#This Row],[Season]],Tabulation[[#This Row],[Weekend]],\"-\",IF(Tabulation[[#This Row],[Hour]]<10,0,\"\"),C3568)","v":"0Winter0-12"},{"$f":"VLOOKUP(Tabulation[[#This Row],[Concat]],Table3[],8)","v":0.28519},{"$f":"(Tabulation[[#This Row],[AC System Output (kW)]]*Tabulation[[#This Row],[Rate]])","v":0.85696286795999999}]
[5,28,15,90.736999999999995,{"$f":"Tabulation[[#This Row],[AC System Output (W)]]/1000","v":9.0736999999999998E-2},{"$f":"VLOOKUP(Tabulation[[#This Row],[Month]],Season,2)","v":"Winter"},{"$f":"(DATE(2021,Tabulation[[#This Row],[Month]],Tabulation[[#This Row],[Day]]))","v":"2021-05-28"},{"$f":"WEEKDAY(Tabulation[[#This Row],[Date]])","v":6},{"$f":"IF(OR(Tabulation[[#This Row],[DayNo]]=1,Tabulation[[#This Row],[DayNo]]=7),1,0)","v":0},{"$f":"COUNTIF(Holidays,Tabulation[[#This Row],[Date]])","v":0},{"$f":"CONCATENATE(Tabulation[[#This Row],[Holiday]],Tabulation[[#This Row],[Season]],Tabulation[[#This Row],[Weekend]],\"-\",IF(Tabulation[[#This Row],[Hour]]<10,0,\"\"),C3571)","v":"0Winter0-15"},{"$f":"VLOOKUP(Tabulation[[#This Row],[Concat]],Table3[],8)","v":0.28519},{"$f":"(Tabulation[[#This Row],[AC System Output (kW)]]*Tabulation[[#This Row],[Rate]])","v":2.5877285029999999E-2}]
[5,28,18,89.899000000000001,{"$f":"Tabulation[[#This Row],[AC System Output (W)]]/1000","v":8.9899000000000007E-2},{"$f":"VLOOKUP(Tabulation[[#This Row],[Month]],Season,2)","v":"Winter"},{"$f":"(DATE(2021,Tabulation[[#This Row],[Month]],Tabulation[[#This Row],[Day]]))","v":"2021-05-28"},{"$f":"WEEKDAY(Tabulation[[#This Row],[Date]])","v":6},{"$f":"IF(OR(Tabulation[[#This Row],[DayNo]]=1,Tabulation[[#This Row],[DayNo]]=7),1,0)","v":0},{"$f":"COUNTIF(Holidays,Tabulation[[#This Row],[Date]])","v":0},{"$f":"CONCATENATE(Tabulation[[#This Row],[Holiday]],Tabulation[[#This Row],[Season]],Tabulation[[#This Row],[Weekend]],\"-\",IF(Tabulation[[#This Row],[Hour]]<10,0,\"\"),C3574)","v":"0Winter0-18"},{"$f":"VLOOKUP(Tabulation[[#This Row],[Concat]],Table3[],8)","v":0.30257000000000001},{"$f":"(Tabulation[[#This Row],[AC System Output (kW)]]*Tabulation[[#This Row],[Rate]])","v":2.7200740430000002E-2}]
[5,28,21,0,{"$f":"Tabulation[[#This Row],[AC System Output (W)]]/1000","v":0},{"$f":"VLOOKUP(Tabulation[[#This Row],[Month]],Season,2)","v":"Winter"},{"$f":"(DATE(2021,Tabulation[[#This Row],[Month]],Tabulation[[#This Row],[Day]]))","v":"2021-05-28"},{"$f":"WEEKDAY(Tabulation[[#This Row],[Date]])","v":6},{"$f":"IF(OR(Tabulation[[#This Row],[DayNo]]=1,Tabulation[[#This Row],[DayNo]]=7),1,0)","v":0},{"$f":"COUNTIF(Holidays,Tabulation[[#This Row],[Date]])","v":0},{"$f":"CONCATENATE(Tabulation[[#This Row],[Holiday]],Tabulation[[#This Row],[Season]],Tabulation[[#This Row],[Weekend]],\"-\",IF(Tabulation[[#This Row],[Hour]]<10,0,\"\"),C3577)","v":"0Winter0-21"},{"$f":"VLOOKUP(Tabulation[[#This Row],[Concat]],Table3[],8)","v":0.28519},{"$f":"(Tabulation[[#This Row],[AC System Output (kW)]]*Tabulation[[#This Row],[Rate]])","v":0}]
[5,28,23,0,{"$f":"Tabulation[[#This Row],[AC System Output (W)]]/1000","v":0},{"$f":"VLOOKUP(Tabulation[[#This Row],[Month]],Season,2)","v":"Winter"},{"$f":"(DATE(2021,Tabulation[[#This Row],[Month]],Tabulation[[#This Row],[Day]]))","v":"2021-05-28"},{"$f":"WEEKDAY(Tabulation[[#This Row],[Date]])","v":6},{"$f":"IF(OR(Tabulation[[#This Row],[DayNo]]=1,Tabulation[[#This Row],[DayNo]]=7),1,0)","v":0},{"$f":"COUNTIF(Holidays,Tabulation[[#This Row],[Date]])","v":0},{"$f":"CONCATENATE(Tabulation[[#This Row],[Holiday]],Tabulation[[#This Row],[Season]],Tabulation[[#This Row],[Weekend]],\"-\",IF(Tabulation[[#This Row],[Hour]]<10,0,\"\"),C3579)","v":"0Winter0-23"},{"$f":"VLOOKUP(Tabulation[[#This Row],[Concat]],Table3[],8)","v":0.28519},{"$f":"(Tabulation[[#This Row],[AC System Output (kW)]]*Tabulation[[#This Row],[Rate]])","v":0}]
[5,29,3,0,{"$f":"Tabulation[[#This Row],[AC System Output (W)]]/1000","v":0},{"$f":"VLOOKUP(Tabulation[[#This Row],[Month]],Season,2)","v":"Winter"},{"$f":"(DATE(2021,Tabulation[[#This Row],[Month]],Tabulation[[#This Row],[Day]]))","v":"2021-05-29"},{"$f":"WEEKDAY(Tabulation[[#This Row],[Date]])","v":7},{"$f":"IF(OR(Tabulation[[#This Row],[DayNo]]=1,Tabulation[[#This Row],[DayNo]]=7),1,0)","v":1},{"$f":"COUNTIF(Holidays,Tabulation[[#This Row],[Date]])","v":0},{"$f":"CONCATENATE(Tabulation[[#This Row],[Holiday]],Tabulation[[#This Row],[Season]],Tabulation[[#This Row],[Weekend]],\"-\",IF(Tabulation[[#This Row],[Hour]]<10,0,\"\"),C3583)","v":"0Winter1-03"},{"$f":"VLOOKUP(Tabulation[[#This Row],[Concat]],Table3[],8)","v":0.28519},{"$f":"(Tabulation[[#This Row],[AC System Output (kW)]]*Tabulation[[#This Row],[Rate]])","v":0}]
[5,29,6,267.733,{"$f":"Tabulation[[#This Row],[AC System Output (W)]]/1000","v":0.267733},{"$f":"VLOOKUP(Tabulation[[#This Row],[Month]],Season,2)","v":"Winter"},{"$f":"(DATE(2021,Tabulation[[#This Row],[Month]],Tabulation[[#This Row],[Day]]))","v":"2021-05-29"},{"$f":"WEEKDAY(Tabulation[[#This Row],[Date]])","v":7},{"$f":"IF(OR(Tabulation[[#This Row],[DayNo]]=1,Tabulation[[#This Row],[DayNo]]=7),1,0)","v":1},{"$f":"COUNTIF(Holidays,Tabulation[[#This Row],[Date]])","v":0},{"$f":"CONCATENATE(Tabulation[[#This Row],[Holiday]],Tabulation[[#This Row],[Season]],Tabulation[[#This Row],[Weekend]],\"-\",IF(Tabulation[[#This Row],[Hour]]<10,0,\"\"),C3586)","v":"0Winter1-06"},{"$f":"VLOOKUP(Tabulation[[#This Row],[Concat]],Table3[],8)","v":0.28519},{"$f":"(Tabulation[[#This Row],[AC System Output (kW)]]*Tabulation[[#This Row],[Rate]])","v":7.6354774269999995E-2}]
[5,29,9,2497.89,{"$f":"Tabulation[[#This Row],[AC System Output (W)]]/1000","v":2.4978899999999999},{"$f":"VLOOKUP(Tabulation[[#This Row],[Month]],Season,2)","v":"Winter"},{"$f":"(DATE(2021,Tabulation[[#This Row],[Month]],Tabulation[[#This Row],[Day]]))","v":"2021-05-29"},{"$f":"WEEKDAY(Tabulation[[#This Row],[Date]])","v":7},{"$f":"IF(OR(Tabulation[[#This Row],[DayNo]]=1,Tabulation[[#This Row],[DayNo]]=7),1,0)","v":1},{"$f":"COUNTIF(Holidays,Tabulation[[#This Row],[Date]])","v":0},{"$f":"CONCATENATE(Tabulation[[#This Row],[Holiday]],Tabulation[[#This Row],[Season]],Tabulation[[#This Row],[Weekend]],\"-\",IF(Tabulation[[#This Row],[Hour]]<10,0,\"\"),C3589)","v":"0Winter1-09"},{"$f":"VLOOKUP(Tabulation[[#This Row],[Concat]],Table3[],8)","v":0.28519},{"$f":"(Tabulation[[#This Row],[AC System Output (kW)]]*Tabulation[[#This Row],[Rate]])","v":0.71237324909999999}]
[5,29,13,2871.9050000000002,{"$f":"Tabulation[[#This Row],[AC System Output (W)]]/1000","v":2.8719050000000004},{"$f":"VLOOKUP(Tabulation[[#This Row],[Month]],Season,2)","v":"Winter"},{"$f":"(DATE(2021,Tabulation[[#This Row],[Month]],Tabulation[[#This Row],[Day]]))","v":"2021-05-29"},{"$f":"WEEKDAY(Tabulation[[#This Row],[Date]])","v":7},{"$f":"IF(OR(Tabulation[[#This Row],[DayNo]]=1,Tabulation[[#This Row],[DayNo]]=7),1,0)","v":1},{"$f":"COUNTIF(Holidays,Tabulation[[#This Row],[Date]])","v":0},{"$f":"CONCATENATE(Tabulation[[#This Row],[Holiday]],Tabulation[[#This Row],[Season]],Tabulation[[#This Row],[Weekend]],\"-\",IF(Tabulation[[#This Row],[Hour]]<10,0,\"\"),C3593)","v":"0Winter1-13"},{"$f":"VLOOKUP(Tabulation[[#This Row],[Concat]],Table3[],8)","v":0.28519},{"$f":"(Tabulation[[#This Row],[AC System Output (kW)]]*Tabulation[[#This Row],[Rate]])","v":0.81903858695000009}]
[5,29,16,773.72,{"$f":"Tabulation[[#This Row],[AC System Output (W)]]/1000","v":0.77372000000000007},{"$f":"VLOOKUP(Tabulation[[#This Row],[Month]],Season,2)","v":"Winter"},{"$f":"(DATE(2021,Tabulation[[#This Row],[Month]],Tabulation[[#This Row],[Day]]))","v":"2021-05-29"},{"$f":"WEEKDAY(Tabulation[[#This Row],[Date]])","v":7},{"$f":"IF(OR(Tabulation[[#This Row],[DayNo]]=1,Tabulation[[#This Row],[DayNo]]=7),1,0)","v":1},{"$f":"COUNTIF(Holidays,Tabulation[[#This Row],[Date]])","v":0},{"$f":"CONCATENATE(Tabulation[[#This Row],[Holiday]],Tabulation[[#This Row],[Season]],Tabulation[[#This Row],[Weekend]],\"-\",IF(Tabulation[[#This Row],[Hour]]<10,0,\"\"),C3596)","v":"0Winter1-16"},{"$f":"VLOOKUP(Tabulation[[#This Row],[Concat]],Table3[],8)","v":0.28519},{"$f":"(Tabulation[[#This Row],[AC System Output (kW)]]*Tabulation[[#This Row],[Rate]])","v":0.22065720680000003}]
[5,29,18,89.992999999999995,{"$f":"Tabulation[[#This Row],[AC System Output (W)]]/1000","v":8.999299999999999E-2},{"$f":"VLOOKUP(Tabulation[[#This Row],[Month]],Season,2)","v":"Winter"},{"$f":"(DATE(2021,Tabulation[[#This Row],[Month]],Tabulation[[#This Row],[Day]]))","v":"2021-05-29"},{"$f":"WEEKDAY(Tabulation[[#This Row],[Date]])","v":7},{"$f":"IF(OR(Tabulation[[#This Row],[DayNo]]=1,Tabulation[[#This Row],[DayNo]]=7),1,0)","v":1},{"$f":"COUNTIF(Holidays,Tabulation[[#This Row],[Date]])","v":0},{"$f":"CONCATENATE(Tabulation[[#This Row],[Holiday]],Tabulation[[#This Row],[Season]],Tabulation[[#This Row],[Weekend]],\"-\",IF(Tabulation[[#This Row],[Hour]]<10,0,\"\"),C3598)","v":"0Winter1-18"},{"$f":"VLOOKUP(Tabulation[[#This Row],[Concat]],Table3[],8)","v":0.28519},{"$f":"(Tabulation[[#This Row],[AC System Output (kW)]]*Tabulation[[#This Row],[Rate]])","v":2.5665103669999998E-2}]
[5,29,21,0,{"$f":"Tabulation[[#This Row],[AC System Output (W)]]/1000","v":0},{"$f":"VLOOKUP(Tabulation[[#This Row],[Month]],Season,2)","v":"Winter"},{"$f":"(DATE(2021,Tabulation[[#This Row],[Month]],Tabulation[[#This Row],[Day]]))","v":"2021-05-29"},{"$f":"WEEKDAY(Tabulation[[#This Row],[Date]])","v":7},{"$f":"IF(OR(Tabulation[[#This Row],[DayNo]]=1,Tabulation[[#This Row],[DayNo]]=7),1,0)","v":1},{"$f":"COUNTIF(Holidays,Tabulation[[#This Row],[Date]])","v":0},{"$f":"CONCATENATE(Tabulation[[#This Row],[Holiday]],Tabulation[[#This Row],[Season]],Tabulation[[#This Row],[Weekend]],\"-\",IF(Tabulation[[#This Row],[Hour]]<10,0,\"\"),C3601)","v":"0Winter1-21"},{"$f":"VLOOKUP(Tabulation[[#This Row],[Concat]],Table3[],8)","v":0.28519},{"$f":"(Tabulation[[#This Row],[AC System Output (kW)]]*Tabulation[[#This Row],[Rate]])","v":0}]
[5,30,0,0,{"$f":"Tabulation[[#This Row],[AC System Output (W)]]/1000","v":0},{"$f":"VLOOKUP(Tabulation[[#This Row],[Month]],Season,2)","v":"Winter"},{"$f":"(DATE(2021,Tabulation[[#This Row],[Month]],Tabulation[[#This Row],[Day]]))","v":"2021-05-30"},{"$f":"WEEKDAY(Tabulation[[#This Row],[Date]])","v":1},{"$f":"IF(OR(Tabulation[[#This Row],[DayNo]]=1,Tabulation[[#This Row],[DayNo]]=7),1,0)","v":1},{"$f":"COUNTIF(Holidays,Tabulation[[#This Row],[Date]])","v":0},{"$f":"CONCATENATE(Tabulation[[#This Row],[Holiday]],Tabulation[[#This Row],[Season]],Tabulation[[#This Row],[Weekend]],\"-\",IF(Tabulation[[#This Row],[Hour]]<10,0,\"\"),C3604)","v":"0Winter1-00"},{"$f":"VLOOKUP(Tabulation[[#This Row],[Concat]],Table3[],8)","v":0.28519},{"$f":"(Tabulation[[#This Row],[AC System Output (kW)]]*Tabulation[[#This Row],[Rate]])","v":0}]
[5,30,4,0,{"$f":"Tabulation[[#This Row],[AC System Output (W)]]/1000","v":0},{"$f":"VLOOKUP(Tabulation[[#This Row],[Month]],Season,2)","v":"Winter"},{"$f":"(DATE(2021,Tabulation[[#This Row],[Month]],Tabulation[[#This Row],[Day]]))","v":"2021-05-30"},{"$f":"WEEKDAY(Tabulation[[#This Row],[Date]])","v":1},{"$f":"IF(OR(Tabulation[[#This Row],[DayNo]]=1,Tabulation[[#This Row],[DayNo]]=7),1,0)","v":1},{"$f":"COUNTIF(Holidays,Tabulation[[#This Row],[Date]])","v":0},{"$f":"CONCATENATE(Tabulation[[#This Row],[Holiday]],Tabulation[[#This Row],[Season]],Tabulation[[#This Row],[Weekend]],\"-\",IF(Tabulation[[#This Row],[Hour]]<10,0,\"\"),C3608)","v":"0Winter1-04"},{"$f":"VLOOKUP(Tabulation[[#This Row],[Concat]],Table3[],8)","v":0.28519},{"$f":"(Tabulation[[#This Row],[AC System Output (kW)]]*Tabulation[[#This Row],[Rate]])","v":0}]
[5,30,7,494.89400000000001,{"$f":"Tabulation[[#This Row],[AC System Output (W)]]/1000","v":0.494894},{"$f":"VLOOKUP(Tabulation[[#This Row],[Month]],Season,2)","v":"Winter"},{"$f":"(DATE(2021,Tabulation[[#This Row],[Month]],Tabulation[[#This Row],[Day]]))","v":"2021-05-30"},{"$f":"WEEKDAY(Tabulation[[#This Row],[Date]])","v":1},{"$f":"IF(OR(Tabulation[[#This Row],[DayNo]]=1,Tabulation[[#This Row],[DayNo]]=7),1,0)","v":1},{"$f":"COUNTIF(Holidays,Tabulation[[#This Row],[Date]])","v":0},{"$f":"CONCATENATE(Tabulation[[#This Row],[Holiday]],Tabulation[[#This Row],[Season]],Tabulation[[#This Row],[Weekend]],\"-\",IF(Tabulation[[#This Row],[Hour]]<10,0,\"\"),C3611)","v":"0Winter1-07"},{"$f":"VLOOKUP(Tabulation[[#This Row],[Concat]],Table3[],8)","v":0.28519},{"$f":"(Tabulation[[#This Row],[AC System Output (kW)]]*Tabulation[[#This Row],[Rate]])","v":0.14113881985999999}]
[5,30,10,2714.3649999999998,{"$f":"Tabulation[[#This Row],[AC System Output (W)]]/1000","v":2.7143649999999999},{"$f":"VLOOKUP(Tabulation[[#This Row],[Month]],Season,2)","v":"Winter"},{"$f":"(DATE(2021,Tabulation[[#This Row],[Month]],Tabulation[[#This Row],[Day]]))","v":"2021-05-30"},{"$f":"WEEKDAY(Tabulation[[#This Row],[Date]])","v":1},{"$f":"IF(OR(Tabulation[[#This Row],[DayNo]]=1,Tabulation[[#This Row],[DayNo]]=7),1,0)","v":1},{"$f":"COUNTIF(Holidays,Tabulation[[#This Row],[Date]])","v":0},{"$f":"CONCATENATE(Tabulation[[#This Row],[Holiday]],Tabulation[[#This Row],[Season]],Tabulation[[#This Row],[Weekend]],\"-\",IF(Tabulation[[#This Row],[Hour]]<10,0,\"\"),C3614)","v":"0Winter1-10"},{"$f":"VLOOKUP(Tabulation[[#This Row],[Concat]],Table3[],8)","v":0.28519},{"$f":"(Tabulation[[#This Row],[AC System Output (kW)]]*Tabulation[[#This Row],[Rate]])","v":0.77410975434999996}]
[5,30,14,2404.0590000000002,{"$f":"Tabulation[[#This Row],[AC System Output (W)]]/1000","v":2.4040590000000002},{"$f":"VLOOKUP(Tabulation[[#This Row],[Month]],Season,2)","v":"Winter"},{"$f":"(DATE(2021,Tabulation[[#This Row],[Month]],Tabulation[[#This Row],[Day]]))","v":"2021-05-30"},{"$f":"WEEKDAY(Tabulation[[#This Row],[Date]])","v":1},{"$f":"IF(OR(Tabulation[[#This Row],[DayNo]]=1,Tabulation[[#This Row],[DayNo]]=7),1,0)","v":1},{"$f":"COUNTIF(Holidays,Tabulation[[#This Row],[Date]])","v":0},{"$f":"CONCATENATE(Tabulation[[#This Row],[Holiday]],Tabulation[[#This Row],[Season]],Tabulation[[#This Row],[Weekend]],\"-\",IF(Tabulation[[#This Row],[Hour]]<10,0,\"\"),C3618)","v":"0Winter1-14"},{"$f":"VLOOKUP(Tabulation[[#This Row],[Concat]],Table3[],8)","v":0.28519},{"$f":"(Tabulation[[#This Row],[AC System Output (kW)]]*Tabulation[[#This Row],[Rate]])","v":0.68561358621000001}]
[5,30,15,1905.019,{"$f":"Tabulation[[#This Row],[AC System Output (W)]]/1000","v":1.905019},{"$f":"VLOOKUP(Tabulation[[#This Row],[Month]],Season,2)","v":"Winter"},{"$f":"(DATE(2021,Tabulation[[#This Row],[Month]],Tabulation[[#This Row],[Day]]))","v":"2021-05-30"},{"$f":"WEEKDAY(Tabulation[[#This Row],[Date]])","v":1},{"$f":"IF(OR(Tabulation[[#This Row],[DayNo]]=1,Tabulation[[#This Row],[DayNo]]=7),1,0)","v":1},{"$f":"COUNTIF(Holidays,Tabulation[[#This Row],[Date]])","v":0},{"$f":"CONCATENATE(Tabulation[[#This Row],[Holiday]],Tabulation[[#This Row],[Season]],Tabulation[[#This Row],[Weekend]],\"-\",IF(Tabulation[[#This Row],[Hour]]<10,0,\"\"),C3619)","v":"0Winter1-15"},{"$f":"VLOOKUP(Tabulation[[#This Row],[Concat]],Table3[],8)","v":0.28519},{"$f":"(Tabulation[[#This Row],[AC System Output (kW)]]*Tabulation[[#This Row],[Rate]])","v":0.54329236860999996}]
[5,30,19,0,{"$f":"Tabulation[[#This Row],[AC System Output (W)]]/1000","v":0},{"$f":"VLOOKUP(Tabulation[[#This Row],[Month]],Season,2)","v":"Winter"},{"$f":"(DATE(2021,Tabulation[[#This Row],[Month]],Tabulation[[#This Row],[Day]]))","v":"2021-05-30"},{"$f":"WEEKDAY(Tabulation[[#This Row],[Date]])","v":1},{"$f":"IF(OR(Tabulation[[#This Row],[DayNo]]=1,Tabulation[[#This Row],[DayNo]]=7),1,0)","v":1},{"$f":"COUNTIF(Holidays,Tabulation[[#This Row],[Date]])","v":0},{"$f":"CONCATENATE(Tabulation[[#This Row],[Holiday]],Tabulation[[#This Row],[Season]],Tabulation[[#This Row],[Weekend]],\"-\",IF(Tabulation[[#This Row],[Hour]]<10,0,\"\"),C3623)","v":"0Winter1-19"},{"$f":"VLOOKUP(Tabulation[[#This Row],[Concat]],Table3[],8)","v":0.28519},{"$f":"(Tabulation[[#This Row],[AC System Output (kW)]]*Tabulation[[#This Row],[Rate]])","v":0}]
[5,30,22,0,{"$f":"Tabulation[[#This Row],[AC System Output (W)]]/1000","v":0},{"$f":"VLOOKUP(Tabulation[[#This Row],[Month]],Season,2)","v":"Winter"},{"$f":"(DATE(2021,Tabulation[[#This Row],[Month]],Tabulation[[#This Row],[Day]]))","v":"2021-05-30"},{"$f":"WEEKDAY(Tabulation[[#This Row],[Date]])","v":1},{"$f":"IF(OR(Tabulation[[#This Row],[DayNo]]=1,Tabulation[[#This Row],[DayNo]]=7),1,0)","v":1},{"$f":"COUNTIF(Holidays,Tabulation[[#This Row],[Date]])","v":0},{"$f":"CONCATENATE(Tabulation[[#This Row],[Holiday]],Tabulation[[#This Row],[Season]],Tabulation[[#This Row],[Weekend]],\"-\",IF(Tabulation[[#This Row],[Hour]]<10,0,\"\"),C3626)","v":"0Winter1-22"},{"$f":"VLOOKUP(Tabulation[[#This Row],[Concat]],Table3[],8)","v":0.28519},{"$f":"(Tabulation[[#This Row],[AC System Output (kW)]]*Tabulation[[#This Row],[Rate]])","v":0}]
[5,31,1,0,{"$f":"Tabulation[[#This Row],[AC System Output (W)]]/1000","v":0},{"$f":"VLOOKUP(Tabulation[[#This Row],[Month]],Season,2)","v":"Winter"},{"$f":"(DATE(2021,Tabulation[[#This Row],[Month]],Tabulation[[#This Row],[Day]]))","v":"2021-05-31"},{"$f":"WEEKDAY(Tabulation[[#This Row],[Date]])","v":2},{"$f":"IF(OR(Tabulation[[#This Row],[DayNo]]=1,Tabulation[[#This Row],[DayNo]]=7),1,0)","v":0},{"$f":"COUNTIF(Holidays,Tabulation[[#This Row],[Date]])","v":1},{"$f":"CONCATENATE(Tabulation[[#This Row],[Holiday]],Tabulation[[#This Row],[Season]],Tabulation[[#This Row],[Weekend]],\"-\",IF(Tabulation[[#This Row],[Hour]]<10,0,\"\"),C3629)","v":"1Winter0-01"},{"$f":"VLOOKUP(Tabulation[[#This Row],[Concat]],Table3[],8)","v":0.28519},{"$f":"(Tabulation[[#This Row],[AC System Output (kW)]]*Tabulation[[#This Row],[Rate]])","v":0}]
[5,31,5,96.790999999999997,{"$f":"Tabulation[[#This Row],[AC System Output (W)]]/1000","v":9.6791000000000002E-2},{"$f":"VLOOKUP(Tabulation[[#This Row],[Month]],Season,2)","v":"Winter"},{"$f":"(DATE(2021,Tabulation[[#This Row],[Month]],Tabulation[[#This Row],[Day]]))","v":"2021-05-31"},{"$f":"WEEKDAY(Tabulation[[#This Row],[Date]])","v":2},{"$f":"IF(OR(Tabulation[[#This Row],[DayNo]]=1,Tabulation[[#This Row],[DayNo]]=7),1,0)","v":0},{"$f":"COUNTIF(Holidays,Tabulation[[#This Row],[Date]])","v":1},{"$f":"CONCATENATE(Tabulation[[#This Row],[Holiday]],Tabulation[[#This Row],[Season]],Tabulation[[#This Row],[Weekend]],\"-\",IF(Tabulation[[#This Row],[Hour]]<10,0,\"\"),C3633)","v":"1Winter0-05"},{"$f":"VLOOKUP(Tabulation[[#This Row],[Concat]],Table3[],8)","v":0.28519},{"$f":"(Tabulation[[#This Row],[AC System Output (kW)]]*Tabulation[[#This Row],[Rate]])","v":2.7603825290000002E-2}]
[5,31,8,1241.115,{"$f":"Tabulation[[#This Row],[AC System Output (W)]]/1000","v":1.241115},{"$f":"VLOOKUP(Tabulation[[#This Row],[Month]],Season,2)","v":"Winter"},{"$f":"(DATE(2021,Tabulation[[#This Row],[Month]],Tabulation[[#This Row],[Day]]))","v":"2021-05-31"},{"$f":"WEEKDAY(Tabulation[[#This Row],[Date]])","v":2},{"$f":"IF(OR(Tabulation[[#This Row],[DayNo]]=1,Tabulation[[#This Row],[DayNo]]=7),1,0)","v":0},{"$f":"COUNTIF(Holidays,Tabulation[[#This Row],[Date]])","v":1},{"$f":"CONCATENATE(Tabulation[[#This Row],[Holiday]],Tabulation[[#This Row],[Season]],Tabulation[[#This Row],[Weekend]],\"-\",IF(Tabulation[[#This Row],[Hour]]<10,0,\"\"),C3636)","v":"1Winter0-08"},{"$f":"VLOOKUP(Tabulation[[#This Row],[Concat]],Table3[],8)","v":0.28519},{"$f":"(Tabulation[[#This Row],[AC System Output (kW)]]*Tabulation[[#This Row],[Rate]])","v":0.35395358685}]
[5,31,12,2967.1390000000001,{"$f":"Tabulation[[#This Row],[AC System Output (W)]]/1000","v":2.967139},{"$f":"VLOOKUP(Tabulation[[#This Row],[Month]],Season,2)","v":"Winter"},{"$f":"(DATE(2021,Tabulation[[#This Row],[Month]],Tabulation[[#This Row],[Day]]))","v":"2021-05-31"},{"$f":"WEEKDAY(Tabulation[[#This Row],[Date]])","v":2},{"$f":"IF(OR(Tabulation[[#This Row],[DayNo]]=1,Tabulation[[#This Row],[DayNo]]=7),1,0)","v":0},{"$f":"COUNTIF(Holidays,Tabulation[[#This Row],[Date]])","v":1},{"$f":"CONCATENATE(Tabulation[[#This Row],[Holiday]],Tabulation[[#This Row],[Season]],Tabulation[[#This Row],[Weekend]],\"-\",IF(Tabulation[[#This Row],[Hour]]<10,0,\"\"),C3640)","v":"1Winter0-12"},{"$f":"VLOOKUP(Tabulation[[#This Row],[Concat]],Table3[],8)","v":0.28519},{"$f":"(Tabulation[[#This Row],[AC System Output (kW)]]*Tabulation[[#This Row],[Rate]])","v":0.84619837140999998}]
[5,31,16,1284.4559999999999,{"$f":"Tabulation[[#This Row],[AC System Output (W)]]/1000","v":1.2844559999999998},{"$f":"VLOOKUP(Tabulation[[#This Row],[Month]],Season,2)","v":"Winter"},{"$f":"(DATE(2021,Tabulation[[#This Row],[Month]],Tabulation[[#This Row],[Day]]))","v":"2021-05-31"},{"$f":"WEEKDAY(Tabulation[[#This Row],[Date]])","v":2},{"$f":"IF(OR(Tabulation[[#This Row],[DayNo]]=1,Tabulation[[#This Row],[DayNo]]=7),1,0)","v":0},{"$f":"COUNTIF(Holidays,Tabulation[[#This Row],[Date]])","v":1},{"$f":"CONCATENATE(Tabulation[[#This Row],[Holiday]],Tabulation[[#This Row],[Season]],Tabulation[[#This Row],[Weekend]],\"-\",IF(Tabulation[[#This Row],[Hour]]<10,0,\"\"),C3644)","v":"1Winter0-16"},{"$f":"VLOOKUP(Tabulation[[#This Row],[Concat]],Table3[],8)","v":0.28519},{"$f":"(Tabulation[[#This Row],[AC System Output (kW)]]*Tabulation[[#This Row],[Rate]])","v":0.36631400663999997}]
[5,31,19,0,{"$f":"Tabulation[[#This Row],[AC System Output (W)]]/1000","v":0},{"$f":"VLOOKUP(Tabulation[[#This Row],[Month]],Season,2)","v":"Winter"},{"$f":"(DATE(2021,Tabulation[[#This Row],[Month]],Tabulation[[#This Row],[Day]]))","v":"2021-05-31"},{"$f":"WEEKDAY(Tabulation[[#This Row],[Date]])","v":2},{"$f":"IF(OR(Tabulation[[#This Row],[DayNo]]=1,Tabulation[[#This Row],[DayNo]]=7),1,0)","v":0},{"$f":"COUNTIF(Holidays,Tabulation[[#This Row],[Date]])","v":1},{"$f":"CONCATENATE(Tabulation[[#This Row],[Holiday]],Tabulation[[#This Row],[Season]],Tabulation[[#This Row],[Weekend]],\"-\",IF(Tabulation[[#This Row],[Hour]]<10,0,\"\"),C3647)","v":"1Winter0-19"},{"$f":"VLOOKUP(Tabulation[[#This Row],[Concat]],Table3[],8)","v":0.28519},{"$f":"(Tabulation[[#This Row],[AC System Output (kW)]]*Tabulation[[#This Row],[Rate]])","v":0}]
[5,31,20,0,{"$f":"Tabulation[[#This Row],[AC System Output (W)]]/1000","v":0},{"$f":"VLOOKUP(Tabulation[[#This Row],[Month]],Season,2)","v":"Winter"},{"$f":"(DATE(2021,Tabulation[[#This Row],[Month]],Tabulation[[#This Row],[Day]]))","v":"2021-05-31"},{"$f":"WEEKDAY(Tabulation[[#This Row],[Date]])","v":2},{"$f":"IF(OR(Tabulation[[#This Row],[DayNo]]=1,Tabulation[[#This Row],[DayNo]]=7),1,0)","v":0},{"$f":"COUNTIF(Holidays,Tabulation[[#This Row],[Date]])","v":1},{"$f":"CONCATENATE(Tabulation[[#This Row],[Holiday]],Tabulation[[#This Row],[Season]],Tabulation[[#This Row],[Weekend]],\"-\",IF(Tabulation[[#This Row],[Hour]]<10,0,\"\"),C3648)","v":"1Winter0-20"},{"$f":"VLOOKUP(Tabulation[[#This Row],[Concat]],Table3[],8)","v":0.28519},{"$f":"(Tabulation[[#This Row],[AC System Output (kW)]]*Tabulation[[#This Row],[Rate]])","v":0}]
[5,31,23,0,{"$f":"Tabulation[[#This Row],[AC System Output (W)]]/1000","v":0},{"$f":"VLOOKUP(Tabulation[[#This Row],[Month]],Season,2)","v":"Winter"},{"$f":"(DATE(2021,Tabulation[[#This Row],[Month]],Tabulation[[#This Row],[Day]]))","v":"2021-05-31"},{"$f":"WEEKDAY(Tabulation[[#This Row],[Date]])","v":2},{"$f":"IF(OR(Tabulation[[#This Row],[DayNo]]=1,Tabulation[[#This Row],[DayNo]]=7),1,0)","v":0},{"$f":"COUNTIF(Holidays,Tabulation[[#This Row],[Date]])","v":1},{"$f":"CONCATENATE(Tabulation[[#This Row],[Holiday]],Tabulation[[#This Row],[Season]],Tabulation[[#This Row],[Weekend]],\"-\",IF(Tabulation[[#This Row],[Hour]]<10,0,\"\"),C3651)","v":"1Winter0-23"},{"$f":"VLOOKUP(Tabulation[[#This Row],[Concat]],Table3[],8)","v":0.28519},{"$f":"(Tabulation[[#This Row],[AC System Output (kW)]]*Tabulation[[#This Row],[Rate]])","v":0}]
[6,1,2,0,{"$f":"Tabulation[[#This Row],[AC System Output (W)]]/1000","v":0},{"$f":"VLOOKUP(Tabulation[[#This Row],[Month]],Season,2)","v":"Summer"},{"$f":"(DATE(2021,Tabulation[[#This Row],[Month]],Tabulation[[#This Row],[Day]]))","v":"2021-06-01"},{"$f":"WEEKDAY(Tabulation[[#This Row],[Date]])","v":3},{"$f":"IF(OR(Tabulation[[#This Row],[DayNo]]=1,Tabulation[[#This Row],[DayNo]]=7),1,0)","v":0},{"$f":"COUNTIF(Holidays,Tabulation[[#This Row],[Date]])","v":0},{"$f":"CONCATENATE(Tabulation[[#This Row],[Holiday]],Tabulation[[#This Row],[Season]],Tabulation[[#This Row],[Weekend]],\"-\",IF(Tabulation[[#This Row],[Hour]]<10,0,\"\"),C3654)","v":"0Summer0-02"},{"$f":"VLOOKUP(Tabulation[[#This Row],[Concat]],Table3[],8)","v":0.28148000000000001},{"$f":"(Tabulation[[#This Row],[AC System Output (kW)]]*Tabulation[[#This Row],[Rate]])","v":0}]
[6,1,6,454.99799999999999,{"$f":"Tabulation[[#This Row],[AC System Output (W)]]/1000","v":0.45499800000000001},{"$f":"VLOOKUP(Tabulation[[#This Row],[Month]],Season,2)","v":"Summer"},{"$f":"(DATE(2021,Tabulation[[#This Row],[Month]],Tabulation[[#This Row],[Day]]))","v":"2021-06-01"},{"$f":"WEEKDAY(Tabulation[[#This Row],[Date]])","v":3},{"$f":"IF(OR(Tabulation[[#This Row],[DayNo]]=1,Tabulation[[#This Row],[DayNo]]=7),1,0)","v":0},{"$f":"COUNTIF(Holidays,Tabulation[[#This Row],[Date]])","v":0},{"$f":"CONCATENATE(Tabulation[[#This Row],[Holiday]],Tabulation[[#This Row],[Season]],Tabulation[[#This Row],[Weekend]],\"-\",IF(Tabulation[[#This Row],[Hour]]<10,0,\"\"),C3658)","v":"0Summer0-06"},{"$f":"VLOOKUP(Tabulation[[#This Row],[Concat]],Table3[],8)","v":0.28148000000000001},{"$f":"(Tabulation[[#This Row],[AC System Output (kW)]]*Tabulation[[#This Row],[Rate]])","v":0.12807283704}]
[6,1,9,1792.8879999999999,{"$f":"Tabulation[[#This Row],[AC System Output (W)]]/1000","v":1.7928879999999998},{"$f":"VLOOKUP(Tabulation[[#This Row],[Month]],Season,2)","v":"Summer"},{"$f":"(DATE(2021,Tabulation[[#This Row],[Month]],Tabulation[[#This Row],[Day]]))","v":"2021-06-01"},{"$f":"WEEKDAY(Tabulation[[#This Row],[Date]])","v":3},{"$f":"IF(OR(Tabulation[[#This Row],[DayNo]]=1,Tabulation[[#This Row],[DayNo]]=7),1,0)","v":0},{"$f":"COUNTIF(Holidays,Tabulation[[#This Row],[Date]])","v":0},{"$f":"CONCATENATE(Tabulation[[#This Row],[Holiday]],Tabulation[[#This Row],[Season]],Tabulation[[#This Row],[Weekend]],\"-\",IF(Tabulation[[#This Row],[Hour]]<10,0,\"\"),C3661)","v":"0Summer0-09"},{"$f":"VLOOKUP(Tabulation[[#This Row],[Concat]],Table3[],8)","v":0.28148000000000001},{"$f":"(Tabulation[[#This Row],[AC System Output (kW)]]*Tabulation[[#This Row],[Rate]])","v":0.50466211423999996}]
[6,1,13,2701.3150000000001,{"$f":"Tabulation[[#This Row],[AC System Output (W)]]/1000","v":2.7013150000000001},{"$f":"VLOOKUP(Tabulation[[#This Row],[Month]],Season,2)","v":"Summer"},{"$f":"(DATE(2021,Tabulation[[#This Row],[Month]],Tabulation[[#This Row],[Day]]))","v":"2021-06-01"},{"$f":"WEEKDAY(Tabulation[[#This Row],[Date]])","v":3},{"$f":"IF(OR(Tabulation[[#This Row],[DayNo]]=1,Tabulation[[#This Row],[DayNo]]=7),1,0)","v":0},{"$f":"COUNTIF(Holidays,Tabulation[[#This Row],[Date]])","v":0},{"$f":"CONCATENATE(Tabulation[[#This Row],[Holiday]],Tabulation[[#This Row],[Season]],Tabulation[[#This Row],[Weekend]],\"-\",IF(Tabulation[[#This Row],[Hour]]<10,0,\"\"),C3665)","v":"0Summer0-13"},{"$f":"VLOOKUP(Tabulation[[#This Row],[Concat]],Table3[],8)","v":0.28148000000000001},{"$f":"(Tabulation[[#This Row],[AC System Output (kW)]]*Tabulation[[#This Row],[Rate]])","v":0.76036614620000009}]
[6,1,17,509.78300000000002,{"$f":"Tabulation[[#This Row],[AC System Output (W)]]/1000","v":0.50978299999999999},{"$f":"VLOOKUP(Tabulation[[#This Row],[Month]],Season,2)","v":"Summer"},{"$f":"(DATE(2021,Tabulation[[#This Row],[Month]],Tabulation[[#This Row],[Day]]))","v":"2021-06-01"},{"$f":"WEEKDAY(Tabulation[[#This Row],[Date]])","v":3},{"$f":"IF(OR(Tabulation[[#This Row],[DayNo]]=1,Tabulation[[#This Row],[DayNo]]=7),1,0)","v":0},{"$f":"COUNTIF(Holidays,Tabulation[[#This Row],[Date]])","v":0},{"$f":"CONCATENATE(Tabulation[[#This Row],[Holiday]],Tabulation[[#This Row],[Season]],Tabulation[[#This Row],[Weekend]],\"-\",IF(Tabulation[[#This Row],[Hour]]<10,0,\"\"),C3669)","v":"0Summer0-17"},{"$f":"VLOOKUP(Tabulation[[#This Row],[Concat]],Table3[],8)","v":0.37644},{"$f":"(Tabulation[[#This Row],[AC System Output (kW)]]*Tabulation[[#This Row],[Rate]])","v":0.19190271251999999}]
[6,1,20,0,{"$f":"Tabulation[[#This Row],[AC System Output (W)]]/1000","v":0},{"$f":"VLOOKUP(Tabulation[[#This Row],[Month]],Season,2)","v":"Summer"},{"$f":"(DATE(2021,Tabulation[[#This Row],[Month]],Tabulation[[#This Row],[Day]]))","v":"2021-06-01"},{"$f":"WEEKDAY(Tabulation[[#This Row],[Date]])","v":3},{"$f":"IF(OR(Tabulation[[#This Row],[DayNo]]=1,Tabulation[[#This Row],[DayNo]]=7),1,0)","v":0},{"$f":"COUNTIF(Holidays,Tabulation[[#This Row],[Date]])","v":0},{"$f":"CONCATENATE(Tabulation[[#This Row],[Holiday]],Tabulation[[#This Row],[Season]],Tabulation[[#This Row],[Weekend]],\"-\",IF(Tabulation[[#This Row],[Hour]]<10,0,\"\"),C3672)","v":"0Summer0-20"},{"$f":"VLOOKUP(Tabulation[[#This Row],[Concat]],Table3[],8)","v":0.28148000000000001},{"$f":"(Tabulation[[#This Row],[AC System Output (kW)]]*Tabulation[[#This Row],[Rate]])","v":0}]
[6,1,21,0,{"$f":"Tabulation[[#This Row],[AC System Output (W)]]/1000","v":0},{"$f":"VLOOKUP(Tabulation[[#This Row],[Month]],Season,2)","v":"Summer"},{"$f":"(DATE(2021,Tabulation[[#This Row],[Month]],Tabulation[[#This Row],[Day]]))","v":"2021-06-01"},{"$f":"WEEKDAY(Tabulation[[#This Row],[Date]])","v":3},{"$f":"IF(OR(Tabulation[[#This Row],[DayNo]]=1,Tabulation[[#This Row],[DayNo]]=7),1,0)","v":0},{"$f":"COUNTIF(Holidays,Tabulation[[#This Row],[Date]])","v":0},{"$f":"CONCATENATE(Tabulation[[#This Row],[Holiday]],Tabulation[[#This Row],[Season]],Tabulation[[#This Row],[Weekend]],\"-\",IF(Tabulation[[#This Row],[Hour]]<10,0,\"\"),C3673)","v":"0Summer0-21"},{"$f":"VLOOKUP(Tabulation[[#This Row],[Concat]],Table3[],8)","v":0.28148000000000001},{"$f":"(Tabulation[[#This Row],[AC System Output (kW)]]*Tabulation[[#This Row],[Rate]])","v":0}]
[6,2,0,0,{"$f":"Tabulation[[#This Row],[AC System Output (W)]]/1000","v":0},{"$f":"VLOOKUP(Tabulation[[#This Row],[Month]],Season,2)","v":"Summer"},{"$f":"(DATE(2021,Tabulation[[#This Row],[Month]],Tabulation[[#This Row],[Day]]))","v":"2021-06-02"},{"$f":"WEEKDAY(Tabulation[[#This Row],[Date]])","v":4},{"$f":"IF(OR(Tabulation[[#This Row],[DayNo]]=1,Tabulation[[#This Row],[DayNo]]=7),1,0)","v":0},{"$f":"COUNTIF(Holidays,Tabulation[[#This Row],[Date]])","v":0},{"$f":"CONCATENATE(Tabulation[[#This Row],[Holiday]],Tabulation[[#This Row],[Season]],Tabulation[[#This Row],[Weekend]],\"-\",IF(Tabulation[[#This Row],[Hour]]<10,0,\"\"),C3676)","v":"0Summer0-00"},{"$f":"VLOOKUP(Tabulation[[#This Row],[Concat]],Table3[],8)","v":0.28148000000000001},{"$f":"(Tabulation[[#This Row],[AC System Output (kW)]]*Tabulation[[#This Row],[Rate]])","v":0}]
[6,2,3,0,{"$f":"Tabulation[[#This Row],[AC System Output (W)]]/1000","v":0},{"$f":"VLOOKUP(Tabulation[[#This Row],[Month]],Season,2)","v":"Summer"},{"$f":"(DATE(2021,Tabulation[[#This Row],[Month]],Tabulation[[#This Row],[Day]]))","v":"2021-06-02"},{"$f":"WEEKDAY(Tabulation[[#This Row],[Date]])","v":4},{"$f":"IF(OR(Tabulation[[#This Row],[DayNo]]=1,Tabulation[[#This Row],[DayNo]]=7),1,0)","v":0},{"$f":"COUNTIF(Holidays,Tabulation[[#This Row],[Date]])","v":0},{"$f":"CONCATENATE(Tabulation[[#This Row],[Holiday]],Tabulation[[#This Row],[Season]],Tabulation[[#This Row],[Weekend]],\"-\",IF(Tabulation[[#This Row],[Hour]]<10,0,\"\"),C3679)","v":"0Summer0-03"},{"$f":"VLOOKUP(Tabulation[[#This Row],[Concat]],Table3[],8)","v":0.28148000000000001},{"$f":"(Tabulation[[#This Row],[AC System Output (kW)]]*Tabulation[[#This Row],[Rate]])","v":0}]
[6,2,7,1292.5719999999999,{"$f":"Tabulation[[#This Row],[AC System Output (W)]]/1000","v":1.2925719999999998},{"$f":"VLOOKUP(Tabulation[[#This Row],[Month]],Season,2)","v":"Summer"},{"$f":"(DATE(2021,Tabulation[[#This Row],[Month]],Tabulation[[#This Row],[Day]]))","v":"2021-06-02"},{"$f":"WEEKDAY(Tabulation[[#This Row],[Date]])","v":4},{"$f":"IF(OR(Tabulation[[#This Row],[DayNo]]=1,Tabulation[[#This Row],[DayNo]]=7),1,0)","v":0},{"$f":"COUNTIF(Holidays,Tabulation[[#This Row],[Date]])","v":0},{"$f":"CONCATENATE(Tabulation[[#This Row],[Holiday]],Tabulation[[#This Row],[Season]],Tabulation[[#This Row],[Weekend]],\"-\",IF(Tabulation[[#This Row],[Hour]]<10,0,\"\"),C3683)","v":"0Summer0-07"},{"$f":"VLOOKUP(Tabulation[[#This Row],[Concat]],Table3[],8)","v":0.28148000000000001},{"$f":"(Tabulation[[#This Row],[AC System Output (kW)]]*Tabulation[[#This Row],[Rate]])","v":0.36383316655999998}]
[6,2,10,2875.7379999999998,{"$f":"Tabulation[[#This Row],[AC System Output (W)]]/1000","v":2.8757379999999997},{"$f":"VLOOKUP(Tabulation[[#This Row],[Month]],Season,2)","v":"Summer"},{"$f":"(DATE(2021,Tabulation[[#This Row],[Month]],Tabulation[[#This Row],[Day]]))","v":"2021-06-02"},{"$f":"WEEKDAY(Tabulation[[#This Row],[Date]])","v":4},{"$f":"IF(OR(Tabulation[[#This Row],[DayNo]]=1,Tabulation[[#This Row],[DayNo]]=7),1,0)","v":0},{"$f":"COUNTIF(Holidays,Tabulation[[#This Row],[Date]])","v":0},{"$f":"CONCATENATE(Tabulation[[#This Row],[Holiday]],Tabulation[[#This Row],[Season]],Tabulation[[#This Row],[Weekend]],\"-\",IF(Tabulation[[#This Row],[Hour]]<10,0,\"\"),C3686)","v":"0Summer0-10"},{"$f":"VLOOKUP(Tabulation[[#This Row],[Concat]],Table3[],8)","v":0.28148000000000001},{"$f":"(Tabulation[[#This Row],[AC System Output (kW)]]*Tabulation[[#This Row],[Rate]])","v":0.80946273223999998}]
[6,2,15,2019.1759999999999,{"$f":"Tabulation[[#This Row],[AC System Output (W)]]/1000","v":2.0191759999999999},{"$f":"VLOOKUP(Tabulation[[#This Row],[Month]],Season,2)","v":"Summer"},{"$f":"(DATE(2021,Tabulation[[#This Row],[Month]],Tabulation[[#This Row],[Day]]))","v":"2021-06-02"},{"$f":"WEEKDAY(Tabulation[[#This Row],[Date]])","v":4},{"$f":"IF(OR(Tabulation[[#This Row],[DayNo]]=1,Tabulation[[#This Row],[DayNo]]=7),1,0)","v":0},{"$f":"COUNTIF(Holidays,Tabulation[[#This Row],[Date]])","v":0},{"$f":"CONCATENATE(Tabulation[[#This Row],[Holiday]],Tabulation[[#This Row],[Season]],Tabulation[[#This Row],[Weekend]],\"-\",IF(Tabulation[[#This Row],[Hour]]<10,0,\"\"),C3691)","v":"0Summer0-15"},{"$f":"VLOOKUP(Tabulation[[#This Row],[Concat]],Table3[],8)","v":0.28148000000000001},{"$f":"(Tabulation[[#This Row],[AC System Output (kW)]]*Tabulation[[#This Row],[Rate]])","v":0.56835766048000003}]
[6,2,18,84.17,{"$f":"Tabulation[[#This Row],[AC System Output (W)]]/1000","v":8.4169999999999995E-2},{"$f":"VLOOKUP(Tabulation[[#This Row],[Month]],Season,2)","v":"Summer"},{"$f":"(DATE(2021,Tabulation[[#This Row],[Month]],Tabulation[[#This Row],[Day]]))","v":"2021-06-02"},{"$f":"WEEKDAY(Tabulation[[#This Row],[Date]])","v":4},{"$f":"IF(OR(Tabulation[[#This Row],[DayNo]]=1,Tabulation[[#This Row],[DayNo]]=7),1,0)","v":0},{"$f":"COUNTIF(Holidays,Tabulation[[#This Row],[Date]])","v":0},{"$f":"CONCATENATE(Tabulation[[#This Row],[Holiday]],Tabulation[[#This Row],[Season]],Tabulation[[#This Row],[Weekend]],\"-\",IF(Tabulation[[#This Row],[Hour]]<10,0,\"\"),C3694)","v":"0Summer0-18"},{"$f":"VLOOKUP(Tabulation[[#This Row],[Concat]],Table3[],8)","v":0.37644},{"$f":"(Tabulation[[#This Row],[AC System Output (kW)]]*Tabulation[[#This Row],[Rate]])","v":3.1684954799999998E-2}]
[6,2,21,0,{"$f":"Tabulation[[#This Row],[AC System Output (W)]]/1000","v":0},{"$f":"VLOOKUP(Tabulation[[#This Row],[Month]],Season,2)","v":"Summer"},{"$f":"(DATE(2021,Tabulation[[#This Row],[Month]],Tabulation[[#This Row],[Day]]))","v":"2021-06-02"},{"$f":"WEEKDAY(Tabulation[[#This Row],[Date]])","v":4},{"$f":"IF(OR(Tabulation[[#This Row],[DayNo]]=1,Tabulation[[#This Row],[DayNo]]=7),1,0)","v":0},{"$f":"COUNTIF(Holidays,Tabulation[[#This Row],[Date]])","v":0},{"$f":"CONCATENATE(Tabulation[[#This Row],[Holiday]],Tabulation[[#This Row],[Season]],Tabulation[[#This Row],[Weekend]],\"-\",IF(Tabulation[[#This Row],[Hour]]<10,0,\"\"),C3697)","v":"0Summer0-21"},{"$f":"VLOOKUP(Tabulation[[#This Row],[Concat]],Table3[],8)","v":0.28148000000000001},{"$f":"(Tabulation[[#This Row],[AC System Output (kW)]]*Tabulation[[#This Row],[Rate]])","v":0}]
[6,2,22,0,{"$f":"Tabulation[[#This Row],[AC System Output (W)]]/1000","v":0},{"$f":"VLOOKUP(Tabulation[[#This Row],[Month]],Season,2)","v":"Summer"},{"$f":"(DATE(2021,Tabulation[[#This Row],[Month]],Tabulation[[#This Row],[Day]]))","v":"2021-06-02"},{"$f":"WEEKDAY(Tabulation[[#This Row],[Date]])","v":4},{"$f":"IF(OR(Tabulation[[#This Row],[DayNo]]=1,Tabulation[[#This Row],[DayNo]]=7),1,0)","v":0},{"$f":"COUNTIF(Holidays,Tabulation[[#This Row],[Date]])","v":0},{"$f":"CONCATENATE(Tabulation[[#This Row],[Holiday]],Tabulation[[#This Row],[Season]],Tabulation[[#This Row],[Weekend]],\"-\",IF(Tabulation[[#This Row],[Hour]]<10,0,\"\"),C3698)","v":"0Summer0-22"},{"$f":"VLOOKUP(Tabulation[[#This Row],[Concat]],Table3[],8)","v":0.28148000000000001},{"$f":"(Tabulation[[#This Row],[AC System Output (kW)]]*Tabulation[[#This Row],[Rate]])","v":0}]
[6,3,1,0,{"$f":"Tabulation[[#This Row],[AC System Output (W)]]/1000","v":0},{"$f":"VLOOKUP(Tabulation[[#This Row],[Month]],Season,2)","v":"Summer"},{"$f":"(DATE(2021,Tabulation[[#This Row],[Month]],Tabulation[[#This Row],[Day]]))","v":"2021-06-03"},{"$f":"WEEKDAY(Tabulation[[#This Row],[Date]])","v":5},{"$f":"IF(OR(Tabulation[[#This Row],[DayNo]]=1,Tabulation[[#This Row],[DayNo]]=7),1,0)","v":0},{"$f":"COUNTIF(Holidays,Tabulation[[#This Row],[Date]])","v":0},{"$f":"CONCATENATE(Tabulation[[#This Row],[Holiday]],Tabulation[[#This Row],[Season]],Tabulation[[#This Row],[Weekend]],\"-\",IF(Tabulation[[#This Row],[Hour]]<10,0,\"\"),C3701)","v":"0Summer0-01"},{"$f":"VLOOKUP(Tabulation[[#This Row],[Concat]],Table3[],8)","v":0.28148000000000001},{"$f":"(Tabulation[[#This Row],[AC System Output (kW)]]*Tabulation[[#This Row],[Rate]])","v":0}]
[6,3,5,90.887,{"$f":"Tabulation[[#This Row],[AC System Output (W)]]/1000","v":9.0886999999999996E-2},{"$f":"VLOOKUP(Tabulation[[#This Row],[Month]],Season,2)","v":"Summer"},{"$f":"(DATE(2021,Tabulation[[#This Row],[Month]],Tabulation[[#This Row],[Day]]))","v":"2021-06-03"},{"$f":"WEEKDAY(Tabulation[[#This Row],[Date]])","v":5},{"$f":"IF(OR(Tabulation[[#This Row],[DayNo]]=1,Tabulation[[#This Row],[DayNo]]=7),1,0)","v":0},{"$f":"COUNTIF(Holidays,Tabulation[[#This Row],[Date]])","v":0},{"$f":"CONCATENATE(Tabulation[[#This Row],[Holiday]],Tabulation[[#This Row],[Season]],Tabulation[[#This Row],[Weekend]],\"-\",IF(Tabulation[[#This Row],[Hour]]<10,0,\"\"),C3705)","v":"0Summer0-05"},{"$f":"VLOOKUP(Tabulation[[#This Row],[Concat]],Table3[],8)","v":0.28148000000000001},{"$f":"(Tabulation[[#This Row],[AC System Output (kW)]]*Tabulation[[#This Row],[Rate]])","v":2.558287276E-2}]
[6,3,7,696.68499999999995,{"$f":"Tabulation[[#This Row],[AC System Output (W)]]/1000","v":0.696685},{"$f":"VLOOKUP(Tabulation[[#This Row],[Month]],Season,2)","v":"Summer"},{"$f":"(DATE(2021,Tabulation[[#This Row],[Month]],Tabulation[[#This Row],[Day]]))","v":"2021-06-03"},{"$f":"WEEKDAY(Tabulation[[#This Row],[Date]])","v":5},{"$f":"IF(OR(Tabulation[[#This Row],[DayNo]]=1,Tabulation[[#This Row],[DayNo]]=7),1,0)","v":0},{"$f":"COUNTIF(Holidays,Tabulation[[#This Row],[Date]])","v":0},{"$f":"CONCATENATE(Tabulation[[#This Row],[Holiday]],Tabulation[[#This Row],[Season]],Tabulation[[#This Row],[Weekend]],\"-\",IF(Tabulation[[#This Row],[Hour]]<10,0,\"\"),C3707)","v":"0Summer0-07"},{"$f":"VLOOKUP(Tabulation[[#This Row],[Concat]],Table3[],8)","v":0.28148000000000001},{"$f":"(Tabulation[[#This Row],[AC System Output (kW)]]*Tabulation[[#This Row],[Rate]])","v":0.19610289380000001}]
[6,3,12,3109.32,{"$f":"Tabulation[[#This Row],[AC System Output (W)]]/1000","v":3.1093200000000003},{"$f":"VLOOKUP(Tabulation[[#This Row],[Month]],Season,2)","v":"Summer"},{"$f":"(DATE(2021,Tabulation[[#This Row],[Month]],Tabulation[[#This Row],[Day]]))","v":"2021-06-03"},{"$f":"WEEKDAY(Tabulation[[#This Row],[Date]])","v":5},{"$f":"IF(OR(Tabulation[[#This Row],[DayNo]]=1,Tabulation[[#This Row],[DayNo]]=7),1,0)","v":0},{"$f":"COUNTIF(Holidays,Tabulation[[#This Row],[Date]])","v":0},{"$f":"CONCATENATE(Tabulation[[#This Row],[Holiday]],Tabulation[[#This Row],[Season]],Tabulation[[#This Row],[Weekend]],\"-\",IF(Tabulation[[#This Row],[Hour]]<10,0,\"\"),C3712)","v":"0Summer0-12"},{"$f":"VLOOKUP(Tabulation[[#This Row],[Concat]],Table3[],8)","v":0.28148000000000001},{"$f":"(Tabulation[[#This Row],[AC System Output (kW)]]*Tabulation[[#This Row],[Rate]])","v":0.87521139360000011}]
[6,3,16,1326.3320000000001,{"$f":"Tabulation[[#This Row],[AC System Output (W)]]/1000","v":1.3263320000000001},{"$f":"VLOOKUP(Tabulation[[#This Row],[Month]],Season,2)","v":"Summer"},{"$f":"(DATE(2021,Tabulation[[#This Row],[Month]],Tabulation[[#This Row],[Day]]))","v":"2021-06-03"},{"$f":"WEEKDAY(Tabulation[[#This Row],[Date]])","v":5},{"$f":"IF(OR(Tabulation[[#This Row],[DayNo]]=1,Tabulation[[#This Row],[DayNo]]=7),1,0)","v":0},{"$f":"COUNTIF(Holidays,Tabulation[[#This Row],[Date]])","v":0},{"$f":"CONCATENATE(Tabulation[[#This Row],[Holiday]],Tabulation[[#This Row],[Season]],Tabulation[[#This Row],[Weekend]],\"-\",IF(Tabulation[[#This Row],[Hour]]<10,0,\"\"),C3716)","v":"0Summer0-16"},{"$f":"VLOOKUP(Tabulation[[#This Row],[Concat]],Table3[],8)","v":0.28148000000000001},{"$f":"(Tabulation[[#This Row],[AC System Output (kW)]]*Tabulation[[#This Row],[Rate]])","v":0.37333593136000004}]
[6,3,19,0,{"$f":"Tabulation[[#This Row],[AC System Output (W)]]/1000","v":0},{"$f":"VLOOKUP(Tabulation[[#This Row],[Month]],Season,2)","v":"Summer"},{"$f":"(DATE(2021,Tabulation[[#This Row],[Month]],Tabulation[[#This Row],[Day]]))","v":"2021-06-03"},{"$f":"WEEKDAY(Tabulation[[#This Row],[Date]])","v":5},{"$f":"IF(OR(Tabulation[[#This Row],[DayNo]]=1,Tabulation[[#This Row],[DayNo]]=7),1,0)","v":0},{"$f":"COUNTIF(Holidays,Tabulation[[#This Row],[Date]])","v":0},{"$f":"CONCATENATE(Tabulation[[#This Row],[Holiday]],Tabulation[[#This Row],[Season]],Tabulation[[#This Row],[Weekend]],\"-\",IF(Tabulation[[#This Row],[Hour]]<10,0,\"\"),C3719)","v":"0Summer0-19"},{"$f":"VLOOKUP(Tabulation[[#This Row],[Concat]],Table3[],8)","v":0.37644},{"$f":"(Tabulation[[#This Row],[AC System Output (kW)]]*Tabulation[[#This Row],[Rate]])","v":0}]
[6,3,22,0,{"$f":"Tabulation[[#This Row],[AC System Output (W)]]/1000","v":0},{"$f":"VLOOKUP(Tabulation[[#This Row],[Month]],Season,2)","v":"Summer"},{"$f":"(DATE(2021,Tabulation[[#This Row],[Month]],Tabulation[[#This Row],[Day]]))","v":"2021-06-03"},{"$f":"WEEKDAY(Tabulation[[#This Row],[Date]])","v":5},{"$f":"IF(OR(Tabulation[[#This Row],[DayNo]]=1,Tabulation[[#This Row],[DayNo]]=7),1,0)","v":0},{"$f":"COUNTIF(Holidays,Tabulation[[#This Row],[Date]])","v":0},{"$f":"CONCATENATE(Tabulation[[#This Row],[Holiday]],Tabulation[[#This Row],[Season]],Tabulation[[#This Row],[Weekend]],\"-\",IF(Tabulation[[#This Row],[Hour]]<10,0,\"\"),C3722)","v":"0Summer0-22"},{"$f":"VLOOKUP(Tabulation[[#This Row],[Concat]],Table3[],8)","v":0.28148000000000001},{"$f":"(Tabulation[[#This Row],[AC System Output (kW)]]*Tabulation[[#This Row],[Rate]])","v":0}]
[6,3,23,0,{"$f":"Tabulation[[#This Row],[AC System Output (W)]]/1000","v":0},{"$f":"VLOOKUP(Tabulation[[#This Row],[Month]],Season,2)","v":"Summer"},{"$f":"(DATE(2021,Tabulation[[#This Row],[Month]],Tabulation[[#This Row],[Day]]))","v":"2021-06-03"},{"$f":"WEEKDAY(Tabulation[[#This Row],[Date]])","v":5},{"$f":"IF(OR(Tabulation[[#This Row],[DayNo]]=1,Tabulation[[#This Row],[DayNo]]=7),1,0)","v":0},{"$f":"COUNTIF(Holidays,Tabulation[[#This Row],[Date]])","v":0},{"$f":"CONCATENATE(Tabulation[[#This Row],[Holiday]],Tabulation[[#This Row],[Season]],Tabulation[[#This Row],[Weekend]],\"-\",IF(Tabulation[[#This Row],[Hour]]<10,0,\"\"),C3723)","v":"0Summer0-23"},{"$f":"VLOOKUP(Tabulation[[#This Row],[Concat]],Table3[],8)","v":0.28148000000000001},{"$f":"(Tabulation[[#This Row],[AC System Output (kW)]]*Tabulation[[#This Row],[Rate]])","v":0}]
[6,4,2,0,{"$f":"Tabulation[[#This Row],[AC System Output (W)]]/1000","v":0},{"$f":"VLOOKUP(Tabulation[[#This Row],[Month]],Season,2)","v":"Summer"},{"$f":"(DATE(2021,Tabulation[[#This Row],[Month]],Tabulation[[#This Row],[Day]]))","v":"2021-06-04"},{"$f":"WEEKDAY(Tabulation[[#This Row],[Date]])","v":6},{"$f":"IF(OR(Tabulation[[#This Row],[DayNo]]=1,Tabulation[[#This Row],[DayNo]]=7),1,0)","v":0},{"$f":"COUNTIF(Holidays,Tabulation[[#This Row],[Date]])","v":0},{"$f":"CONCATENATE(Tabulation[[#This Row],[Holiday]],Tabulation[[#This Row],[Season]],Tabulation[[#This Row],[Weekend]],\"-\",IF(Tabulation[[#This Row],[Hour]]<10,0,\"\"),C3726)","v":"0Summer0-02"},{"$f":"VLOOKUP(Tabulation[[#This Row],[Concat]],Table3[],8)","v":0.28148000000000001},{"$f":"(Tabulation[[#This Row],[AC System Output (kW)]]*Tabulation[[#This Row],[Rate]])","v":0}]
[6,4,8,878.08100000000002,{"$f":"Tabulation[[#This Row],[AC System Output (W)]]/1000","v":0.878081},{"$f":"VLOOKUP(Tabulation[[#This Row],[Month]],Season,2)","v":"Summer"},{"$f":"(DATE(2021,Tabulation[[#This Row],[Month]],Tabulation[[#This Row],[Day]]))","v":"2021-06-04"},{"$f":"WEEKDAY(Tabulation[[#This Row],[Date]])","v":6},{"$f":"IF(OR(Tabulation[[#This Row],[DayNo]]=1,Tabulation[[#This Row],[DayNo]]=7),1,0)","v":0},{"$f":"COUNTIF(Holidays,Tabulation[[#This Row],[Date]])","v":0},{"$f":"CONCATENATE(Tabulation[[#This Row],[Holiday]],Tabulation[[#This Row],[Season]],Tabulation[[#This Row],[Weekend]],\"-\",IF(Tabulation[[#This Row],[Hour]]<10,0,\"\"),C3732)","v":"0Summer0-08"},{"$f":"VLOOKUP(Tabulation[[#This Row],[Concat]],Table3[],8)","v":0.28148000000000001},{"$f":"(Tabulation[[#This Row],[AC System Output (kW)]]*Tabulation[[#This Row],[Rate]])","v":0.24716223988}]
[6,4,10,2852.2429999999999,{"$f":"Tabulation[[#This Row],[AC System Output (W)]]/1000","v":2.8522430000000001},{"$f":"VLOOKUP(Tabulation[[#This Row],[Month]],Season,2)","v":"Summer"},{"$f":"(DATE(2021,Tabulation[[#This Row],[Month]],Tabulation[[#This Row],[Day]]))","v":"2021-06-04"},{"$f":"WEEKDAY(Tabulation[[#This Row],[Date]])","v":6},{"$f":"IF(OR(Tabulation[[#This Row],[DayNo]]=1,Tabulation[[#This Row],[DayNo]]=7),1,0)","v":0},{"$f":"COUNTIF(Holidays,Tabulation[[#This Row],[Date]])","v":0},{"$f":"CONCATENATE(Tabulation[[#This Row],[Holiday]],Tabulation[[#This Row],[Season]],Tabulation[[#This Row],[Weekend]],\"-\",IF(Tabulation[[#This Row],[Hour]]<10,0,\"\"),C3734)","v":"0Summer0-10"},{"$f":"VLOOKUP(Tabulation[[#This Row],[Concat]],Table3[],8)","v":0.28148000000000001},{"$f":"(Tabulation[[#This Row],[AC System Output (kW)]]*Tabulation[[#This Row],[Rate]])","v":0.80284935964000004}]
[6,4,13,2856.7939999999999,{"$f":"Tabulation[[#This Row],[AC System Output (W)]]/1000","v":2.8567939999999998},{"$f":"VLOOKUP(Tabulation[[#This Row],[Month]],Season,2)","v":"Summer"},{"$f":"(DATE(2021,Tabulation[[#This Row],[Month]],Tabulation[[#This Row],[Day]]))","v":"2021-06-04"},{"$f":"WEEKDAY(Tabulation[[#This Row],[Date]])","v":6},{"$f":"IF(OR(Tabulation[[#This Row],[DayNo]]=1,Tabulation[[#This Row],[DayNo]]=7),1,0)","v":0},{"$f":"COUNTIF(Holidays,Tabulation[[#This Row],[Date]])","v":0},{"$f":"CONCATENATE(Tabulation[[#This Row],[Holiday]],Tabulation[[#This Row],[Season]],Tabulation[[#This Row],[Weekend]],\"-\",IF(Tabulation[[#This Row],[Hour]]<10,0,\"\"),C3737)","v":"0Summer0-13"},{"$f":"VLOOKUP(Tabulation[[#This Row],[Concat]],Table3[],8)","v":0.28148000000000001},{"$f":"(Tabulation[[#This Row],[AC System Output (kW)]]*Tabulation[[#This Row],[Rate]])","v":0.80413037511999996}]
[6,4,17,564.43799999999999,{"$f":"Tabulation[[#This Row],[AC System Output (W)]]/1000","v":0.564438},{"$f":"VLOOKUP(Tabulation[[#This Row],[Month]],Season,2)","v":"Summer"},{"$f":"(DATE(2021,Tabulation[[#This Row],[Month]],Tabulation[[#This Row],[Day]]))","v":"2021-06-04"},{"$f":"WEEKDAY(Tabulation[[#This Row],[Date]])","v":6},{"$f":"IF(OR(Tabulation[[#This Row],[DayNo]]=1,Tabulation[[#This Row],[DayNo]]=7),1,0)","v":0},{"$f":"COUNTIF(Holidays,Tabulation[[#This Row],[Date]])","v":0},{"$f":"CONCATENATE(Tabulation[[#This Row],[Holiday]],Tabulation[[#This Row],[Season]],Tabulation[[#This Row],[Weekend]],\"-\",IF(Tabulation[[#This Row],[Hour]]<10,0,\"\"),C3741)","v":"0Summer0-17"},{"$f":"VLOOKUP(Tabulation[[#This Row],[Concat]],Table3[],8)","v":0.37644},{"$f":"(Tabulation[[#This Row],[AC System Output (kW)]]*Tabulation[[#This Row],[Rate]])","v":0.21247704072000001}]
[6,4,20,0,{"$f":"Tabulation[[#This Row],[AC System Output (W)]]/1000","v":0},{"$f":"VLOOKUP(Tabulation[[#This Row],[Month]],Season,2)","v":"Summer"},{"$f":"(DATE(2021,Tabulation[[#This Row],[Month]],Tabulation[[#This Row],[Day]]))","v":"2021-06-04"},{"$f":"WEEKDAY(Tabulation[[#This Row],[Date]])","v":6},{"$f":"IF(OR(Tabulation[[#This Row],[DayNo]]=1,Tabulation[[#This Row],[DayNo]]=7),1,0)","v":0},{"$f":"COUNTIF(Holidays,Tabulation[[#This Row],[Date]])","v":0},{"$f":"CONCATENATE(Tabulation[[#This Row],[Holiday]],Tabulation[[#This Row],[Season]],Tabulation[[#This Row],[Weekend]],\"-\",IF(Tabulation[[#This Row],[Hour]]<10,0,\"\"),C3744)","v":"0Summer0-20"},{"$f":"VLOOKUP(Tabulation[[#This Row],[Concat]],Table3[],8)","v":0.28148000000000001},{"$f":"(Tabulation[[#This Row],[AC System Output (kW)]]*Tabulation[[#This Row],[Rate]])","v":0}]
[6,4,23,0,{"$f":"Tabulation[[#This Row],[AC System Output (W)]]/1000","v":0},{"$f":"VLOOKUP(Tabulation[[#This Row],[Month]],Season,2)","v":"Summer"},{"$f":"(DATE(2021,Tabulation[[#This Row],[Month]],Tabulation[[#This Row],[Day]]))","v":"2021-06-04"},{"$f":"WEEKDAY(Tabulation[[#This Row],[Date]])","v":6},{"$f":"IF(OR(Tabulation[[#This Row],[DayNo]]=1,Tabulation[[#This Row],[DayNo]]=7),1,0)","v":0},{"$f":"COUNTIF(Holidays,Tabulation[[#This Row],[Date]])","v":0},{"$f":"CONCATENATE(Tabulation[[#This Row],[Holiday]],Tabulation[[#This Row],[Season]],Tabulation[[#This Row],[Weekend]],\"-\",IF(Tabulation[[#This Row],[Hour]]<10,0,\"\"),C3747)","v":"0Summer0-23"},{"$f":"VLOOKUP(Tabulation[[#This Row],[Concat]],Table3[],8)","v":0.28148000000000001},{"$f":"(Tabulation[[#This Row],[AC System Output (kW)]]*Tabulation[[#This Row],[Rate]])","v":0}]
[6,5,0,0,{"$f":"Tabulation[[#This Row],[AC System Output (W)]]/1000","v":0},{"$f":"VLOOKUP(Tabulation[[#This Row],[Month]],Season,2)","v":"Summer"},{"$f":"(DATE(2021,Tabulation[[#This Row],[Month]],Tabulation[[#This Row],[Day]]))","v":"2021-06-05"},{"$f":"WEEKDAY(Tabulation[[#This Row],[Date]])","v":7},{"$f":"IF(OR(Tabulation[[#This Row],[DayNo]]=1,Tabulation[[#This Row],[DayNo]]=7),1,0)","v":1},{"$f":"COUNTIF(Holidays,Tabulation[[#This Row],[Date]])","v":0},{"$f":"CONCATENATE(Tabulation[[#This Row],[Holiday]],Tabulation[[#This Row],[Season]],Tabulation[[#This Row],[Weekend]],\"-\",IF(Tabulation[[#This Row],[Hour]]<10,0,\"\"),C3748)","v":"0Summer1-00"},{"$f":"VLOOKUP(Tabulation[[#This Row],[Concat]],Table3[],8)","v":0.28148000000000001},{"$f":"(Tabulation[[#This Row],[AC System Output (kW)]]*Tabulation[[#This Row],[Rate]])","v":0}]
[6,5,5,96.138000000000005,{"$f":"Tabulation[[#This Row],[AC System Output (W)]]/1000","v":9.6138000000000001E-2},{"$f":"VLOOKUP(Tabulation[[#This Row],[Month]],Season,2)","v":"Summer"},{"$f":"(DATE(2021,Tabulation[[#This Row],[Month]],Tabulation[[#This Row],[Day]]))","v":"2021-06-05"},{"$f":"WEEKDAY(Tabulation[[#This Row],[Date]])","v":7},{"$f":"IF(OR(Tabulation[[#This Row],[DayNo]]=1,Tabulation[[#This Row],[DayNo]]=7),1,0)","v":1},{"$f":"COUNTIF(Holidays,Tabulation[[#This Row],[Date]])","v":0},{"$f":"CONCATENATE(Tabulation[[#This Row],[Holiday]],Tabulation[[#This Row],[Season]],Tabulation[[#This Row],[Weekend]],\"-\",IF(Tabulation[[#This Row],[Hour]]<10,0,\"\"),C3753)","v":"0Summer1-05"},{"$f":"VLOOKUP(Tabulation[[#This Row],[Concat]],Table3[],8)","v":0.28148000000000001},{"$f":"(Tabulation[[#This Row],[AC System Output (kW)]]*Tabulation[[#This Row],[Rate]])","v":2.7060924240000003E-2}]
[6,5,8,1974.7139999999999,{"$f":"Tabulation[[#This Row],[AC System Output (W)]]/1000","v":1.9747139999999999},{"$f":"VLOOKUP(Tabulation[[#This Row],[Month]],Season,2)","v":"Summer"},{"$f":"(DATE(2021,Tabulation[[#This Row],[Month]],Tabulation[[#This Row],[Day]]))","v":"2021-06-05"},{"$f":"WEEKDAY(Tabulation[[#This Row],[Date]])","v":7},{"$f":"IF(OR(Tabulation[[#This Row],[DayNo]]=1,Tabulation[[#This Row],[DayNo]]=7),1,0)","v":1},{"$f":"COUNTIF(Holidays,Tabulation[[#This Row],[Date]])","v":0},{"$f":"CONCATENATE(Tabulation[[#This Row],[Holiday]],Tabulation[[#This Row],[Season]],Tabulation[[#This Row],[Weekend]],\"-\",IF(Tabulation[[#This Row],[Hour]]<10,0,\"\"),C3756)","v":"0Summer1-08"},{"$f":"VLOOKUP(Tabulation[[#This Row],[Concat]],Table3[],8)","v":0.28148000000000001},{"$f":"(Tabulation[[#This Row],[AC System Output (kW)]]*Tabulation[[#This Row],[Rate]])","v":0.55584249671999997}]
[6,5,11,3055.634,{"$f":"Tabulation[[#This Row],[AC System Output (W)]]/1000","v":3.055634},{"$f":"VLOOKUP(Tabulation[[#This Row],[Month]],Season,2)","v":"Summer"},{"$f":"(DATE(2021,Tabulation[[#This Row],[Month]],Tabulation[[#This Row],[Day]]))","v":"2021-06-05"},{"$f":"WEEKDAY(Tabulation[[#This Row],[Date]])","v":7},{"$f":"IF(OR(Tabulation[[#This Row],[DayNo]]=1,Tabulation[[#This Row],[DayNo]]=7),1,0)","v":1},{"$f":"COUNTIF(Holidays,Tabulation[[#This Row],[Date]])","v":0},{"$f":"CONCATENATE(Tabulation[[#This Row],[Holiday]],Tabulation[[#This Row],[Season]],Tabulation[[#This Row],[Weekend]],\"-\",IF(Tabulation[[#This Row],[Hour]]<10,0,\"\"),C3759)","v":"0Summer1-11"},{"$f":"VLOOKUP(Tabulation[[#This Row],[Concat]],Table3[],8)","v":0.28148000000000001},{"$f":"(Tabulation[[#This Row],[AC System Output (kW)]]*Tabulation[[#This Row],[Rate]])","v":0.86009985832000002}]
[6,5,14,2600.0050000000001,{"$f":"Tabulation[[#This Row],[AC System Output (W)]]/1000","v":2.6000049999999999},{"$f":"VLOOKUP(Tabulation[[#This Row],[Month]],Season,2)","v":"Summer"},{"$f":"(DATE(2021,Tabulation[[#This Row],[Month]],Tabulation[[#This Row],[Day]]))","v":"2021-06-05"},{"$f":"WEEKDAY(Tabulation[[#This Row],[Date]])","v":7},{"$f":"IF(OR(Tabulation[[#This Row],[DayNo]]=1,Tabulation[[#This Row],[DayNo]]=7),1,0)","v":1},{"$f":"COUNTIF(Holidays,Tabulation[[#This Row],[Date]])","v":0},{"$f":"CONCATENATE(Tabulation[[#This Row],[Holiday]],Tabulation[[#This Row],[Season]],Tabulation[[#This Row],[Weekend]],\"-\",IF(Tabulation[[#This Row],[Hour]]<10,0,\"\"),C3762)","v":"0Summer1-14"},{"$f":"VLOOKUP(Tabulation[[#This Row],[Concat]],Table3[],8)","v":0.28148000000000001},{"$f":"(Tabulation[[#This Row],[AC System Output (kW)]]*Tabulation[[#This Row],[Rate]])","v":0.73184940740000004}]
[6,5,18,83.61,{"$f":"Tabulation[[#This Row],[AC System Output (W)]]/1000","v":8.3610000000000004E-2},{"$f":"VLOOKUP(Tabulation[[#This Row],[Month]],Season,2)","v":"Summer"},{"$f":"(DATE(2021,Tabulation[[#This Row],[Month]],Tabulation[[#This Row],[Day]]))","v":"2021-06-05"},{"$f":"WEEKDAY(Tabulation[[#This Row],[Date]])","v":7},{"$f":"IF(OR(Tabulation[[#This Row],[DayNo]]=1,Tabulation[[#This Row],[DayNo]]=7),1,0)","v":1},{"$f":"COUNTIF(Holidays,Tabulation[[#This Row],[Date]])","v":0},{"$f":"CONCATENATE(Tabulation[[#This Row],[Holiday]],Tabulation[[#This Row],[Season]],Tabulation[[#This Row],[Weekend]],\"-\",IF(Tabulation[[#This Row],[Hour]]<10,0,\"\"),C3766)","v":"0Summer1-18"},{"$f":"VLOOKUP(Tabulation[[#This Row],[Concat]],Table3[],8)","v":0.28148000000000001},{"$f":"(Tabulation[[#This Row],[AC System Output (kW)]]*Tabulation[[#This Row],[Rate]])","v":2.3534542800000002E-2}]
[6,5,21,0,{"$f":"Tabulation[[#This Row],[AC System Output (W)]]/1000","v":0},{"$f":"VLOOKUP(Tabulation[[#This Row],[Month]],Season,2)","v":"Summer"},{"$f":"(DATE(2021,Tabulation[[#This Row],[Month]],Tabulation[[#This Row],[Day]]))","v":"2021-06-05"},{"$f":"WEEKDAY(Tabulation[[#This Row],[Date]])","v":7},{"$f":"IF(OR(Tabulation[[#This Row],[DayNo]]=1,Tabulation[[#This Row],[DayNo]]=7),1,0)","v":1},{"$f":"COUNTIF(Holidays,Tabulation[[#This Row],[Date]])","v":0},{"$f":"CONCATENATE(Tabulation[[#This Row],[Holiday]],Tabulation[[#This Row],[Season]],Tabulation[[#This Row],[Weekend]],\"-\",IF(Tabulation[[#This Row],[Hour]]<10,0,\"\"),C3769)","v":"0Summer1-21"},{"$f":"VLOOKUP(Tabulation[[#This Row],[Concat]],Table3[],8)","v":0.28148000000000001},{"$f":"(Tabulation[[#This Row],[AC System Output (kW)]]*Tabulation[[#This Row],[Rate]])","v":0}]
[6,5,22,0,{"$f":"Tabulation[[#This Row],[AC System Output (W)]]/1000","v":0},{"$f":"VLOOKUP(Tabulation[[#This Row],[Month]],Season,2)","v":"Summer"},{"$f":"(DATE(2021,Tabulation[[#This Row],[Month]],Tabulation[[#This Row],[Day]]))","v":"2021-06-05"},{"$f":"WEEKDAY(Tabulation[[#This Row],[Date]])","v":7},{"$f":"IF(OR(Tabulation[[#This Row],[DayNo]]=1,Tabulation[[#This Row],[DayNo]]=7),1,0)","v":1},{"$f":"COUNTIF(Holidays,Tabulation[[#This Row],[Date]])","v":0},{"$f":"CONCATENATE(Tabulation[[#This Row],[Holiday]],Tabulation[[#This Row],[Season]],Tabulation[[#This Row],[Weekend]],\"-\",IF(Tabulation[[#This Row],[Hour]]<10,0,\"\"),C3770)","v":"0Summer1-22"},{"$f":"VLOOKUP(Tabulation[[#This Row],[Concat]],Table3[],8)","v":0.28148000000000001},{"$f":"(Tabulation[[#This Row],[AC System Output (kW)]]*Tabulation[[#This Row],[Rate]])","v":0}]
[6,6,2,0,{"$f":"Tabulation[[#This Row],[AC System Output (W)]]/1000","v":0},{"$f":"VLOOKUP(Tabulation[[#This Row],[Month]],Season,2)","v":"Summer"},{"$f":"(DATE(2021,Tabulation[[#This Row],[Month]],Tabulation[[#This Row],[Day]]))","v":"2021-06-06"},{"$f":"WEEKDAY(Tabulation[[#This Row],[Date]])","v":1},{"$f":"IF(OR(Tabulation[[#This Row],[DayNo]]=1,Tabulation[[#This Row],[DayNo]]=7),1,0)","v":1},{"$f":"COUNTIF(Holidays,Tabulation[[#This Row],[Date]])","v":0},{"$f":"CONCATENATE(Tabulation[[#This Row],[Holiday]],Tabulation[[#This Row],[Season]],Tabulation[[#This Row],[Weekend]],\"-\",IF(Tabulation[[#This Row],[Hour]]<10,0,\"\"),C3774)","v":"0Summer1-02"},{"$f":"VLOOKUP(Tabulation[[#This Row],[Concat]],Table3[],8)","v":0.28148000000000001},{"$f":"(Tabulation[[#This Row],[AC System Output (kW)]]*Tabulation[[#This Row],[Rate]])","v":0}]
[6,6,5,86.277000000000001,{"$f":"Tabulation[[#This Row],[AC System Output (W)]]/1000","v":8.6277000000000006E-2},{"$f":"VLOOKUP(Tabulation[[#This Row],[Month]],Season,2)","v":"Summer"},{"$f":"(DATE(2021,Tabulation[[#This Row],[Month]],Tabulation[[#This Row],[Day]]))","v":"2021-06-06"},{"$f":"WEEKDAY(Tabulation[[#This Row],[Date]])","v":1},{"$f":"IF(OR(Tabulation[[#This Row],[DayNo]]=1,Tabulation[[#This Row],[DayNo]]=7),1,0)","v":1},{"$f":"COUNTIF(Holidays,Tabulation[[#This Row],[Date]])","v":0},{"$f":"CONCATENATE(Tabulation[[#This Row],[Holiday]],Tabulation[[#This Row],[Season]],Tabulation[[#This Row],[Weekend]],\"-\",IF(Tabulation[[#This Row],[Hour]]<10,0,\"\"),C3777)","v":"0Summer1-05"},{"$f":"VLOOKUP(Tabulation[[#This Row],[Concat]],Table3[],8)","v":0.28148000000000001},{"$f":"(Tabulation[[#This Row],[AC System Output (kW)]]*Tabulation[[#This Row],[Rate]])","v":2.4285249960000001E-2}]
[6,6,9,2485.163,{"$f":"Tabulation[[#This Row],[AC System Output (W)]]/1000","v":2.485163},{"$f":"VLOOKUP(Tabulation[[#This Row],[Month]],Season,2)","v":"Summer"},{"$f":"(DATE(2021,Tabulation[[#This Row],[Month]],Tabulation[[#This Row],[Day]]))","v":"2021-06-06"},{"$f":"WEEKDAY(Tabulation[[#This Row],[Date]])","v":1},{"$f":"IF(OR(Tabulation[[#This Row],[DayNo]]=1,Tabulation[[#This Row],[DayNo]]=7),1,0)","v":1},{"$f":"COUNTIF(Holidays,Tabulation[[#This Row],[Date]])","v":0},{"$f":"CONCATENATE(Tabulation[[#This Row],[Holiday]],Tabulation[[#This Row],[Season]],Tabulation[[#This Row],[Weekend]],\"-\",IF(Tabulation[[#This Row],[Hour]]<10,0,\"\"),C3781)","v":"0Summer1-09"},{"$f":"VLOOKUP(Tabulation[[#This Row],[Concat]],Table3[],8)","v":0.28148000000000001},{"$f":"(Tabulation[[#This Row],[AC System Output (kW)]]*Tabulation[[#This Row],[Rate]])","v":0.69952368123999997}]
[6,6,12,3082.33,{"$f":"Tabulation[[#This Row],[AC System Output (W)]]/1000","v":3.0823299999999998},{"$f":"VLOOKUP(Tabulation[[#This Row],[Month]],Season,2)","v":"Summer"},{"$f":"(DATE(2021,Tabulation[[#This Row],[Month]],Tabulation[[#This Row],[Day]]))","v":"2021-06-06"},{"$f":"WEEKDAY(Tabulation[[#This Row],[Date]])","v":1},{"$f":"IF(OR(Tabulation[[#This Row],[DayNo]]=1,Tabulation[[#This Row],[DayNo]]=7),1,0)","v":1},{"$f":"COUNTIF(Holidays,Tabulation[[#This Row],[Date]])","v":0},{"$f":"CONCATENATE(Tabulation[[#This Row],[Holiday]],Tabulation[[#This Row],[Season]],Tabulation[[#This Row],[Weekend]],\"-\",IF(Tabulation[[#This Row],[Hour]]<10,0,\"\"),C3784)","v":"0Summer1-12"},{"$f":"VLOOKUP(Tabulation[[#This Row],[Concat]],Table3[],8)","v":0.28148000000000001},{"$f":"(Tabulation[[#This Row],[AC System Output (kW)]]*Tabulation[[#This Row],[Rate]])","v":0.86761424840000001}]
[6,6,15,2020.4369999999999,{"$f":"Tabulation[[#This Row],[AC System Output (W)]]/1000","v":2.0204369999999998},{"$f":"VLOOKUP(Tabulation[[#This Row],[Month]],Season,2)","v":"Summer"},{"$f":"(DATE(2021,Tabulation[[#This Row],[Month]],Tabulation[[#This Row],[Day]]))","v":"2021-06-06"},{"$f":"WEEKDAY(Tabulation[[#This Row],[Date]])","v":1},{"$f":"IF(OR(Tabulation[[#This Row],[DayNo]]=1,Tabulation[[#This Row],[DayNo]]=7),1,0)","v":1},{"$f":"COUNTIF(Holidays,Tabulation[[#This Row],[Date]])","v":0},{"$f":"CONCATENATE(Tabulation[[#This Row],[Holiday]],Tabulation[[#This Row],[Season]],Tabulation[[#This Row],[Weekend]],\"-\",IF(Tabulation[[#This Row],[Hour]]<10,0,\"\"),C3787)","v":"0Summer1-15"},{"$f":"VLOOKUP(Tabulation[[#This Row],[Concat]],Table3[],8)","v":0.28148000000000001},{"$f":"(Tabulation[[#This Row],[AC System Output (kW)]]*Tabulation[[#This Row],[Rate]])","v":0.56871260676000002}]
[6,6,19,0,{"$f":"Tabulation[[#This Row],[AC System Output (W)]]/1000","v":0},{"$f":"VLOOKUP(Tabulation[[#This Row],[Month]],Season,2)","v":"Summer"},{"$f":"(DATE(2021,Tabulation[[#This Row],[Month]],Tabulation[[#This Row],[Day]]))","v":"2021-06-06"},{"$f":"WEEKDAY(Tabulation[[#This Row],[Date]])","v":1},{"$f":"IF(OR(Tabulation[[#This Row],[DayNo]]=1,Tabulation[[#This Row],[DayNo]]=7),1,0)","v":1},{"$f":"COUNTIF(Holidays,Tabulation[[#This Row],[Date]])","v":0},{"$f":"CONCATENATE(Tabulation[[#This Row],[Holiday]],Tabulation[[#This Row],[Season]],Tabulation[[#This Row],[Weekend]],\"-\",IF(Tabulation[[#This Row],[Hour]]<10,0,\"\"),C3791)","v":"0Summer1-19"},{"$f":"VLOOKUP(Tabulation[[#This Row],[Concat]],Table3[],8)","v":0.28148000000000001},{"$f":"(Tabulation[[#This Row],[AC System Output (kW)]]*Tabulation[[#This Row],[Rate]])","v":0}]
[6,6,22,0,{"$f":"Tabulation[[#This Row],[AC System Output (W)]]/1000","v":0},{"$f":"VLOOKUP(Tabulation[[#This Row],[Month]],Season,2)","v":"Summer"},{"$f":"(DATE(2021,Tabulation[[#This Row],[Month]],Tabulation[[#This Row],[Day]]))","v":"2021-06-06"},{"$f":"WEEKDAY(Tabulation[[#This Row],[Date]])","v":1},{"$f":"IF(OR(Tabulation[[#This Row],[DayNo]]=1,Tabulation[[#This Row],[DayNo]]=7),1,0)","v":1},{"$f":"COUNTIF(Holidays,Tabulation[[#This Row],[Date]])","v":0},{"$f":"CONCATENATE(Tabulation[[#This Row],[Holiday]],Tabulation[[#This Row],[Season]],Tabulation[[#This Row],[Weekend]],\"-\",IF(Tabulation[[#This Row],[Hour]]<10,0,\"\"),C3794)","v":"0Summer1-22"},{"$f":"VLOOKUP(Tabulation[[#This Row],[Concat]],Table3[],8)","v":0.28148000000000001},{"$f":"(Tabulation[[#This Row],[AC System Output (kW)]]*Tabulation[[#This Row],[Rate]])","v":0}]
[6,6,23,0,{"$f":"Tabulation[[#This Row],[AC System Output (W)]]/1000","v":0},{"$f":"VLOOKUP(Tabulation[[#This Row],[Month]],Season,2)","v":"Summer"},{"$f":"(DATE(2021,Tabulation[[#This Row],[Month]],Tabulation[[#This Row],[Day]]))","v":"2021-06-06"},{"$f":"WEEKDAY(Tabulation[[#This Row],[Date]])","v":1},{"$f":"IF(OR(Tabulation[[#This Row],[DayNo]]=1,Tabulation[[#This Row],[DayNo]]=7),1,0)","v":1},{"$f":"COUNTIF(Holidays,Tabulation[[#This Row],[Date]])","v":0},{"$f":"CONCATENATE(Tabulation[[#This Row],[Holiday]],Tabulation[[#This Row],[Season]],Tabulation[[#This Row],[Weekend]],\"-\",IF(Tabulation[[#This Row],[Hour]]<10,0,\"\"),C3795)","v":"0Summer1-23"},{"$f":"VLOOKUP(Tabulation[[#This Row],[Concat]],Table3[],8)","v":0.28148000000000001},{"$f":"(Tabulation[[#This Row],[AC System Output (kW)]]*Tabulation[[#This Row],[Rate]])","v":0}]
[6,7,3,0,{"$f":"Tabulation[[#This Row],[AC System Output (W)]]/1000","v":0},{"$f":"VLOOKUP(Tabulation[[#This Row],[Month]],Season,2)","v":"Summer"},{"$f":"(DATE(2021,Tabulation[[#This Row],[Month]],Tabulation[[#This Row],[Day]]))","v":"2021-06-07"},{"$f":"WEEKDAY(Tabulation[[#This Row],[Date]])","v":2},{"$f":"IF(OR(Tabulation[[#This Row],[DayNo]]=1,Tabulation[[#This Row],[DayNo]]=7),1,0)","v":0},{"$f":"COUNTIF(Holidays,Tabulation[[#This Row],[Date]])","v":0},{"$f":"CONCATENATE(Tabulation[[#This Row],[Holiday]],Tabulation[[#This Row],[Season]],Tabulation[[#This Row],[Weekend]],\"-\",IF(Tabulation[[#This Row],[Hour]]<10,0,\"\"),C3799)","v":"0Summer0-03"},{"$f":"VLOOKUP(Tabulation[[#This Row],[Concat]],Table3[],8)","v":0.28148000000000001},{"$f":"(Tabulation[[#This Row],[AC System Output (kW)]]*Tabulation[[#This Row],[Rate]])","v":0}]
[6,7,6,532.32299999999998,{"$f":"Tabulation[[#This Row],[AC System Output (W)]]/1000","v":0.53232299999999999},{"$f":"VLOOKUP(Tabulation[[#This Row],[Month]],Season,2)","v":"Summer"},{"$f":"(DATE(2021,Tabulation[[#This Row],[Month]],Tabulation[[#This Row],[Day]]))","v":"2021-06-07"},{"$f":"WEEKDAY(Tabulation[[#This Row],[Date]])","v":2},{"$f":"IF(OR(Tabulation[[#This Row],[DayNo]]=1,Tabulation[[#This Row],[DayNo]]=7),1,0)","v":0},{"$f":"COUNTIF(Holidays,Tabulation[[#This Row],[Date]])","v":0},{"$f":"CONCATENATE(Tabulation[[#This Row],[Holiday]],Tabulation[[#This Row],[Season]],Tabulation[[#This Row],[Weekend]],\"-\",IF(Tabulation[[#This Row],[Hour]]<10,0,\"\"),C3802)","v":"0Summer0-06"},{"$f":"VLOOKUP(Tabulation[[#This Row],[Concat]],Table3[],8)","v":0.28148000000000001},{"$f":"(Tabulation[[#This Row],[AC System Output (kW)]]*Tabulation[[#This Row],[Rate]])","v":0.14983827803999999}]
[6,7,10,2786.0140000000001,{"$f":"Tabulation[[#This Row],[AC System Output (W)]]/1000","v":2.7860140000000002},{"$f":"VLOOKUP(Tabulation[[#This Row],[Month]],Season,2)","v":"Summer"},{"$f":"(DATE(2021,Tabulation[[#This Row],[Month]],Tabulation[[#This Row],[Day]]))","v":"2021-06-07"},{"$f":"WEEKDAY(Tabulation[[#This Row],[Date]])","v":2},{"$f":"IF(OR(Tabulation[[#This Row],[DayNo]]=1,Tabulation[[#This Row],[DayNo]]=7),1,0)","v":0},{"$f":"COUNTIF(Holidays,Tabulation[[#This Row],[Date]])","v":0},{"$f":"CONCATENATE(Tabulation[[#This Row],[Holiday]],Tabulation[[#This Row],[Season]],Tabulation[[#This Row],[Weekend]],\"-\",IF(Tabulation[[#This Row],[Hour]]<10,0,\"\"),C3806)","v":"0Summer0-10"},{"$f":"VLOOKUP(Tabulation[[#This Row],[Concat]],Table3[],8)","v":0.28148000000000001},{"$f":"(Tabulation[[#This Row],[AC System Output (kW)]]*Tabulation[[#This Row],[Rate]])","v":0.78420722072000004}]
[6,7,13,2813.8449999999998,{"$f":"Tabulation[[#This Row],[AC System Output (W)]]/1000","v":2.8138449999999997},{"$f":"VLOOKUP(Tabulation[[#This Row],[Month]],Season,2)","v":"Summer"},{"$f":"(DATE(2021,Tabulation[[#This Row],[Month]],Tabulation[[#This Row],[Day]]))","v":"2021-06-07"},{"$f":"WEEKDAY(Tabulation[[#This Row],[Date]])","v":2},{"$f":"IF(OR(Tabulation[[#This Row],[DayNo]]=1,Tabulation[[#This Row],[DayNo]]=7),1,0)","v":0},{"$f":"COUNTIF(Holidays,Tabulation[[#This Row],[Date]])","v":0},{"$f":"CONCATENATE(Tabulation[[#This Row],[Holiday]],Tabulation[[#This Row],[Season]],Tabulation[[#This Row],[Weekend]],\"-\",IF(Tabulation[[#This Row],[Hour]]<10,0,\"\"),C3809)","v":"0Summer0-13"},{"$f":"VLOOKUP(Tabulation[[#This Row],[Concat]],Table3[],8)","v":0.28148000000000001},{"$f":"(Tabulation[[#This Row],[AC System Output (kW)]]*Tabulation[[#This Row],[Rate]])","v":0.79204109059999994}]
[6,7,17,550.60599999999999,{"$f":"Tabulation[[#This Row],[AC System Output (W)]]/1000","v":0.55060600000000004},{"$f":"VLOOKUP(Tabulation[[#This Row],[Month]],Season,2)","v":"Summer"},{"$f":"(DATE(2021,Tabulation[[#This Row],[Month]],Tabulation[[#This Row],[Day]]))","v":"2021-06-07"},{"$f":"WEEKDAY(Tabulation[[#This Row],[Date]])","v":2},{"$f":"IF(OR(Tabulation[[#This Row],[DayNo]]=1,Tabulation[[#This Row],[DayNo]]=7),1,0)","v":0},{"$f":"COUNTIF(Holidays,Tabulation[[#This Row],[Date]])","v":0},{"$f":"CONCATENATE(Tabulation[[#This Row],[Holiday]],Tabulation[[#This Row],[Season]],Tabulation[[#This Row],[Weekend]],\"-\",IF(Tabulation[[#This Row],[Hour]]<10,0,\"\"),C3813)","v":"0Summer0-17"},{"$f":"VLOOKUP(Tabulation[[#This Row],[Concat]],Table3[],8)","v":0.37644},{"$f":"(Tabulation[[#This Row],[AC System Output (kW)]]*Tabulation[[#This Row],[Rate]])","v":0.20727012264000003}]
[6,7,20,0,{"$f":"Tabulation[[#This Row],[AC System Output (W)]]/1000","v":0},{"$f":"VLOOKUP(Tabulation[[#This Row],[Month]],Season,2)","v":"Summer"},{"$f":"(DATE(2021,Tabulation[[#This Row],[Month]],Tabulation[[#This Row],[Day]]))","v":"2021-06-07"},{"$f":"WEEKDAY(Tabulation[[#This Row],[Date]])","v":2},{"$f":"IF(OR(Tabulation[[#This Row],[DayNo]]=1,Tabulation[[#This Row],[DayNo]]=7),1,0)","v":0},{"$f":"COUNTIF(Holidays,Tabulation[[#This Row],[Date]])","v":0},{"$f":"CONCATENATE(Tabulation[[#This Row],[Holiday]],Tabulation[[#This Row],[Season]],Tabulation[[#This Row],[Weekend]],\"-\",IF(Tabulation[[#This Row],[Hour]]<10,0,\"\"),C3816)","v":"0Summer0-20"},{"$f":"VLOOKUP(Tabulation[[#This Row],[Concat]],Table3[],8)","v":0.28148000000000001},{"$f":"(Tabulation[[#This Row],[AC System Output (kW)]]*Tabulation[[#This Row],[Rate]])","v":0}]
[6,8,0,0,{"$f":"Tabulation[[#This Row],[AC System Output (W)]]/1000","v":0},{"$f":"VLOOKUP(Tabulation[[#This Row],[Month]],Season,2)","v":"Summer"},{"$f":"(DATE(2021,Tabulation[[#This Row],[Month]],Tabulation[[#This Row],[Day]]))","v":"2021-06-08"},{"$f":"WEEKDAY(Tabulation[[#This Row],[Date]])","v":3},{"$f":"IF(OR(Tabulation[[#This Row],[DayNo]]=1,Tabulation[[#This Row],[DayNo]]=7),1,0)","v":0},{"$f":"COUNTIF(Holidays,Tabulation[[#This Row],[Date]])","v":0},{"$f":"CONCATENATE(Tabulation[[#This Row],[Holiday]],Tabulation[[#This Row],[Season]],Tabulation[[#This Row],[Weekend]],\"-\",IF(Tabulation[[#This Row],[Hour]]<10,0,\"\"),C3820)","v":"0Summer0-00"},{"$f":"VLOOKUP(Tabulation[[#This Row],[Concat]],Table3[],8)","v":0.28148000000000001},{"$f":"(Tabulation[[#This Row],[AC System Output (kW)]]*Tabulation[[#This Row],[Rate]])","v":0}]
[6,8,1,0,{"$f":"Tabulation[[#This Row],[AC System Output (W)]]/1000","v":0},{"$f":"VLOOKUP(Tabulation[[#This Row],[Month]],Season,2)","v":"Summer"},{"$f":"(DATE(2021,Tabulation[[#This Row],[Month]],Tabulation[[#This Row],[Day]]))","v":"2021-06-08"},{"$f":"WEEKDAY(Tabulation[[#This Row],[Date]])","v":3},{"$f":"IF(OR(Tabulation[[#This Row],[DayNo]]=1,Tabulation[[#This Row],[DayNo]]=7),1,0)","v":0},{"$f":"COUNTIF(Holidays,Tabulation[[#This Row],[Date]])","v":0},{"$f":"CONCATENATE(Tabulation[[#This Row],[Holiday]],Tabulation[[#This Row],[Season]],Tabulation[[#This Row],[Weekend]],\"-\",IF(Tabulation[[#This Row],[Hour]]<10,0,\"\"),C3821)","v":"0Summer0-01"},{"$f":"VLOOKUP(Tabulation[[#This Row],[Concat]],Table3[],8)","v":0.28148000000000001},{"$f":"(Tabulation[[#This Row],[AC System Output (kW)]]*Tabulation[[#This Row],[Rate]])","v":0}]
[6,8,4,0,{"$f":"Tabulation[[#This Row],[AC System Output (W)]]/1000","v":0},{"$f":"VLOOKUP(Tabulation[[#This Row],[Month]],Season,2)","v":"Summer"},{"$f":"(DATE(2021,Tabulation[[#This Row],[Month]],Tabulation[[#This Row],[Day]]))","v":"2021-06-08"},{"$f":"WEEKDAY(Tabulation[[#This Row],[Date]])","v":3},{"$f":"IF(OR(Tabulation[[#This Row],[DayNo]]=1,Tabulation[[#This Row],[DayNo]]=7),1,0)","v":0},{"$f":"COUNTIF(Holidays,Tabulation[[#This Row],[Date]])","v":0},{"$f":"CONCATENATE(Tabulation[[#This Row],[Holiday]],Tabulation[[#This Row],[Season]],Tabulation[[#This Row],[Weekend]],\"-\",IF(Tabulation[[#This Row],[Hour]]<10,0,\"\"),C3824)","v":"0Summer0-04"},{"$f":"VLOOKUP(Tabulation[[#This Row],[Concat]],Table3[],8)","v":0.28148000000000001},{"$f":"(Tabulation[[#This Row],[AC System Output (kW)]]*Tabulation[[#This Row],[Rate]])","v":0}]
[6,8,7,1282.932,{"$f":"Tabulation[[#This Row],[AC System Output (W)]]/1000","v":1.282932},{"$f":"VLOOKUP(Tabulation[[#This Row],[Month]],Season,2)","v":"Summer"},{"$f":"(DATE(2021,Tabulation[[#This Row],[Month]],Tabulation[[#This Row],[Day]]))","v":"2021-06-08"},{"$f":"WEEKDAY(Tabulation[[#This Row],[Date]])","v":3},{"$f":"IF(OR(Tabulation[[#This Row],[DayNo]]=1,Tabulation[[#This Row],[DayNo]]=7),1,0)","v":0},{"$f":"COUNTIF(Holidays,Tabulation[[#This Row],[Date]])","v":0},{"$f":"CONCATENATE(Tabulation[[#This Row],[Holiday]],Tabulation[[#This Row],[Season]],Tabulation[[#This Row],[Weekend]],\"-\",IF(Tabulation[[#This Row],[Hour]]<10,0,\"\"),C3827)","v":"0Summer0-07"},{"$f":"VLOOKUP(Tabulation[[#This Row],[Concat]],Table3[],8)","v":0.28148000000000001},{"$f":"(Tabulation[[#This Row],[AC System Output (kW)]]*Tabulation[[#This Row],[Rate]])","v":0.36111969935999999}]
[6,8,11,3017.0630000000001,{"$f":"Tabulation[[#This Row],[AC System Output (W)]]/1000","v":3.0170630000000003},{"$f":"VLOOKUP(Tabulation[[#This Row],[Month]],Season,2)","v":"Summer"},{"$f":"(DATE(2021,Tabulation[[#This Row],[Month]],Tabulation[[#This Row],[Day]]))","v":"2021-06-08"},{"$f":"WEEKDAY(Tabulation[[#This Row],[Date]])","v":3},{"$f":"IF(OR(Tabulation[[#This Row],[DayNo]]=1,Tabulation[[#This Row],[DayNo]]=7),1,0)","v":0},{"$f":"COUNTIF(Holidays,Tabulation[[#This Row],[Date]])","v":0},{"$f":"CONCATENATE(Tabulation[[#This Row],[Holiday]],Tabulation[[#This Row],[Season]],Tabulation[[#This Row],[Weekend]],\"-\",IF(Tabulation[[#This Row],[Hour]]<10,0,\"\"),C3831)","v":"0Summer0-11"},{"$f":"VLOOKUP(Tabulation[[#This Row],[Concat]],Table3[],8)","v":0.28148000000000001},{"$f":"(Tabulation[[#This Row],[AC System Output (kW)]]*Tabulation[[#This Row],[Rate]])","v":0.84924289324000013}]
[6,8,14,2544.0079999999998,{"$f":"Tabulation[[#This Row],[AC System Output (W)]]/1000","v":2.5440079999999998},{"$f":"VLOOKUP(Tabulation[[#This Row],[Month]],Season,2)","v":"Summer"},{"$f":"(DATE(2021,Tabulation[[#This Row],[Month]],Tabulation[[#This Row],[Day]]))","v":"2021-06-08"},{"$f":"WEEKDAY(Tabulation[[#This Row],[Date]])","v":3},{"$f":"IF(OR(Tabulation[[#This Row],[DayNo]]=1,Tabulation[[#This Row],[DayNo]]=7),1,0)","v":0},{"$f":"COUNTIF(Holidays,Tabulation[[#This Row],[Date]])","v":0},{"$f":"CONCATENATE(Tabulation[[#This Row],[Holiday]],Tabulation[[#This Row],[Season]],Tabulation[[#This Row],[Weekend]],\"-\",IF(Tabulation[[#This Row],[Hour]]<10,0,\"\"),C3834)","v":"0Summer0-14"},{"$f":"VLOOKUP(Tabulation[[#This Row],[Concat]],Table3[],8)","v":0.28148000000000001},{"$f":"(Tabulation[[#This Row],[AC System Output (kW)]]*Tabulation[[#This Row],[Rate]])","v":0.71608737183999993}]
[6,8,18,96.454999999999998,{"$f":"Tabulation[[#This Row],[AC System Output (W)]]/1000","v":9.6454999999999999E-2},{"$f":"VLOOKUP(Tabulation[[#This Row],[Month]],Season,2)","v":"Summer"},{"$f":"(DATE(2021,Tabulation[[#This Row],[Month]],Tabulation[[#This Row],[Day]]))","v":"2021-06-08"},{"$f":"WEEKDAY(Tabulation[[#This Row],[Date]])","v":3},{"$f":"IF(OR(Tabulation[[#This Row],[DayNo]]=1,Tabulation[[#This Row],[DayNo]]=7),1,0)","v":0},{"$f":"COUNTIF(Holidays,Tabulation[[#This Row],[Date]])","v":0},{"$f":"CONCATENATE(Tabulation[[#This Row],[Holiday]],Tabulation[[#This Row],[Season]],Tabulation[[#This Row],[Weekend]],\"-\",IF(Tabulation[[#This Row],[Hour]]<10,0,\"\"),C3838)","v":"0Summer0-18"},{"$f":"VLOOKUP(Tabulation[[#This Row],[Concat]],Table3[],8)","v":0.37644},{"$f":"(Tabulation[[#This Row],[AC System Output (kW)]]*Tabulation[[#This Row],[Rate]])","v":3.6309520200000001E-2}]
[6,8,21,0,{"$f":"Tabulation[[#This Row],[AC System Output (W)]]/1000","v":0},{"$f":"VLOOKUP(Tabulation[[#This Row],[Month]],Season,2)","v":"Summer"},{"$f":"(DATE(2021,Tabulation[[#This Row],[Month]],Tabulation[[#This Row],[Day]]))","v":"2021-06-08"},{"$f":"WEEKDAY(Tabulation[[#This Row],[Date]])","v":3},{"$f":"IF(OR(Tabulation[[#This Row],[DayNo]]=1,Tabulation[[#This Row],[DayNo]]=7),1,0)","v":0},{"$f":"COUNTIF(Holidays,Tabulation[[#This Row],[Date]])","v":0},{"$f":"CONCATENATE(Tabulation[[#This Row],[Holiday]],Tabulation[[#This Row],[Season]],Tabulation[[#This Row],[Weekend]],\"-\",IF(Tabulation[[#This Row],[Hour]]<10,0,\"\"),C3841)","v":"0Summer0-21"},{"$f":"VLOOKUP(Tabulation[[#This Row],[Concat]],Table3[],8)","v":0.28148000000000001},{"$f":"(Tabulation[[#This Row],[AC System Output (kW)]]*Tabulation[[#This Row],[Rate]])","v":0}]
[6,9,1,0,{"$f":"Tabulation[[#This Row],[AC System Output (W)]]/1000","v":0},{"$f":"VLOOKUP(Tabulation[[#This Row],[Month]],Season,2)","v":"Summer"},{"$f":"(DATE(2021,Tabulation[[#This Row],[Month]],Tabulation[[#This Row],[Day]]))","v":"2021-06-09"},{"$f":"WEEKDAY(Tabulation[[#This Row],[Date]])","v":4},{"$f":"IF(OR(Tabulation[[#This Row],[DayNo]]=1,Tabulation[[#This Row],[DayNo]]=7),1,0)","v":0},{"$f":"COUNTIF(Holidays,Tabulation[[#This Row],[Date]])","v":0},{"$f":"CONCATENATE(Tabulation[[#This Row],[Holiday]],Tabulation[[#This Row],[Season]],Tabulation[[#This Row],[Weekend]],\"-\",IF(Tabulation[[#This Row],[Hour]]<10,0,\"\"),C3845)","v":"0Summer0-01"},{"$f":"VLOOKUP(Tabulation[[#This Row],[Concat]],Table3[],8)","v":0.28148000000000001},{"$f":"(Tabulation[[#This Row],[AC System Output (kW)]]*Tabulation[[#This Row],[Rate]])","v":0}]
[6,9,2,0,{"$f":"Tabulation[[#This Row],[AC System Output (W)]]/1000","v":0},{"$f":"VLOOKUP(Tabulation[[#This Row],[Month]],Season,2)","v":"Summer"},{"$f":"(DATE(2021,Tabulation[[#This Row],[Month]],Tabulation[[#This Row],[Day]]))","v":"2021-06-09"},{"$f":"WEEKDAY(Tabulation[[#This Row],[Date]])","v":4},{"$f":"IF(OR(Tabulation[[#This Row],[DayNo]]=1,Tabulation[[#This Row],[DayNo]]=7),1,0)","v":0},{"$f":"COUNTIF(Holidays,Tabulation[[#This Row],[Date]])","v":0},{"$f":"CONCATENATE(Tabulation[[#This Row],[Holiday]],Tabulation[[#This Row],[Season]],Tabulation[[#This Row],[Weekend]],\"-\",IF(Tabulation[[#This Row],[Hour]]<10,0,\"\"),C3846)","v":"0Summer0-02"},{"$f":"VLOOKUP(Tabulation[[#This Row],[Concat]],Table3[],8)","v":0.28148000000000001},{"$f":"(Tabulation[[#This Row],[AC System Output (kW)]]*Tabulation[[#This Row],[Rate]])","v":0}]
[6,9,5,86.272999999999996,{"$f":"Tabulation[[#This Row],[AC System Output (W)]]/1000","v":8.6273000000000002E-2},{"$f":"VLOOKUP(Tabulation[[#This Row],[Month]],Season,2)","v":"Summer"},{"$f":"(DATE(2021,Tabulation[[#This Row],[Month]],Tabulation[[#This Row],[Day]]))","v":"2021-06-09"},{"$f":"WEEKDAY(Tabulation[[#This Row],[Date]])","v":4},{"$f":"IF(OR(Tabulation[[#This Row],[DayNo]]=1,Tabulation[[#This Row],[DayNo]]=7),1,0)","v":0},{"$f":"COUNTIF(Holidays,Tabulation[[#This Row],[Date]])","v":0},{"$f":"CONCATENATE(Tabulation[[#This Row],[Holiday]],Tabulation[[#This Row],[Season]],Tabulation[[#This Row],[Weekend]],\"-\",IF(Tabulation[[#This Row],[Hour]]<10,0,\"\"),C3849)","v":"0Summer0-05"},{"$f":"VLOOKUP(Tabulation[[#This Row],[Concat]],Table3[],8)","v":0.28148000000000001},{"$f":"(Tabulation[[#This Row],[AC System Output (kW)]]*Tabulation[[#This Row],[Rate]])","v":2.4284124040000001E-2}]
[6,9,8,1981.847,{"$f":"Tabulation[[#This Row],[AC System Output (W)]]/1000","v":1.9818469999999999},{"$f":"VLOOKUP(Tabulation[[#This Row],[Month]],Season,2)","v":"Summer"},{"$f":"(DATE(2021,Tabulation[[#This Row],[Month]],Tabulation[[#This Row],[Day]]))","v":"2021-06-09"},{"$f":"WEEKDAY(Tabulation[[#This Row],[Date]])","v":4},{"$f":"IF(OR(Tabulation[[#This Row],[DayNo]]=1,Tabulation[[#This Row],[DayNo]]=7),1,0)","v":0},{"$f":"COUNTIF(Holidays,Tabulation[[#This Row],[Date]])","v":0},{"$f":"CONCATENATE(Tabulation[[#This Row],[Holiday]],Tabulation[[#This Row],[Season]],Tabulation[[#This Row],[Weekend]],\"-\",IF(Tabulation[[#This Row],[Hour]]<10,0,\"\"),C3852)","v":"0Summer0-08"},{"$f":"VLOOKUP(Tabulation[[#This Row],[Concat]],Table3[],8)","v":0.28148000000000001},{"$f":"(Tabulation[[#This Row],[AC System Output (kW)]]*Tabulation[[#This Row],[Rate]])","v":0.55785029356000004}]
[6,9,12,3096.491,{"$f":"Tabulation[[#This Row],[AC System Output (W)]]/1000","v":3.0964909999999999},{"$f":"VLOOKUP(Tabulation[[#This Row],[Month]],Season,2)","v":"Summer"},{"$f":"(DATE(2021,Tabulation[[#This Row],[Month]],Tabulation[[#This Row],[Day]]))","v":"2021-06-09"},{"$f":"WEEKDAY(Tabulation[[#This Row],[Date]])","v":4},{"$f":"IF(OR(Tabulation[[#This Row],[DayNo]]=1,Tabulation[[#This Row],[DayNo]]=7),1,0)","v":0},{"$f":"COUNTIF(Holidays,Tabulation[[#This Row],[Date]])","v":0},{"$f":"CONCATENATE(Tabulation[[#This Row],[Holiday]],Tabulation[[#This Row],[Season]],Tabulation[[#This Row],[Weekend]],\"-\",IF(Tabulation[[#This Row],[Hour]]<10,0,\"\"),C3856)","v":"0Summer0-12"},{"$f":"VLOOKUP(Tabulation[[#This Row],[Concat]],Table3[],8)","v":0.28148000000000001},{"$f":"(Tabulation[[#This Row],[AC System Output (kW)]]*Tabulation[[#This Row],[Rate]])","v":0.87160028668}]
[6,9,15,2036.798,{"$f":"Tabulation[[#This Row],[AC System Output (W)]]/1000","v":2.0367980000000001},{"$f":"VLOOKUP(Tabulation[[#This Row],[Month]],Season,2)","v":"Summer"},{"$f":"(DATE(2021,Tabulation[[#This Row],[Month]],Tabulation[[#This Row],[Day]]))","v":"2021-06-09"},{"$f":"WEEKDAY(Tabulation[[#This Row],[Date]])","v":4},{"$f":"IF(OR(Tabulation[[#This Row],[DayNo]]=1,Tabulation[[#This Row],[DayNo]]=7),1,0)","v":0},{"$f":"COUNTIF(Holidays,Tabulation[[#This Row],[Date]])","v":0},{"$f":"CONCATENATE(Tabulation[[#This Row],[Holiday]],Tabulation[[#This Row],[Season]],Tabulation[[#This Row],[Weekend]],\"-\",IF(Tabulation[[#This Row],[Hour]]<10,0,\"\"),C3859)","v":"0Summer0-15"},{"$f":"VLOOKUP(Tabulation[[#This Row],[Concat]],Table3[],8)","v":0.28148000000000001},{"$f":"(Tabulation[[#This Row],[AC System Output (kW)]]*Tabulation[[#This Row],[Rate]])","v":0.57331790104000002}]
[6,9,18,91.896000000000001,{"$f":"Tabulation[[#This Row],[AC System Output (W)]]/1000","v":9.1896000000000005E-2},{"$f":"VLOOKUP(Tabulation[[#This Row],[Month]],Season,2)","v":"Summer"},{"$f":"(DATE(2021,Tabulation[[#This Row],[Month]],Tabulation[[#This Row],[Day]]))","v":"2021-06-09"},{"$f":"WEEKDAY(Tabulation[[#This Row],[Date]])","v":4},{"$f":"IF(OR(Tabulation[[#This Row],[DayNo]]=1,Tabulation[[#This Row],[DayNo]]=7),1,0)","v":0},{"$f":"COUNTIF(Holidays,Tabulation[[#This Row],[Date]])","v":0},{"$f":"CONCATENATE(Tabulation[[#This Row],[Holiday]],Tabulation[[#This Row],[Season]],Tabulation[[#This Row],[Weekend]],\"-\",IF(Tabulation[[#This Row],[Hour]]<10,0,\"\"),C3862)","v":"0Summer0-18"},{"$f":"VLOOKUP(Tabulation[[#This Row],[Concat]],Table3[],8)","v":0.37644},{"$f":"(Tabulation[[#This Row],[AC System Output (kW)]]*Tabulation[[#This Row],[Rate]])","v":3.4593330240000005E-2}]
[6,9,23,0,{"$f":"Tabulation[[#This Row],[AC System Output (W)]]/1000","v":0},{"$f":"VLOOKUP(Tabulation[[#This Row],[Month]],Season,2)","v":"Summer"},{"$f":"(DATE(2021,Tabulation[[#This Row],[Month]],Tabulation[[#This Row],[Day]]))","v":"2021-06-09"},{"$f":"WEEKDAY(Tabulation[[#This Row],[Date]])","v":4},{"$f":"IF(OR(Tabulation[[#This Row],[DayNo]]=1,Tabulation[[#This Row],[DayNo]]=7),1,0)","v":0},{"$f":"COUNTIF(Holidays,Tabulation[[#This Row],[Date]])","v":0},{"$f":"CONCATENATE(Tabulation[[#This Row],[Holiday]],Tabulation[[#This Row],[Season]],Tabulation[[#This Row],[Weekend]],\"-\",IF(Tabulation[[#This Row],[Hour]]<10,0,\"\"),C3867)","v":"0Summer0-23"},{"$f":"VLOOKUP(Tabulation[[#This Row],[Concat]],Table3[],8)","v":0.28148000000000001},{"$f":"(Tabulation[[#This Row],[AC System Output (kW)]]*Tabulation[[#This Row],[Rate]])","v":0}]
[6,10,2,0,{"$f":"Tabulation[[#This Row],[AC System Output (W)]]/1000","v":0},{"$f":"VLOOKUP(Tabulation[[#This Row],[Month]],Season,2)","v":"Summer"},{"$f":"(DATE(2021,Tabulation[[#This Row],[Month]],Tabulation[[#This Row],[Day]]))","v":"2021-06-10"},{"$f":"WEEKDAY(Tabulation[[#This Row],[Date]])","v":5},{"$f":"IF(OR(Tabulation[[#This Row],[DayNo]]=1,Tabulation[[#This Row],[DayNo]]=7),1,0)","v":0},{"$f":"COUNTIF(Holidays,Tabulation[[#This Row],[Date]])","v":0},{"$f":"CONCATENATE(Tabulation[[#This Row],[Holiday]],Tabulation[[#This Row],[Season]],Tabulation[[#This Row],[Weekend]],\"-\",IF(Tabulation[[#This Row],[Hour]]<10,0,\"\"),C3870)","v":"0Summer0-02"},{"$f":"VLOOKUP(Tabulation[[#This Row],[Concat]],Table3[],8)","v":0.28148000000000001},{"$f":"(Tabulation[[#This Row],[AC System Output (kW)]]*Tabulation[[#This Row],[Rate]])","v":0}]
[6,10,3,0,{"$f":"Tabulation[[#This Row],[AC System Output (W)]]/1000","v":0},{"$f":"VLOOKUP(Tabulation[[#This Row],[Month]],Season,2)","v":"Summer"},{"$f":"(DATE(2021,Tabulation[[#This Row],[Month]],Tabulation[[#This Row],[Day]]))","v":"2021-06-10"},{"$f":"WEEKDAY(Tabulation[[#This Row],[Date]])","v":5},{"$f":"IF(OR(Tabulation[[#This Row],[DayNo]]=1,Tabulation[[#This Row],[DayNo]]=7),1,0)","v":0},{"$f":"COUNTIF(Holidays,Tabulation[[#This Row],[Date]])","v":0},{"$f":"CONCATENATE(Tabulation[[#This Row],[Holiday]],Tabulation[[#This Row],[Season]],Tabulation[[#This Row],[Weekend]],\"-\",IF(Tabulation[[#This Row],[Hour]]<10,0,\"\"),C3871)","v":"0Summer0-03"},{"$f":"VLOOKUP(Tabulation[[#This Row],[Concat]],Table3[],8)","v":0.28148000000000001},{"$f":"(Tabulation[[#This Row],[AC System Output (kW)]]*Tabulation[[#This Row],[Rate]])","v":0}]
[6,10,6,180.96299999999999,{"$f":"Tabulation[[#This Row],[AC System Output (W)]]/1000","v":0.18096299999999998},{"$f":"VLOOKUP(Tabulation[[#This Row],[Month]],Season,2)","v":"Summer"},{"$f":"(DATE(2021,Tabulation[[#This Row],[Month]],Tabulation[[#This Row],[Day]]))","v":"2021-06-10"},{"$f":"WEEKDAY(Tabulation[[#This Row],[Date]])","v":5},{"$f":"IF(OR(Tabulation[[#This Row],[DayNo]]=1,Tabulation[[#This Row],[DayNo]]=7),1,0)","v":0},{"$f":"COUNTIF(Holidays,Tabulation[[#This Row],[Date]])","v":0},{"$f":"CONCATENATE(Tabulation[[#This Row],[Holiday]],Tabulation[[#This Row],[Season]],Tabulation[[#This Row],[Weekend]],\"-\",IF(Tabulation[[#This Row],[Hour]]<10,0,\"\"),C3874)","v":"0Summer0-06"},{"$f":"VLOOKUP(Tabulation[[#This Row],[Concat]],Table3[],8)","v":0.28148000000000001},{"$f":"(Tabulation[[#This Row],[AC System Output (kW)]]*Tabulation[[#This Row],[Rate]])","v":5.093746524E-2}]
[6,10,10,2876.0050000000001,{"$f":"Tabulation[[#This Row],[AC System Output (W)]]/1000","v":2.8760050000000001},{"$f":"VLOOKUP(Tabulation[[#This Row],[Month]],Season,2)","v":"Summer"},{"$f":"(DATE(2021,Tabulation[[#This Row],[Month]],Tabulation[[#This Row],[Day]]))","v":"2021-06-10"},{"$f":"WEEKDAY(Tabulation[[#This Row],[Date]])","v":5},{"$f":"IF(OR(Tabulation[[#This Row],[DayNo]]=1,Tabulation[[#This Row],[DayNo]]=7),1,0)","v":0},{"$f":"COUNTIF(Holidays,Tabulation[[#This Row],[Date]])","v":0},{"$f":"CONCATENATE(Tabulation[[#This Row],[Holiday]],Tabulation[[#This Row],[Season]],Tabulation[[#This Row],[Weekend]],\"-\",IF(Tabulation[[#This Row],[Hour]]<10,0,\"\"),C3878)","v":"0Summer0-10"},{"$f":"VLOOKUP(Tabulation[[#This Row],[Concat]],Table3[],8)","v":0.28148000000000001},{"$f":"(Tabulation[[#This Row],[AC System Output (kW)]]*Tabulation[[#This Row],[Rate]])","v":0.8095378874000001}]
[6,10,13,2873.6750000000002,{"$f":"Tabulation[[#This Row],[AC System Output (W)]]/1000","v":2.873675},{"$f":"VLOOKUP(Tabulation[[#This Row],[Month]],Season,2)","v":"Summer"},{"$f":"(DATE(2021,Tabulation[[#This Row],[Month]],Tabulation[[#This Row],[Day]]))","v":"2021-06-10"},{"$f":"WEEKDAY(Tabulation[[#This Row],[Date]])","v":5},{"$f":"IF(OR(Tabulation[[#This Row],[DayNo]]=1,Tabulation[[#This Row],[DayNo]]=7),1,0)","v":0},{"$f":"COUNTIF(Holidays,Tabulation[[#This Row],[Date]])","v":0},{"$f":"CONCATENATE(Tabulation[[#This Row],[Holiday]],Tabulation[[#This Row],[Season]],Tabulation[[#This Row],[Weekend]],\"-\",IF(Tabulation[[#This Row],[Hour]]<10,0,\"\"),C3881)","v":"0Summer0-13"},{"$f":"VLOOKUP(Tabulation[[#This Row],[Concat]],Table3[],8)","v":0.28148000000000001},{"$f":"(Tabulation[[#This Row],[AC System Output (kW)]]*Tabulation[[#This Row],[Rate]])","v":0.808882039}]
[6,10,15,1988.2550000000001,{"$f":"Tabulation[[#This Row],[AC System Output (W)]]/1000","v":1.9882550000000001},{"$f":"VLOOKUP(Tabulation[[#This Row],[Month]],Season,2)","v":"Summer"},{"$f":"(DATE(2021,Tabulation[[#This Row],[Month]],Tabulation[[#This Row],[Day]]))","v":"2021-06-10"},{"$f":"WEEKDAY(Tabulation[[#This Row],[Date]])","v":5},{"$f":"IF(OR(Tabulation[[#This Row],[DayNo]]=1,Tabulation[[#This Row],[DayNo]]=7),1,0)","v":0},{"$f":"COUNTIF(Holidays,Tabulation[[#This Row],[Date]])","v":0},{"$f":"CONCATENATE(Tabulation[[#This Row],[Holiday]],Tabulation[[#This Row],[Season]],Tabulation[[#This Row],[Weekend]],\"-\",IF(Tabulation[[#This Row],[Hour]]<10,0,\"\"),C3883)","v":"0Summer0-15"},{"$f":"VLOOKUP(Tabulation[[#This Row],[Concat]],Table3[],8)","v":0.28148000000000001},{"$f":"(Tabulation[[#This Row],[AC System Output (kW)]]*Tabulation[[#This Row],[Rate]])","v":0.55965401740000009}]
[6,10,21,0,{"$f":"Tabulation[[#This Row],[AC System Output (W)]]/1000","v":0},{"$f":"VLOOKUP(Tabulation[[#This Row],[Month]],Season,2)","v":"Summer"},{"$f":"(DATE(2021,Tabulation[[#This Row],[Month]],Tabulation[[#This Row],[Day]]))","v":"2021-06-10"},{"$f":"WEEKDAY(Tabulation[[#This Row],[Date]])","v":5},{"$f":"IF(OR(Tabulation[[#This Row],[DayNo]]=1,Tabulation[[#This Row],[DayNo]]=7),1,0)","v":0},{"$f":"COUNTIF(Holidays,Tabulation[[#This Row],[Date]])","v":0},{"$f":"CONCATENATE(Tabulation[[#This Row],[Holiday]],Tabulation[[#This Row],[Season]],Tabulation[[#This Row],[Weekend]],\"-\",IF(Tabulation[[#This Row],[Hour]]<10,0,\"\"),C3889)","v":"0Summer0-21"},{"$f":"VLOOKUP(Tabulation[[#This Row],[Concat]],Table3[],8)","v":0.28148000000000001},{"$f":"(Tabulation[[#This Row],[AC System Output (kW)]]*Tabulation[[#This Row],[Rate]])","v":0}]
[6,11,0,0,{"$f":"Tabulation[[#This Row],[AC System Output (W)]]/1000","v":0},{"$f":"VLOOKUP(Tabulation[[#This Row],[Month]],Season,2)","v":"Summer"},{"$f":"(DATE(2021,Tabulation[[#This Row],[Month]],Tabulation[[#This Row],[Day]]))","v":"2021-06-11"},{"$f":"WEEKDAY(Tabulation[[#This Row],[Date]])","v":6},{"$f":"IF(OR(Tabulation[[#This Row],[DayNo]]=1,Tabulation[[#This Row],[DayNo]]=7),1,0)","v":0},{"$f":"COUNTIF(Holidays,Tabulation[[#This Row],[Date]])","v":0},{"$f":"CONCATENATE(Tabulation[[#This Row],[Holiday]],Tabulation[[#This Row],[Season]],Tabulation[[#This Row],[Weekend]],\"-\",IF(Tabulation[[#This Row],[Hour]]<10,0,\"\"),C3892)","v":"0Summer0-00"},{"$f":"VLOOKUP(Tabulation[[#This Row],[Concat]],Table3[],8)","v":0.28148000000000001},{"$f":"(Tabulation[[#This Row],[AC System Output (kW)]]*Tabulation[[#This Row],[Rate]])","v":0}]
[6,11,3,0,{"$f":"Tabulation[[#This Row],[AC System Output (W)]]/1000","v":0},{"$f":"VLOOKUP(Tabulation[[#This Row],[Month]],Season,2)","v":"Summer"},{"$f":"(DATE(2021,Tabulation[[#This Row],[Month]],Tabulation[[#This Row],[Day]]))","v":"2021-06-11"},{"$f":"WEEKDAY(Tabulation[[#This Row],[Date]])","v":6},{"$f":"IF(OR(Tabulation[[#This Row],[DayNo]]=1,Tabulation[[#This Row],[DayNo]]=7),1,0)","v":0},{"$f":"COUNTIF(Holidays,Tabulation[[#This Row],[Date]])","v":0},{"$f":"CONCATENATE(Tabulation[[#This Row],[Holiday]],Tabulation[[#This Row],[Season]],Tabulation[[#This Row],[Weekend]],\"-\",IF(Tabulation[[#This Row],[Hour]]<10,0,\"\"),C3895)","v":"0Summer0-03"},{"$f":"VLOOKUP(Tabulation[[#This Row],[Concat]],Table3[],8)","v":0.28148000000000001},{"$f":"(Tabulation[[#This Row],[AC System Output (kW)]]*Tabulation[[#This Row],[Rate]])","v":0}]
[6,11,4,0,{"$f":"Tabulation[[#This Row],[AC System Output (W)]]/1000","v":0},{"$f":"VLOOKUP(Tabulation[[#This Row],[Month]],Season,2)","v":"Summer"},{"$f":"(DATE(2021,Tabulation[[#This Row],[Month]],Tabulation[[#This Row],[Day]]))","v":"2021-06-11"},{"$f":"WEEKDAY(Tabulation[[#This Row],[Date]])","v":6},{"$f":"IF(OR(Tabulation[[#This Row],[DayNo]]=1,Tabulation[[#This Row],[DayNo]]=7),1,0)","v":0},{"$f":"COUNTIF(Holidays,Tabulation[[#This Row],[Date]])","v":0},{"$f":"CONCATENATE(Tabulation[[#This Row],[Holiday]],Tabulation[[#This Row],[Season]],Tabulation[[#This Row],[Weekend]],\"-\",IF(Tabulation[[#This Row],[Hour]]<10,0,\"\"),C3896)","v":"0Summer0-04"},{"$f":"VLOOKUP(Tabulation[[#This Row],[Concat]],Table3[],8)","v":0.28148000000000001},{"$f":"(Tabulation[[#This Row],[AC System Output (kW)]]*Tabulation[[#This Row],[Rate]])","v":0}]
[6,11,7,1229.4380000000001,{"$f":"Tabulation[[#This Row],[AC System Output (W)]]/1000","v":1.229438},{"$f":"VLOOKUP(Tabulation[[#This Row],[Month]],Season,2)","v":"Summer"},{"$f":"(DATE(2021,Tabulation[[#This Row],[Month]],Tabulation[[#This Row],[Day]]))","v":"2021-06-11"},{"$f":"WEEKDAY(Tabulation[[#This Row],[Date]])","v":6},{"$f":"IF(OR(Tabulation[[#This Row],[DayNo]]=1,Tabulation[[#This Row],[DayNo]]=7),1,0)","v":0},{"$f":"COUNTIF(Holidays,Tabulation[[#This Row],[Date]])","v":0},{"$f":"CONCATENATE(Tabulation[[#This Row],[Holiday]],Tabulation[[#This Row],[Season]],Tabulation[[#This Row],[Weekend]],\"-\",IF(Tabulation[[#This Row],[Hour]]<10,0,\"\"),C3899)","v":"0Summer0-07"},{"$f":"VLOOKUP(Tabulation[[#This Row],[Concat]],Table3[],8)","v":0.28148000000000001},{"$f":"(Tabulation[[#This Row],[AC System Output (kW)]]*Tabulation[[#This Row],[Rate]])","v":0.34606220824}]
[6,11,11,2886.2530000000002,{"$f":"Tabulation[[#This Row],[AC System Output (W)]]/1000","v":2.886253},{"$f":"VLOOKUP(Tabulation[[#This Row],[Month]],Season,2)","v":"Summer"},{"$f":"(DATE(2021,Tabulation[[#This Row],[Month]],Tabulation[[#This Row],[Day]]))","v":"2021-06-11"},{"$f":"WEEKDAY(Tabulation[[#This Row],[Date]])","v":6},{"$f":"IF(OR(Tabulation[[#This Row],[DayNo]]=1,Tabulation[[#This Row],[DayNo]]=7),1,0)","v":0},{"$f":"COUNTIF(Holidays,Tabulation[[#This Row],[Date]])","v":0},{"$f":"CONCATENATE(Tabulation[[#This Row],[Holiday]],Tabulation[[#This Row],[Season]],Tabulation[[#This Row],[Weekend]],\"-\",IF(Tabulation[[#This Row],[Hour]]<10,0,\"\"),C3903)","v":"0Summer0-11"},{"$f":"VLOOKUP(Tabulation[[#This Row],[Concat]],Table3[],8)","v":0.28148000000000001},{"$f":"(Tabulation[[#This Row],[AC System Output (kW)]]*Tabulation[[#This Row],[Rate]])","v":0.81242249444000003}]
[6,11,16,1309.68,{"$f":"Tabulation[[#This Row],[AC System Output (W)]]/1000","v":1.30968},{"$f":"VLOOKUP(Tabulation[[#This Row],[Month]],Season,2)","v":"Summer"},{"$f":"(DATE(2021,Tabulation[[#This Row],[Month]],Tabulation[[#This Row],[Day]]))","v":"2021-06-11"},{"$f":"WEEKDAY(Tabulation[[#This Row],[Date]])","v":6},{"$f":"IF(OR(Tabulation[[#This Row],[DayNo]]=1,Tabulation[[#This Row],[DayNo]]=7),1,0)","v":0},{"$f":"COUNTIF(Holidays,Tabulation[[#This Row],[Date]])","v":0},{"$f":"CONCATENATE(Tabulation[[#This Row],[Holiday]],Tabulation[[#This Row],[Season]],Tabulation[[#This Row],[Weekend]],\"-\",IF(Tabulation[[#This Row],[Hour]]<10,0,\"\"),C3908)","v":"0Summer0-16"},{"$f":"VLOOKUP(Tabulation[[#This Row],[Concat]],Table3[],8)","v":0.28148000000000001},{"$f":"(Tabulation[[#This Row],[AC System Output (kW)]]*Tabulation[[#This Row],[Rate]])","v":0.36864872640000002}]
[6,11,18,85.935000000000002,{"$f":"Tabulation[[#This Row],[AC System Output (W)]]/1000","v":8.5934999999999997E-2},{"$f":"VLOOKUP(Tabulation[[#This Row],[Month]],Season,2)","v":"Summer"},{"$f":"(DATE(2021,Tabulation[[#This Row],[Month]],Tabulation[[#This Row],[Day]]))","v":"2021-06-11"},{"$f":"WEEKDAY(Tabulation[[#This Row],[Date]])","v":6},{"$f":"IF(OR(Tabulation[[#This Row],[DayNo]]=1,Tabulation[[#This Row],[DayNo]]=7),1,0)","v":0},{"$f":"COUNTIF(Holidays,Tabulation[[#This Row],[Date]])","v":0},{"$f":"CONCATENATE(Tabulation[[#This Row],[Holiday]],Tabulation[[#This Row],[Season]],Tabulation[[#This Row],[Weekend]],\"-\",IF(Tabulation[[#This Row],[Hour]]<10,0,\"\"),C3910)","v":"0Summer0-18"},{"$f":"VLOOKUP(Tabulation[[#This Row],[Concat]],Table3[],8)","v":0.37644},{"$f":"(Tabulation[[#This Row],[AC System Output (kW)]]*Tabulation[[#This Row],[Rate]])","v":3.23493714E-2}]
[6,11,22,0,{"$f":"Tabulation[[#This Row],[AC System Output (W)]]/1000","v":0},{"$f":"VLOOKUP(Tabulation[[#This Row],[Month]],Season,2)","v":"Summer"},{"$f":"(DATE(2021,Tabulation[[#This Row],[Month]],Tabulation[[#This Row],[Day]]))","v":"2021-06-11"},{"$f":"WEEKDAY(Tabulation[[#This Row],[Date]])","v":6},{"$f":"IF(OR(Tabulation[[#This Row],[DayNo]]=1,Tabulation[[#This Row],[DayNo]]=7),1,0)","v":0},{"$f":"COUNTIF(Holidays,Tabulation[[#This Row],[Date]])","v":0},{"$f":"CONCATENATE(Tabulation[[#This Row],[Holiday]],Tabulation[[#This Row],[Season]],Tabulation[[#This Row],[Weekend]],\"-\",IF(Tabulation[[#This Row],[Hour]]<10,0,\"\"),C3914)","v":"0Summer0-22"},{"$f":"VLOOKUP(Tabulation[[#This Row],[Concat]],Table3[],8)","v":0.28148000000000001},{"$f":"(Tabulation[[#This Row],[AC System Output (kW)]]*Tabulation[[#This Row],[Rate]])","v":0}]
[6,12,1,0,{"$f":"Tabulation[[#This Row],[AC System Output (W)]]/1000","v":0},{"$f":"VLOOKUP(Tabulation[[#This Row],[Month]],Season,2)","v":"Summer"},{"$f":"(DATE(2021,Tabulation[[#This Row],[Month]],Tabulation[[#This Row],[Day]]))","v":"2021-06-12"},{"$f":"WEEKDAY(Tabulation[[#This Row],[Date]])","v":7},{"$f":"IF(OR(Tabulation[[#This Row],[DayNo]]=1,Tabulation[[#This Row],[DayNo]]=7),1,0)","v":1},{"$f":"COUNTIF(Holidays,Tabulation[[#This Row],[Date]])","v":0},{"$f":"CONCATENATE(Tabulation[[#This Row],[Holiday]],Tabulation[[#This Row],[Season]],Tabulation[[#This Row],[Weekend]],\"-\",IF(Tabulation[[#This Row],[Hour]]<10,0,\"\"),C3917)","v":"0Summer1-01"},{"$f":"VLOOKUP(Tabulation[[#This Row],[Concat]],Table3[],8)","v":0.28148000000000001},{"$f":"(Tabulation[[#This Row],[AC System Output (kW)]]*Tabulation[[#This Row],[Rate]])","v":0}]
[6,12,4,0,{"$f":"Tabulation[[#This Row],[AC System Output (W)]]/1000","v":0},{"$f":"VLOOKUP(Tabulation[[#This Row],[Month]],Season,2)","v":"Summer"},{"$f":"(DATE(2021,Tabulation[[#This Row],[Month]],Tabulation[[#This Row],[Day]]))","v":"2021-06-12"},{"$f":"WEEKDAY(Tabulation[[#This Row],[Date]])","v":7},{"$f":"IF(OR(Tabulation[[#This Row],[DayNo]]=1,Tabulation[[#This Row],[DayNo]]=7),1,0)","v":1},{"$f":"COUNTIF(Holidays,Tabulation[[#This Row],[Date]])","v":0},{"$f":"CONCATENATE(Tabulation[[#This Row],[Holiday]],Tabulation[[#This Row],[Season]],Tabulation[[#This Row],[Weekend]],\"-\",IF(Tabulation[[#This Row],[Hour]]<10,0,\"\"),C3920)","v":"0Summer1-04"},{"$f":"VLOOKUP(Tabulation[[#This Row],[Concat]],Table3[],8)","v":0.28148000000000001},{"$f":"(Tabulation[[#This Row],[AC System Output (kW)]]*Tabulation[[#This Row],[Rate]])","v":0}]
[6,12,5,82.414000000000001,{"$f":"Tabulation[[#This Row],[AC System Output (W)]]/1000","v":8.2414000000000001E-2},{"$f":"VLOOKUP(Tabulation[[#This Row],[Month]],Season,2)","v":"Summer"},{"$f":"(DATE(2021,Tabulation[[#This Row],[Month]],Tabulation[[#This Row],[Day]]))","v":"2021-06-12"},{"$f":"WEEKDAY(Tabulation[[#This Row],[Date]])","v":7},{"$f":"IF(OR(Tabulation[[#This Row],[DayNo]]=1,Tabulation[[#This Row],[DayNo]]=7),1,0)","v":1},{"$f":"COUNTIF(Holidays,Tabulation[[#This Row],[Date]])","v":0},{"$f":"CONCATENATE(Tabulation[[#This Row],[Holiday]],Tabulation[[#This Row],[Season]],Tabulation[[#This Row],[Weekend]],\"-\",IF(Tabulation[[#This Row],[Hour]]<10,0,\"\"),C3921)","v":"0Summer1-05"},{"$f":"VLOOKUP(Tabulation[[#This Row],[Concat]],Table3[],8)","v":0.28148000000000001},{"$f":"(Tabulation[[#This Row],[AC System Output (kW)]]*Tabulation[[#This Row],[Rate]])","v":2.3197892720000002E-2}]
[6,12,8,1979.039,{"$f":"Tabulation[[#This Row],[AC System Output (W)]]/1000","v":1.979039},{"$f":"VLOOKUP(Tabulation[[#This Row],[Month]],Season,2)","v":"Summer"},{"$f":"(DATE(2021,Tabulation[[#This Row],[Month]],Tabulation[[#This Row],[Day]]))","v":"2021-06-12"},{"$f":"WEEKDAY(Tabulation[[#This Row],[Date]])","v":7},{"$f":"IF(OR(Tabulation[[#This Row],[DayNo]]=1,Tabulation[[#This Row],[DayNo]]=7),1,0)","v":1},{"$f":"COUNTIF(Holidays,Tabulation[[#This Row],[Date]])","v":0},{"$f":"CONCATENATE(Tabulation[[#This Row],[Holiday]],Tabulation[[#This Row],[Season]],Tabulation[[#This Row],[Weekend]],\"-\",IF(Tabulation[[#This Row],[Hour]]<10,0,\"\"),C3924)","v":"0Summer1-08"},{"$f":"VLOOKUP(Tabulation[[#This Row],[Concat]],Table3[],8)","v":0.28148000000000001},{"$f":"(Tabulation[[#This Row],[AC System Output (kW)]]*Tabulation[[#This Row],[Rate]])","v":0.55705989771999997}]
[6,12,13,2905.5659999999998,{"$f":"Tabulation[[#This Row],[AC System Output (W)]]/1000","v":2.9055659999999999},{"$f":"VLOOKUP(Tabulation[[#This Row],[Month]],Season,2)","v":"Summer"},{"$f":"(DATE(2021,Tabulation[[#This Row],[Month]],Tabulation[[#This Row],[Day]]))","v":"2021-06-12"},{"$f":"WEEKDAY(Tabulation[[#This Row],[Date]])","v":7},{"$f":"IF(OR(Tabulation[[#This Row],[DayNo]]=1,Tabulation[[#This Row],[DayNo]]=7),1,0)","v":1},{"$f":"COUNTIF(Holidays,Tabulation[[#This Row],[Date]])","v":0},{"$f":"CONCATENATE(Tabulation[[#This Row],[Holiday]],Tabulation[[#This Row],[Season]],Tabulation[[#This Row],[Weekend]],\"-\",IF(Tabulation[[#This Row],[Hour]]<10,0,\"\"),C3929)","v":"0Summer1-13"},{"$f":"VLOOKUP(Tabulation[[#This Row],[Concat]],Table3[],8)","v":0.28148000000000001},{"$f":"(Tabulation[[#This Row],[AC System Output (kW)]]*Tabulation[[#This Row],[Rate]])","v":0.81785871767999996}]
[6,12,16,1346.7570000000001,{"$f":"Tabulation[[#This Row],[AC System Output (W)]]/1000","v":1.346757},{"$f":"VLOOKUP(Tabulation[[#This Row],[Month]],Season,2)","v":"Summer"},{"$f":"(DATE(2021,Tabulation[[#This Row],[Month]],Tabulation[[#This Row],[Day]]))","v":"2021-06-12"},{"$f":"WEEKDAY(Tabulation[[#This Row],[Date]])","v":7},{"$f":"IF(OR(Tabulation[[#This Row],[DayNo]]=1,Tabulation[[#This Row],[DayNo]]=7),1,0)","v":1},{"$f":"COUNTIF(Holidays,Tabulation[[#This Row],[Date]])","v":0},{"$f":"CONCATENATE(Tabulation[[#This Row],[Holiday]],Tabulation[[#This Row],[Season]],Tabulation[[#This Row],[Weekend]],\"-\",IF(Tabulation[[#This Row],[Hour]]<10,0,\"\"),C3932)","v":"0Summer1-16"},{"$f":"VLOOKUP(Tabulation[[#This Row],[Concat]],Table3[],8)","v":0.28148000000000001},{"$f":"(Tabulation[[#This Row],[AC System Output (kW)]]*Tabulation[[#This Row],[Rate]])","v":0.37908516036000001}]
[6,12,19,0,{"$f":"Tabulation[[#This Row],[AC System Output (W)]]/1000","v":0},{"$f":"VLOOKUP(Tabulation[[#This Row],[Month]],Season,2)","v":"Summer"},{"$f":"(DATE(2021,Tabulation[[#This Row],[Month]],Tabulation[[#This Row],[Day]]))","v":"2021-06-12"},{"$f":"WEEKDAY(Tabulation[[#This Row],[Date]])","v":7},{"$f":"IF(OR(Tabulation[[#This Row],[DayNo]]=1,Tabulation[[#This Row],[DayNo]]=7),1,0)","v":1},{"$f":"COUNTIF(Holidays,Tabulation[[#This Row],[Date]])","v":0},{"$f":"CONCATENATE(Tabulation[[#This Row],[Holiday]],Tabulation[[#This Row],[Season]],Tabulation[[#This Row],[Weekend]],\"-\",IF(Tabulation[[#This Row],[Hour]]<10,0,\"\"),C3935)","v":"0Summer1-19"},{"$f":"VLOOKUP(Tabulation[[#This Row],[Concat]],Table3[],8)","v":0.28148000000000001},{"$f":"(Tabulation[[#This Row],[AC System Output (kW)]]*Tabulation[[#This Row],[Rate]])","v":0}]
[6,12,23,0,{"$f":"Tabulation[[#This Row],[AC System Output (W)]]/1000","v":0},{"$f":"VLOOKUP(Tabulation[[#This Row],[Month]],Season,2)","v":"Summer"},{"$f":"(DATE(2021,Tabulation[[#This Row],[Month]],Tabulation[[#This Row],[Day]]))","v":"2021-06-12"},{"$f":"WEEKDAY(Tabulation[[#This Row],[Date]])","v":7},{"$f":"IF(OR(Tabulation[[#This Row],[DayNo]]=1,Tabulation[[#This Row],[DayNo]]=7),1,0)","v":1},{"$f":"COUNTIF(Holidays,Tabulation[[#This Row],[Date]])","v":0},{"$f":"CONCATENATE(Tabulation[[#This Row],[Holiday]],Tabulation[[#This Row],[Season]],Tabulation[[#This Row],[Weekend]],\"-\",IF(Tabulation[[#This Row],[Hour]]<10,0,\"\"),C3939)","v":"0Summer1-23"},{"$f":"VLOOKUP(Tabulation[[#This Row],[Concat]],Table3[],8)","v":0.28148000000000001},{"$f":"(Tabulation[[#This Row],[AC System Output (kW)]]*Tabulation[[#This Row],[Rate]])","v":0}]
[6,13,2,0,{"$f":"Tabulation[[#This Row],[AC System Output (W)]]/1000","v":0},{"$f":"VLOOKUP(Tabulation[[#This Row],[Month]],Season,2)","v":"Summer"},{"$f":"(DATE(2021,Tabulation[[#This Row],[Month]],Tabulation[[#This Row],[Day]]))","v":"2021-06-13"},{"$f":"WEEKDAY(Tabulation[[#This Row],[Date]])","v":1},{"$f":"IF(OR(Tabulation[[#This Row],[DayNo]]=1,Tabulation[[#This Row],[DayNo]]=7),1,0)","v":1},{"$f":"COUNTIF(Holidays,Tabulation[[#This Row],[Date]])","v":0},{"$f":"CONCATENATE(Tabulation[[#This Row],[Holiday]],Tabulation[[#This Row],[Season]],Tabulation[[#This Row],[Weekend]],\"-\",IF(Tabulation[[#This Row],[Hour]]<10,0,\"\"),C3942)","v":"0Summer1-02"},{"$f":"VLOOKUP(Tabulation[[#This Row],[Concat]],Table3[],8)","v":0.28148000000000001},{"$f":"(Tabulation[[#This Row],[AC System Output (kW)]]*Tabulation[[#This Row],[Rate]])","v":0}]
[6,13,3,0,{"$f":"Tabulation[[#This Row],[AC System Output (W)]]/1000","v":0},{"$f":"VLOOKUP(Tabulation[[#This Row],[Month]],Season,2)","v":"Summer"},{"$f":"(DATE(2021,Tabulation[[#This Row],[Month]],Tabulation[[#This Row],[Day]]))","v":"2021-06-13"},{"$f":"WEEKDAY(Tabulation[[#This Row],[Date]])","v":1},{"$f":"IF(OR(Tabulation[[#This Row],[DayNo]]=1,Tabulation[[#This Row],[DayNo]]=7),1,0)","v":1},{"$f":"COUNTIF(Holidays,Tabulation[[#This Row],[Date]])","v":0},{"$f":"CONCATENATE(Tabulation[[#This Row],[Holiday]],Tabulation[[#This Row],[Season]],Tabulation[[#This Row],[Weekend]],\"-\",IF(Tabulation[[#This Row],[Hour]]<10,0,\"\"),C3943)","v":"0Summer1-03"},{"$f":"VLOOKUP(Tabulation[[#This Row],[Concat]],Table3[],8)","v":0.28148000000000001},{"$f":"(Tabulation[[#This Row],[AC System Output (kW)]]*Tabulation[[#This Row],[Rate]])","v":0}]
[6,13,6,557.49699999999996,{"$f":"Tabulation[[#This Row],[AC System Output (W)]]/1000","v":0.55749699999999991},{"$f":"VLOOKUP(Tabulation[[#This Row],[Month]],Season,2)","v":"Summer"},{"$f":"(DATE(2021,Tabulation[[#This Row],[Month]],Tabulation[[#This Row],[Day]]))","v":"2021-06-13"},{"$f":"WEEKDAY(Tabulation[[#This Row],[Date]])","v":1},{"$f":"IF(OR(Tabulation[[#This Row],[DayNo]]=1,Tabulation[[#This Row],[DayNo]]=7),1,0)","v":1},{"$f":"COUNTIF(Holidays,Tabulation[[#This Row],[Date]])","v":0},{"$f":"CONCATENATE(Tabulation[[#This Row],[Holiday]],Tabulation[[#This Row],[Season]],Tabulation[[#This Row],[Weekend]],\"-\",IF(Tabulation[[#This Row],[Hour]]<10,0,\"\"),C3946)","v":"0Summer1-06"},{"$f":"VLOOKUP(Tabulation[[#This Row],[Concat]],Table3[],8)","v":0.28148000000000001},{"$f":"(Tabulation[[#This Row],[AC System Output (kW)]]*Tabulation[[#This Row],[Rate]])","v":0.15692425555999998}]
[6,13,10,2894.71,{"$f":"Tabulation[[#This Row],[AC System Output (W)]]/1000","v":2.8947099999999999},{"$f":"VLOOKUP(Tabulation[[#This Row],[Month]],Season,2)","v":"Summer"},{"$f":"(DATE(2021,Tabulation[[#This Row],[Month]],Tabulation[[#This Row],[Day]]))","v":"2021-06-13"},{"$f":"WEEKDAY(Tabulation[[#This Row],[Date]])","v":1},{"$f":"IF(OR(Tabulation[[#This Row],[DayNo]]=1,Tabulation[[#This Row],[DayNo]]=7),1,0)","v":1},{"$f":"COUNTIF(Holidays,Tabulation[[#This Row],[Date]])","v":0},{"$f":"CONCATENATE(Tabulation[[#This Row],[Holiday]],Tabulation[[#This Row],[Season]],Tabulation[[#This Row],[Weekend]],\"-\",IF(Tabulation[[#This Row],[Hour]]<10,0,\"\"),C3950)","v":"0Summer1-10"},{"$f":"VLOOKUP(Tabulation[[#This Row],[Concat]],Table3[],8)","v":0.28148000000000001},{"$f":"(Tabulation[[#This Row],[AC System Output (kW)]]*Tabulation[[#This Row],[Rate]])","v":0.81480297079999997}]
[6,13,14,2542.2530000000002,{"$f":"Tabulation[[#This Row],[AC System Output (W)]]/1000","v":2.5422530000000001},{"$f":"VLOOKUP(Tabulation[[#This Row],[Month]],Season,2)","v":"Summer"},{"$f":"(DATE(2021,Tabulation[[#This Row],[Month]],Tabulation[[#This Row],[Day]]))","v":"2021-06-13"},{"$f":"WEEKDAY(Tabulation[[#This Row],[Date]])","v":1},{"$f":"IF(OR(Tabulation[[#This Row],[DayNo]]=1,Tabulation[[#This Row],[DayNo]]=7),1,0)","v":1},{"$f":"COUNTIF(Holidays,Tabulation[[#This Row],[Date]])","v":0},{"$f":"CONCATENATE(Tabulation[[#This Row],[Holiday]],Tabulation[[#This Row],[Season]],Tabulation[[#This Row],[Weekend]],\"-\",IF(Tabulation[[#This Row],[Hour]]<10,0,\"\"),C3954)","v":"0Summer1-14"},{"$f":"VLOOKUP(Tabulation[[#This Row],[Concat]],Table3[],8)","v":0.28148000000000001},{"$f":"(Tabulation[[#This Row],[AC System Output (kW)]]*Tabulation[[#This Row],[Rate]])","v":0.71559337444000004}]
[6,13,17,583.00199999999995,{"$f":"Tabulation[[#This Row],[AC System Output (W)]]/1000","v":0.58300199999999991},{"$f":"VLOOKUP(Tabulation[[#This Row],[Month]],Season,2)","v":"Summer"},{"$f":"(DATE(2021,Tabulation[[#This Row],[Month]],Tabulation[[#This Row],[Day]]))","v":"2021-06-13"},{"$f":"WEEKDAY(Tabulation[[#This Row],[Date]])","v":1},{"$f":"IF(OR(Tabulation[[#This Row],[DayNo]]=1,Tabulation[[#This Row],[DayNo]]=7),1,0)","v":1},{"$f":"COUNTIF(Holidays,Tabulation[[#This Row],[Date]])","v":0},{"$f":"CONCATENATE(Tabulation[[#This Row],[Holiday]],Tabulation[[#This Row],[Season]],Tabulation[[#This Row],[Weekend]],\"-\",IF(Tabulation[[#This Row],[Hour]]<10,0,\"\"),C3957)","v":"0Summer1-17"},{"$f":"VLOOKUP(Tabulation[[#This Row],[Concat]],Table3[],8)","v":0.28148000000000001},{"$f":"(Tabulation[[#This Row],[AC System Output (kW)]]*Tabulation[[#This Row],[Rate]])","v":0.16410340295999998}]
[6,13,20,0,{"$f":"Tabulation[[#This Row],[AC System Output (W)]]/1000","v":0},{"$f":"VLOOKUP(Tabulation[[#This Row],[Month]],Season,2)","v":"Summer"},{"$f":"(DATE(2021,Tabulation[[#This Row],[Month]],Tabulation[[#This Row],[Day]]))","v":"2021-06-13"},{"$f":"WEEKDAY(Tabulation[[#This Row],[Date]])","v":1},{"$f":"IF(OR(Tabulation[[#This Row],[DayNo]]=1,Tabulation[[#This Row],[DayNo]]=7),1,0)","v":1},{"$f":"COUNTIF(Holidays,Tabulation[[#This Row],[Date]])","v":0},{"$f":"CONCATENATE(Tabulation[[#This Row],[Holiday]],Tabulation[[#This Row],[Season]],Tabulation[[#This Row],[Weekend]],\"-\",IF(Tabulation[[#This Row],[Hour]]<10,0,\"\"),C3960)","v":"0Summer1-20"},{"$f":"VLOOKUP(Tabulation[[#This Row],[Concat]],Table3[],8)","v":0.28148000000000001},{"$f":"(Tabulation[[#This Row],[AC System Output (kW)]]*Tabulation[[#This Row],[Rate]])","v":0}]
[6,14,0,0,{"$f":"Tabulation[[#This Row],[AC System Output (W)]]/1000","v":0},{"$f":"VLOOKUP(Tabulation[[#This Row],[Month]],Season,2)","v":"Summer"},{"$f":"(DATE(2021,Tabulation[[#This Row],[Month]],Tabulation[[#This Row],[Day]]))","v":"2021-06-14"},{"$f":"WEEKDAY(Tabulation[[#This Row],[Date]])","v":2},{"$f":"IF(OR(Tabulation[[#This Row],[DayNo]]=1,Tabulation[[#This Row],[DayNo]]=7),1,0)","v":0},{"$f":"COUNTIF(Holidays,Tabulation[[#This Row],[Date]])","v":0},{"$f":"CONCATENATE(Tabulation[[#This Row],[Holiday]],Tabulation[[#This Row],[Season]],Tabulation[[#This Row],[Weekend]],\"-\",IF(Tabulation[[#This Row],[Hour]]<10,0,\"\"),C3964)","v":"0Summer0-00"},{"$f":"VLOOKUP(Tabulation[[#This Row],[Concat]],Table3[],8)","v":0.28148000000000001},{"$f":"(Tabulation[[#This Row],[AC System Output (kW)]]*Tabulation[[#This Row],[Rate]])","v":0}]
[6,14,3,0,{"$f":"Tabulation[[#This Row],[AC System Output (W)]]/1000","v":0},{"$f":"VLOOKUP(Tabulation[[#This Row],[Month]],Season,2)","v":"Summer"},{"$f":"(DATE(2021,Tabulation[[#This Row],[Month]],Tabulation[[#This Row],[Day]]))","v":"2021-06-14"},{"$f":"WEEKDAY(Tabulation[[#This Row],[Date]])","v":2},{"$f":"IF(OR(Tabulation[[#This Row],[DayNo]]=1,Tabulation[[#This Row],[DayNo]]=7),1,0)","v":0},{"$f":"COUNTIF(Holidays,Tabulation[[#This Row],[Date]])","v":0},{"$f":"CONCATENATE(Tabulation[[#This Row],[Holiday]],Tabulation[[#This Row],[Season]],Tabulation[[#This Row],[Weekend]],\"-\",IF(Tabulation[[#This Row],[Hour]]<10,0,\"\"),C3967)","v":"0Summer0-03"},{"$f":"VLOOKUP(Tabulation[[#This Row],[Concat]],Table3[],8)","v":0.28148000000000001},{"$f":"(Tabulation[[#This Row],[AC System Output (kW)]]*Tabulation[[#This Row],[Rate]])","v":0}]
[6,14,4,0,{"$f":"Tabulation[[#This Row],[AC System Output (W)]]/1000","v":0},{"$f":"VLOOKUP(Tabulation[[#This Row],[Month]],Season,2)","v":"Summer"},{"$f":"(DATE(2021,Tabulation[[#This Row],[Month]],Tabulation[[#This Row],[Day]]))","v":"2021-06-14"},{"$f":"WEEKDAY(Tabulation[[#This Row],[Date]])","v":2},{"$f":"IF(OR(Tabulation[[#This Row],[DayNo]]=1,Tabulation[[#This Row],[DayNo]]=7),1,0)","v":0},{"$f":"COUNTIF(Holidays,Tabulation[[#This Row],[Date]])","v":0},{"$f":"CONCATENATE(Tabulation[[#This Row],[Holiday]],Tabulation[[#This Row],[Season]],Tabulation[[#This Row],[Weekend]],\"-\",IF(Tabulation[[#This Row],[Hour]]<10,0,\"\"),C3968)","v":"0Summer0-04"},{"$f":"VLOOKUP(Tabulation[[#This Row],[Concat]],Table3[],8)","v":0.28148000000000001},{"$f":"(Tabulation[[#This Row],[AC System Output (kW)]]*Tabulation[[#This Row],[Rate]])","v":0}]
[6,14,7,1299.075,{"$f":"Tabulation[[#This Row],[AC System Output (W)]]/1000","v":1.299075},{"$f":"VLOOKUP(Tabulation[[#This Row],[Month]],Season,2)","v":"Summer"},{"$f":"(DATE(2021,Tabulation[[#This Row],[Month]],Tabulation[[#This Row],[Day]]))","v":"2021-06-14"},{"$f":"WEEKDAY(Tabulation[[#This Row],[Date]])","v":2},{"$f":"IF(OR(Tabulation[[#This Row],[DayNo]]=1,Tabulation[[#This Row],[DayNo]]=7),1,0)","v":0},{"$f":"COUNTIF(Holidays,Tabulation[[#This Row],[Date]])","v":0},{"$f":"CONCATENATE(Tabulation[[#This Row],[Holiday]],Tabulation[[#This Row],[Season]],Tabulation[[#This Row],[Weekend]],\"-\",IF(Tabulation[[#This Row],[Hour]]<10,0,\"\"),C3971)","v":"0Summer0-07"},{"$f":"VLOOKUP(Tabulation[[#This Row],[Concat]],Table3[],8)","v":0.28148000000000001},{"$f":"(Tabulation[[#This Row],[AC System Output (kW)]]*Tabulation[[#This Row],[Rate]])","v":0.36566363099999999}]
[6,14,11,3030.951,{"$f":"Tabulation[[#This Row],[AC System Output (W)]]/1000","v":3.030951},{"$f":"VLOOKUP(Tabulation[[#This Row],[Month]],Season,2)","v":"Summer"},{"$f":"(DATE(2021,Tabulation[[#This Row],[Month]],Tabulation[[#This Row],[Day]]))","v":"2021-06-14"},{"$f":"WEEKDAY(Tabulation[[#This Row],[Date]])","v":2},{"$f":"IF(OR(Tabulation[[#This Row],[DayNo]]=1,Tabulation[[#This Row],[DayNo]]=7),1,0)","v":0},{"$f":"COUNTIF(Holidays,Tabulation[[#This Row],[Date]])","v":0},{"$f":"CONCATENATE(Tabulation[[#This Row],[Holiday]],Tabulation[[#This Row],[Season]],Tabulation[[#This Row],[Weekend]],\"-\",IF(Tabulation[[#This Row],[Hour]]<10,0,\"\"),C3975)","v":"0Summer0-11"},{"$f":"VLOOKUP(Tabulation[[#This Row],[Concat]],Table3[],8)","v":0.28148000000000001},{"$f":"(Tabulation[[#This Row],[AC System Output (kW)]]*Tabulation[[#This Row],[Rate]])","v":0.85315208748000004}]
[6,14,15,1686.16,{"$f":"Tabulation[[#This Row],[AC System Output (W)]]/1000","v":1.6861600000000001},{"$f":"VLOOKUP(Tabulation[[#This Row],[Month]],Season,2)","v":"Summer"},{"$f":"(DATE(2021,Tabulation[[#This Row],[Month]],Tabulation[[#This Row],[Day]]))","v":"2021-06-14"},{"$f":"WEEKDAY(Tabulation[[#This Row],[Date]])","v":2},{"$f":"IF(OR(Tabulation[[#This Row],[DayNo]]=1,Tabulation[[#This Row],[DayNo]]=7),1,0)","v":0},{"$f":"COUNTIF(Holidays,Tabulation[[#This Row],[Date]])","v":0},{"$f":"CONCATENATE(Tabulation[[#This Row],[Holiday]],Tabulation[[#This Row],[Season]],Tabulation[[#This Row],[Weekend]],\"-\",IF(Tabulation[[#This Row],[Hour]]<10,0,\"\"),C3979)","v":"0Summer0-15"},{"$f":"VLOOKUP(Tabulation[[#This Row],[Concat]],Table3[],8)","v":0.28148000000000001},{"$f":"(Tabulation[[#This Row],[AC System Output (kW)]]*Tabulation[[#This Row],[Rate]])","v":0.47462031680000005}]
[6,14,18,103.345,{"$f":"Tabulation[[#This Row],[AC System Output (W)]]/1000","v":0.10334499999999999},{"$f":"VLOOKUP(Tabulation[[#This Row],[Month]],Season,2)","v":"Summer"},{"$f":"(DATE(2021,Tabulation[[#This Row],[Month]],Tabulation[[#This Row],[Day]]))","v":"2021-06-14"},{"$f":"WEEKDAY(Tabulation[[#This Row],[Date]])","v":2},{"$f":"IF(OR(Tabulation[[#This Row],[DayNo]]=1,Tabulation[[#This Row],[DayNo]]=7),1,0)","v":0},{"$f":"COUNTIF(Holidays,Tabulation[[#This Row],[Date]])","v":0},{"$f":"CONCATENATE(Tabulation[[#This Row],[Holiday]],Tabulation[[#This Row],[Season]],Tabulation[[#This Row],[Weekend]],\"-\",IF(Tabulation[[#This Row],[Hour]]<10,0,\"\"),C3982)","v":"0Summer0-18"},{"$f":"VLOOKUP(Tabulation[[#This Row],[Concat]],Table3[],8)","v":0.37644},{"$f":"(Tabulation[[#This Row],[AC System Output (kW)]]*Tabulation[[#This Row],[Rate]])","v":3.8903191799999993E-2}]
[6,14,22,0,{"$f":"Tabulation[[#This Row],[AC System Output (W)]]/1000","v":0},{"$f":"VLOOKUP(Tabulation[[#This Row],[Month]],Season,2)","v":"Summer"},{"$f":"(DATE(2021,Tabulation[[#This Row],[Month]],Tabulation[[#This Row],[Day]]))","v":"2021-06-14"},{"$f":"WEEKDAY(Tabulation[[#This Row],[Date]])","v":2},{"$f":"IF(OR(Tabulation[[#This Row],[DayNo]]=1,Tabulation[[#This Row],[DayNo]]=7),1,0)","v":0},{"$f":"COUNTIF(Holidays,Tabulation[[#This Row],[Date]])","v":0},{"$f":"CONCATENATE(Tabulation[[#This Row],[Holiday]],Tabulation[[#This Row],[Season]],Tabulation[[#This Row],[Weekend]],\"-\",IF(Tabulation[[#This Row],[Hour]]<10,0,\"\"),C3986)","v":"0Summer0-22"},{"$f":"VLOOKUP(Tabulation[[#This Row],[Concat]],Table3[],8)","v":0.28148000000000001},{"$f":"(Tabulation[[#This Row],[AC System Output (kW)]]*Tabulation[[#This Row],[Rate]])","v":0}]
[6,15,1,0,{"$f":"Tabulation[[#This Row],[AC System Output (W)]]/1000","v":0},{"$f":"VLOOKUP(Tabulation[[#This Row],[Month]],Season,2)","v":"Summer"},{"$f":"(DATE(2021,Tabulation[[#This Row],[Month]],Tabulation[[#This Row],[Day]]))","v":"2021-06-15"},{"$f":"WEEKDAY(Tabulation[[#This Row],[Date]])","v":3},{"$f":"IF(OR(Tabulation[[#This Row],[DayNo]]=1,Tabulation[[#This Row],[DayNo]]=7),1,0)","v":0},{"$f":"COUNTIF(Holidays,Tabulation[[#This Row],[Date]])","v":0},{"$f":"CONCATENATE(Tabulation[[#This Row],[Holiday]],Tabulation[[#This Row],[Season]],Tabulation[[#This Row],[Weekend]],\"-\",IF(Tabulation[[#This Row],[Hour]]<10,0,\"\"),C3989)","v":"0Summer0-01"},{"$f":"VLOOKUP(Tabulation[[#This Row],[Concat]],Table3[],8)","v":0.28148000000000001},{"$f":"(Tabulation[[#This Row],[AC System Output (kW)]]*Tabulation[[#This Row],[Rate]])","v":0}]
[6,15,4,0,{"$f":"Tabulation[[#This Row],[AC System Output (W)]]/1000","v":0},{"$f":"VLOOKUP(Tabulation[[#This Row],[Month]],Season,2)","v":"Summer"},{"$f":"(DATE(2021,Tabulation[[#This Row],[Month]],Tabulation[[#This Row],[Day]]))","v":"2021-06-15"},{"$f":"WEEKDAY(Tabulation[[#This Row],[Date]])","v":3},{"$f":"IF(OR(Tabulation[[#This Row],[DayNo]]=1,Tabulation[[#This Row],[DayNo]]=7),1,0)","v":0},{"$f":"COUNTIF(Holidays,Tabulation[[#This Row],[Date]])","v":0},{"$f":"CONCATENATE(Tabulation[[#This Row],[Holiday]],Tabulation[[#This Row],[Season]],Tabulation[[#This Row],[Weekend]],\"-\",IF(Tabulation[[#This Row],[Hour]]<10,0,\"\"),C3992)","v":"0Summer0-04"},{"$f":"VLOOKUP(Tabulation[[#This Row],[Concat]],Table3[],8)","v":0.28148000000000001},{"$f":"(Tabulation[[#This Row],[AC System Output (kW)]]*Tabulation[[#This Row],[Rate]])","v":0}]
[6,15,8,2031.7449999999999,{"$f":"Tabulation[[#This Row],[AC System Output (W)]]/1000","v":2.0317449999999999},{"$f":"VLOOKUP(Tabulation[[#This Row],[Month]],Season,2)","v":"Summer"},{"$f":"(DATE(2021,Tabulation[[#This Row],[Month]],Tabulation[[#This Row],[Day]]))","v":"2021-06-15"},{"$f":"WEEKDAY(Tabulation[[#This Row],[Date]])","v":3},{"$f":"IF(OR(Tabulation[[#This Row],[DayNo]]=1,Tabulation[[#This Row],[DayNo]]=7),1,0)","v":0},{"$f":"COUNTIF(Holidays,Tabulation[[#This Row],[Date]])","v":0},{"$f":"CONCATENATE(Tabulation[[#This Row],[Holiday]],Tabulation[[#This Row],[Season]],Tabulation[[#This Row],[Weekend]],\"-\",IF(Tabulation[[#This Row],[Hour]]<10,0,\"\"),C3996)","v":"0Summer0-08"},{"$f":"VLOOKUP(Tabulation[[#This Row],[Concat]],Table3[],8)","v":0.28148000000000001},{"$f":"(Tabulation[[#This Row],[AC System Output (kW)]]*Tabulation[[#This Row],[Rate]])","v":0.57189558259999995}]
[6,15,9,2588.3969999999999,{"$f":"Tabulation[[#This Row],[AC System Output (W)]]/1000","v":2.5883970000000001},{"$f":"VLOOKUP(Tabulation[[#This Row],[Month]],Season,2)","v":"Summer"},{"$f":"(DATE(2021,Tabulation[[#This Row],[Month]],Tabulation[[#This Row],[Day]]))","v":"2021-06-15"},{"$f":"WEEKDAY(Tabulation[[#This Row],[Date]])","v":3},{"$f":"IF(OR(Tabulation[[#This Row],[DayNo]]=1,Tabulation[[#This Row],[DayNo]]=7),1,0)","v":0},{"$f":"COUNTIF(Holidays,Tabulation[[#This Row],[Date]])","v":0},{"$f":"CONCATENATE(Tabulation[[#This Row],[Holiday]],Tabulation[[#This Row],[Season]],Tabulation[[#This Row],[Weekend]],\"-\",IF(Tabulation[[#This Row],[Hour]]<10,0,\"\"),C3997)","v":"0Summer0-09"},{"$f":"VLOOKUP(Tabulation[[#This Row],[Concat]],Table3[],8)","v":0.28148000000000001},{"$f":"(Tabulation[[#This Row],[AC System Output (kW)]]*Tabulation[[#This Row],[Rate]])","v":0.72858198756000003}]
[6,15,12,3144.4189999999999,{"$f":"Tabulation[[#This Row],[AC System Output (W)]]/1000","v":3.1444190000000001},{"$f":"VLOOKUP(Tabulation[[#This Row],[Month]],Season,2)","v":"Summer"},{"$f":"(DATE(2021,Tabulation[[#This Row],[Month]],Tabulation[[#This Row],[Day]]))","v":"2021-06-15"},{"$f":"WEEKDAY(Tabulation[[#This Row],[Date]])","v":3},{"$f":"IF(OR(Tabulation[[#This Row],[DayNo]]=1,Tabulation[[#This Row],[DayNo]]=7),1,0)","v":0},{"$f":"COUNTIF(Holidays,Tabulation[[#This Row],[Date]])","v":0},{"$f":"CONCATENATE(Tabulation[[#This Row],[Holiday]],Tabulation[[#This Row],[Season]],Tabulation[[#This Row],[Weekend]],\"-\",IF(Tabulation[[#This Row],[Hour]]<10,0,\"\"),C4000)","v":"0Summer0-12"},{"$f":"VLOOKUP(Tabulation[[#This Row],[Concat]],Table3[],8)","v":0.28148000000000001},{"$f":"(Tabulation[[#This Row],[AC System Output (kW)]]*Tabulation[[#This Row],[Rate]])","v":0.88509106012000005}]
[6,15,16,1379.481,{"$f":"Tabulation[[#This Row],[AC System Output (W)]]/1000","v":1.379481},{"$f":"VLOOKUP(Tabulation[[#This Row],[Month]],Season,2)","v":"Summer"},{"$f":"(DATE(2021,Tabulation[[#This Row],[Month]],Tabulation[[#This Row],[Day]]))","v":"2021-06-15"},{"$f":"WEEKDAY(Tabulation[[#This Row],[Date]])","v":3},{"$f":"IF(OR(Tabulation[[#This Row],[DayNo]]=1,Tabulation[[#This Row],[DayNo]]=7),1,0)","v":0},{"$f":"COUNTIF(Holidays,Tabulation[[#This Row],[Date]])","v":0},{"$f":"CONCATENATE(Tabulation[[#This Row],[Holiday]],Tabulation[[#This Row],[Season]],Tabulation[[#This Row],[Weekend]],\"-\",IF(Tabulation[[#This Row],[Hour]]<10,0,\"\"),C4004)","v":"0Summer0-16"},{"$f":"VLOOKUP(Tabulation[[#This Row],[Concat]],Table3[],8)","v":0.28148000000000001},{"$f":"(Tabulation[[#This Row],[AC System Output (kW)]]*Tabulation[[#This Row],[Rate]])","v":0.38829631188000002}]
[6,15,19,0,{"$f":"Tabulation[[#This Row],[AC System Output (W)]]/1000","v":0},{"$f":"VLOOKUP(Tabulation[[#This Row],[Month]],Season,2)","v":"Summer"},{"$f":"(DATE(2021,Tabulation[[#This Row],[Month]],Tabulation[[#This Row],[Day]]))","v":"2021-06-15"},{"$f":"WEEKDAY(Tabulation[[#This Row],[Date]])","v":3},{"$f":"IF(OR(Tabulation[[#This Row],[DayNo]]=1,Tabulation[[#This Row],[DayNo]]=7),1,0)","v":0},{"$f":"COUNTIF(Holidays,Tabulation[[#This Row],[Date]])","v":0},{"$f":"CONCATENATE(Tabulation[[#This Row],[Holiday]],Tabulation[[#This Row],[Season]],Tabulation[[#This Row],[Weekend]],\"-\",IF(Tabulation[[#This Row],[Hour]]<10,0,\"\"),C4007)","v":"0Summer0-19"},{"$f":"VLOOKUP(Tabulation[[#This Row],[Concat]],Table3[],8)","v":0.37644},{"$f":"(Tabulation[[#This Row],[AC System Output (kW)]]*Tabulation[[#This Row],[Rate]])","v":0}]
[6,15,23,0,{"$f":"Tabulation[[#This Row],[AC System Output (W)]]/1000","v":0},{"$f":"VLOOKUP(Tabulation[[#This Row],[Month]],Season,2)","v":"Summer"},{"$f":"(DATE(2021,Tabulation[[#This Row],[Month]],Tabulation[[#This Row],[Day]]))","v":"2021-06-15"},{"$f":"WEEKDAY(Tabulation[[#This Row],[Date]])","v":3},{"$f":"IF(OR(Tabulation[[#This Row],[DayNo]]=1,Tabulation[[#This Row],[DayNo]]=7),1,0)","v":0},{"$f":"COUNTIF(Holidays,Tabulation[[#This Row],[Date]])","v":0},{"$f":"CONCATENATE(Tabulation[[#This Row],[Holiday]],Tabulation[[#This Row],[Season]],Tabulation[[#This Row],[Weekend]],\"-\",IF(Tabulation[[#This Row],[Hour]]<10,0,\"\"),C4011)","v":"0Summer0-23"},{"$f":"VLOOKUP(Tabulation[[#This Row],[Concat]],Table3[],8)","v":0.28148000000000001},{"$f":"(Tabulation[[#This Row],[AC System Output (kW)]]*Tabulation[[#This Row],[Rate]])","v":0}]
[6,16,2,0,{"$f":"Tabulation[[#This Row],[AC System Output (W)]]/1000","v":0},{"$f":"VLOOKUP(Tabulation[[#This Row],[Month]],Season,2)","v":"Summer"},{"$f":"(DATE(2021,Tabulation[[#This Row],[Month]],Tabulation[[#This Row],[Day]]))","v":"2021-06-16"},{"$f":"WEEKDAY(Tabulation[[#This Row],[Date]])","v":4},{"$f":"IF(OR(Tabulation[[#This Row],[DayNo]]=1,Tabulation[[#This Row],[DayNo]]=7),1,0)","v":0},{"$f":"COUNTIF(Holidays,Tabulation[[#This Row],[Date]])","v":0},{"$f":"CONCATENATE(Tabulation[[#This Row],[Holiday]],Tabulation[[#This Row],[Season]],Tabulation[[#This Row],[Weekend]],\"-\",IF(Tabulation[[#This Row],[Hour]]<10,0,\"\"),C4014)","v":"0Summer0-02"},{"$f":"VLOOKUP(Tabulation[[#This Row],[Concat]],Table3[],8)","v":0.28148000000000001},{"$f":"(Tabulation[[#This Row],[AC System Output (kW)]]*Tabulation[[#This Row],[Rate]])","v":0}]
[6,16,5,83.662999999999997,{"$f":"Tabulation[[#This Row],[AC System Output (W)]]/1000","v":8.3663000000000001E-2},{"$f":"VLOOKUP(Tabulation[[#This Row],[Month]],Season,2)","v":"Summer"},{"$f":"(DATE(2021,Tabulation[[#This Row],[Month]],Tabulation[[#This Row],[Day]]))","v":"2021-06-16"},{"$f":"WEEKDAY(Tabulation[[#This Row],[Date]])","v":4},{"$f":"IF(OR(Tabulation[[#This Row],[DayNo]]=1,Tabulation[[#This Row],[DayNo]]=7),1,0)","v":0},{"$f":"COUNTIF(Holidays,Tabulation[[#This Row],[Date]])","v":0},{"$f":"CONCATENATE(Tabulation[[#This Row],[Holiday]],Tabulation[[#This Row],[Season]],Tabulation[[#This Row],[Weekend]],\"-\",IF(Tabulation[[#This Row],[Hour]]<10,0,\"\"),C4017)","v":"0Summer0-05"},{"$f":"VLOOKUP(Tabulation[[#This Row],[Concat]],Table3[],8)","v":0.28148000000000001},{"$f":"(Tabulation[[#This Row],[AC System Output (kW)]]*Tabulation[[#This Row],[Rate]])","v":2.354946124E-2}]
[6,16,7,1290.558,{"$f":"Tabulation[[#This Row],[AC System Output (W)]]/1000","v":1.2905580000000001},{"$f":"VLOOKUP(Tabulation[[#This Row],[Month]],Season,2)","v":"Summer"},{"$f":"(DATE(2021,Tabulation[[#This Row],[Month]],Tabulation[[#This Row],[Day]]))","v":"2021-06-16"},{"$f":"WEEKDAY(Tabulation[[#This Row],[Date]])","v":4},{"$f":"IF(OR(Tabulation[[#This Row],[DayNo]]=1,Tabulation[[#This Row],[DayNo]]=7),1,0)","v":0},{"$f":"COUNTIF(Holidays,Tabulation[[#This Row],[Date]])","v":0},{"$f":"CONCATENATE(Tabulation[[#This Row],[Holiday]],Tabulation[[#This Row],[Season]],Tabulation[[#This Row],[Weekend]],\"-\",IF(Tabulation[[#This Row],[Hour]]<10,0,\"\"),C4019)","v":"0Summer0-07"},{"$f":"VLOOKUP(Tabulation[[#This Row],[Concat]],Table3[],8)","v":0.28148000000000001},{"$f":"(Tabulation[[#This Row],[AC System Output (kW)]]*Tabulation[[#This Row],[Rate]])","v":0.36326626584000005}]
[6,16,10,2786.9690000000001,{"$f":"Tabulation[[#This Row],[AC System Output (W)]]/1000","v":2.786969},{"$f":"VLOOKUP(Tabulation[[#This Row],[Month]],Season,2)","v":"Summer"},{"$f":"(DATE(2021,Tabulation[[#This Row],[Month]],Tabulation[[#This Row],[Day]]))","v":"2021-06-16"},{"$f":"WEEKDAY(Tabulation[[#This Row],[Date]])","v":4},{"$f":"IF(OR(Tabulation[[#This Row],[DayNo]]=1,Tabulation[[#This Row],[DayNo]]=7),1,0)","v":0},{"$f":"COUNTIF(Holidays,Tabulation[[#This Row],[Date]])","v":0},{"$f":"CONCATENATE(Tabulation[[#This Row],[Holiday]],Tabulation[[#This Row],[Season]],Tabulation[[#This Row],[Weekend]],\"-\",IF(Tabulation[[#This Row],[Hour]]<10,0,\"\"),C4022)","v":"0Summer0-10"},{"$f":"VLOOKUP(Tabulation[[#This Row],[Concat]],Table3[],8)","v":0.28148000000000001},{"$f":"(Tabulation[[#This Row],[AC System Output (kW)]]*Tabulation[[#This Row],[Rate]])","v":0.78447603412}]
[6,16,13,2841.4169999999999,{"$f":"Tabulation[[#This Row],[AC System Output (W)]]/1000","v":2.8414169999999999},{"$f":"VLOOKUP(Tabulation[[#This Row],[Month]],Season,2)","v":"Summer"},{"$f":"(DATE(2021,Tabulation[[#This Row],[Month]],Tabulation[[#This Row],[Day]]))","v":"2021-06-16"},{"$f":"WEEKDAY(Tabulation[[#This Row],[Date]])","v":4},{"$f":"IF(OR(Tabulation[[#This Row],[DayNo]]=1,Tabulation[[#This Row],[DayNo]]=7),1,0)","v":0},{"$f":"COUNTIF(Holidays,Tabulation[[#This Row],[Date]])","v":0},{"$f":"CONCATENATE(Tabulation[[#This Row],[Holiday]],Tabulation[[#This Row],[Season]],Tabulation[[#This Row],[Weekend]],\"-\",IF(Tabulation[[#This Row],[Hour]]<10,0,\"\"),C4025)","v":"0Summer0-13"},{"$f":"VLOOKUP(Tabulation[[#This Row],[Concat]],Table3[],8)","v":0.28148000000000001},{"$f":"(Tabulation[[#This Row],[AC System Output (kW)]]*Tabulation[[#This Row],[Rate]])","v":0.79980205715999997}]
[6,16,17,576.65899999999999,{"$f":"Tabulation[[#This Row],[AC System Output (W)]]/1000","v":0.57665900000000003},{"$f":"VLOOKUP(Tabulation[[#This Row],[Month]],Season,2)","v":"Summer"},{"$f":"(DATE(2021,Tabulation[[#This Row],[Month]],Tabulation[[#This Row],[Day]]))","v":"2021-06-16"},{"$f":"WEEKDAY(Tabulation[[#This Row],[Date]])","v":4},{"$f":"IF(OR(Tabulation[[#This Row],[DayNo]]=1,Tabulation[[#This Row],[DayNo]]=7),1,0)","v":0},{"$f":"COUNTIF(Holidays,Tabulation[[#This Row],[Date]])","v":0},{"$f":"CONCATENATE(Tabulation[[#This Row],[Holiday]],Tabulation[[#This Row],[Season]],Tabulation[[#This Row],[Weekend]],\"-\",IF(Tabulation[[#This Row],[Hour]]<10,0,\"\"),C4029)","v":"0Summer0-17"},{"$f":"VLOOKUP(Tabulation[[#This Row],[Concat]],Table3[],8)","v":0.37644},{"$f":"(Tabulation[[#This Row],[AC System Output (kW)]]*Tabulation[[#This Row],[Rate]])","v":0.21707751396000002}]
[6,16,20,0,{"$f":"Tabulation[[#This Row],[AC System Output (W)]]/1000","v":0},{"$f":"VLOOKUP(Tabulation[[#This Row],[Month]],Season,2)","v":"Summer"},{"$f":"(DATE(2021,Tabulation[[#This Row],[Month]],Tabulation[[#This Row],[Day]]))","v":"2021-06-16"},{"$f":"WEEKDAY(Tabulation[[#This Row],[Date]])","v":4},{"$f":"IF(OR(Tabulation[[#This Row],[DayNo]]=1,Tabulation[[#This Row],[DayNo]]=7),1,0)","v":0},{"$f":"COUNTIF(Holidays,Tabulation[[#This Row],[Date]])","v":0},{"$f":"CONCATENATE(Tabulation[[#This Row],[Holiday]],Tabulation[[#This Row],[Season]],Tabulation[[#This Row],[Weekend]],\"-\",IF(Tabulation[[#This Row],[Hour]]<10,0,\"\"),C4032)","v":"0Summer0-20"},{"$f":"VLOOKUP(Tabulation[[#This Row],[Concat]],Table3[],8)","v":0.28148000000000001},{"$f":"(Tabulation[[#This Row],[AC System Output (kW)]]*Tabulation[[#This Row],[Rate]])","v":0}]
[6,17,0,0,{"$f":"Tabulation[[#This Row],[AC System Output (W)]]/1000","v":0},{"$f":"VLOOKUP(Tabulation[[#This Row],[Month]],Season,2)","v":"Summer"},{"$f":"(DATE(2021,Tabulation[[#This Row],[Month]],Tabulation[[#This Row],[Day]]))","v":"2021-06-17"},{"$f":"WEEKDAY(Tabulation[[#This Row],[Date]])","v":5},{"$f":"IF(OR(Tabulation[[#This Row],[DayNo]]=1,Tabulation[[#This Row],[DayNo]]=7),1,0)","v":0},{"$f":"COUNTIF(Holidays,Tabulation[[#This Row],[Date]])","v":0},{"$f":"CONCATENATE(Tabulation[[#This Row],[Holiday]],Tabulation[[#This Row],[Season]],Tabulation[[#This Row],[Weekend]],\"-\",IF(Tabulation[[#This Row],[Hour]]<10,0,\"\"),C4036)","v":"0Summer0-00"},{"$f":"VLOOKUP(Tabulation[[#This Row],[Concat]],Table3[],8)","v":0.28148000000000001},{"$f":"(Tabulation[[#This Row],[AC System Output (kW)]]*Tabulation[[#This Row],[Rate]])","v":0}]
[6,17,2,0,{"$f":"Tabulation[[#This Row],[AC System Output (W)]]/1000","v":0},{"$f":"VLOOKUP(Tabulation[[#This Row],[Month]],Season,2)","v":"Summer"},{"$f":"(DATE(2021,Tabulation[[#This Row],[Month]],Tabulation[[#This Row],[Day]]))","v":"2021-06-17"},{"$f":"WEEKDAY(Tabulation[[#This Row],[Date]])","v":5},{"$f":"IF(OR(Tabulation[[#This Row],[DayNo]]=1,Tabulation[[#This Row],[DayNo]]=7),1,0)","v":0},{"$f":"COUNTIF(Holidays,Tabulation[[#This Row],[Date]])","v":0},{"$f":"CONCATENATE(Tabulation[[#This Row],[Holiday]],Tabulation[[#This Row],[Season]],Tabulation[[#This Row],[Weekend]],\"-\",IF(Tabulation[[#This Row],[Hour]]<10,0,\"\"),C4038)","v":"0Summer0-02"},{"$f":"VLOOKUP(Tabulation[[#This Row],[Concat]],Table3[],8)","v":0.28148000000000001},{"$f":"(Tabulation[[#This Row],[AC System Output (kW)]]*Tabulation[[#This Row],[Rate]])","v":0}]
[6,17,7,1295.252,{"$f":"Tabulation[[#This Row],[AC System Output (W)]]/1000","v":1.2952519999999998},{"$f":"VLOOKUP(Tabulation[[#This Row],[Month]],Season,2)","v":"Summer"},{"$f":"(DATE(2021,Tabulation[[#This Row],[Month]],Tabulation[[#This Row],[Day]]))","v":"2021-06-17"},{"$f":"WEEKDAY(Tabulation[[#This Row],[Date]])","v":5},{"$f":"IF(OR(Tabulation[[#This Row],[DayNo]]=1,Tabulation[[#This Row],[DayNo]]=7),1,0)","v":0},{"$f":"COUNTIF(Holidays,Tabulation[[#This Row],[Date]])","v":0},{"$f":"CONCATENATE(Tabulation[[#This Row],[Holiday]],Tabulation[[#This Row],[Season]],Tabulation[[#This Row],[Weekend]],\"-\",IF(Tabulation[[#This Row],[Hour]]<10,0,\"\"),C4043)","v":"0Summer0-07"},{"$f":"VLOOKUP(Tabulation[[#This Row],[Concat]],Table3[],8)","v":0.28148000000000001},{"$f":"(Tabulation[[#This Row],[AC System Output (kW)]]*Tabulation[[#This Row],[Rate]])","v":0.36458753295999996}]
[6,17,8,1978.5229999999999,{"$f":"Tabulation[[#This Row],[AC System Output (W)]]/1000","v":1.9785229999999998},{"$f":"VLOOKUP(Tabulation[[#This Row],[Month]],Season,2)","v":"Summer"},{"$f":"(DATE(2021,Tabulation[[#This Row],[Month]],Tabulation[[#This Row],[Day]]))","v":"2021-06-17"},{"$f":"WEEKDAY(Tabulation[[#This Row],[Date]])","v":5},{"$f":"IF(OR(Tabulation[[#This Row],[DayNo]]=1,Tabulation[[#This Row],[DayNo]]=7),1,0)","v":0},{"$f":"COUNTIF(Holidays,Tabulation[[#This Row],[Date]])","v":0},{"$f":"CONCATENATE(Tabulation[[#This Row],[Holiday]],Tabulation[[#This Row],[Season]],Tabulation[[#This Row],[Weekend]],\"-\",IF(Tabulation[[#This Row],[Hour]]<10,0,\"\"),C4044)","v":"0Summer0-08"},{"$f":"VLOOKUP(Tabulation[[#This Row],[Concat]],Table3[],8)","v":0.28148000000000001},{"$f":"(Tabulation[[#This Row],[AC System Output (kW)]]*Tabulation[[#This Row],[Rate]])","v":0.55691465403999996}]
[6,17,11,3010.09,{"$f":"Tabulation[[#This Row],[AC System Output (W)]]/1000","v":3.0100899999999999},{"$f":"VLOOKUP(Tabulation[[#This Row],[Month]],Season,2)","v":"Summer"},{"$f":"(DATE(2021,Tabulation[[#This Row],[Month]],Tabulation[[#This Row],[Day]]))","v":"2021-06-17"},{"$f":"WEEKDAY(Tabulation[[#This Row],[Date]])","v":5},{"$f":"IF(OR(Tabulation[[#This Row],[DayNo]]=1,Tabulation[[#This Row],[DayNo]]=7),1,0)","v":0},{"$f":"COUNTIF(Holidays,Tabulation[[#This Row],[Date]])","v":0},{"$f":"CONCATENATE(Tabulation[[#This Row],[Holiday]],Tabulation[[#This Row],[Season]],Tabulation[[#This Row],[Weekend]],\"-\",IF(Tabulation[[#This Row],[Hour]]<10,0,\"\"),C4047)","v":"0Summer0-11"},{"$f":"VLOOKUP(Tabulation[[#This Row],[Concat]],Table3[],8)","v":0.28148000000000001},{"$f":"(Tabulation[[#This Row],[AC System Output (kW)]]*Tabulation[[#This Row],[Rate]])","v":0.84728013319999995}]
[6,17,15,2031.6579999999999,{"$f":"Tabulation[[#This Row],[AC System Output (W)]]/1000","v":2.0316579999999997},{"$f":"VLOOKUP(Tabulation[[#This Row],[Month]],Season,2)","v":"Summer"},{"$f":"(DATE(2021,Tabulation[[#This Row],[Month]],Tabulation[[#This Row],[Day]]))","v":"2021-06-17"},{"$f":"WEEKDAY(Tabulation[[#This Row],[Date]])","v":5},{"$f":"IF(OR(Tabulation[[#This Row],[DayNo]]=1,Tabulation[[#This Row],[DayNo]]=7),1,0)","v":0},{"$f":"COUNTIF(Holidays,Tabulation[[#This Row],[Date]])","v":0},{"$f":"CONCATENATE(Tabulation[[#This Row],[Holiday]],Tabulation[[#This Row],[Season]],Tabulation[[#This Row],[Weekend]],\"-\",IF(Tabulation[[#This Row],[Hour]]<10,0,\"\"),C4051)","v":"0Summer0-15"},{"$f":"VLOOKUP(Tabulation[[#This Row],[Concat]],Table3[],8)","v":0.28148000000000001},{"$f":"(Tabulation[[#This Row],[AC System Output (kW)]]*Tabulation[[#This Row],[Rate]])","v":0.5718710938399999}]
[6,17,18,87.861999999999995,{"$f":"Tabulation[[#This Row],[AC System Output (W)]]/1000","v":8.7861999999999996E-2},{"$f":"VLOOKUP(Tabulation[[#This Row],[Month]],Season,2)","v":"Summer"},{"$f":"(DATE(2021,Tabulation[[#This Row],[Month]],Tabulation[[#This Row],[Day]]))","v":"2021-06-17"},{"$f":"WEEKDAY(Tabulation[[#This Row],[Date]])","v":5},{"$f":"IF(OR(Tabulation[[#This Row],[DayNo]]=1,Tabulation[[#This Row],[DayNo]]=7),1,0)","v":0},{"$f":"COUNTIF(Holidays,Tabulation[[#This Row],[Date]])","v":0},{"$f":"CONCATENATE(Tabulation[[#This Row],[Holiday]],Tabulation[[#This Row],[Season]],Tabulation[[#This Row],[Weekend]],\"-\",IF(Tabulation[[#This Row],[Hour]]<10,0,\"\"),C4054)","v":"0Summer0-18"},{"$f":"VLOOKUP(Tabulation[[#This Row],[Concat]],Table3[],8)","v":0.37644},{"$f":"(Tabulation[[#This Row],[AC System Output (kW)]]*Tabulation[[#This Row],[Rate]])","v":3.3074771279999998E-2}]
[6,17,21,0,{"$f":"Tabulation[[#This Row],[AC System Output (W)]]/1000","v":0},{"$f":"VLOOKUP(Tabulation[[#This Row],[Month]],Season,2)","v":"Summer"},{"$f":"(DATE(2021,Tabulation[[#This Row],[Month]],Tabulation[[#This Row],[Day]]))","v":"2021-06-17"},{"$f":"WEEKDAY(Tabulation[[#This Row],[Date]])","v":5},{"$f":"IF(OR(Tabulation[[#This Row],[DayNo]]=1,Tabulation[[#This Row],[DayNo]]=7),1,0)","v":0},{"$f":"COUNTIF(Holidays,Tabulation[[#This Row],[Date]])","v":0},{"$f":"CONCATENATE(Tabulation[[#This Row],[Holiday]],Tabulation[[#This Row],[Season]],Tabulation[[#This Row],[Weekend]],\"-\",IF(Tabulation[[#This Row],[Hour]]<10,0,\"\"),C4057)","v":"0Summer0-21"},{"$f":"VLOOKUP(Tabulation[[#This Row],[Concat]],Table3[],8)","v":0.28148000000000001},{"$f":"(Tabulation[[#This Row],[AC System Output (kW)]]*Tabulation[[#This Row],[Rate]])","v":0}]
[6,17,23,0,{"$f":"Tabulation[[#This Row],[AC System Output (W)]]/1000","v":0},{"$f":"VLOOKUP(Tabulation[[#This Row],[Month]],Season,2)","v":"Summer"},{"$f":"(DATE(2021,Tabulation[[#This Row],[Month]],Tabulation[[#This Row],[Day]]))","v":"2021-06-17"},{"$f":"WEEKDAY(Tabulation[[#This Row],[Date]])","v":5},{"$f":"IF(OR(Tabulation[[#This Row],[DayNo]]=1,Tabulation[[#This Row],[DayNo]]=7),1,0)","v":0},{"$f":"COUNTIF(Holidays,Tabulation[[#This Row],[Date]])","v":0},{"$f":"CONCATENATE(Tabulation[[#This Row],[Holiday]],Tabulation[[#This Row],[Season]],Tabulation[[#This Row],[Weekend]],\"-\",IF(Tabulation[[#This Row],[Hour]]<10,0,\"\"),C4059)","v":"0Summer0-23"},{"$f":"VLOOKUP(Tabulation[[#This Row],[Concat]],Table3[],8)","v":0.28148000000000001},{"$f":"(Tabulation[[#This Row],[AC System Output (kW)]]*Tabulation[[#This Row],[Rate]])","v":0}]
[6,18,5,69.421000000000006,{"$f":"Tabulation[[#This Row],[AC System Output (W)]]/1000","v":6.942100000000001E-2},{"$f":"VLOOKUP(Tabulation[[#This Row],[Month]],Season,2)","v":"Summer"},{"$f":"(DATE(2021,Tabulation[[#This Row],[Month]],Tabulation[[#This Row],[Day]]))","v":"2021-06-18"},{"$f":"WEEKDAY(Tabulation[[#This Row],[Date]])","v":6},{"$f":"IF(OR(Tabulation[[#This Row],[DayNo]]=1,Tabulation[[#This Row],[DayNo]]=7),1,0)","v":0},{"$f":"COUNTIF(Holidays,Tabulation[[#This Row],[Date]])","v":0},{"$f":"CONCATENATE(Tabulation[[#This Row],[Holiday]],Tabulation[[#This Row],[Season]],Tabulation[[#This Row],[Weekend]],\"-\",IF(Tabulation[[#This Row],[Hour]]<10,0,\"\"),C4065)","v":"0Summer0-05"},{"$f":"VLOOKUP(Tabulation[[#This Row],[Concat]],Table3[],8)","v":0.28148000000000001},{"$f":"(Tabulation[[#This Row],[AC System Output (kW)]]*Tabulation[[#This Row],[Rate]])","v":1.9540623080000003E-2}]
[6,18,8,2022.742,{"$f":"Tabulation[[#This Row],[AC System Output (W)]]/1000","v":2.022742},{"$f":"VLOOKUP(Tabulation[[#This Row],[Month]],Season,2)","v":"Summer"},{"$f":"(DATE(2021,Tabulation[[#This Row],[Month]],Tabulation[[#This Row],[Day]]))","v":"2021-06-18"},{"$f":"WEEKDAY(Tabulation[[#This Row],[Date]])","v":6},{"$f":"IF(OR(Tabulation[[#This Row],[DayNo]]=1,Tabulation[[#This Row],[DayNo]]=7),1,0)","v":0},{"$f":"COUNTIF(Holidays,Tabulation[[#This Row],[Date]])","v":0},{"$f":"CONCATENATE(Tabulation[[#This Row],[Holiday]],Tabulation[[#This Row],[Season]],Tabulation[[#This Row],[Weekend]],\"-\",IF(Tabulation[[#This Row],[Hour]]<10,0,\"\"),C4068)","v":"0Summer0-08"},{"$f":"VLOOKUP(Tabulation[[#This Row],[Concat]],Table3[],8)","v":0.28148000000000001},{"$f":"(Tabulation[[#This Row],[AC System Output (kW)]]*Tabulation[[#This Row],[Rate]])","v":0.56936141816000008}]
[6,18,9,2547.2550000000001,{"$f":"Tabulation[[#This Row],[AC System Output (W)]]/1000","v":2.5472550000000003},{"$f":"VLOOKUP(Tabulation[[#This Row],[Month]],Season,2)","v":"Summer"},{"$f":"(DATE(2021,Tabulation[[#This Row],[Month]],Tabulation[[#This Row],[Day]]))","v":"2021-06-18"},{"$f":"WEEKDAY(Tabulation[[#This Row],[Date]])","v":6},{"$f":"IF(OR(Tabulation[[#This Row],[DayNo]]=1,Tabulation[[#This Row],[DayNo]]=7),1,0)","v":0},{"$f":"COUNTIF(Holidays,Tabulation[[#This Row],[Date]])","v":0},{"$f":"CONCATENATE(Tabulation[[#This Row],[Holiday]],Tabulation[[#This Row],[Season]],Tabulation[[#This Row],[Weekend]],\"-\",IF(Tabulation[[#This Row],[Hour]]<10,0,\"\"),C4069)","v":"0Summer0-09"},{"$f":"VLOOKUP(Tabulation[[#This Row],[Concat]],Table3[],8)","v":0.28148000000000001},{"$f":"(Tabulation[[#This Row],[AC System Output (kW)]]*Tabulation[[#This Row],[Rate]])","v":0.71700133740000005}]
[6,18,12,3139.3440000000001,{"$f":"Tabulation[[#This Row],[AC System Output (W)]]/1000","v":3.1393439999999999},{"$f":"VLOOKUP(Tabulation[[#This Row],[Month]],Season,2)","v":"Summer"},{"$f":"(DATE(2021,Tabulation[[#This Row],[Month]],Tabulation[[#This Row],[Day]]))","v":"2021-06-18"},{"$f":"WEEKDAY(Tabulation[[#This Row],[Date]])","v":6},{"$f":"IF(OR(Tabulation[[#This Row],[DayNo]]=1,Tabulation[[#This Row],[DayNo]]=7),1,0)","v":0},{"$f":"COUNTIF(Holidays,Tabulation[[#This Row],[Date]])","v":0},{"$f":"CONCATENATE(Tabulation[[#This Row],[Holiday]],Tabulation[[#This Row],[Season]],Tabulation[[#This Row],[Weekend]],\"-\",IF(Tabulation[[#This Row],[Hour]]<10,0,\"\"),C4072)","v":"0Summer0-12"},{"$f":"VLOOKUP(Tabulation[[#This Row],[Concat]],Table3[],8)","v":0.28148000000000001},{"$f":"(Tabulation[[#This Row],[AC System Output (kW)]]*Tabulation[[#This Row],[Rate]])","v":0.88366254911999997}]
[6,18,16,1389.952,{"$f":"Tabulation[[#This Row],[AC System Output (W)]]/1000","v":1.3899520000000001},{"$f":"VLOOKUP(Tabulation[[#This Row],[Month]],Season,2)","v":"Summer"},{"$f":"(DATE(2021,Tabulation[[#This Row],[Month]],Tabulation[[#This Row],[Day]]))","v":"2021-06-18"},{"$f":"WEEKDAY(Tabulation[[#This Row],[Date]])","v":6},{"$f":"IF(OR(Tabulation[[#This Row],[DayNo]]=1,Tabulation[[#This Row],[DayNo]]=7),1,0)","v":0},{"$f":"COUNTIF(Holidays,Tabulation[[#This Row],[Date]])","v":0},{"$f":"CONCATENATE(Tabulation[[#This Row],[Holiday]],Tabulation[[#This Row],[Season]],Tabulation[[#This Row],[Weekend]],\"-\",IF(Tabulation[[#This Row],[Hour]]<10,0,\"\"),C4076)","v":"0Summer0-16"},{"$f":"VLOOKUP(Tabulation[[#This Row],[Concat]],Table3[],8)","v":0.28148000000000001},{"$f":"(Tabulation[[#This Row],[AC System Output (kW)]]*Tabulation[[#This Row],[Rate]])","v":0.39124368896000006}]
[6,18,19,0,{"$f":"Tabulation[[#This Row],[AC System Output (W)]]/1000","v":0},{"$f":"VLOOKUP(Tabulation[[#This Row],[Month]],Season,2)","v":"Summer"},{"$f":"(DATE(2021,Tabulation[[#This Row],[Month]],Tabulation[[#This Row],[Day]]))","v":"2021-06-18"},{"$f":"WEEKDAY(Tabulation[[#This Row],[Date]])","v":6},{"$f":"IF(OR(Tabulation[[#This Row],[DayNo]]=1,Tabulation[[#This Row],[DayNo]]=7),1,0)","v":0},{"$f":"COUNTIF(Holidays,Tabulation[[#This Row],[Date]])","v":0},{"$f":"CONCATENATE(Tabulation[[#This Row],[Holiday]],Tabulation[[#This Row],[Season]],Tabulation[[#This Row],[Weekend]],\"-\",IF(Tabulation[[#This Row],[Hour]]<10,0,\"\"),C4079)","v":"0Summer0-19"},{"$f":"VLOOKUP(Tabulation[[#This Row],[Concat]],Table3[],8)","v":0.37644},{"$f":"(Tabulation[[#This Row],[AC System Output (kW)]]*Tabulation[[#This Row],[Rate]])","v":0}]
[6,19,0,0,{"$f":"Tabulation[[#This Row],[AC System Output (W)]]/1000","v":0},{"$f":"VLOOKUP(Tabulation[[#This Row],[Month]],Season,2)","v":"Summer"},{"$f":"(DATE(2021,Tabulation[[#This Row],[Month]],Tabulation[[#This Row],[Day]]))","v":"2021-06-19"},{"$f":"WEEKDAY(Tabulation[[#This Row],[Date]])","v":7},{"$f":"IF(OR(Tabulation[[#This Row],[DayNo]]=1,Tabulation[[#This Row],[DayNo]]=7),1,0)","v":1},{"$f":"COUNTIF(Holidays,Tabulation[[#This Row],[Date]])","v":0},{"$f":"CONCATENATE(Tabulation[[#This Row],[Holiday]],Tabulation[[#This Row],[Season]],Tabulation[[#This Row],[Weekend]],\"-\",IF(Tabulation[[#This Row],[Hour]]<10,0,\"\"),C4084)","v":"0Summer1-00"},{"$f":"VLOOKUP(Tabulation[[#This Row],[Concat]],Table3[],8)","v":0.28148000000000001},{"$f":"(Tabulation[[#This Row],[AC System Output (kW)]]*Tabulation[[#This Row],[Rate]])","v":0}]
[6,19,3,0,{"$f":"Tabulation[[#This Row],[AC System Output (W)]]/1000","v":0},{"$f":"VLOOKUP(Tabulation[[#This Row],[Month]],Season,2)","v":"Summer"},{"$f":"(DATE(2021,Tabulation[[#This Row],[Month]],Tabulation[[#This Row],[Day]]))","v":"2021-06-19"},{"$f":"WEEKDAY(Tabulation[[#This Row],[Date]])","v":7},{"$f":"IF(OR(Tabulation[[#This Row],[DayNo]]=1,Tabulation[[#This Row],[DayNo]]=7),1,0)","v":1},{"$f":"COUNTIF(Holidays,Tabulation[[#This Row],[Date]])","v":0},{"$f":"CONCATENATE(Tabulation[[#This Row],[Holiday]],Tabulation[[#This Row],[Season]],Tabulation[[#This Row],[Weekend]],\"-\",IF(Tabulation[[#This Row],[Hour]]<10,0,\"\"),C4087)","v":"0Summer1-03"},{"$f":"VLOOKUP(Tabulation[[#This Row],[Concat]],Table3[],8)","v":0.28148000000000001},{"$f":"(Tabulation[[#This Row],[AC System Output (kW)]]*Tabulation[[#This Row],[Rate]])","v":0}]
[6,19,6,536.97500000000002,{"$f":"Tabulation[[#This Row],[AC System Output (W)]]/1000","v":0.53697499999999998},{"$f":"VLOOKUP(Tabulation[[#This Row],[Month]],Season,2)","v":"Summer"},{"$f":"(DATE(2021,Tabulation[[#This Row],[Month]],Tabulation[[#This Row],[Day]]))","v":"2021-06-19"},{"$f":"WEEKDAY(Tabulation[[#This Row],[Date]])","v":7},{"$f":"IF(OR(Tabulation[[#This Row],[DayNo]]=1,Tabulation[[#This Row],[DayNo]]=7),1,0)","v":1},{"$f":"COUNTIF(Holidays,Tabulation[[#This Row],[Date]])","v":0},{"$f":"CONCATENATE(Tabulation[[#This Row],[Holiday]],Tabulation[[#This Row],[Season]],Tabulation[[#This Row],[Weekend]],\"-\",IF(Tabulation[[#This Row],[Hour]]<10,0,\"\"),C4090)","v":"0Summer1-06"},{"$f":"VLOOKUP(Tabulation[[#This Row],[Concat]],Table3[],8)","v":0.28148000000000001},{"$f":"(Tabulation[[#This Row],[AC System Output (kW)]]*Tabulation[[#This Row],[Rate]])","v":0.15114772300000001}]
[6,19,7,1345.242,{"$f":"Tabulation[[#This Row],[AC System Output (W)]]/1000","v":1.345242},{"$f":"VLOOKUP(Tabulation[[#This Row],[Month]],Season,2)","v":"Summer"},{"$f":"(DATE(2021,Tabulation[[#This Row],[Month]],Tabulation[[#This Row],[Day]]))","v":"2021-06-19"},{"$f":"WEEKDAY(Tabulation[[#This Row],[Date]])","v":7},{"$f":"IF(OR(Tabulation[[#This Row],[DayNo]]=1,Tabulation[[#This Row],[DayNo]]=7),1,0)","v":1},{"$f":"COUNTIF(Holidays,Tabulation[[#This Row],[Date]])","v":0},{"$f":"CONCATENATE(Tabulation[[#This Row],[Holiday]],Tabulation[[#This Row],[Season]],Tabulation[[#This Row],[Weekend]],\"-\",IF(Tabulation[[#This Row],[Hour]]<10,0,\"\"),C4091)","v":"0Summer1-07"},{"$f":"VLOOKUP(Tabulation[[#This Row],[Concat]],Table3[],8)","v":0.28148000000000001},{"$f":"(Tabulation[[#This Row],[AC System Output (kW)]]*Tabulation[[#This Row],[Rate]])","v":0.37865871816000002}]
[6,19,10,2941.643,{"$f":"Tabulation[[#This Row],[AC System Output (W)]]/1000","v":2.941643},{"$f":"VLOOKUP(Tabulation[[#This Row],[Month]],Season,2)","v":"Summer"},{"$f":"(DATE(2021,Tabulation[[#This Row],[Month]],Tabulation[[#This Row],[Day]]))","v":"2021-06-19"},{"$f":"WEEKDAY(Tabulation[[#This Row],[Date]])","v":7},{"$f":"IF(OR(Tabulation[[#This Row],[DayNo]]=1,Tabulation[[#This Row],[DayNo]]=7),1,0)","v":1},{"$f":"COUNTIF(Holidays,Tabulation[[#This Row],[Date]])","v":0},{"$f":"CONCATENATE(Tabulation[[#This Row],[Holiday]],Tabulation[[#This Row],[Season]],Tabulation[[#This Row],[Weekend]],\"-\",IF(Tabulation[[#This Row],[Hour]]<10,0,\"\"),C4094)","v":"0Summer1-10"},{"$f":"VLOOKUP(Tabulation[[#This Row],[Concat]],Table3[],8)","v":0.28148000000000001},{"$f":"(Tabulation[[#This Row],[AC System Output (kW)]]*Tabulation[[#This Row],[Rate]])","v":0.82801367164000006}]
[6,19,13,2949.86,{"$f":"Tabulation[[#This Row],[AC System Output (W)]]/1000","v":2.9498600000000001},{"$f":"VLOOKUP(Tabulation[[#This Row],[Month]],Season,2)","v":"Summer"},{"$f":"(DATE(2021,Tabulation[[#This Row],[Month]],Tabulation[[#This Row],[Day]]))","v":"2021-06-19"},{"$f":"WEEKDAY(Tabulation[[#This Row],[Date]])","v":7},{"$f":"IF(OR(Tabulation[[#This Row],[DayNo]]=1,Tabulation[[#This Row],[DayNo]]=7),1,0)","v":1},{"$f":"COUNTIF(Holidays,Tabulation[[#This Row],[Date]])","v":0},{"$f":"CONCATENATE(Tabulation[[#This Row],[Holiday]],Tabulation[[#This Row],[Season]],Tabulation[[#This Row],[Weekend]],\"-\",IF(Tabulation[[#This Row],[Hour]]<10,0,\"\"),C4097)","v":"0Summer1-13"},{"$f":"VLOOKUP(Tabulation[[#This Row],[Concat]],Table3[],8)","v":0.28148000000000001},{"$f":"(Tabulation[[#This Row],[AC System Output (kW)]]*Tabulation[[#This Row],[Rate]])","v":0.8303265928000001}]
[6,19,17,602.22799999999995,{"$f":"Tabulation[[#This Row],[AC System Output (W)]]/1000","v":0.60222799999999999},{"$f":"VLOOKUP(Tabulation[[#This Row],[Month]],Season,2)","v":"Summer"},{"$f":"(DATE(2021,Tabulation[[#This Row],[Month]],Tabulation[[#This Row],[Day]]))","v":"2021-06-19"},{"$f":"WEEKDAY(Tabulation[[#This Row],[Date]])","v":7},{"$f":"IF(OR(Tabulation[[#This Row],[DayNo]]=1,Tabulation[[#This Row],[DayNo]]=7),1,0)","v":1},{"$f":"COUNTIF(Holidays,Tabulation[[#This Row],[Date]])","v":0},{"$f":"CONCATENATE(Tabulation[[#This Row],[Holiday]],Tabulation[[#This Row],[Season]],Tabulation[[#This Row],[Weekend]],\"-\",IF(Tabulation[[#This Row],[Hour]]<10,0,\"\"),C4101)","v":"0Summer1-17"},{"$f":"VLOOKUP(Tabulation[[#This Row],[Concat]],Table3[],8)","v":0.28148000000000001},{"$f":"(Tabulation[[#This Row],[AC System Output (kW)]]*Tabulation[[#This Row],[Rate]])","v":0.16951513743999999}]
[6,19,21,0,{"$f":"Tabulation[[#This Row],[AC System Output (W)]]/1000","v":0},{"$f":"VLOOKUP(Tabulation[[#This Row],[Month]],Season,2)","v":"Summer"},{"$f":"(DATE(2021,Tabulation[[#This Row],[Month]],Tabulation[[#This Row],[Day]]))","v":"2021-06-19"},{"$f":"WEEKDAY(Tabulation[[#This Row],[Date]])","v":7},{"$f":"IF(OR(Tabulation[[#This Row],[DayNo]]=1,Tabulation[[#This Row],[DayNo]]=7),1,0)","v":1},{"$f":"COUNTIF(Holidays,Tabulation[[#This Row],[Date]])","v":0},{"$f":"CONCATENATE(Tabulation[[#This Row],[Holiday]],Tabulation[[#This Row],[Season]],Tabulation[[#This Row],[Weekend]],\"-\",IF(Tabulation[[#This Row],[Hour]]<10,0,\"\"),C4105)","v":"0Summer1-21"},{"$f":"VLOOKUP(Tabulation[[#This Row],[Concat]],Table3[],8)","v":0.28148000000000001},{"$f":"(Tabulation[[#This Row],[AC System Output (kW)]]*Tabulation[[#This Row],[Rate]])","v":0}]
[6,20,0,0,{"$f":"Tabulation[[#This Row],[AC System Output (W)]]/1000","v":0},{"$f":"VLOOKUP(Tabulation[[#This Row],[Month]],Season,2)","v":"Summer"},{"$f":"(DATE(2021,Tabulation[[#This Row],[Month]],Tabulation[[#This Row],[Day]]))","v":"2021-06-20"},{"$f":"WEEKDAY(Tabulation[[#This Row],[Date]])","v":1},{"$f":"IF(OR(Tabulation[[#This Row],[DayNo]]=1,Tabulation[[#This Row],[DayNo]]=7),1,0)","v":1},{"$f":"COUNTIF(Holidays,Tabulation[[#This Row],[Date]])","v":0},{"$f":"CONCATENATE(Tabulation[[#This Row],[Holiday]],Tabulation[[#This Row],[Season]],Tabulation[[#This Row],[Weekend]],\"-\",IF(Tabulation[[#This Row],[Hour]]<10,0,\"\"),C4108)","v":"0Summer1-00"},{"$f":"VLOOKUP(Tabulation[[#This Row],[Concat]],Table3[],8)","v":0.28148000000000001},{"$f":"(Tabulation[[#This Row],[AC System Output (kW)]]*Tabulation[[#This Row],[Rate]])","v":0}]
[6,20,4,0,{"$f":"Tabulation[[#This Row],[AC System Output (W)]]/1000","v":0},{"$f":"VLOOKUP(Tabulation[[#This Row],[Month]],Season,2)","v":"Summer"},{"$f":"(DATE(2021,Tabulation[[#This Row],[Month]],Tabulation[[#This Row],[Day]]))","v":"2021-06-20"},{"$f":"WEEKDAY(Tabulation[[#This Row],[Date]])","v":1},{"$f":"IF(OR(Tabulation[[#This Row],[DayNo]]=1,Tabulation[[#This Row],[DayNo]]=7),1,0)","v":1},{"$f":"COUNTIF(Holidays,Tabulation[[#This Row],[Date]])","v":0},{"$f":"CONCATENATE(Tabulation[[#This Row],[Holiday]],Tabulation[[#This Row],[Season]],Tabulation[[#This Row],[Weekend]],\"-\",IF(Tabulation[[#This Row],[Hour]]<10,0,\"\"),C4112)","v":"0Summer1-04"},{"$f":"VLOOKUP(Tabulation[[#This Row],[Concat]],Table3[],8)","v":0.28148000000000001},{"$f":"(Tabulation[[#This Row],[AC System Output (kW)]]*Tabulation[[#This Row],[Rate]])","v":0}]
[6,20,7,1296.25,{"$f":"Tabulation[[#This Row],[AC System Output (W)]]/1000","v":1.2962499999999999},{"$f":"VLOOKUP(Tabulation[[#This Row],[Month]],Season,2)","v":"Summer"},{"$f":"(DATE(2021,Tabulation[[#This Row],[Month]],Tabulation[[#This Row],[Day]]))","v":"2021-06-20"},{"$f":"WEEKDAY(Tabulation[[#This Row],[Date]])","v":1},{"$f":"IF(OR(Tabulation[[#This Row],[DayNo]]=1,Tabulation[[#This Row],[DayNo]]=7),1,0)","v":1},{"$f":"COUNTIF(Holidays,Tabulation[[#This Row],[Date]])","v":0},{"$f":"CONCATENATE(Tabulation[[#This Row],[Holiday]],Tabulation[[#This Row],[Season]],Tabulation[[#This Row],[Weekend]],\"-\",IF(Tabulation[[#This Row],[Hour]]<10,0,\"\"),C4115)","v":"0Summer1-07"},{"$f":"VLOOKUP(Tabulation[[#This Row],[Concat]],Table3[],8)","v":0.28148000000000001},{"$f":"(Tabulation[[#This Row],[AC System Output (kW)]]*Tabulation[[#This Row],[Rate]])","v":0.36486844999999996}]
[6,20,8,2011.088,{"$f":"Tabulation[[#This Row],[AC System Output (W)]]/1000","v":2.011088},{"$f":"VLOOKUP(Tabulation[[#This Row],[Month]],Season,2)","v":"Summer"},{"$f":"(DATE(2021,Tabulation[[#This Row],[Month]],Tabulation[[#This Row],[Day]]))","v":"2021-06-20"},{"$f":"WEEKDAY(Tabulation[[#This Row],[Date]])","v":1},{"$f":"IF(OR(Tabulation[[#This Row],[DayNo]]=1,Tabulation[[#This Row],[DayNo]]=7),1,0)","v":1},{"$f":"COUNTIF(Holidays,Tabulation[[#This Row],[Date]])","v":0},{"$f":"CONCATENATE(Tabulation[[#This Row],[Holiday]],Tabulation[[#This Row],[Season]],Tabulation[[#This Row],[Weekend]],\"-\",IF(Tabulation[[#This Row],[Hour]]<10,0,\"\"),C4116)","v":"0Summer1-08"},{"$f":"VLOOKUP(Tabulation[[#This Row],[Concat]],Table3[],8)","v":0.28148000000000001},{"$f":"(Tabulation[[#This Row],[AC System Output (kW)]]*Tabulation[[#This Row],[Rate]])","v":0.56608105023999999}]
[6,20,11,3057.6970000000001,{"$f":"Tabulation[[#This Row],[AC System Output (W)]]/1000","v":3.0576970000000001},{"$f":"VLOOKUP(Tabulation[[#This Row],[Month]],Season,2)","v":"Summer"},{"$f":"(DATE(2021,Tabulation[[#This Row],[Month]],Tabulation[[#This Row],[Day]]))","v":"2021-06-20"},{"$f":"WEEKDAY(Tabulation[[#This Row],[Date]])","v":1},{"$f":"IF(OR(Tabulation[[#This Row],[DayNo]]=1,Tabulation[[#This Row],[DayNo]]=7),1,0)","v":1},{"$f":"COUNTIF(Holidays,Tabulation[[#This Row],[Date]])","v":0},{"$f":"CONCATENATE(Tabulation[[#This Row],[Holiday]],Tabulation[[#This Row],[Season]],Tabulation[[#This Row],[Weekend]],\"-\",IF(Tabulation[[#This Row],[Hour]]<10,0,\"\"),C4119)","v":"0Summer1-11"},{"$f":"VLOOKUP(Tabulation[[#This Row],[Concat]],Table3[],8)","v":0.28148000000000001},{"$f":"(Tabulation[[#This Row],[AC System Output (kW)]]*Tabulation[[#This Row],[Rate]])","v":0.86068055156000001}]
[6,20,14,2548.9380000000001,{"$f":"Tabulation[[#This Row],[AC System Output (W)]]/1000","v":2.5489380000000001},{"$f":"VLOOKUP(Tabulation[[#This Row],[Month]],Season,2)","v":"Summer"},{"$f":"(DATE(2021,Tabulation[[#This Row],[Month]],Tabulation[[#This Row],[Day]]))","v":"2021-06-20"},{"$f":"WEEKDAY(Tabulation[[#This Row],[Date]])","v":1},{"$f":"IF(OR(Tabulation[[#This Row],[DayNo]]=1,Tabulation[[#This Row],[DayNo]]=7),1,0)","v":1},{"$f":"COUNTIF(Holidays,Tabulation[[#This Row],[Date]])","v":0},{"$f":"CONCATENATE(Tabulation[[#This Row],[Holiday]],Tabulation[[#This Row],[Season]],Tabulation[[#This Row],[Weekend]],\"-\",IF(Tabulation[[#This Row],[Hour]]<10,0,\"\"),C4122)","v":"0Summer1-14"},{"$f":"VLOOKUP(Tabulation[[#This Row],[Concat]],Table3[],8)","v":0.28148000000000001},{"$f":"(Tabulation[[#This Row],[AC System Output (kW)]]*Tabulation[[#This Row],[Rate]])","v":0.71747506824000007}]
[6,20,19,0,{"$f":"Tabulation[[#This Row],[AC System Output (W)]]/1000","v":0},{"$f":"VLOOKUP(Tabulation[[#This Row],[Month]],Season,2)","v":"Summer"},{"$f":"(DATE(2021,Tabulation[[#This Row],[Month]],Tabulation[[#This Row],[Day]]))","v":"2021-06-20"},{"$f":"WEEKDAY(Tabulation[[#This Row],[Date]])","v":1},{"$f":"IF(OR(Tabulation[[#This Row],[DayNo]]=1,Tabulation[[#This Row],[DayNo]]=7),1,0)","v":1},{"$f":"COUNTIF(Holidays,Tabulation[[#This Row],[Date]])","v":0},{"$f":"CONCATENATE(Tabulation[[#This Row],[Holiday]],Tabulation[[#This Row],[Season]],Tabulation[[#This Row],[Weekend]],\"-\",IF(Tabulation[[#This Row],[Hour]]<10,0,\"\"),C4127)","v":"0Summer1-19"},{"$f":"VLOOKUP(Tabulation[[#This Row],[Concat]],Table3[],8)","v":0.28148000000000001},{"$f":"(Tabulation[[#This Row],[AC System Output (kW)]]*Tabulation[[#This Row],[Rate]])","v":0}]
[6,20,22,0,{"$f":"Tabulation[[#This Row],[AC System Output (W)]]/1000","v":0},{"$f":"VLOOKUP(Tabulation[[#This Row],[Month]],Season,2)","v":"Summer"},{"$f":"(DATE(2021,Tabulation[[#This Row],[Month]],Tabulation[[#This Row],[Day]]))","v":"2021-06-20"},{"$f":"WEEKDAY(Tabulation[[#This Row],[Date]])","v":1},{"$f":"IF(OR(Tabulation[[#This Row],[DayNo]]=1,Tabulation[[#This Row],[DayNo]]=7),1,0)","v":1},{"$f":"COUNTIF(Holidays,Tabulation[[#This Row],[Date]])","v":0},{"$f":"CONCATENATE(Tabulation[[#This Row],[Holiday]],Tabulation[[#This Row],[Season]],Tabulation[[#This Row],[Weekend]],\"-\",IF(Tabulation[[#This Row],[Hour]]<10,0,\"\"),C4130)","v":"0Summer1-22"},{"$f":"VLOOKUP(Tabulation[[#This Row],[Concat]],Table3[],8)","v":0.28148000000000001},{"$f":"(Tabulation[[#This Row],[AC System Output (kW)]]*Tabulation[[#This Row],[Rate]])","v":0}]
[6,21,1,0,{"$f":"Tabulation[[#This Row],[AC System Output (W)]]/1000","v":0},{"$f":"VLOOKUP(Tabulation[[#This Row],[Month]],Season,2)","v":"Summer"},{"$f":"(DATE(2021,Tabulation[[#This Row],[Month]],Tabulation[[#This Row],[Day]]))","v":"2021-06-21"},{"$f":"WEEKDAY(Tabulation[[#This Row],[Date]])","v":2},{"$f":"IF(OR(Tabulation[[#This Row],[DayNo]]=1,Tabulation[[#This Row],[DayNo]]=7),1,0)","v":0},{"$f":"COUNTIF(Holidays,Tabulation[[#This Row],[Date]])","v":0},{"$f":"CONCATENATE(Tabulation[[#This Row],[Holiday]],Tabulation[[#This Row],[Season]],Tabulation[[#This Row],[Weekend]],\"-\",IF(Tabulation[[#This Row],[Hour]]<10,0,\"\"),C4133)","v":"0Summer0-01"},{"$f":"VLOOKUP(Tabulation[[#This Row],[Concat]],Table3[],8)","v":0.28148000000000001},{"$f":"(Tabulation[[#This Row],[AC System Output (kW)]]*Tabulation[[#This Row],[Rate]])","v":0}]
[6,21,5,84.698999999999998,{"$f":"Tabulation[[#This Row],[AC System Output (W)]]/1000","v":8.4698999999999997E-2},{"$f":"VLOOKUP(Tabulation[[#This Row],[Month]],Season,2)","v":"Summer"},{"$f":"(DATE(2021,Tabulation[[#This Row],[Month]],Tabulation[[#This Row],[Day]]))","v":"2021-06-21"},{"$f":"WEEKDAY(Tabulation[[#This Row],[Date]])","v":2},{"$f":"IF(OR(Tabulation[[#This Row],[DayNo]]=1,Tabulation[[#This Row],[DayNo]]=7),1,0)","v":0},{"$f":"COUNTIF(Holidays,Tabulation[[#This Row],[Date]])","v":0},{"$f":"CONCATENATE(Tabulation[[#This Row],[Holiday]],Tabulation[[#This Row],[Season]],Tabulation[[#This Row],[Weekend]],\"-\",IF(Tabulation[[#This Row],[Hour]]<10,0,\"\"),C4137)","v":"0Summer0-05"},{"$f":"VLOOKUP(Tabulation[[#This Row],[Concat]],Table3[],8)","v":0.28148000000000001},{"$f":"(Tabulation[[#This Row],[AC System Output (kW)]]*Tabulation[[#This Row],[Rate]])","v":2.3841074519999998E-2}]
[6,21,8,1989.8620000000001,{"$f":"Tabulation[[#This Row],[AC System Output (W)]]/1000","v":1.989862},{"$f":"VLOOKUP(Tabulation[[#This Row],[Month]],Season,2)","v":"Summer"},{"$f":"(DATE(2021,Tabulation[[#This Row],[Month]],Tabulation[[#This Row],[Day]]))","v":"2021-06-21"},{"$f":"WEEKDAY(Tabulation[[#This Row],[Date]])","v":2},{"$f":"IF(OR(Tabulation[[#This Row],[DayNo]]=1,Tabulation[[#This Row],[DayNo]]=7),1,0)","v":0},{"$f":"COUNTIF(Holidays,Tabulation[[#This Row],[Date]])","v":0},{"$f":"CONCATENATE(Tabulation[[#This Row],[Holiday]],Tabulation[[#This Row],[Season]],Tabulation[[#This Row],[Weekend]],\"-\",IF(Tabulation[[#This Row],[Hour]]<10,0,\"\"),C4140)","v":"0Summer0-08"},{"$f":"VLOOKUP(Tabulation[[#This Row],[Concat]],Table3[],8)","v":0.28148000000000001},{"$f":"(Tabulation[[#This Row],[AC System Output (kW)]]*Tabulation[[#This Row],[Rate]])","v":0.56010635576000001}]
[6,21,9,2494.3870000000002,{"$f":"Tabulation[[#This Row],[AC System Output (W)]]/1000","v":2.4943870000000001},{"$f":"VLOOKUP(Tabulation[[#This Row],[Month]],Season,2)","v":"Summer"},{"$f":"(DATE(2021,Tabulation[[#This Row],[Month]],Tabulation[[#This Row],[Day]]))","v":"2021-06-21"},{"$f":"WEEKDAY(Tabulation[[#This Row],[Date]])","v":2},{"$f":"IF(OR(Tabulation[[#This Row],[DayNo]]=1,Tabulation[[#This Row],[DayNo]]=7),1,0)","v":0},{"$f":"COUNTIF(Holidays,Tabulation[[#This Row],[Date]])","v":0},{"$f":"CONCATENATE(Tabulation[[#This Row],[Holiday]],Tabulation[[#This Row],[Season]],Tabulation[[#This Row],[Weekend]],\"-\",IF(Tabulation[[#This Row],[Hour]]<10,0,\"\"),C4141)","v":"0Summer0-09"},{"$f":"VLOOKUP(Tabulation[[#This Row],[Concat]],Table3[],8)","v":0.28148000000000001},{"$f":"(Tabulation[[#This Row],[AC System Output (kW)]]*Tabulation[[#This Row],[Rate]])","v":0.70212005276}]
[6,21,15,2035.7539999999999,{"$f":"Tabulation[[#This Row],[AC System Output (W)]]/1000","v":2.0357539999999998},{"$f":"VLOOKUP(Tabulation[[#This Row],[Month]],Season,2)","v":"Summer"},{"$f":"(DATE(2021,Tabulation[[#This Row],[Month]],Tabulation[[#This Row],[Day]]))","v":"2021-06-21"},{"$f":"WEEKDAY(Tabulation[[#This Row],[Date]])","v":2},{"$f":"IF(OR(Tabulation[[#This Row],[DayNo]]=1,Tabulation[[#This Row],[DayNo]]=7),1,0)","v":0},{"$f":"COUNTIF(Holidays,Tabulation[[#This Row],[Date]])","v":0},{"$f":"CONCATENATE(Tabulation[[#This Row],[Holiday]],Tabulation[[#This Row],[Season]],Tabulation[[#This Row],[Weekend]],\"-\",IF(Tabulation[[#This Row],[Hour]]<10,0,\"\"),C4147)","v":"0Summer0-15"},{"$f":"VLOOKUP(Tabulation[[#This Row],[Concat]],Table3[],8)","v":0.28148000000000001},{"$f":"(Tabulation[[#This Row],[AC System Output (kW)]]*Tabulation[[#This Row],[Rate]])","v":0.57302403591999995}]
[6,21,16,1354.9110000000001,{"$f":"Tabulation[[#This Row],[AC System Output (W)]]/1000","v":1.354911},{"$f":"VLOOKUP(Tabulation[[#This Row],[Month]],Season,2)","v":"Summer"},{"$f":"(DATE(2021,Tabulation[[#This Row],[Month]],Tabulation[[#This Row],[Day]]))","v":"2021-06-21"},{"$f":"WEEKDAY(Tabulation[[#This Row],[Date]])","v":2},{"$f":"IF(OR(Tabulation[[#This Row],[DayNo]]=1,Tabulation[[#This Row],[DayNo]]=7),1,0)","v":0},{"$f":"COUNTIF(Holidays,Tabulation[[#This Row],[Date]])","v":0},{"$f":"CONCATENATE(Tabulation[[#This Row],[Holiday]],Tabulation[[#This Row],[Season]],Tabulation[[#This Row],[Weekend]],\"-\",IF(Tabulation[[#This Row],[Hour]]<10,0,\"\"),C4148)","v":"0Summer0-16"},{"$f":"VLOOKUP(Tabulation[[#This Row],[Concat]],Table3[],8)","v":0.28148000000000001},{"$f":"(Tabulation[[#This Row],[AC System Output (kW)]]*Tabulation[[#This Row],[Rate]])","v":0.38138034828}]
[6,21,20,0,{"$f":"Tabulation[[#This Row],[AC System Output (W)]]/1000","v":0},{"$f":"VLOOKUP(Tabulation[[#This Row],[Month]],Season,2)","v":"Summer"},{"$f":"(DATE(2021,Tabulation[[#This Row],[Month]],Tabulation[[#This Row],[Day]]))","v":"2021-06-21"},{"$f":"WEEKDAY(Tabulation[[#This Row],[Date]])","v":2},{"$f":"IF(OR(Tabulation[[#This Row],[DayNo]]=1,Tabulation[[#This Row],[DayNo]]=7),1,0)","v":0},{"$f":"COUNTIF(Holidays,Tabulation[[#This Row],[Date]])","v":0},{"$f":"CONCATENATE(Tabulation[[#This Row],[Holiday]],Tabulation[[#This Row],[Season]],Tabulation[[#This Row],[Weekend]],\"-\",IF(Tabulation[[#This Row],[Hour]]<10,0,\"\"),C4152)","v":"0Summer0-20"},{"$f":"VLOOKUP(Tabulation[[#This Row],[Concat]],Table3[],8)","v":0.28148000000000001},{"$f":"(Tabulation[[#This Row],[AC System Output (kW)]]*Tabulation[[#This Row],[Rate]])","v":0}]
[6,21,23,0,{"$f":"Tabulation[[#This Row],[AC System Output (W)]]/1000","v":0},{"$f":"VLOOKUP(Tabulation[[#This Row],[Month]],Season,2)","v":"Summer"},{"$f":"(DATE(2021,Tabulation[[#This Row],[Month]],Tabulation[[#This Row],[Day]]))","v":"2021-06-21"},{"$f":"WEEKDAY(Tabulation[[#This Row],[Date]])","v":2},{"$f":"IF(OR(Tabulation[[#This Row],[DayNo]]=1,Tabulation[[#This Row],[DayNo]]=7),1,0)","v":0},{"$f":"COUNTIF(Holidays,Tabulation[[#This Row],[Date]])","v":0},{"$f":"CONCATENATE(Tabulation[[#This Row],[Holiday]],Tabulation[[#This Row],[Season]],Tabulation[[#This Row],[Weekend]],\"-\",IF(Tabulation[[#This Row],[Hour]]<10,0,\"\"),C4155)","v":"0Summer0-23"},{"$f":"VLOOKUP(Tabulation[[#This Row],[Concat]],Table3[],8)","v":0.28148000000000001},{"$f":"(Tabulation[[#This Row],[AC System Output (kW)]]*Tabulation[[#This Row],[Rate]])","v":0}]
[6,22,3,0,{"$f":"Tabulation[[#This Row],[AC System Output (W)]]/1000","v":0},{"$f":"VLOOKUP(Tabulation[[#This Row],[Month]],Season,2)","v":"Summer"},{"$f":"(DATE(2021,Tabulation[[#This Row],[Month]],Tabulation[[#This Row],[Day]]))","v":"2021-06-22"},{"$f":"WEEKDAY(Tabulation[[#This Row],[Date]])","v":3},{"$f":"IF(OR(Tabulation[[#This Row],[DayNo]]=1,Tabulation[[#This Row],[DayNo]]=7),1,0)","v":0},{"$f":"COUNTIF(Holidays,Tabulation[[#This Row],[Date]])","v":0},{"$f":"CONCATENATE(Tabulation[[#This Row],[Holiday]],Tabulation[[#This Row],[Season]],Tabulation[[#This Row],[Weekend]],\"-\",IF(Tabulation[[#This Row],[Hour]]<10,0,\"\"),C4159)","v":"0Summer0-03"},{"$f":"VLOOKUP(Tabulation[[#This Row],[Concat]],Table3[],8)","v":0.28148000000000001},{"$f":"(Tabulation[[#This Row],[AC System Output (kW)]]*Tabulation[[#This Row],[Rate]])","v":0}]
[6,22,6,509.33800000000002,{"$f":"Tabulation[[#This Row],[AC System Output (W)]]/1000","v":0.50933800000000007},{"$f":"VLOOKUP(Tabulation[[#This Row],[Month]],Season,2)","v":"Summer"},{"$f":"(DATE(2021,Tabulation[[#This Row],[Month]],Tabulation[[#This Row],[Day]]))","v":"2021-06-22"},{"$f":"WEEKDAY(Tabulation[[#This Row],[Date]])","v":3},{"$f":"IF(OR(Tabulation[[#This Row],[DayNo]]=1,Tabulation[[#This Row],[DayNo]]=7),1,0)","v":0},{"$f":"COUNTIF(Holidays,Tabulation[[#This Row],[Date]])","v":0},{"$f":"CONCATENATE(Tabulation[[#This Row],[Holiday]],Tabulation[[#This Row],[Season]],Tabulation[[#This Row],[Weekend]],\"-\",IF(Tabulation[[#This Row],[Hour]]<10,0,\"\"),C4162)","v":"0Summer0-06"},{"$f":"VLOOKUP(Tabulation[[#This Row],[Concat]],Table3[],8)","v":0.28148000000000001},{"$f":"(Tabulation[[#This Row],[AC System Output (kW)]]*Tabulation[[#This Row],[Rate]])","v":0.14336846024000002}]
[6,22,9,2405.9270000000001,{"$f":"Tabulation[[#This Row],[AC System Output (W)]]/1000","v":2.4059270000000001},{"$f":"VLOOKUP(Tabulation[[#This Row],[Month]],Season,2)","v":"Summer"},{"$f":"(DATE(2021,Tabulation[[#This Row],[Month]],Tabulation[[#This Row],[Day]]))","v":"2021-06-22"},{"$f":"WEEKDAY(Tabulation[[#This Row],[Date]])","v":3},{"$f":"IF(OR(Tabulation[[#This Row],[DayNo]]=1,Tabulation[[#This Row],[DayNo]]=7),1,0)","v":0},{"$f":"COUNTIF(Holidays,Tabulation[[#This Row],[Date]])","v":0},{"$f":"CONCATENATE(Tabulation[[#This Row],[Holiday]],Tabulation[[#This Row],[Season]],Tabulation[[#This Row],[Weekend]],\"-\",IF(Tabulation[[#This Row],[Hour]]<10,0,\"\"),C4165)","v":"0Summer0-09"},{"$f":"VLOOKUP(Tabulation[[#This Row],[Concat]],Table3[],8)","v":0.28148000000000001},{"$f":"(Tabulation[[#This Row],[AC System Output (kW)]]*Tabulation[[#This Row],[Rate]])","v":0.67722033196000009}]
[6,22,12,2939.9470000000001,{"$f":"Tabulation[[#This Row],[AC System Output (W)]]/1000","v":2.9399470000000001},{"$f":"VLOOKUP(Tabulation[[#This Row],[Month]],Season,2)","v":"Summer"},{"$f":"(DATE(2021,Tabulation[[#This Row],[Month]],Tabulation[[#This Row],[Day]]))","v":"2021-06-22"},{"$f":"WEEKDAY(Tabulation[[#This Row],[Date]])","v":3},{"$f":"IF(OR(Tabulation[[#This Row],[DayNo]]=1,Tabulation[[#This Row],[DayNo]]=7),1,0)","v":0},{"$f":"COUNTIF(Holidays,Tabulation[[#This Row],[Date]])","v":0},{"$f":"CONCATENATE(Tabulation[[#This Row],[Holiday]],Tabulation[[#This Row],[Season]],Tabulation[[#This Row],[Weekend]],\"-\",IF(Tabulation[[#This Row],[Hour]]<10,0,\"\"),C4168)","v":"0Summer0-12"},{"$f":"VLOOKUP(Tabulation[[#This Row],[Concat]],Table3[],8)","v":0.28148000000000001},{"$f":"(Tabulation[[#This Row],[AC System Output (kW)]]*Tabulation[[#This Row],[Rate]])","v":0.82753628156000003}]
[6,22,14,2493.4050000000002,{"$f":"Tabulation[[#This Row],[AC System Output (W)]]/1000","v":2.4934050000000001},{"$f":"VLOOKUP(Tabulation[[#This Row],[Month]],Season,2)","v":"Summer"},{"$f":"(DATE(2021,Tabulation[[#This Row],[Month]],Tabulation[[#This Row],[Day]]))","v":"2021-06-22"},{"$f":"WEEKDAY(Tabulation[[#This Row],[Date]])","v":3},{"$f":"IF(OR(Tabulation[[#This Row],[DayNo]]=1,Tabulation[[#This Row],[DayNo]]=7),1,0)","v":0},{"$f":"COUNTIF(Holidays,Tabulation[[#This Row],[Date]])","v":0},{"$f":"CONCATENATE(Tabulation[[#This Row],[Holiday]],Tabulation[[#This Row],[Season]],Tabulation[[#This Row],[Weekend]],\"-\",IF(Tabulation[[#This Row],[Hour]]<10,0,\"\"),C4170)","v":"0Summer0-14"},{"$f":"VLOOKUP(Tabulation[[#This Row],[Concat]],Table3[],8)","v":0.28148000000000001},{"$f":"(Tabulation[[#This Row],[AC System Output (kW)]]*Tabulation[[#This Row],[Rate]])","v":0.70184363940000005}]
[6,22,17,586.22799999999995,{"$f":"Tabulation[[#This Row],[AC System Output (W)]]/1000","v":0.58622799999999997},{"$f":"VLOOKUP(Tabulation[[#This Row],[Month]],Season,2)","v":"Summer"},{"$f":"(DATE(2021,Tabulation[[#This Row],[Month]],Tabulation[[#This Row],[Day]]))","v":"2021-06-22"},{"$f":"WEEKDAY(Tabulation[[#This Row],[Date]])","v":3},{"$f":"IF(OR(Tabulation[[#This Row],[DayNo]]=1,Tabulation[[#This Row],[DayNo]]=7),1,0)","v":0},{"$f":"COUNTIF(Holidays,Tabulation[[#This Row],[Date]])","v":0},{"$f":"CONCATENATE(Tabulation[[#This Row],[Holiday]],Tabulation[[#This Row],[Season]],Tabulation[[#This Row],[Weekend]],\"-\",IF(Tabulation[[#This Row],[Hour]]<10,0,\"\"),C4173)","v":"0Summer0-17"},{"$f":"VLOOKUP(Tabulation[[#This Row],[Concat]],Table3[],8)","v":0.37644},{"$f":"(Tabulation[[#This Row],[AC System Output (kW)]]*Tabulation[[#This Row],[Rate]])","v":0.22067966831999999}]
[6,22,21,0,{"$f":"Tabulation[[#This Row],[AC System Output (W)]]/1000","v":0},{"$f":"VLOOKUP(Tabulation[[#This Row],[Month]],Season,2)","v":"Summer"},{"$f":"(DATE(2021,Tabulation[[#This Row],[Month]],Tabulation[[#This Row],[Day]]))","v":"2021-06-22"},{"$f":"WEEKDAY(Tabulation[[#This Row],[Date]])","v":3},{"$f":"IF(OR(Tabulation[[#This Row],[DayNo]]=1,Tabulation[[#This Row],[DayNo]]=7),1,0)","v":0},{"$f":"COUNTIF(Holidays,Tabulation[[#This Row],[Date]])","v":0},{"$f":"CONCATENATE(Tabulation[[#This Row],[Holiday]],Tabulation[[#This Row],[Season]],Tabulation[[#This Row],[Weekend]],\"-\",IF(Tabulation[[#This Row],[Hour]]<10,0,\"\"),C4177)","v":"0Summer0-21"},{"$f":"VLOOKUP(Tabulation[[#This Row],[Concat]],Table3[],8)","v":0.28148000000000001},{"$f":"(Tabulation[[#This Row],[AC System Output (kW)]]*Tabulation[[#This Row],[Rate]])","v":0}]
[6,23,0,0,{"$f":"Tabulation[[#This Row],[AC System Output (W)]]/1000","v":0},{"$f":"VLOOKUP(Tabulation[[#This Row],[Month]],Season,2)","v":"Summer"},{"$f":"(DATE(2021,Tabulation[[#This Row],[Month]],Tabulation[[#This Row],[Day]]))","v":"2021-06-23"},{"$f":"WEEKDAY(Tabulation[[#This Row],[Date]])","v":4},{"$f":"IF(OR(Tabulation[[#This Row],[DayNo]]=1,Tabulation[[#This Row],[DayNo]]=7),1,0)","v":0},{"$f":"COUNTIF(Holidays,Tabulation[[#This Row],[Date]])","v":0},{"$f":"CONCATENATE(Tabulation[[#This Row],[Holiday]],Tabulation[[#This Row],[Season]],Tabulation[[#This Row],[Weekend]],\"-\",IF(Tabulation[[#This Row],[Hour]]<10,0,\"\"),C4180)","v":"0Summer0-00"},{"$f":"VLOOKUP(Tabulation[[#This Row],[Concat]],Table3[],8)","v":0.28148000000000001},{"$f":"(Tabulation[[#This Row],[AC System Output (kW)]]*Tabulation[[#This Row],[Rate]])","v":0}]
[6,23,4,0,{"$f":"Tabulation[[#This Row],[AC System Output (W)]]/1000","v":0},{"$f":"VLOOKUP(Tabulation[[#This Row],[Month]],Season,2)","v":"Summer"},{"$f":"(DATE(2021,Tabulation[[#This Row],[Month]],Tabulation[[#This Row],[Day]]))","v":"2021-06-23"},{"$f":"WEEKDAY(Tabulation[[#This Row],[Date]])","v":4},{"$f":"IF(OR(Tabulation[[#This Row],[DayNo]]=1,Tabulation[[#This Row],[DayNo]]=7),1,0)","v":0},{"$f":"COUNTIF(Holidays,Tabulation[[#This Row],[Date]])","v":0},{"$f":"CONCATENATE(Tabulation[[#This Row],[Holiday]],Tabulation[[#This Row],[Season]],Tabulation[[#This Row],[Weekend]],\"-\",IF(Tabulation[[#This Row],[Hour]]<10,0,\"\"),C4184)","v":"0Summer0-04"},{"$f":"VLOOKUP(Tabulation[[#This Row],[Concat]],Table3[],8)","v":0.28148000000000001},{"$f":"(Tabulation[[#This Row],[AC System Output (kW)]]*Tabulation[[#This Row],[Rate]])","v":0}]
[6,23,7,969.16099999999994,{"$f":"Tabulation[[#This Row],[AC System Output (W)]]/1000","v":0.96916099999999994},{"$f":"VLOOKUP(Tabulation[[#This Row],[Month]],Season,2)","v":"Summer"},{"$f":"(DATE(2021,Tabulation[[#This Row],[Month]],Tabulation[[#This Row],[Day]]))","v":"2021-06-23"},{"$f":"WEEKDAY(Tabulation[[#This Row],[Date]])","v":4},{"$f":"IF(OR(Tabulation[[#This Row],[DayNo]]=1,Tabulation[[#This Row],[DayNo]]=7),1,0)","v":0},{"$f":"COUNTIF(Holidays,Tabulation[[#This Row],[Date]])","v":0},{"$f":"CONCATENATE(Tabulation[[#This Row],[Holiday]],Tabulation[[#This Row],[Season]],Tabulation[[#This Row],[Weekend]],\"-\",IF(Tabulation[[#This Row],[Hour]]<10,0,\"\"),C4187)","v":"0Summer0-07"},{"$f":"VLOOKUP(Tabulation[[#This Row],[Concat]],Table3[],8)","v":0.28148000000000001},{"$f":"(Tabulation[[#This Row],[AC System Output (kW)]]*Tabulation[[#This Row],[Rate]])","v":0.27279943827999997}]
[6,23,9,2052.1379999999999,{"$f":"Tabulation[[#This Row],[AC System Output (W)]]/1000","v":2.0521379999999998},{"$f":"VLOOKUP(Tabulation[[#This Row],[Month]],Season,2)","v":"Summer"},{"$f":"(DATE(2021,Tabulation[[#This Row],[Month]],Tabulation[[#This Row],[Day]]))","v":"2021-06-23"},{"$f":"WEEKDAY(Tabulation[[#This Row],[Date]])","v":4},{"$f":"IF(OR(Tabulation[[#This Row],[DayNo]]=1,Tabulation[[#This Row],[DayNo]]=7),1,0)","v":0},{"$f":"COUNTIF(Holidays,Tabulation[[#This Row],[Date]])","v":0},{"$f":"CONCATENATE(Tabulation[[#This Row],[Holiday]],Tabulation[[#This Row],[Season]],Tabulation[[#This Row],[Weekend]],\"-\",IF(Tabulation[[#This Row],[Hour]]<10,0,\"\"),C4189)","v":"0Summer0-09"},{"$f":"VLOOKUP(Tabulation[[#This Row],[Concat]],Table3[],8)","v":0.28148000000000001},{"$f":"(Tabulation[[#This Row],[AC System Output (kW)]]*Tabulation[[#This Row],[Rate]])","v":0.57763580423999994}]
[6,23,12,2303.9209999999998,{"$f":"Tabulation[[#This Row],[AC System Output (W)]]/1000","v":2.3039209999999999},{"$f":"VLOOKUP(Tabulation[[#This Row],[Month]],Season,2)","v":"Summer"},{"$f":"(DATE(2021,Tabulation[[#This Row],[Month]],Tabulation[[#This Row],[Day]]))","v":"2021-06-23"},{"$f":"WEEKDAY(Tabulation[[#This Row],[Date]])","v":4},{"$f":"IF(OR(Tabulation[[#This Row],[DayNo]]=1,Tabulation[[#This Row],[DayNo]]=7),1,0)","v":0},{"$f":"COUNTIF(Holidays,Tabulation[[#This Row],[Date]])","v":0},{"$f":"CONCATENATE(Tabulation[[#This Row],[Holiday]],Tabulation[[#This Row],[Season]],Tabulation[[#This Row],[Weekend]],\"-\",IF(Tabulation[[#This Row],[Hour]]<10,0,\"\"),C4192)","v":"0Summer0-12"},{"$f":"VLOOKUP(Tabulation[[#This Row],[Concat]],Table3[],8)","v":0.28148000000000001},{"$f":"(Tabulation[[#This Row],[AC System Output (kW)]]*Tabulation[[#This Row],[Rate]])","v":0.64850768307999995}]
[6,23,15,1626.8240000000001,{"$f":"Tabulation[[#This Row],[AC System Output (W)]]/1000","v":1.626824},{"$f":"VLOOKUP(Tabulation[[#This Row],[Month]],Season,2)","v":"Summer"},{"$f":"(DATE(2021,Tabulation[[#This Row],[Month]],Tabulation[[#This Row],[Day]]))","v":"2021-06-23"},{"$f":"WEEKDAY(Tabulation[[#This Row],[Date]])","v":4},{"$f":"IF(OR(Tabulation[[#This Row],[DayNo]]=1,Tabulation[[#This Row],[DayNo]]=7),1,0)","v":0},{"$f":"COUNTIF(Holidays,Tabulation[[#This Row],[Date]])","v":0},{"$f":"CONCATENATE(Tabulation[[#This Row],[Holiday]],Tabulation[[#This Row],[Season]],Tabulation[[#This Row],[Weekend]],\"-\",IF(Tabulation[[#This Row],[Hour]]<10,0,\"\"),C4195)","v":"0Summer0-15"},{"$f":"VLOOKUP(Tabulation[[#This Row],[Concat]],Table3[],8)","v":0.28148000000000001},{"$f":"(Tabulation[[#This Row],[AC System Output (kW)]]*Tabulation[[#This Row],[Rate]])","v":0.45791841952000001}]
[6,23,18,135.44999999999999,{"$f":"Tabulation[[#This Row],[AC System Output (W)]]/1000","v":0.13544999999999999},{"$f":"VLOOKUP(Tabulation[[#This Row],[Month]],Season,2)","v":"Summer"},{"$f":"(DATE(2021,Tabulation[[#This Row],[Month]],Tabulation[[#This Row],[Day]]))","v":"2021-06-23"},{"$f":"WEEKDAY(Tabulation[[#This Row],[Date]])","v":4},{"$f":"IF(OR(Tabulation[[#This Row],[DayNo]]=1,Tabulation[[#This Row],[DayNo]]=7),1,0)","v":0},{"$f":"COUNTIF(Holidays,Tabulation[[#This Row],[Date]])","v":0},{"$f":"CONCATENATE(Tabulation[[#This Row],[Holiday]],Tabulation[[#This Row],[Season]],Tabulation[[#This Row],[Weekend]],\"-\",IF(Tabulation[[#This Row],[Hour]]<10,0,\"\"),C4198)","v":"0Summer0-18"},{"$f":"VLOOKUP(Tabulation[[#This Row],[Concat]],Table3[],8)","v":0.37644},{"$f":"(Tabulation[[#This Row],[AC System Output (kW)]]*Tabulation[[#This Row],[Rate]])","v":5.0988797999999995E-2}]
[6,23,22,0,{"$f":"Tabulation[[#This Row],[AC System Output (W)]]/1000","v":0},{"$f":"VLOOKUP(Tabulation[[#This Row],[Month]],Season,2)","v":"Summer"},{"$f":"(DATE(2021,Tabulation[[#This Row],[Month]],Tabulation[[#This Row],[Day]]))","v":"2021-06-23"},{"$f":"WEEKDAY(Tabulation[[#This Row],[Date]])","v":4},{"$f":"IF(OR(Tabulation[[#This Row],[DayNo]]=1,Tabulation[[#This Row],[DayNo]]=7),1,0)","v":0},{"$f":"COUNTIF(Holidays,Tabulation[[#This Row],[Date]])","v":0},{"$f":"CONCATENATE(Tabulation[[#This Row],[Holiday]],Tabulation[[#This Row],[Season]],Tabulation[[#This Row],[Weekend]],\"-\",IF(Tabulation[[#This Row],[Hour]]<10,0,\"\"),C4202)","v":"0Summer0-22"},{"$f":"VLOOKUP(Tabulation[[#This Row],[Concat]],Table3[],8)","v":0.28148000000000001},{"$f":"(Tabulation[[#This Row],[AC System Output (kW)]]*Tabulation[[#This Row],[Rate]])","v":0}]
[6,24,1,0,{"$f":"Tabulation[[#This Row],[AC System Output (W)]]/1000","v":0},{"$f":"VLOOKUP(Tabulation[[#This Row],[Month]],Season,2)","v":"Summer"},{"$f":"(DATE(2021,Tabulation[[#This Row],[Month]],Tabulation[[#This Row],[Day]]))","v":"2021-06-24"},{"$f":"WEEKDAY(Tabulation[[#This Row],[Date]])","v":5},{"$f":"IF(OR(Tabulation[[#This Row],[DayNo]]=1,Tabulation[[#This Row],[DayNo]]=7),1,0)","v":0},{"$f":"COUNTIF(Holidays,Tabulation[[#This Row],[Date]])","v":0},{"$f":"CONCATENATE(Tabulation[[#This Row],[Holiday]],Tabulation[[#This Row],[Season]],Tabulation[[#This Row],[Weekend]],\"-\",IF(Tabulation[[#This Row],[Hour]]<10,0,\"\"),C4205)","v":"0Summer0-01"},{"$f":"VLOOKUP(Tabulation[[#This Row],[Concat]],Table3[],8)","v":0.28148000000000001},{"$f":"(Tabulation[[#This Row],[AC System Output (kW)]]*Tabulation[[#This Row],[Rate]])","v":0}]
[6,24,5,91.031000000000006,{"$f":"Tabulation[[#This Row],[AC System Output (W)]]/1000","v":9.1031000000000001E-2},{"$f":"VLOOKUP(Tabulation[[#This Row],[Month]],Season,2)","v":"Summer"},{"$f":"(DATE(2021,Tabulation[[#This Row],[Month]],Tabulation[[#This Row],[Day]]))","v":"2021-06-24"},{"$f":"WEEKDAY(Tabulation[[#This Row],[Date]])","v":5},{"$f":"IF(OR(Tabulation[[#This Row],[DayNo]]=1,Tabulation[[#This Row],[DayNo]]=7),1,0)","v":0},{"$f":"COUNTIF(Holidays,Tabulation[[#This Row],[Date]])","v":0},{"$f":"CONCATENATE(Tabulation[[#This Row],[Holiday]],Tabulation[[#This Row],[Season]],Tabulation[[#This Row],[Weekend]],\"-\",IF(Tabulation[[#This Row],[Hour]]<10,0,\"\"),C4209)","v":"0Summer0-05"},{"$f":"VLOOKUP(Tabulation[[#This Row],[Concat]],Table3[],8)","v":0.28148000000000001},{"$f":"(Tabulation[[#This Row],[AC System Output (kW)]]*Tabulation[[#This Row],[Rate]])","v":2.5623405880000002E-2}]
[6,24,6,416.84500000000003,{"$f":"Tabulation[[#This Row],[AC System Output (W)]]/1000","v":0.41684500000000002},{"$f":"VLOOKUP(Tabulation[[#This Row],[Month]],Season,2)","v":"Summer"},{"$f":"(DATE(2021,Tabulation[[#This Row],[Month]],Tabulation[[#This Row],[Day]]))","v":"2021-06-24"},{"$f":"WEEKDAY(Tabulation[[#This Row],[Date]])","v":5},{"$f":"IF(OR(Tabulation[[#This Row],[DayNo]]=1,Tabulation[[#This Row],[DayNo]]=7),1,0)","v":0},{"$f":"COUNTIF(Holidays,Tabulation[[#This Row],[Date]])","v":0},{"$f":"CONCATENATE(Tabulation[[#This Row],[Holiday]],Tabulation[[#This Row],[Season]],Tabulation[[#This Row],[Weekend]],\"-\",IF(Tabulation[[#This Row],[Hour]]<10,0,\"\"),C4210)","v":"0Summer0-06"},{"$f":"VLOOKUP(Tabulation[[#This Row],[Concat]],Table3[],8)","v":0.28148000000000001},{"$f":"(Tabulation[[#This Row],[AC System Output (kW)]]*Tabulation[[#This Row],[Rate]])","v":0.11733353060000001}]
[6,24,12,2292.0439999999999,{"$f":"Tabulation[[#This Row],[AC System Output (W)]]/1000","v":2.2920439999999997},{"$f":"VLOOKUP(Tabulation[[#This Row],[Month]],Season,2)","v":"Summer"},{"$f":"(DATE(2021,Tabulation[[#This Row],[Month]],Tabulation[[#This Row],[Day]]))","v":"2021-06-24"},{"$f":"WEEKDAY(Tabulation[[#This Row],[Date]])","v":5},{"$f":"IF(OR(Tabulation[[#This Row],[DayNo]]=1,Tabulation[[#This Row],[DayNo]]=7),1,0)","v":0},{"$f":"COUNTIF(Holidays,Tabulation[[#This Row],[Date]])","v":0},{"$f":"CONCATENATE(Tabulation[[#This Row],[Holiday]],Tabulation[[#This Row],[Season]],Tabulation[[#This Row],[Weekend]],\"-\",IF(Tabulation[[#This Row],[Hour]]<10,0,\"\"),C4216)","v":"0Summer0-12"},{"$f":"VLOOKUP(Tabulation[[#This Row],[Concat]],Table3[],8)","v":0.28148000000000001},{"$f":"(Tabulation[[#This Row],[AC System Output (kW)]]*Tabulation[[#This Row],[Rate]])","v":0.64516454511999999}]
[6,24,13,2171.7220000000002,{"$f":"Tabulation[[#This Row],[AC System Output (W)]]/1000","v":2.1717220000000004},{"$f":"VLOOKUP(Tabulation[[#This Row],[Month]],Season,2)","v":"Summer"},{"$f":"(DATE(2021,Tabulation[[#This Row],[Month]],Tabulation[[#This Row],[Day]]))","v":"2021-06-24"},{"$f":"WEEKDAY(Tabulation[[#This Row],[Date]])","v":5},{"$f":"IF(OR(Tabulation[[#This Row],[DayNo]]=1,Tabulation[[#This Row],[DayNo]]=7),1,0)","v":0},{"$f":"COUNTIF(Holidays,Tabulation[[#This Row],[Date]])","v":0},{"$f":"CONCATENATE(Tabulation[[#This Row],[Holiday]],Tabulation[[#This Row],[Season]],Tabulation[[#This Row],[Weekend]],\"-\",IF(Tabulation[[#This Row],[Hour]]<10,0,\"\"),C4217)","v":"0Summer0-13"},{"$f":"VLOOKUP(Tabulation[[#This Row],[Concat]],Table3[],8)","v":0.28148000000000001},{"$f":"(Tabulation[[#This Row],[AC System Output (kW)]]*Tabulation[[#This Row],[Rate]])","v":0.61129630856000017}]
[6,24,16,1333.6020000000001,{"$f":"Tabulation[[#This Row],[AC System Output (W)]]/1000","v":1.3336020000000002},{"$f":"VLOOKUP(Tabulation[[#This Row],[Month]],Season,2)","v":"Summer"},{"$f":"(DATE(2021,Tabulation[[#This Row],[Month]],Tabulation[[#This Row],[Day]]))","v":"2021-06-24"},{"$f":"WEEKDAY(Tabulation[[#This Row],[Date]])","v":5},{"$f":"IF(OR(Tabulation[[#This Row],[DayNo]]=1,Tabulation[[#This Row],[DayNo]]=7),1,0)","v":0},{"$f":"COUNTIF(Holidays,Tabulation[[#This Row],[Date]])","v":0},{"$f":"CONCATENATE(Tabulation[[#This Row],[Holiday]],Tabulation[[#This Row],[Season]],Tabulation[[#This Row],[Weekend]],\"-\",IF(Tabulation[[#This Row],[Hour]]<10,0,\"\"),C4220)","v":"0Summer0-16"},{"$f":"VLOOKUP(Tabulation[[#This Row],[Concat]],Table3[],8)","v":0.28148000000000001},{"$f":"(Tabulation[[#This Row],[AC System Output (kW)]]*Tabulation[[#This Row],[Rate]])","v":0.37538229096000009}]
[6,24,20,0,{"$f":"Tabulation[[#This Row],[AC System Output (W)]]/1000","v":0},{"$f":"VLOOKUP(Tabulation[[#This Row],[Month]],Season,2)","v":"Summer"},{"$f":"(DATE(2021,Tabulation[[#This Row],[Month]],Tabulation[[#This Row],[Day]]))","v":"2021-06-24"},{"$f":"WEEKDAY(Tabulation[[#This Row],[Date]])","v":5},{"$f":"IF(OR(Tabulation[[#This Row],[DayNo]]=1,Tabulation[[#This Row],[DayNo]]=7),1,0)","v":0},{"$f":"COUNTIF(Holidays,Tabulation[[#This Row],[Date]])","v":0},{"$f":"CONCATENATE(Tabulation[[#This Row],[Holiday]],Tabulation[[#This Row],[Season]],Tabulation[[#This Row],[Weekend]],\"-\",IF(Tabulation[[#This Row],[Hour]]<10,0,\"\"),C4224)","v":"0Summer0-20"},{"$f":"VLOOKUP(Tabulation[[#This Row],[Concat]],Table3[],8)","v":0.28148000000000001},{"$f":"(Tabulation[[#This Row],[AC System Output (kW)]]*Tabulation[[#This Row],[Rate]])","v":0}]
[6,24,23,0,{"$f":"Tabulation[[#This Row],[AC System Output (W)]]/1000","v":0},{"$f":"VLOOKUP(Tabulation[[#This Row],[Month]],Season,2)","v":"Summer"},{"$f":"(DATE(2021,Tabulation[[#This Row],[Month]],Tabulation[[#This Row],[Day]]))","v":"2021-06-24"},{"$f":"WEEKDAY(Tabulation[[#This Row],[Date]])","v":5},{"$f":"IF(OR(Tabulation[[#This Row],[DayNo]]=1,Tabulation[[#This Row],[DayNo]]=7),1,0)","v":0},{"$f":"COUNTIF(Holidays,Tabulation[[#This Row],[Date]])","v":0},{"$f":"CONCATENATE(Tabulation[[#This Row],[Holiday]],Tabulation[[#This Row],[Season]],Tabulation[[#This Row],[Weekend]],\"-\",IF(Tabulation[[#This Row],[Hour]]<10,0,\"\"),C4227)","v":"0Summer0-23"},{"$f":"VLOOKUP(Tabulation[[#This Row],[Concat]],Table3[],8)","v":0.28148000000000001},{"$f":"(Tabulation[[#This Row],[AC System Output (kW)]]*Tabulation[[#This Row],[Rate]])","v":0}]
[6,25,2,0,{"$f":"Tabulation[[#This Row],[AC System Output (W)]]/1000","v":0},{"$f":"VLOOKUP(Tabulation[[#This Row],[Month]],Season,2)","v":"Summer"},{"$f":"(DATE(2021,Tabulation[[#This Row],[Month]],Tabulation[[#This Row],[Day]]))","v":"2021-06-25"},{"$f":"WEEKDAY(Tabulation[[#This Row],[Date]])","v":6},{"$f":"IF(OR(Tabulation[[#This Row],[DayNo]]=1,Tabulation[[#This Row],[DayNo]]=7),1,0)","v":0},{"$f":"COUNTIF(Holidays,Tabulation[[#This Row],[Date]])","v":0},{"$f":"CONCATENATE(Tabulation[[#This Row],[Holiday]],Tabulation[[#This Row],[Season]],Tabulation[[#This Row],[Weekend]],\"-\",IF(Tabulation[[#This Row],[Hour]]<10,0,\"\"),C4230)","v":"0Summer0-02"},{"$f":"VLOOKUP(Tabulation[[#This Row],[Concat]],Table3[],8)","v":0.28148000000000001},{"$f":"(Tabulation[[#This Row],[AC System Output (kW)]]*Tabulation[[#This Row],[Rate]])","v":0}]
[6,25,7,361.74299999999999,{"$f":"Tabulation[[#This Row],[AC System Output (W)]]/1000","v":0.36174299999999998},{"$f":"VLOOKUP(Tabulation[[#This Row],[Month]],Season,2)","v":"Summer"},{"$f":"(DATE(2021,Tabulation[[#This Row],[Month]],Tabulation[[#This Row],[Day]]))","v":"2021-06-25"},{"$f":"WEEKDAY(Tabulation[[#This Row],[Date]])","v":6},{"$f":"IF(OR(Tabulation[[#This Row],[DayNo]]=1,Tabulation[[#This Row],[DayNo]]=7),1,0)","v":0},{"$f":"COUNTIF(Holidays,Tabulation[[#This Row],[Date]])","v":0},{"$f":"CONCATENATE(Tabulation[[#This Row],[Holiday]],Tabulation[[#This Row],[Season]],Tabulation[[#This Row],[Weekend]],\"-\",IF(Tabulation[[#This Row],[Hour]]<10,0,\"\"),C4235)","v":"0Summer0-07"},{"$f":"VLOOKUP(Tabulation[[#This Row],[Concat]],Table3[],8)","v":0.28148000000000001},{"$f":"(Tabulation[[#This Row],[AC System Output (kW)]]*Tabulation[[#This Row],[Rate]])","v":0.10182341964}]
[6,25,10,2734.9789999999998,{"$f":"Tabulation[[#This Row],[AC System Output (W)]]/1000","v":2.7349789999999996},{"$f":"VLOOKUP(Tabulation[[#This Row],[Month]],Season,2)","v":"Summer"},{"$f":"(DATE(2021,Tabulation[[#This Row],[Month]],Tabulation[[#This Row],[Day]]))","v":"2021-06-25"},{"$f":"WEEKDAY(Tabulation[[#This Row],[Date]])","v":6},{"$f":"IF(OR(Tabulation[[#This Row],[DayNo]]=1,Tabulation[[#This Row],[DayNo]]=7),1,0)","v":0},{"$f":"COUNTIF(Holidays,Tabulation[[#This Row],[Date]])","v":0},{"$f":"CONCATENATE(Tabulation[[#This Row],[Holiday]],Tabulation[[#This Row],[Season]],Tabulation[[#This Row],[Weekend]],\"-\",IF(Tabulation[[#This Row],[Hour]]<10,0,\"\"),C4238)","v":"0Summer0-10"},{"$f":"VLOOKUP(Tabulation[[#This Row],[Concat]],Table3[],8)","v":0.28148000000000001},{"$f":"(Tabulation[[#This Row],[AC System Output (kW)]]*Tabulation[[#This Row],[Rate]])","v":0.76984188891999994}]
[6,25,13,2799.1329999999998,{"$f":"Tabulation[[#This Row],[AC System Output (W)]]/1000","v":2.7991329999999999},{"$f":"VLOOKUP(Tabulation[[#This Row],[Month]],Season,2)","v":"Summer"},{"$f":"(DATE(2021,Tabulation[[#This Row],[Month]],Tabulation[[#This Row],[Day]]))","v":"2021-06-25"},{"$f":"WEEKDAY(Tabulation[[#This Row],[Date]])","v":6},{"$f":"IF(OR(Tabulation[[#This Row],[DayNo]]=1,Tabulation[[#This Row],[DayNo]]=7),1,0)","v":0},{"$f":"COUNTIF(Holidays,Tabulation[[#This Row],[Date]])","v":0},{"$f":"CONCATENATE(Tabulation[[#This Row],[Holiday]],Tabulation[[#This Row],[Season]],Tabulation[[#This Row],[Weekend]],\"-\",IF(Tabulation[[#This Row],[Hour]]<10,0,\"\"),C4241)","v":"0Summer0-13"},{"$f":"VLOOKUP(Tabulation[[#This Row],[Concat]],Table3[],8)","v":0.28148000000000001},{"$f":"(Tabulation[[#This Row],[AC System Output (kW)]]*Tabulation[[#This Row],[Rate]])","v":0.78789995684000003}]
[6,25,14,2472.6779999999999,{"$f":"Tabulation[[#This Row],[AC System Output (W)]]/1000","v":2.4726779999999997},{"$f":"VLOOKUP(Tabulation[[#This Row],[Month]],Season,2)","v":"Summer"},{"$f":"(DATE(2021,Tabulation[[#This Row],[Month]],Tabulation[[#This Row],[Day]]))","v":"2021-06-25"},{"$f":"WEEKDAY(Tabulation[[#This Row],[Date]])","v":6},{"$f":"IF(OR(Tabulation[[#This Row],[DayNo]]=1,Tabulation[[#This Row],[DayNo]]=7),1,0)","v":0},{"$f":"COUNTIF(Holidays,Tabulation[[#This Row],[Date]])","v":0},{"$f":"CONCATENATE(Tabulation[[#This Row],[Holiday]],Tabulation[[#This Row],[Season]],Tabulation[[#This Row],[Weekend]],\"-\",IF(Tabulation[[#This Row],[Hour]]<10,0,\"\"),C4242)","v":"0Summer0-14"},{"$f":"VLOOKUP(Tabulation[[#This Row],[Concat]],Table3[],8)","v":0.28148000000000001},{"$f":"(Tabulation[[#This Row],[AC System Output (kW)]]*Tabulation[[#This Row],[Rate]])","v":0.69600940343999995}]
[6,25,17,574.16200000000003,{"$f":"Tabulation[[#This Row],[AC System Output (W)]]/1000","v":0.57416200000000006},{"$f":"VLOOKUP(Tabulation[[#This Row],[Month]],Season,2)","v":"Summer"},{"$f":"(DATE(2021,Tabulation[[#This Row],[Month]],Tabulation[[#This Row],[Day]]))","v":"2021-06-25"},{"$f":"WEEKDAY(Tabulation[[#This Row],[Date]])","v":6},{"$f":"IF(OR(Tabulation[[#This Row],[DayNo]]=1,Tabulation[[#This Row],[DayNo]]=7),1,0)","v":0},{"$f":"COUNTIF(Holidays,Tabulation[[#This Row],[Date]])","v":0},{"$f":"CONCATENATE(Tabulation[[#This Row],[Holiday]],Tabulation[[#This Row],[Season]],Tabulation[[#This Row],[Weekend]],\"-\",IF(Tabulation[[#This Row],[Hour]]<10,0,\"\"),C4245)","v":"0Summer0-17"},{"$f":"VLOOKUP(Tabulation[[#This Row],[Concat]],Table3[],8)","v":0.37644},{"$f":"(Tabulation[[#This Row],[AC System Output (kW)]]*Tabulation[[#This Row],[Rate]])","v":0.21613754328000001}]
[6,25,21,0,{"$f":"Tabulation[[#This Row],[AC System Output (W)]]/1000","v":0},{"$f":"VLOOKUP(Tabulation[[#This Row],[Month]],Season,2)","v":"Summer"},{"$f":"(DATE(2021,Tabulation[[#This Row],[Month]],Tabulation[[#This Row],[Day]]))","v":"2021-06-25"},{"$f":"WEEKDAY(Tabulation[[#This Row],[Date]])","v":6},{"$f":"IF(OR(Tabulation[[#This Row],[DayNo]]=1,Tabulation[[#This Row],[DayNo]]=7),1,0)","v":0},{"$f":"COUNTIF(Holidays,Tabulation[[#This Row],[Date]])","v":0},{"$f":"CONCATENATE(Tabulation[[#This Row],[Holiday]],Tabulation[[#This Row],[Season]],Tabulation[[#This Row],[Weekend]],\"-\",IF(Tabulation[[#This Row],[Hour]]<10,0,\"\"),C4249)","v":"0Summer0-21"},{"$f":"VLOOKUP(Tabulation[[#This Row],[Concat]],Table3[],8)","v":0.28148000000000001},{"$f":"(Tabulation[[#This Row],[AC System Output (kW)]]*Tabulation[[#This Row],[Rate]])","v":0}]
[6,26,0,0,{"$f":"Tabulation[[#This Row],[AC System Output (W)]]/1000","v":0},{"$f":"VLOOKUP(Tabulation[[#This Row],[Month]],Season,2)","v":"Summer"},{"$f":"(DATE(2021,Tabulation[[#This Row],[Month]],Tabulation[[#This Row],[Day]]))","v":"2021-06-26"},{"$f":"WEEKDAY(Tabulation[[#This Row],[Date]])","v":7},{"$f":"IF(OR(Tabulation[[#This Row],[DayNo]]=1,Tabulation[[#This Row],[DayNo]]=7),1,0)","v":1},{"$f":"COUNTIF(Holidays,Tabulation[[#This Row],[Date]])","v":0},{"$f":"CONCATENATE(Tabulation[[#This Row],[Holiday]],Tabulation[[#This Row],[Season]],Tabulation[[#This Row],[Weekend]],\"-\",IF(Tabulation[[#This Row],[Hour]]<10,0,\"\"),C4252)","v":"0Summer1-00"},{"$f":"VLOOKUP(Tabulation[[#This Row],[Concat]],Table3[],8)","v":0.28148000000000001},{"$f":"(Tabulation[[#This Row],[AC System Output (kW)]]*Tabulation[[#This Row],[Rate]])","v":0}]
[6,26,4,0,{"$f":"Tabulation[[#This Row],[AC System Output (W)]]/1000","v":0},{"$f":"VLOOKUP(Tabulation[[#This Row],[Month]],Season,2)","v":"Summer"},{"$f":"(DATE(2021,Tabulation[[#This Row],[Month]],Tabulation[[#This Row],[Day]]))","v":"2021-06-26"},{"$f":"WEEKDAY(Tabulation[[#This Row],[Date]])","v":7},{"$f":"IF(OR(Tabulation[[#This Row],[DayNo]]=1,Tabulation[[#This Row],[DayNo]]=7),1,0)","v":1},{"$f":"COUNTIF(Holidays,Tabulation[[#This Row],[Date]])","v":0},{"$f":"CONCATENATE(Tabulation[[#This Row],[Holiday]],Tabulation[[#This Row],[Season]],Tabulation[[#This Row],[Weekend]],\"-\",IF(Tabulation[[#This Row],[Hour]]<10,0,\"\"),C4256)","v":"0Summer1-04"},{"$f":"VLOOKUP(Tabulation[[#This Row],[Concat]],Table3[],8)","v":0.28148000000000001},{"$f":"(Tabulation[[#This Row],[AC System Output (kW)]]*Tabulation[[#This Row],[Rate]])","v":0}]
[6,26,8,1828.6120000000001,{"$f":"Tabulation[[#This Row],[AC System Output (W)]]/1000","v":1.8286120000000001},{"$f":"VLOOKUP(Tabulation[[#This Row],[Month]],Season,2)","v":"Summer"},{"$f":"(DATE(2021,Tabulation[[#This Row],[Month]],Tabulation[[#This Row],[Day]]))","v":"2021-06-26"},{"$f":"WEEKDAY(Tabulation[[#This Row],[Date]])","v":7},{"$f":"IF(OR(Tabulation[[#This Row],[DayNo]]=1,Tabulation[[#This Row],[DayNo]]=7),1,0)","v":1},{"$f":"COUNTIF(Holidays,Tabulation[[#This Row],[Date]])","v":0},{"$f":"CONCATENATE(Tabulation[[#This Row],[Holiday]],Tabulation[[#This Row],[Season]],Tabulation[[#This Row],[Weekend]],\"-\",IF(Tabulation[[#This Row],[Hour]]<10,0,\"\"),C4260)","v":"0Summer1-08"},{"$f":"VLOOKUP(Tabulation[[#This Row],[Concat]],Table3[],8)","v":0.28148000000000001},{"$f":"(Tabulation[[#This Row],[AC System Output (kW)]]*Tabulation[[#This Row],[Rate]])","v":0.51471770576000009}]
[6,26,11,2851.2849999999999,{"$f":"Tabulation[[#This Row],[AC System Output (W)]]/1000","v":2.8512849999999998},{"$f":"VLOOKUP(Tabulation[[#This Row],[Month]],Season,2)","v":"Summer"},{"$f":"(DATE(2021,Tabulation[[#This Row],[Month]],Tabulation[[#This Row],[Day]]))","v":"2021-06-26"},{"$f":"WEEKDAY(Tabulation[[#This Row],[Date]])","v":7},{"$f":"IF(OR(Tabulation[[#This Row],[DayNo]]=1,Tabulation[[#This Row],[DayNo]]=7),1,0)","v":1},{"$f":"COUNTIF(Holidays,Tabulation[[#This Row],[Date]])","v":0},{"$f":"CONCATENATE(Tabulation[[#This Row],[Holiday]],Tabulation[[#This Row],[Season]],Tabulation[[#This Row],[Weekend]],\"-\",IF(Tabulation[[#This Row],[Hour]]<10,0,\"\"),C4263)","v":"0Summer1-11"},{"$f":"VLOOKUP(Tabulation[[#This Row],[Concat]],Table3[],8)","v":0.28148000000000001},{"$f":"(Tabulation[[#This Row],[AC System Output (kW)]]*Tabulation[[#This Row],[Rate]])","v":0.80257970179999993}]
[6,26,12,2850.288,{"$f":"Tabulation[[#This Row],[AC System Output (W)]]/1000","v":2.8502879999999999},{"$f":"VLOOKUP(Tabulation[[#This Row],[Month]],Season,2)","v":"Summer"},{"$f":"(DATE(2021,Tabulation[[#This Row],[Month]],Tabulation[[#This Row],[Day]]))","v":"2021-06-26"},{"$f":"WEEKDAY(Tabulation[[#This Row],[Date]])","v":7},{"$f":"IF(OR(Tabulation[[#This Row],[DayNo]]=1,Tabulation[[#This Row],[DayNo]]=7),1,0)","v":1},{"$f":"COUNTIF(Holidays,Tabulation[[#This Row],[Date]])","v":0},{"$f":"CONCATENATE(Tabulation[[#This Row],[Holiday]],Tabulation[[#This Row],[Season]],Tabulation[[#This Row],[Weekend]],\"-\",IF(Tabulation[[#This Row],[Hour]]<10,0,\"\"),C4264)","v":"0Summer1-12"},{"$f":"VLOOKUP(Tabulation[[#This Row],[Concat]],Table3[],8)","v":0.28148000000000001},{"$f":"(Tabulation[[#This Row],[AC System Output (kW)]]*Tabulation[[#This Row],[Rate]])","v":0.80229906624000003}]
[6,26,15,1946.2619999999999,{"$f":"Tabulation[[#This Row],[AC System Output (W)]]/1000","v":1.9462619999999999},{"$f":"VLOOKUP(Tabulation[[#This Row],[Month]],Season,2)","v":"Summer"},{"$f":"(DATE(2021,Tabulation[[#This Row],[Month]],Tabulation[[#This Row],[Day]]))","v":"2021-06-26"},{"$f":"WEEKDAY(Tabulation[[#This Row],[Date]])","v":7},{"$f":"IF(OR(Tabulation[[#This Row],[DayNo]]=1,Tabulation[[#This Row],[DayNo]]=7),1,0)","v":1},{"$f":"COUNTIF(Holidays,Tabulation[[#This Row],[Date]])","v":0},{"$f":"CONCATENATE(Tabulation[[#This Row],[Holiday]],Tabulation[[#This Row],[Season]],Tabulation[[#This Row],[Weekend]],\"-\",IF(Tabulation[[#This Row],[Hour]]<10,0,\"\"),C4267)","v":"0Summer1-15"},{"$f":"VLOOKUP(Tabulation[[#This Row],[Concat]],Table3[],8)","v":0.28148000000000001},{"$f":"(Tabulation[[#This Row],[AC System Output (kW)]]*Tabulation[[#This Row],[Rate]])","v":0.54783382776}]
[6,26,18,71.274000000000001,{"$f":"Tabulation[[#This Row],[AC System Output (W)]]/1000","v":7.1274000000000004E-2},{"$f":"VLOOKUP(Tabulation[[#This Row],[Month]],Season,2)","v":"Summer"},{"$f":"(DATE(2021,Tabulation[[#This Row],[Month]],Tabulation[[#This Row],[Day]]))","v":"2021-06-26"},{"$f":"WEEKDAY(Tabulation[[#This Row],[Date]])","v":7},{"$f":"IF(OR(Tabulation[[#This Row],[DayNo]]=1,Tabulation[[#This Row],[DayNo]]=7),1,0)","v":1},{"$f":"COUNTIF(Holidays,Tabulation[[#This Row],[Date]])","v":0},{"$f":"CONCATENATE(Tabulation[[#This Row],[Holiday]],Tabulation[[#This Row],[Season]],Tabulation[[#This Row],[Weekend]],\"-\",IF(Tabulation[[#This Row],[Hour]]<10,0,\"\"),C4270)","v":"0Summer1-18"},{"$f":"VLOOKUP(Tabulation[[#This Row],[Concat]],Table3[],8)","v":0.28148000000000001},{"$f":"(Tabulation[[#This Row],[AC System Output (kW)]]*Tabulation[[#This Row],[Rate]])","v":2.0062205520000001E-2}]
[6,26,22,0,{"$f":"Tabulation[[#This Row],[AC System Output (W)]]/1000","v":0},{"$f":"VLOOKUP(Tabulation[[#This Row],[Month]],Season,2)","v":"Summer"},{"$f":"(DATE(2021,Tabulation[[#This Row],[Month]],Tabulation[[#This Row],[Day]]))","v":"2021-06-26"},{"$f":"WEEKDAY(Tabulation[[#This Row],[Date]])","v":7},{"$f":"IF(OR(Tabulation[[#This Row],[DayNo]]=1,Tabulation[[#This Row],[DayNo]]=7),1,0)","v":1},{"$f":"COUNTIF(Holidays,Tabulation[[#This Row],[Date]])","v":0},{"$f":"CONCATENATE(Tabulation[[#This Row],[Holiday]],Tabulation[[#This Row],[Season]],Tabulation[[#This Row],[Weekend]],\"-\",IF(Tabulation[[#This Row],[Hour]]<10,0,\"\"),C4274)","v":"0Summer1-22"},{"$f":"VLOOKUP(Tabulation[[#This Row],[Concat]],Table3[],8)","v":0.28148000000000001},{"$f":"(Tabulation[[#This Row],[AC System Output (kW)]]*Tabulation[[#This Row],[Rate]])","v":0}]
[6,27,1,0,{"$f":"Tabulation[[#This Row],[AC System Output (W)]]/1000","v":0},{"$f":"VLOOKUP(Tabulation[[#This Row],[Month]],Season,2)","v":"Summer"},{"$f":"(DATE(2021,Tabulation[[#This Row],[Month]],Tabulation[[#This Row],[Day]]))","v":"2021-06-27"},{"$f":"WEEKDAY(Tabulation[[#This Row],[Date]])","v":1},{"$f":"IF(OR(Tabulation[[#This Row],[DayNo]]=1,Tabulation[[#This Row],[DayNo]]=7),1,0)","v":1},{"$f":"COUNTIF(Holidays,Tabulation[[#This Row],[Date]])","v":0},{"$f":"CONCATENATE(Tabulation[[#This Row],[Holiday]],Tabulation[[#This Row],[Season]],Tabulation[[#This Row],[Weekend]],\"-\",IF(Tabulation[[#This Row],[Hour]]<10,0,\"\"),C4277)","v":"0Summer1-01"},{"$f":"VLOOKUP(Tabulation[[#This Row],[Concat]],Table3[],8)","v":0.28148000000000001},{"$f":"(Tabulation[[#This Row],[AC System Output (kW)]]*Tabulation[[#This Row],[Rate]])","v":0}]
[6,27,5,55.234000000000002,{"$f":"Tabulation[[#This Row],[AC System Output (W)]]/1000","v":5.5233999999999998E-2},{"$f":"VLOOKUP(Tabulation[[#This Row],[Month]],Season,2)","v":"Summer"},{"$f":"(DATE(2021,Tabulation[[#This Row],[Month]],Tabulation[[#This Row],[Day]]))","v":"2021-06-27"},{"$f":"WEEKDAY(Tabulation[[#This Row],[Date]])","v":1},{"$f":"IF(OR(Tabulation[[#This Row],[DayNo]]=1,Tabulation[[#This Row],[DayNo]]=7),1,0)","v":1},{"$f":"COUNTIF(Holidays,Tabulation[[#This Row],[Date]])","v":0},{"$f":"CONCATENATE(Tabulation[[#This Row],[Holiday]],Tabulation[[#This Row],[Season]],Tabulation[[#This Row],[Weekend]],\"-\",IF(Tabulation[[#This Row],[Hour]]<10,0,\"\"),C4281)","v":"0Summer1-05"},{"$f":"VLOOKUP(Tabulation[[#This Row],[Concat]],Table3[],8)","v":0.28148000000000001},{"$f":"(Tabulation[[#This Row],[AC System Output (kW)]]*Tabulation[[#This Row],[Rate]])","v":1.5547266319999999E-2}]
[6,27,9,2204.9699999999998,{"$f":"Tabulation[[#This Row],[AC System Output (W)]]/1000","v":2.2049699999999999},{"$f":"VLOOKUP(Tabulation[[#This Row],[Month]],Season,2)","v":"Summer"},{"$f":"(DATE(2021,Tabulation[[#This Row],[Month]],Tabulation[[#This Row],[Day]]))","v":"2021-06-27"},{"$f":"WEEKDAY(Tabulation[[#This Row],[Date]])","v":1},{"$f":"IF(OR(Tabulation[[#This Row],[DayNo]]=1,Tabulation[[#This Row],[DayNo]]=7),1,0)","v":1},{"$f":"COUNTIF(Holidays,Tabulation[[#This Row],[Date]])","v":0},{"$f":"CONCATENATE(Tabulation[[#This Row],[Holiday]],Tabulation[[#This Row],[Season]],Tabulation[[#This Row],[Weekend]],\"-\",IF(Tabulation[[#This Row],[Hour]]<10,0,\"\"),C4285)","v":"0Summer1-09"},{"$f":"VLOOKUP(Tabulation[[#This Row],[Concat]],Table3[],8)","v":0.28148000000000001},{"$f":"(Tabulation[[#This Row],[AC System Output (kW)]]*Tabulation[[#This Row],[Rate]])","v":0.62065495559999995}]
[6,27,12,2739.8829999999998,{"$f":"Tabulation[[#This Row],[AC System Output (W)]]/1000","v":2.7398829999999998},{"$f":"VLOOKUP(Tabulation[[#This Row],[Month]],Season,2)","v":"Summer"},{"$f":"(DATE(2021,Tabulation[[#This Row],[Month]],Tabulation[[#This Row],[Day]]))","v":"2021-06-27"},{"$f":"WEEKDAY(Tabulation[[#This Row],[Date]])","v":1},{"$f":"IF(OR(Tabulation[[#This Row],[DayNo]]=1,Tabulation[[#This Row],[DayNo]]=7),1,0)","v":1},{"$f":"COUNTIF(Holidays,Tabulation[[#This Row],[Date]])","v":0},{"$f":"CONCATENATE(Tabulation[[#This Row],[Holiday]],Tabulation[[#This Row],[Season]],Tabulation[[#This Row],[Weekend]],\"-\",IF(Tabulation[[#This Row],[Hour]]<10,0,\"\"),C4288)","v":"0Summer1-12"},{"$f":"VLOOKUP(Tabulation[[#This Row],[Concat]],Table3[],8)","v":0.28148000000000001},{"$f":"(Tabulation[[#This Row],[AC System Output (kW)]]*Tabulation[[#This Row],[Rate]])","v":0.77122226683999995}]
[6,27,13,2647.9609999999998,{"$f":"Tabulation[[#This Row],[AC System Output (W)]]/1000","v":2.6479609999999996},{"$f":"VLOOKUP(Tabulation[[#This Row],[Month]],Season,2)","v":"Summer"},{"$f":"(DATE(2021,Tabulation[[#This Row],[Month]],Tabulation[[#This Row],[Day]]))","v":"2021-06-27"},{"$f":"WEEKDAY(Tabulation[[#This Row],[Date]])","v":1},{"$f":"IF(OR(Tabulation[[#This Row],[DayNo]]=1,Tabulation[[#This Row],[DayNo]]=7),1,0)","v":1},{"$f":"COUNTIF(Holidays,Tabulation[[#This Row],[Date]])","v":0},{"$f":"CONCATENATE(Tabulation[[#This Row],[Holiday]],Tabulation[[#This Row],[Season]],Tabulation[[#This Row],[Weekend]],\"-\",IF(Tabulation[[#This Row],[Hour]]<10,0,\"\"),C4289)","v":"0Summer1-13"},{"$f":"VLOOKUP(Tabulation[[#This Row],[Concat]],Table3[],8)","v":0.28148000000000001},{"$f":"(Tabulation[[#This Row],[AC System Output (kW)]]*Tabulation[[#This Row],[Rate]])","v":0.74534806227999995}]
[6,27,16,1276.403,{"$f":"Tabulation[[#This Row],[AC System Output (W)]]/1000","v":1.276403},{"$f":"VLOOKUP(Tabulation[[#This Row],[Month]],Season,2)","v":"Summer"},{"$f":"(DATE(2021,Tabulation[[#This Row],[Month]],Tabulation[[#This Row],[Day]]))","v":"2021-06-27"},{"$f":"WEEKDAY(Tabulation[[#This Row],[Date]])","v":1},{"$f":"IF(OR(Tabulation[[#This Row],[DayNo]]=1,Tabulation[[#This Row],[DayNo]]=7),1,0)","v":1},{"$f":"COUNTIF(Holidays,Tabulation[[#This Row],[Date]])","v":0},{"$f":"CONCATENATE(Tabulation[[#This Row],[Holiday]],Tabulation[[#This Row],[Season]],Tabulation[[#This Row],[Weekend]],\"-\",IF(Tabulation[[#This Row],[Hour]]<10,0,\"\"),C4292)","v":"0Summer1-16"},{"$f":"VLOOKUP(Tabulation[[#This Row],[Concat]],Table3[],8)","v":0.28148000000000001},{"$f":"(Tabulation[[#This Row],[AC System Output (kW)]]*Tabulation[[#This Row],[Rate]])","v":0.35928191644000002}]
[6,27,19,0,{"$f":"Tabulation[[#This Row],[AC System Output (W)]]/1000","v":0},{"$f":"VLOOKUP(Tabulation[[#This Row],[Month]],Season,2)","v":"Summer"},{"$f":"(DATE(2021,Tabulation[[#This Row],[Month]],Tabulation[[#This Row],[Day]]))","v":"2021-06-27"},{"$f":"WEEKDAY(Tabulation[[#This Row],[Date]])","v":1},{"$f":"IF(OR(Tabulation[[#This Row],[DayNo]]=1,Tabulation[[#This Row],[DayNo]]=7),1,0)","v":1},{"$f":"COUNTIF(Holidays,Tabulation[[#This Row],[Date]])","v":0},{"$f":"CONCATENATE(Tabulation[[#This Row],[Holiday]],Tabulation[[#This Row],[Season]],Tabulation[[#This Row],[Weekend]],\"-\",IF(Tabulation[[#This Row],[Hour]]<10,0,\"\"),C4295)","v":"0Summer1-19"},{"$f":"VLOOKUP(Tabulation[[#This Row],[Concat]],Table3[],8)","v":0.28148000000000001},{"$f":"(Tabulation[[#This Row],[AC System Output (kW)]]*Tabulation[[#This Row],[Rate]])","v":0}]
[6,27,22,0,{"$f":"Tabulation[[#This Row],[AC System Output (W)]]/1000","v":0},{"$f":"VLOOKUP(Tabulation[[#This Row],[Month]],Season,2)","v":"Summer"},{"$f":"(DATE(2021,Tabulation[[#This Row],[Month]],Tabulation[[#This Row],[Day]]))","v":"2021-06-27"},{"$f":"WEEKDAY(Tabulation[[#This Row],[Date]])","v":1},{"$f":"IF(OR(Tabulation[[#This Row],[DayNo]]=1,Tabulation[[#This Row],[DayNo]]=7),1,0)","v":1},{"$f":"COUNTIF(Holidays,Tabulation[[#This Row],[Date]])","v":0},{"$f":"CONCATENATE(Tabulation[[#This Row],[Holiday]],Tabulation[[#This Row],[Season]],Tabulation[[#This Row],[Weekend]],\"-\",IF(Tabulation[[#This Row],[Hour]]<10,0,\"\"),C4298)","v":"0Summer1-22"},{"$f":"VLOOKUP(Tabulation[[#This Row],[Concat]],Table3[],8)","v":0.28148000000000001},{"$f":"(Tabulation[[#This Row],[AC System Output (kW)]]*Tabulation[[#This Row],[Rate]])","v":0}]
[6,28,3,0,{"$f":"Tabulation[[#This Row],[AC System Output (W)]]/1000","v":0},{"$f":"VLOOKUP(Tabulation[[#This Row],[Month]],Season,2)","v":"Summer"},{"$f":"(DATE(2021,Tabulation[[#This Row],[Month]],Tabulation[[#This Row],[Day]]))","v":"2021-06-28"},{"$f":"WEEKDAY(Tabulation[[#This Row],[Date]])","v":2},{"$f":"IF(OR(Tabulation[[#This Row],[DayNo]]=1,Tabulation[[#This Row],[DayNo]]=7),1,0)","v":0},{"$f":"COUNTIF(Holidays,Tabulation[[#This Row],[Date]])","v":0},{"$f":"CONCATENATE(Tabulation[[#This Row],[Holiday]],Tabulation[[#This Row],[Season]],Tabulation[[#This Row],[Weekend]],\"-\",IF(Tabulation[[#This Row],[Hour]]<10,0,\"\"),C4303)","v":"0Summer0-03"},{"$f":"VLOOKUP(Tabulation[[#This Row],[Concat]],Table3[],8)","v":0.28148000000000001},{"$f":"(Tabulation[[#This Row],[AC System Output (kW)]]*Tabulation[[#This Row],[Rate]])","v":0}]
[6,28,6,447.19799999999998,{"$f":"Tabulation[[#This Row],[AC System Output (W)]]/1000","v":0.44719799999999998},{"$f":"VLOOKUP(Tabulation[[#This Row],[Month]],Season,2)","v":"Summer"},{"$f":"(DATE(2021,Tabulation[[#This Row],[Month]],Tabulation[[#This Row],[Day]]))","v":"2021-06-28"},{"$f":"WEEKDAY(Tabulation[[#This Row],[Date]])","v":2},{"$f":"IF(OR(Tabulation[[#This Row],[DayNo]]=1,Tabulation[[#This Row],[DayNo]]=7),1,0)","v":0},{"$f":"COUNTIF(Holidays,Tabulation[[#This Row],[Date]])","v":0},{"$f":"CONCATENATE(Tabulation[[#This Row],[Holiday]],Tabulation[[#This Row],[Season]],Tabulation[[#This Row],[Weekend]],\"-\",IF(Tabulation[[#This Row],[Hour]]<10,0,\"\"),C4306)","v":"0Summer0-06"},{"$f":"VLOOKUP(Tabulation[[#This Row],[Concat]],Table3[],8)","v":0.28148000000000001},{"$f":"(Tabulation[[#This Row],[AC System Output (kW)]]*Tabulation[[#This Row],[Rate]])","v":0.12587729304}]
[6,28,10,2553.348,{"$f":"Tabulation[[#This Row],[AC System Output (W)]]/1000","v":2.5533480000000002},{"$f":"VLOOKUP(Tabulation[[#This Row],[Month]],Season,2)","v":"Summer"},{"$f":"(DATE(2021,Tabulation[[#This Row],[Month]],Tabulation[[#This Row],[Day]]))","v":"2021-06-28"},{"$f":"WEEKDAY(Tabulation[[#This Row],[Date]])","v":2},{"$f":"IF(OR(Tabulation[[#This Row],[DayNo]]=1,Tabulation[[#This Row],[DayNo]]=7),1,0)","v":0},{"$f":"COUNTIF(Holidays,Tabulation[[#This Row],[Date]])","v":0},{"$f":"CONCATENATE(Tabulation[[#This Row],[Holiday]],Tabulation[[#This Row],[Season]],Tabulation[[#This Row],[Weekend]],\"-\",IF(Tabulation[[#This Row],[Hour]]<10,0,\"\"),C4310)","v":"0Summer0-10"},{"$f":"VLOOKUP(Tabulation[[#This Row],[Concat]],Table3[],8)","v":0.28148000000000001},{"$f":"(Tabulation[[#This Row],[AC System Output (kW)]]*Tabulation[[#This Row],[Rate]])","v":0.71871639504000007}]
[6,28,13,2681.3229999999999,{"$f":"Tabulation[[#This Row],[AC System Output (W)]]/1000","v":2.6813229999999999},{"$f":"VLOOKUP(Tabulation[[#This Row],[Month]],Season,2)","v":"Summer"},{"$f":"(DATE(2021,Tabulation[[#This Row],[Month]],Tabulation[[#This Row],[Day]]))","v":"2021-06-28"},{"$f":"WEEKDAY(Tabulation[[#This Row],[Date]])","v":2},{"$f":"IF(OR(Tabulation[[#This Row],[DayNo]]=1,Tabulation[[#This Row],[DayNo]]=7),1,0)","v":0},{"$f":"COUNTIF(Holidays,Tabulation[[#This Row],[Date]])","v":0},{"$f":"CONCATENATE(Tabulation[[#This Row],[Holiday]],Tabulation[[#This Row],[Season]],Tabulation[[#This Row],[Weekend]],\"-\",IF(Tabulation[[#This Row],[Hour]]<10,0,\"\"),C4313)","v":"0Summer0-13"},{"$f":"VLOOKUP(Tabulation[[#This Row],[Concat]],Table3[],8)","v":0.28148000000000001},{"$f":"(Tabulation[[#This Row],[AC System Output (kW)]]*Tabulation[[#This Row],[Rate]])","v":0.75473879803999999}]
[6,28,14,2379.4870000000001,{"$f":"Tabulation[[#This Row],[AC System Output (W)]]/1000","v":2.3794870000000001},{"$f":"VLOOKUP(Tabulation[[#This Row],[Month]],Season,2)","v":"Summer"},{"$f":"(DATE(2021,Tabulation[[#This Row],[Month]],Tabulation[[#This Row],[Day]]))","v":"2021-06-28"},{"$f":"WEEKDAY(Tabulation[[#This Row],[Date]])","v":2},{"$f":"IF(OR(Tabulation[[#This Row],[DayNo]]=1,Tabulation[[#This Row],[DayNo]]=7),1,0)","v":0},{"$f":"COUNTIF(Holidays,Tabulation[[#This Row],[Date]])","v":0},{"$f":"CONCATENATE(Tabulation[[#This Row],[Holiday]],Tabulation[[#This Row],[Season]],Tabulation[[#This Row],[Weekend]],\"-\",IF(Tabulation[[#This Row],[Hour]]<10,0,\"\"),C4314)","v":"0Summer0-14"},{"$f":"VLOOKUP(Tabulation[[#This Row],[Concat]],Table3[],8)","v":0.28148000000000001},{"$f":"(Tabulation[[#This Row],[AC System Output (kW)]]*Tabulation[[#This Row],[Rate]])","v":0.66977800076000005}]
[6,28,17,567.45799999999997,{"$f":"Tabulation[[#This Row],[AC System Output (W)]]/1000","v":0.56745800000000002},{"$f":"VLOOKUP(Tabulation[[#This Row],[Month]],Season,2)","v":"Summer"},{"$f":"(DATE(2021,Tabulation[[#This Row],[Month]],Tabulation[[#This Row],[Day]]))","v":"2021-06-28"},{"$f":"WEEKDAY(Tabulation[[#This Row],[Date]])","v":2},{"$f":"IF(OR(Tabulation[[#This Row],[DayNo]]=1,Tabulation[[#This Row],[DayNo]]=7),1,0)","v":0},{"$f":"COUNTIF(Holidays,Tabulation[[#This Row],[Date]])","v":0},{"$f":"CONCATENATE(Tabulation[[#This Row],[Holiday]],Tabulation[[#This Row],[Season]],Tabulation[[#This Row],[Weekend]],\"-\",IF(Tabulation[[#This Row],[Hour]]<10,0,\"\"),C4317)","v":"0Summer0-17"},{"$f":"VLOOKUP(Tabulation[[#This Row],[Concat]],Table3[],8)","v":0.37644},{"$f":"(Tabulation[[#This Row],[AC System Output (kW)]]*Tabulation[[#This Row],[Rate]])","v":0.21361388952000002}]
[6,28,23,0,{"$f":"Tabulation[[#This Row],[AC System Output (W)]]/1000","v":0},{"$f":"VLOOKUP(Tabulation[[#This Row],[Month]],Season,2)","v":"Summer"},{"$f":"(DATE(2021,Tabulation[[#This Row],[Month]],Tabulation[[#This Row],[Day]]))","v":"2021-06-28"},{"$f":"WEEKDAY(Tabulation[[#This Row],[Date]])","v":2},{"$f":"IF(OR(Tabulation[[#This Row],[DayNo]]=1,Tabulation[[#This Row],[DayNo]]=7),1,0)","v":0},{"$f":"COUNTIF(Holidays,Tabulation[[#This Row],[Date]])","v":0},{"$f":"CONCATENATE(Tabulation[[#This Row],[Holiday]],Tabulation[[#This Row],[Season]],Tabulation[[#This Row],[Weekend]],\"-\",IF(Tabulation[[#This Row],[Hour]]<10,0,\"\"),C4323)","v":"0Summer0-23"},{"$f":"VLOOKUP(Tabulation[[#This Row],[Concat]],Table3[],8)","v":0.28148000000000001},{"$f":"(Tabulation[[#This Row],[AC System Output (kW)]]*Tabulation[[#This Row],[Rate]])","v":0}]
[6,29,1,0,{"$f":"Tabulation[[#This Row],[AC System Output (W)]]/1000","v":0},{"$f":"VLOOKUP(Tabulation[[#This Row],[Month]],Season,2)","v":"Summer"},{"$f":"(DATE(2021,Tabulation[[#This Row],[Month]],Tabulation[[#This Row],[Day]]))","v":"2021-06-29"},{"$f":"WEEKDAY(Tabulation[[#This Row],[Date]])","v":3},{"$f":"IF(OR(Tabulation[[#This Row],[DayNo]]=1,Tabulation[[#This Row],[DayNo]]=7),1,0)","v":0},{"$f":"COUNTIF(Holidays,Tabulation[[#This Row],[Date]])","v":0},{"$f":"CONCATENATE(Tabulation[[#This Row],[Holiday]],Tabulation[[#This Row],[Season]],Tabulation[[#This Row],[Weekend]],\"-\",IF(Tabulation[[#This Row],[Hour]]<10,0,\"\"),C4325)","v":"0Summer0-01"},{"$f":"VLOOKUP(Tabulation[[#This Row],[Concat]],Table3[],8)","v":0.28148000000000001},{"$f":"(Tabulation[[#This Row],[AC System Output (kW)]]*Tabulation[[#This Row],[Rate]])","v":0}]
[6,29,4,0,{"$f":"Tabulation[[#This Row],[AC System Output (W)]]/1000","v":0},{"$f":"VLOOKUP(Tabulation[[#This Row],[Month]],Season,2)","v":"Summer"},{"$f":"(DATE(2021,Tabulation[[#This Row],[Month]],Tabulation[[#This Row],[Day]]))","v":"2021-06-29"},{"$f":"WEEKDAY(Tabulation[[#This Row],[Date]])","v":3},{"$f":"IF(OR(Tabulation[[#This Row],[DayNo]]=1,Tabulation[[#This Row],[DayNo]]=7),1,0)","v":0},{"$f":"COUNTIF(Holidays,Tabulation[[#This Row],[Date]])","v":0},{"$f":"CONCATENATE(Tabulation[[#This Row],[Holiday]],Tabulation[[#This Row],[Season]],Tabulation[[#This Row],[Weekend]],\"-\",IF(Tabulation[[#This Row],[Hour]]<10,0,\"\"),C4328)","v":"0Summer0-04"},{"$f":"VLOOKUP(Tabulation[[#This Row],[Concat]],Table3[],8)","v":0.28148000000000001},{"$f":"(Tabulation[[#This Row],[AC System Output (kW)]]*Tabulation[[#This Row],[Rate]])","v":0}]
[6,29,8,1804.7059999999999,{"$f":"Tabulation[[#This Row],[AC System Output (W)]]/1000","v":1.8047059999999999},{"$f":"VLOOKUP(Tabulation[[#This Row],[Month]],Season,2)","v":"Summer"},{"$f":"(DATE(2021,Tabulation[[#This Row],[Month]],Tabulation[[#This Row],[Day]]))","v":"2021-06-29"},{"$f":"WEEKDAY(Tabulation[[#This Row],[Date]])","v":3},{"$f":"IF(OR(Tabulation[[#This Row],[DayNo]]=1,Tabulation[[#This Row],[DayNo]]=7),1,0)","v":0},{"$f":"COUNTIF(Holidays,Tabulation[[#This Row],[Date]])","v":0},{"$f":"CONCATENATE(Tabulation[[#This Row],[Holiday]],Tabulation[[#This Row],[Season]],Tabulation[[#This Row],[Weekend]],\"-\",IF(Tabulation[[#This Row],[Hour]]<10,0,\"\"),C4332)","v":"0Summer0-08"},{"$f":"VLOOKUP(Tabulation[[#This Row],[Concat]],Table3[],8)","v":0.28148000000000001},{"$f":"(Tabulation[[#This Row],[AC System Output (kW)]]*Tabulation[[#This Row],[Rate]])","v":0.50798864487999995}]
[6,29,11,2781.43,{"$f":"Tabulation[[#This Row],[AC System Output (W)]]/1000","v":2.7814299999999998},{"$f":"VLOOKUP(Tabulation[[#This Row],[Month]],Season,2)","v":"Summer"},{"$f":"(DATE(2021,Tabulation[[#This Row],[Month]],Tabulation[[#This Row],[Day]]))","v":"2021-06-29"},{"$f":"WEEKDAY(Tabulation[[#This Row],[Date]])","v":3},{"$f":"IF(OR(Tabulation[[#This Row],[DayNo]]=1,Tabulation[[#This Row],[DayNo]]=7),1,0)","v":0},{"$f":"COUNTIF(Holidays,Tabulation[[#This Row],[Date]])","v":0},{"$f":"CONCATENATE(Tabulation[[#This Row],[Holiday]],Tabulation[[#This Row],[Season]],Tabulation[[#This Row],[Weekend]],\"-\",IF(Tabulation[[#This Row],[Hour]]<10,0,\"\"),C4335)","v":"0Summer0-11"},{"$f":"VLOOKUP(Tabulation[[#This Row],[Concat]],Table3[],8)","v":0.28148000000000001},{"$f":"(Tabulation[[#This Row],[AC System Output (kW)]]*Tabulation[[#This Row],[Rate]])","v":0.78291691639999994}]
[6,29,14,2398.7289999999998,{"$f":"Tabulation[[#This Row],[AC System Output (W)]]/1000","v":2.3987289999999999},{"$f":"VLOOKUP(Tabulation[[#This Row],[Month]],Season,2)","v":"Summer"},{"$f":"(DATE(2021,Tabulation[[#This Row],[Month]],Tabulation[[#This Row],[Day]]))","v":"2021-06-29"},{"$f":"WEEKDAY(Tabulation[[#This Row],[Date]])","v":3},{"$f":"IF(OR(Tabulation[[#This Row],[DayNo]]=1,Tabulation[[#This Row],[DayNo]]=7),1,0)","v":0},{"$f":"COUNTIF(Holidays,Tabulation[[#This Row],[Date]])","v":0},{"$f":"CONCATENATE(Tabulation[[#This Row],[Holiday]],Tabulation[[#This Row],[Season]],Tabulation[[#This Row],[Weekend]],\"-\",IF(Tabulation[[#This Row],[Hour]]<10,0,\"\"),C4338)","v":"0Summer0-14"},{"$f":"VLOOKUP(Tabulation[[#This Row],[Concat]],Table3[],8)","v":0.28148000000000001},{"$f":"(Tabulation[[#This Row],[AC System Output (kW)]]*Tabulation[[#This Row],[Rate]])","v":0.67519423891999997}]
[6,29,15,1921.0160000000001,{"$f":"Tabulation[[#This Row],[AC System Output (W)]]/1000","v":1.9210160000000001},{"$f":"VLOOKUP(Tabulation[[#This Row],[Month]],Season,2)","v":"Summer"},{"$f":"(DATE(2021,Tabulation[[#This Row],[Month]],Tabulation[[#This Row],[Day]]))","v":"2021-06-29"},{"$f":"WEEKDAY(Tabulation[[#This Row],[Date]])","v":3},{"$f":"IF(OR(Tabulation[[#This Row],[DayNo]]=1,Tabulation[[#This Row],[DayNo]]=7),1,0)","v":0},{"$f":"COUNTIF(Holidays,Tabulation[[#This Row],[Date]])","v":0},{"$f":"CONCATENATE(Tabulation[[#This Row],[Holiday]],Tabulation[[#This Row],[Season]],Tabulation[[#This Row],[Weekend]],\"-\",IF(Tabulation[[#This Row],[Hour]]<10,0,\"\"),C4339)","v":"0Summer0-15"},{"$f":"VLOOKUP(Tabulation[[#This Row],[Concat]],Table3[],8)","v":0.28148000000000001},{"$f":"(Tabulation[[#This Row],[AC System Output (kW)]]*Tabulation[[#This Row],[Rate]])","v":0.54072758368000007}]
[6,29,20,0,{"$f":"Tabulation[[#This Row],[AC System Output (W)]]/1000","v":0},{"$f":"VLOOKUP(Tabulation[[#This Row],[Month]],Season,2)","v":"Summer"},{"$f":"(DATE(2021,Tabulation[[#This Row],[Month]],Tabulation[[#This Row],[Day]]))","v":"2021-06-29"},{"$f":"WEEKDAY(Tabulation[[#This Row],[Date]])","v":3},{"$f":"IF(OR(Tabulation[[#This Row],[DayNo]]=1,Tabulation[[#This Row],[DayNo]]=7),1,0)","v":0},{"$f":"COUNTIF(Holidays,Tabulation[[#This Row],[Date]])","v":0},{"$f":"CONCATENATE(Tabulation[[#This Row],[Holiday]],Tabulation[[#This Row],[Season]],Tabulation[[#This Row],[Weekend]],\"-\",IF(Tabulation[[#This Row],[Hour]]<10,0,\"\"),C4344)","v":"0Summer0-20"},{"$f":"VLOOKUP(Tabulation[[#This Row],[Concat]],Table3[],8)","v":0.28148000000000001},{"$f":"(Tabulation[[#This Row],[AC System Output (kW)]]*Tabulation[[#This Row],[Rate]])","v":0}]
[6,29,22,0,{"$f":"Tabulation[[#This Row],[AC System Output (W)]]/1000","v":0},{"$f":"VLOOKUP(Tabulation[[#This Row],[Month]],Season,2)","v":"Summer"},{"$f":"(DATE(2021,Tabulation[[#This Row],[Month]],Tabulation[[#This Row],[Day]]))","v":"2021-06-29"},{"$f":"WEEKDAY(Tabulation[[#This Row],[Date]])","v":3},{"$f":"IF(OR(Tabulation[[#This Row],[DayNo]]=1,Tabulation[[#This Row],[DayNo]]=7),1,0)","v":0},{"$f":"COUNTIF(Holidays,Tabulation[[#This Row],[Date]])","v":0},{"$f":"CONCATENATE(Tabulation[[#This Row],[Holiday]],Tabulation[[#This Row],[Season]],Tabulation[[#This Row],[Weekend]],\"-\",IF(Tabulation[[#This Row],[Hour]]<10,0,\"\"),C4346)","v":"0Summer0-22"},{"$f":"VLOOKUP(Tabulation[[#This Row],[Concat]],Table3[],8)","v":0.28148000000000001},{"$f":"(Tabulation[[#This Row],[AC System Output (kW)]]*Tabulation[[#This Row],[Rate]])","v":0}]
[6,30,2,0,{"$f":"Tabulation[[#This Row],[AC System Output (W)]]/1000","v":0},{"$f":"VLOOKUP(Tabulation[[#This Row],[Month]],Season,2)","v":"Summer"},{"$f":"(DATE(2021,Tabulation[[#This Row],[Month]],Tabulation[[#This Row],[Day]]))","v":"2021-06-30"},{"$f":"WEEKDAY(Tabulation[[#This Row],[Date]])","v":4},{"$f":"IF(OR(Tabulation[[#This Row],[DayNo]]=1,Tabulation[[#This Row],[DayNo]]=7),1,0)","v":0},{"$f":"COUNTIF(Holidays,Tabulation[[#This Row],[Date]])","v":0},{"$f":"CONCATENATE(Tabulation[[#This Row],[Holiday]],Tabulation[[#This Row],[Season]],Tabulation[[#This Row],[Weekend]],\"-\",IF(Tabulation[[#This Row],[Hour]]<10,0,\"\"),C4350)","v":"0Summer0-02"},{"$f":"VLOOKUP(Tabulation[[#This Row],[Concat]],Table3[],8)","v":0.28148000000000001},{"$f":"(Tabulation[[#This Row],[AC System Output (kW)]]*Tabulation[[#This Row],[Rate]])","v":0}]
[6,30,5,85.754999999999995,{"$f":"Tabulation[[#This Row],[AC System Output (W)]]/1000","v":8.5754999999999998E-2},{"$f":"VLOOKUP(Tabulation[[#This Row],[Month]],Season,2)","v":"Summer"},{"$f":"(DATE(2021,Tabulation[[#This Row],[Month]],Tabulation[[#This Row],[Day]]))","v":"2021-06-30"},{"$f":"WEEKDAY(Tabulation[[#This Row],[Date]])","v":4},{"$f":"IF(OR(Tabulation[[#This Row],[DayNo]]=1,Tabulation[[#This Row],[DayNo]]=7),1,0)","v":0},{"$f":"COUNTIF(Holidays,Tabulation[[#This Row],[Date]])","v":0},{"$f":"CONCATENATE(Tabulation[[#This Row],[Holiday]],Tabulation[[#This Row],[Season]],Tabulation[[#This Row],[Weekend]],\"-\",IF(Tabulation[[#This Row],[Hour]]<10,0,\"\"),C4353)","v":"0Summer0-05"},{"$f":"VLOOKUP(Tabulation[[#This Row],[Concat]],Table3[],8)","v":0.28148000000000001},{"$f":"(Tabulation[[#This Row],[AC System Output (kW)]]*Tabulation[[#This Row],[Rate]])","v":2.4138317400000001E-2}]
[6,30,9,2165.8249999999998,{"$f":"Tabulation[[#This Row],[AC System Output (W)]]/1000","v":2.1658249999999999},{"$f":"VLOOKUP(Tabulation[[#This Row],[Month]],Season,2)","v":"Summer"},{"$f":"(DATE(2021,Tabulation[[#This Row],[Month]],Tabulation[[#This Row],[Day]]))","v":"2021-06-30"},{"$f":"WEEKDAY(Tabulation[[#This Row],[Date]])","v":4},{"$f":"IF(OR(Tabulation[[#This Row],[DayNo]]=1,Tabulation[[#This Row],[DayNo]]=7),1,0)","v":0},{"$f":"COUNTIF(Holidays,Tabulation[[#This Row],[Date]])","v":0},{"$f":"CONCATENATE(Tabulation[[#This Row],[Holiday]],Tabulation[[#This Row],[Season]],Tabulation[[#This Row],[Weekend]],\"-\",IF(Tabulation[[#This Row],[Hour]]<10,0,\"\"),C4357)","v":"0Summer0-09"},{"$f":"VLOOKUP(Tabulation[[#This Row],[Concat]],Table3[],8)","v":0.28148000000000001},{"$f":"(Tabulation[[#This Row],[AC System Output (kW)]]*Tabulation[[#This Row],[Rate]])","v":0.60963642100000004}]
[6,30,12,2723.3649999999998,{"$f":"Tabulation[[#This Row],[AC System Output (W)]]/1000","v":2.7233649999999998},{"$f":"VLOOKUP(Tabulation[[#This Row],[Month]],Season,2)","v":"Summer"},{"$f":"(DATE(2021,Tabulation[[#This Row],[Month]],Tabulation[[#This Row],[Day]]))","v":"2021-06-30"},{"$f":"WEEKDAY(Tabulation[[#This Row],[Date]])","v":4},{"$f":"IF(OR(Tabulation[[#This Row],[DayNo]]=1,Tabulation[[#This Row],[DayNo]]=7),1,0)","v":0},{"$f":"COUNTIF(Holidays,Tabulation[[#This Row],[Date]])","v":0},{"$f":"CONCATENATE(Tabulation[[#This Row],[Holiday]],Tabulation[[#This Row],[Season]],Tabulation[[#This Row],[Weekend]],\"-\",IF(Tabulation[[#This Row],[Hour]]<10,0,\"\"),C4360)","v":"0Summer0-12"},{"$f":"VLOOKUP(Tabulation[[#This Row],[Concat]],Table3[],8)","v":0.28148000000000001},{"$f":"(Tabulation[[#This Row],[AC System Output (kW)]]*Tabulation[[#This Row],[Rate]])","v":0.76657278019999997}]
[6,30,15,1818.5889999999999,{"$f":"Tabulation[[#This Row],[AC System Output (W)]]/1000","v":1.818589},{"$f":"VLOOKUP(Tabulation[[#This Row],[Month]],Season,2)","v":"Summer"},{"$f":"(DATE(2021,Tabulation[[#This Row],[Month]],Tabulation[[#This Row],[Day]]))","v":"2021-06-30"},{"$f":"WEEKDAY(Tabulation[[#This Row],[Date]])","v":4},{"$f":"IF(OR(Tabulation[[#This Row],[DayNo]]=1,Tabulation[[#This Row],[DayNo]]=7),1,0)","v":0},{"$f":"COUNTIF(Holidays,Tabulation[[#This Row],[Date]])","v":0},{"$f":"CONCATENATE(Tabulation[[#This Row],[Holiday]],Tabulation[[#This Row],[Season]],Tabulation[[#This Row],[Weekend]],\"-\",IF(Tabulation[[#This Row],[Hour]]<10,0,\"\"),C4363)","v":"0Summer0-15"},{"$f":"VLOOKUP(Tabulation[[#This Row],[Concat]],Table3[],8)","v":0.28148000000000001},{"$f":"(Tabulation[[#This Row],[AC System Output (kW)]]*Tabulation[[#This Row],[Rate]])","v":0.51189643171999999}]
[6,30,17,602.17200000000003,{"$f":"Tabulation[[#This Row],[AC System Output (W)]]/1000","v":0.60217200000000004},{"$f":"VLOOKUP(Tabulation[[#This Row],[Month]],Season,2)","v":"Summer"},{"$f":"(DATE(2021,Tabulation[[#This Row],[Month]],Tabulation[[#This Row],[Day]]))","v":"2021-06-30"},{"$f":"WEEKDAY(Tabulation[[#This Row],[Date]])","v":4},{"$f":"IF(OR(Tabulation[[#This Row],[DayNo]]=1,Tabulation[[#This Row],[DayNo]]=7),1,0)","v":0},{"$f":"COUNTIF(Holidays,Tabulation[[#This Row],[Date]])","v":0},{"$f":"CONCATENATE(Tabulation[[#This Row],[Holiday]],Tabulation[[#This Row],[Season]],Tabulation[[#This Row],[Weekend]],\"-\",IF(Tabulation[[#This Row],[Hour]]<10,0,\"\"),C4365)","v":"0Summer0-17"},{"$f":"VLOOKUP(Tabulation[[#This Row],[Concat]],Table3[],8)","v":0.37644},{"$f":"(Tabulation[[#This Row],[AC System Output (kW)]]*Tabulation[[#This Row],[Rate]])","v":0.22668162768000003}]
[6,30,20,0,{"$f":"Tabulation[[#This Row],[AC System Output (W)]]/1000","v":0},{"$f":"VLOOKUP(Tabulation[[#This Row],[Month]],Season,2)","v":"Summer"},{"$f":"(DATE(2021,Tabulation[[#This Row],[Month]],Tabulation[[#This Row],[Day]]))","v":"2021-06-30"},{"$f":"WEEKDAY(Tabulation[[#This Row],[Date]])","v":4},{"$f":"IF(OR(Tabulation[[#This Row],[DayNo]]=1,Tabulation[[#This Row],[DayNo]]=7),1,0)","v":0},{"$f":"COUNTIF(Holidays,Tabulation[[#This Row],[Date]])","v":0},{"$f":"CONCATENATE(Tabulation[[#This Row],[Holiday]],Tabulation[[#This Row],[Season]],Tabulation[[#This Row],[Weekend]],\"-\",IF(Tabulation[[#This Row],[Hour]]<10,0,\"\"),C4368)","v":"0Summer0-20"},{"$f":"VLOOKUP(Tabulation[[#This Row],[Concat]],Table3[],8)","v":0.28148000000000001},{"$f":"(Tabulation[[#This Row],[AC System Output (kW)]]*Tabulation[[#This Row],[Rate]])","v":0}]
[7,1,0,0,{"$f":"Tabulation[[#This Row],[AC System Output (W)]]/1000","v":0},{"$f":"VLOOKUP(Tabulation[[#This Row],[Month]],Season,2)","v":"Summer"},{"$f":"(DATE(2021,Tabulation[[#This Row],[Month]],Tabulation[[#This Row],[Day]]))","v":"2021-07-01"},{"$f":"WEEKDAY(Tabulation[[#This Row],[Date]])","v":5},{"$f":"IF(OR(Tabulation[[#This Row],[DayNo]]=1,Tabulation[[#This Row],[DayNo]]=7),1,0)","v":0},{"$f":"COUNTIF(Holidays,Tabulation[[#This Row],[Date]])","v":0},{"$f":"CONCATENATE(Tabulation[[#This Row],[Holiday]],Tabulation[[#This Row],[Season]],Tabulation[[#This Row],[Weekend]],\"-\",IF(Tabulation[[#This Row],[Hour]]<10,0,\"\"),C4372)","v":"0Summer0-00"},{"$f":"VLOOKUP(Tabulation[[#This Row],[Concat]],Table3[],8)","v":0.28148000000000001},{"$f":"(Tabulation[[#This Row],[AC System Output (kW)]]*Tabulation[[#This Row],[Rate]])","v":0}]
[7,1,3,0,{"$f":"Tabulation[[#This Row],[AC System Output (W)]]/1000","v":0},{"$f":"VLOOKUP(Tabulation[[#This Row],[Month]],Season,2)","v":"Summer"},{"$f":"(DATE(2021,Tabulation[[#This Row],[Month]],Tabulation[[#This Row],[Day]]))","v":"2021-07-01"},{"$f":"WEEKDAY(Tabulation[[#This Row],[Date]])","v":5},{"$f":"IF(OR(Tabulation[[#This Row],[DayNo]]=1,Tabulation[[#This Row],[DayNo]]=7),1,0)","v":0},{"$f":"COUNTIF(Holidays,Tabulation[[#This Row],[Date]])","v":0},{"$f":"CONCATENATE(Tabulation[[#This Row],[Holiday]],Tabulation[[#This Row],[Season]],Tabulation[[#This Row],[Weekend]],\"-\",IF(Tabulation[[#This Row],[Hour]]<10,0,\"\"),C4375)","v":"0Summer0-03"},{"$f":"VLOOKUP(Tabulation[[#This Row],[Concat]],Table3[],8)","v":0.28148000000000001},{"$f":"(Tabulation[[#This Row],[AC System Output (kW)]]*Tabulation[[#This Row],[Rate]])","v":0}]
[7,1,6,461.89600000000002,{"$f":"Tabulation[[#This Row],[AC System Output (W)]]/1000","v":0.46189600000000003},{"$f":"VLOOKUP(Tabulation[[#This Row],[Month]],Season,2)","v":"Summer"},{"$f":"(DATE(2021,Tabulation[[#This Row],[Month]],Tabulation[[#This Row],[Day]]))","v":"2021-07-01"},{"$f":"WEEKDAY(Tabulation[[#This Row],[Date]])","v":5},{"$f":"IF(OR(Tabulation[[#This Row],[DayNo]]=1,Tabulation[[#This Row],[DayNo]]=7),1,0)","v":0},{"$f":"COUNTIF(Holidays,Tabulation[[#This Row],[Date]])","v":0},{"$f":"CONCATENATE(Tabulation[[#This Row],[Holiday]],Tabulation[[#This Row],[Season]],Tabulation[[#This Row],[Weekend]],\"-\",IF(Tabulation[[#This Row],[Hour]]<10,0,\"\"),C4378)","v":"0Summer0-06"},{"$f":"VLOOKUP(Tabulation[[#This Row],[Concat]],Table3[],8)","v":0.28148000000000001},{"$f":"(Tabulation[[#This Row],[AC System Output (kW)]]*Tabulation[[#This Row],[Rate]])","v":0.13001448608000002}]
[7,1,10,2775.145,{"$f":"Tabulation[[#This Row],[AC System Output (W)]]/1000","v":2.7751450000000002},{"$f":"VLOOKUP(Tabulation[[#This Row],[Month]],Season,2)","v":"Summer"},{"$f":"(DATE(2021,Tabulation[[#This Row],[Month]],Tabulation[[#This Row],[Day]]))","v":"2021-07-01"},{"$f":"WEEKDAY(Tabulation[[#This Row],[Date]])","v":5},{"$f":"IF(OR(Tabulation[[#This Row],[DayNo]]=1,Tabulation[[#This Row],[DayNo]]=7),1,0)","v":0},{"$f":"COUNTIF(Holidays,Tabulation[[#This Row],[Date]])","v":0},{"$f":"CONCATENATE(Tabulation[[#This Row],[Holiday]],Tabulation[[#This Row],[Season]],Tabulation[[#This Row],[Weekend]],\"-\",IF(Tabulation[[#This Row],[Hour]]<10,0,\"\"),C4382)","v":"0Summer0-10"},{"$f":"VLOOKUP(Tabulation[[#This Row],[Concat]],Table3[],8)","v":0.28148000000000001},{"$f":"(Tabulation[[#This Row],[AC System Output (kW)]]*Tabulation[[#This Row],[Rate]])","v":0.78114781460000005}]
[7,1,13,2886.8719999999998,{"$f":"Tabulation[[#This Row],[AC System Output (W)]]/1000","v":2.8868719999999999},{"$f":"VLOOKUP(Tabulation[[#This Row],[Month]],Season,2)","v":"Summer"},{"$f":"(DATE(2021,Tabulation[[#This Row],[Month]],Tabulation[[#This Row],[Day]]))","v":"2021-07-01"},{"$f":"WEEKDAY(Tabulation[[#This Row],[Date]])","v":5},{"$f":"IF(OR(Tabulation[[#This Row],[DayNo]]=1,Tabulation[[#This Row],[DayNo]]=7),1,0)","v":0},{"$f":"COUNTIF(Holidays,Tabulation[[#This Row],[Date]])","v":0},{"$f":"CONCATENATE(Tabulation[[#This Row],[Holiday]],Tabulation[[#This Row],[Season]],Tabulation[[#This Row],[Weekend]],\"-\",IF(Tabulation[[#This Row],[Hour]]<10,0,\"\"),C4385)","v":"0Summer0-13"},{"$f":"VLOOKUP(Tabulation[[#This Row],[Concat]],Table3[],8)","v":0.28148000000000001},{"$f":"(Tabulation[[#This Row],[AC System Output (kW)]]*Tabulation[[#This Row],[Rate]])","v":0.81259673056000004}]
[7,1,14,2565.16,{"$f":"Tabulation[[#This Row],[AC System Output (W)]]/1000","v":2.5651599999999997},{"$f":"VLOOKUP(Tabulation[[#This Row],[Month]],Season,2)","v":"Summer"},{"$f":"(DATE(2021,Tabulation[[#This Row],[Month]],Tabulation[[#This Row],[Day]]))","v":"2021-07-01"},{"$f":"WEEKDAY(Tabulation[[#This Row],[Date]])","v":5},{"$f":"IF(OR(Tabulation[[#This Row],[DayNo]]=1,Tabulation[[#This Row],[DayNo]]=7),1,0)","v":0},{"$f":"COUNTIF(Holidays,Tabulation[[#This Row],[Date]])","v":0},{"$f":"CONCATENATE(Tabulation[[#This Row],[Holiday]],Tabulation[[#This Row],[Season]],Tabulation[[#This Row],[Weekend]],\"-\",IF(Tabulation[[#This Row],[Hour]]<10,0,\"\"),C4386)","v":"0Summer0-14"},{"$f":"VLOOKUP(Tabulation[[#This Row],[Concat]],Table3[],8)","v":0.28148000000000001},{"$f":"(Tabulation[[#This Row],[AC System Output (kW)]]*Tabulation[[#This Row],[Rate]])","v":0.72204123679999987}]
[7,1,18,83.882000000000005,{"$f":"Tabulation[[#This Row],[AC System Output (W)]]/1000","v":8.3881999999999998E-2},{"$f":"VLOOKUP(Tabulation[[#This Row],[Month]],Season,2)","v":"Summer"},{"$f":"(DATE(2021,Tabulation[[#This Row],[Month]],Tabulation[[#This Row],[Day]]))","v":"2021-07-01"},{"$f":"WEEKDAY(Tabulation[[#This Row],[Date]])","v":5},{"$f":"IF(OR(Tabulation[[#This Row],[DayNo]]=1,Tabulation[[#This Row],[DayNo]]=7),1,0)","v":0},{"$f":"COUNTIF(Holidays,Tabulation[[#This Row],[Date]])","v":0},{"$f":"CONCATENATE(Tabulation[[#This Row],[Holiday]],Tabulation[[#This Row],[Season]],Tabulation[[#This Row],[Weekend]],\"-\",IF(Tabulation[[#This Row],[Hour]]<10,0,\"\"),C4390)","v":"0Summer0-18"},{"$f":"VLOOKUP(Tabulation[[#This Row],[Concat]],Table3[],8)","v":0.37644},{"$f":"(Tabulation[[#This Row],[AC System Output (kW)]]*Tabulation[[#This Row],[Rate]])","v":3.157654008E-2}]
[7,1,21,0,{"$f":"Tabulation[[#This Row],[AC System Output (W)]]/1000","v":0},{"$f":"VLOOKUP(Tabulation[[#This Row],[Month]],Season,2)","v":"Summer"},{"$f":"(DATE(2021,Tabulation[[#This Row],[Month]],Tabulation[[#This Row],[Day]]))","v":"2021-07-01"},{"$f":"WEEKDAY(Tabulation[[#This Row],[Date]])","v":5},{"$f":"IF(OR(Tabulation[[#This Row],[DayNo]]=1,Tabulation[[#This Row],[DayNo]]=7),1,0)","v":0},{"$f":"COUNTIF(Holidays,Tabulation[[#This Row],[Date]])","v":0},{"$f":"CONCATENATE(Tabulation[[#This Row],[Holiday]],Tabulation[[#This Row],[Season]],Tabulation[[#This Row],[Weekend]],\"-\",IF(Tabulation[[#This Row],[Hour]]<10,0,\"\"),C4393)","v":"0Summer0-21"},{"$f":"VLOOKUP(Tabulation[[#This Row],[Concat]],Table3[],8)","v":0.28148000000000001},{"$f":"(Tabulation[[#This Row],[AC System Output (kW)]]*Tabulation[[#This Row],[Rate]])","v":0}]
[7,2,1,0,{"$f":"Tabulation[[#This Row],[AC System Output (W)]]/1000","v":0},{"$f":"VLOOKUP(Tabulation[[#This Row],[Month]],Season,2)","v":"Summer"},{"$f":"(DATE(2021,Tabulation[[#This Row],[Month]],Tabulation[[#This Row],[Day]]))","v":"2021-07-02"},{"$f":"WEEKDAY(Tabulation[[#This Row],[Date]])","v":6},{"$f":"IF(OR(Tabulation[[#This Row],[DayNo]]=1,Tabulation[[#This Row],[DayNo]]=7),1,0)","v":0},{"$f":"COUNTIF(Holidays,Tabulation[[#This Row],[Date]])","v":0},{"$f":"CONCATENATE(Tabulation[[#This Row],[Holiday]],Tabulation[[#This Row],[Season]],Tabulation[[#This Row],[Weekend]],\"-\",IF(Tabulation[[#This Row],[Hour]]<10,0,\"\"),C4397)","v":"0Summer0-01"},{"$f":"VLOOKUP(Tabulation[[#This Row],[Concat]],Table3[],8)","v":0.28148000000000001},{"$f":"(Tabulation[[#This Row],[AC System Output (kW)]]*Tabulation[[#This Row],[Rate]])","v":0}]
[7,2,4,0,{"$f":"Tabulation[[#This Row],[AC System Output (W)]]/1000","v":0},{"$f":"VLOOKUP(Tabulation[[#This Row],[Month]],Season,2)","v":"Summer"},{"$f":"(DATE(2021,Tabulation[[#This Row],[Month]],Tabulation[[#This Row],[Day]]))","v":"2021-07-02"},{"$f":"WEEKDAY(Tabulation[[#This Row],[Date]])","v":6},{"$f":"IF(OR(Tabulation[[#This Row],[DayNo]]=1,Tabulation[[#This Row],[DayNo]]=7),1,0)","v":0},{"$f":"COUNTIF(Holidays,Tabulation[[#This Row],[Date]])","v":0},{"$f":"CONCATENATE(Tabulation[[#This Row],[Holiday]],Tabulation[[#This Row],[Season]],Tabulation[[#This Row],[Weekend]],\"-\",IF(Tabulation[[#This Row],[Hour]]<10,0,\"\"),C4400)","v":"0Summer0-04"},{"$f":"VLOOKUP(Tabulation[[#This Row],[Concat]],Table3[],8)","v":0.28148000000000001},{"$f":"(Tabulation[[#This Row],[AC System Output (kW)]]*Tabulation[[#This Row],[Rate]])","v":0}]
[7,2,7,535.78899999999999,{"$f":"Tabulation[[#This Row],[AC System Output (W)]]/1000","v":0.53578899999999996},{"$f":"VLOOKUP(Tabulation[[#This Row],[Month]],Season,2)","v":"Summer"},{"$f":"(DATE(2021,Tabulation[[#This Row],[Month]],Tabulation[[#This Row],[Day]]))","v":"2021-07-02"},{"$f":"WEEKDAY(Tabulation[[#This Row],[Date]])","v":6},{"$f":"IF(OR(Tabulation[[#This Row],[DayNo]]=1,Tabulation[[#This Row],[DayNo]]=7),1,0)","v":0},{"$f":"COUNTIF(Holidays,Tabulation[[#This Row],[Date]])","v":0},{"$f":"CONCATENATE(Tabulation[[#This Row],[Holiday]],Tabulation[[#This Row],[Season]],Tabulation[[#This Row],[Weekend]],\"-\",IF(Tabulation[[#This Row],[Hour]]<10,0,\"\"),C4403)","v":"0Summer0-07"},{"$f":"VLOOKUP(Tabulation[[#This Row],[Concat]],Table3[],8)","v":0.28148000000000001},{"$f":"(Tabulation[[#This Row],[AC System Output (kW)]]*Tabulation[[#This Row],[Rate]])","v":0.15081388771999998}]
[7,2,11,3010.5309999999999,{"$f":"Tabulation[[#This Row],[AC System Output (W)]]/1000","v":3.0105309999999998},{"$f":"VLOOKUP(Tabulation[[#This Row],[Month]],Season,2)","v":"Summer"},{"$f":"(DATE(2021,Tabulation[[#This Row],[Month]],Tabulation[[#This Row],[Day]]))","v":"2021-07-02"},{"$f":"WEEKDAY(Tabulation[[#This Row],[Date]])","v":6},{"$f":"IF(OR(Tabulation[[#This Row],[DayNo]]=1,Tabulation[[#This Row],[DayNo]]=7),1,0)","v":0},{"$f":"COUNTIF(Holidays,Tabulation[[#This Row],[Date]])","v":0},{"$f":"CONCATENATE(Tabulation[[#This Row],[Holiday]],Tabulation[[#This Row],[Season]],Tabulation[[#This Row],[Weekend]],\"-\",IF(Tabulation[[#This Row],[Hour]]<10,0,\"\"),C4407)","v":"0Summer0-11"},{"$f":"VLOOKUP(Tabulation[[#This Row],[Concat]],Table3[],8)","v":0.28148000000000001},{"$f":"(Tabulation[[#This Row],[AC System Output (kW)]]*Tabulation[[#This Row],[Rate]])","v":0.84740426587999995}]
[7,2,15,2049.4740000000002,{"$f":"Tabulation[[#This Row],[AC System Output (W)]]/1000","v":2.049474},{"$f":"VLOOKUP(Tabulation[[#This Row],[Month]],Season,2)","v":"Summer"},{"$f":"(DATE(2021,Tabulation[[#This Row],[Month]],Tabulation[[#This Row],[Day]]))","v":"2021-07-02"},{"$f":"WEEKDAY(Tabulation[[#This Row],[Date]])","v":6},{"$f":"IF(OR(Tabulation[[#This Row],[DayNo]]=1,Tabulation[[#This Row],[DayNo]]=7),1,0)","v":0},{"$f":"COUNTIF(Holidays,Tabulation[[#This Row],[Date]])","v":0},{"$f":"CONCATENATE(Tabulation[[#This Row],[Holiday]],Tabulation[[#This Row],[Season]],Tabulation[[#This Row],[Weekend]],\"-\",IF(Tabulation[[#This Row],[Hour]]<10,0,\"\"),C4411)","v":"0Summer0-15"},{"$f":"VLOOKUP(Tabulation[[#This Row],[Concat]],Table3[],8)","v":0.28148000000000001},{"$f":"(Tabulation[[#This Row],[AC System Output (kW)]]*Tabulation[[#This Row],[Rate]])","v":0.57688594152000006}]
[7,2,18,102.614,{"$f":"Tabulation[[#This Row],[AC System Output (W)]]/1000","v":0.10261400000000001},{"$f":"VLOOKUP(Tabulation[[#This Row],[Month]],Season,2)","v":"Summer"},{"$f":"(DATE(2021,Tabulation[[#This Row],[Month]],Tabulation[[#This Row],[Day]]))","v":"2021-07-02"},{"$f":"WEEKDAY(Tabulation[[#This Row],[Date]])","v":6},{"$f":"IF(OR(Tabulation[[#This Row],[DayNo]]=1,Tabulation[[#This Row],[DayNo]]=7),1,0)","v":0},{"$f":"COUNTIF(Holidays,Tabulation[[#This Row],[Date]])","v":0},{"$f":"CONCATENATE(Tabulation[[#This Row],[Holiday]],Tabulation[[#This Row],[Season]],Tabulation[[#This Row],[Weekend]],\"-\",IF(Tabulation[[#This Row],[Hour]]<10,0,\"\"),C4414)","v":"0Summer0-18"},{"$f":"VLOOKUP(Tabulation[[#This Row],[Concat]],Table3[],8)","v":0.37644},{"$f":"(Tabulation[[#This Row],[AC System Output (kW)]]*Tabulation[[#This Row],[Rate]])","v":3.8628014160000002E-2}]
[7,2,19,0,{"$f":"Tabulation[[#This Row],[AC System Output (W)]]/1000","v":0},{"$f":"VLOOKUP(Tabulation[[#This Row],[Month]],Season,2)","v":"Summer"},{"$f":"(DATE(2021,Tabulation[[#This Row],[Month]],Tabulation[[#This Row],[Day]]))","v":"2021-07-02"},{"$f":"WEEKDAY(Tabulation[[#This Row],[Date]])","v":6},{"$f":"IF(OR(Tabulation[[#This Row],[DayNo]]=1,Tabulation[[#This Row],[DayNo]]=7),1,0)","v":0},{"$f":"COUNTIF(Holidays,Tabulation[[#This Row],[Date]])","v":0},{"$f":"CONCATENATE(Tabulation[[#This Row],[Holiday]],Tabulation[[#This Row],[Season]],Tabulation[[#This Row],[Weekend]],\"-\",IF(Tabulation[[#This Row],[Hour]]<10,0,\"\"),C4415)","v":"0Summer0-19"},{"$f":"VLOOKUP(Tabulation[[#This Row],[Concat]],Table3[],8)","v":0.37644},{"$f":"(Tabulation[[#This Row],[AC System Output (kW)]]*Tabulation[[#This Row],[Rate]])","v":0}]
[7,2,22,0,{"$f":"Tabulation[[#This Row],[AC System Output (W)]]/1000","v":0},{"$f":"VLOOKUP(Tabulation[[#This Row],[Month]],Season,2)","v":"Summer"},{"$f":"(DATE(2021,Tabulation[[#This Row],[Month]],Tabulation[[#This Row],[Day]]))","v":"2021-07-02"},{"$f":"WEEKDAY(Tabulation[[#This Row],[Date]])","v":6},{"$f":"IF(OR(Tabulation[[#This Row],[DayNo]]=1,Tabulation[[#This Row],[DayNo]]=7),1,0)","v":0},{"$f":"COUNTIF(Holidays,Tabulation[[#This Row],[Date]])","v":0},{"$f":"CONCATENATE(Tabulation[[#This Row],[Holiday]],Tabulation[[#This Row],[Season]],Tabulation[[#This Row],[Weekend]],\"-\",IF(Tabulation[[#This Row],[Hour]]<10,0,\"\"),C4418)","v":"0Summer0-22"},{"$f":"VLOOKUP(Tabulation[[#This Row],[Concat]],Table3[],8)","v":0.28148000000000001},{"$f":"(Tabulation[[#This Row],[AC System Output (kW)]]*Tabulation[[#This Row],[Rate]])","v":0}]
[7,3,2,0,{"$f":"Tabulation[[#This Row],[AC System Output (W)]]/1000","v":0},{"$f":"VLOOKUP(Tabulation[[#This Row],[Month]],Season,2)","v":"Summer"},{"$f":"(DATE(2021,Tabulation[[#This Row],[Month]],Tabulation[[#This Row],[Day]]))","v":"2021-07-03"},{"$f":"WEEKDAY(Tabulation[[#This Row],[Date]])","v":7},{"$f":"IF(OR(Tabulation[[#This Row],[DayNo]]=1,Tabulation[[#This Row],[DayNo]]=7),1,0)","v":1},{"$f":"COUNTIF(Holidays,Tabulation[[#This Row],[Date]])","v":0},{"$f":"CONCATENATE(Tabulation[[#This Row],[Holiday]],Tabulation[[#This Row],[Season]],Tabulation[[#This Row],[Weekend]],\"-\",IF(Tabulation[[#This Row],[Hour]]<10,0,\"\"),C4422)","v":"0Summer1-02"},{"$f":"VLOOKUP(Tabulation[[#This Row],[Concat]],Table3[],8)","v":0.28148000000000001},{"$f":"(Tabulation[[#This Row],[AC System Output (kW)]]*Tabulation[[#This Row],[Rate]])","v":0}]
[7,3,5,65.667000000000002,{"$f":"Tabulation[[#This Row],[AC System Output (W)]]/1000","v":6.5667000000000003E-2},{"$f":"VLOOKUP(Tabulation[[#This Row],[Month]],Season,2)","v":"Summer"},{"$f":"(DATE(2021,Tabulation[[#This Row],[Month]],Tabulation[[#This Row],[Day]]))","v":"2021-07-03"},{"$f":"WEEKDAY(Tabulation[[#This Row],[Date]])","v":7},{"$f":"IF(OR(Tabulation[[#This Row],[DayNo]]=1,Tabulation[[#This Row],[DayNo]]=7),1,0)","v":1},{"$f":"COUNTIF(Holidays,Tabulation[[#This Row],[Date]])","v":0},{"$f":"CONCATENATE(Tabulation[[#This Row],[Holiday]],Tabulation[[#This Row],[Season]],Tabulation[[#This Row],[Weekend]],\"-\",IF(Tabulation[[#This Row],[Hour]]<10,0,\"\"),C4425)","v":"0Summer1-05"},{"$f":"VLOOKUP(Tabulation[[#This Row],[Concat]],Table3[],8)","v":0.28148000000000001},{"$f":"(Tabulation[[#This Row],[AC System Output (kW)]]*Tabulation[[#This Row],[Rate]])","v":1.848394716E-2}]
[7,3,8,1948.789,{"$f":"Tabulation[[#This Row],[AC System Output (W)]]/1000","v":1.9487889999999999},{"$f":"VLOOKUP(Tabulation[[#This Row],[Month]],Season,2)","v":"Summer"},{"$f":"(DATE(2021,Tabulation[[#This Row],[Month]],Tabulation[[#This Row],[Day]]))","v":"2021-07-03"},{"$f":"WEEKDAY(Tabulation[[#This Row],[Date]])","v":7},{"$f":"IF(OR(Tabulation[[#This Row],[DayNo]]=1,Tabulation[[#This Row],[DayNo]]=7),1,0)","v":1},{"$f":"COUNTIF(Holidays,Tabulation[[#This Row],[Date]])","v":0},{"$f":"CONCATENATE(Tabulation[[#This Row],[Holiday]],Tabulation[[#This Row],[Season]],Tabulation[[#This Row],[Weekend]],\"-\",IF(Tabulation[[#This Row],[Hour]]<10,0,\"\"),C4428)","v":"0Summer1-08"},{"$f":"VLOOKUP(Tabulation[[#This Row],[Concat]],Table3[],8)","v":0.28148000000000001},{"$f":"(Tabulation[[#This Row],[AC System Output (kW)]]*Tabulation[[#This Row],[Rate]])","v":0.54854512771999997}]
[7,3,12,3032.2950000000001,{"$f":"Tabulation[[#This Row],[AC System Output (W)]]/1000","v":3.032295},{"$f":"VLOOKUP(Tabulation[[#This Row],[Month]],Season,2)","v":"Summer"},{"$f":"(DATE(2021,Tabulation[[#This Row],[Month]],Tabulation[[#This Row],[Day]]))","v":"2021-07-03"},{"$f":"WEEKDAY(Tabulation[[#This Row],[Date]])","v":7},{"$f":"IF(OR(Tabulation[[#This Row],[DayNo]]=1,Tabulation[[#This Row],[DayNo]]=7),1,0)","v":1},{"$f":"COUNTIF(Holidays,Tabulation[[#This Row],[Date]])","v":0},{"$f":"CONCATENATE(Tabulation[[#This Row],[Holiday]],Tabulation[[#This Row],[Season]],Tabulation[[#This Row],[Weekend]],\"-\",IF(Tabulation[[#This Row],[Hour]]<10,0,\"\"),C4432)","v":"0Summer1-12"},{"$f":"VLOOKUP(Tabulation[[#This Row],[Concat]],Table3[],8)","v":0.28148000000000001},{"$f":"(Tabulation[[#This Row],[AC System Output (kW)]]*Tabulation[[#This Row],[Rate]])","v":0.85353039659999996}]
[7,3,16,1375.0619999999999,{"$f":"Tabulation[[#This Row],[AC System Output (W)]]/1000","v":1.375062},{"$f":"VLOOKUP(Tabulation[[#This Row],[Month]],Season,2)","v":"Summer"},{"$f":"(DATE(2021,Tabulation[[#This Row],[Month]],Tabulation[[#This Row],[Day]]))","v":"2021-07-03"},{"$f":"WEEKDAY(Tabulation[[#This Row],[Date]])","v":7},{"$f":"IF(OR(Tabulation[[#This Row],[DayNo]]=1,Tabulation[[#This Row],[DayNo]]=7),1,0)","v":1},{"$f":"COUNTIF(Holidays,Tabulation[[#This Row],[Date]])","v":0},{"$f":"CONCATENATE(Tabulation[[#This Row],[Holiday]],Tabulation[[#This Row],[Season]],Tabulation[[#This Row],[Weekend]],\"-\",IF(Tabulation[[#This Row],[Hour]]<10,0,\"\"),C4436)","v":"0Summer1-16"},{"$f":"VLOOKUP(Tabulation[[#This Row],[Concat]],Table3[],8)","v":0.28148000000000001},{"$f":"(Tabulation[[#This Row],[AC System Output (kW)]]*Tabulation[[#This Row],[Rate]])","v":0.38705245176000003}]
[7,3,17,622.35799999999995,{"$f":"Tabulation[[#This Row],[AC System Output (W)]]/1000","v":0.62235799999999997},{"$f":"VLOOKUP(Tabulation[[#This Row],[Month]],Season,2)","v":"Summer"},{"$f":"(DATE(2021,Tabulation[[#This Row],[Month]],Tabulation[[#This Row],[Day]]))","v":"2021-07-03"},{"$f":"WEEKDAY(Tabulation[[#This Row],[Date]])","v":7},{"$f":"IF(OR(Tabulation[[#This Row],[DayNo]]=1,Tabulation[[#This Row],[DayNo]]=7),1,0)","v":1},{"$f":"COUNTIF(Holidays,Tabulation[[#This Row],[Date]])","v":0},{"$f":"CONCATENATE(Tabulation[[#This Row],[Holiday]],Tabulation[[#This Row],[Season]],Tabulation[[#This Row],[Weekend]],\"-\",IF(Tabulation[[#This Row],[Hour]]<10,0,\"\"),C4437)","v":"0Summer1-17"},{"$f":"VLOOKUP(Tabulation[[#This Row],[Concat]],Table3[],8)","v":0.28148000000000001},{"$f":"(Tabulation[[#This Row],[AC System Output (kW)]]*Tabulation[[#This Row],[Rate]])","v":0.17518132983999998}]
[7,3,20,0,{"$f":"Tabulation[[#This Row],[AC System Output (W)]]/1000","v":0},{"$f":"VLOOKUP(Tabulation[[#This Row],[Month]],Season,2)","v":"Summer"},{"$f":"(DATE(2021,Tabulation[[#This Row],[Month]],Tabulation[[#This Row],[Day]]))","v":"2021-07-03"},{"$f":"WEEKDAY(Tabulation[[#This Row],[Date]])","v":7},{"$f":"IF(OR(Tabulation[[#This Row],[DayNo]]=1,Tabulation[[#This Row],[DayNo]]=7),1,0)","v":1},{"$f":"COUNTIF(Holidays,Tabulation[[#This Row],[Date]])","v":0},{"$f":"CONCATENATE(Tabulation[[#This Row],[Holiday]],Tabulation[[#This Row],[Season]],Tabulation[[#This Row],[Weekend]],\"-\",IF(Tabulation[[#This Row],[Hour]]<10,0,\"\"),C4440)","v":"0Summer1-20"},{"$f":"VLOOKUP(Tabulation[[#This Row],[Concat]],Table3[],8)","v":0.28148000000000001},{"$f":"(Tabulation[[#This Row],[AC System Output (kW)]]*Tabulation[[#This Row],[Rate]])","v":0}]
[7,3,23,0,{"$f":"Tabulation[[#This Row],[AC System Output (W)]]/1000","v":0},{"$f":"VLOOKUP(Tabulation[[#This Row],[Month]],Season,2)","v":"Summer"},{"$f":"(DATE(2021,Tabulation[[#This Row],[Month]],Tabulation[[#This Row],[Day]]))","v":"2021-07-03"},{"$f":"WEEKDAY(Tabulation[[#This Row],[Date]])","v":7},{"$f":"IF(OR(Tabulation[[#This Row],[DayNo]]=1,Tabulation[[#This Row],[DayNo]]=7),1,0)","v":1},{"$f":"COUNTIF(Holidays,Tabulation[[#This Row],[Date]])","v":0},{"$f":"CONCATENATE(Tabulation[[#This Row],[Holiday]],Tabulation[[#This Row],[Season]],Tabulation[[#This Row],[Weekend]],\"-\",IF(Tabulation[[#This Row],[Hour]]<10,0,\"\"),C4443)","v":"0Summer1-23"},{"$f":"VLOOKUP(Tabulation[[#This Row],[Concat]],Table3[],8)","v":0.28148000000000001},{"$f":"(Tabulation[[#This Row],[AC System Output (kW)]]*Tabulation[[#This Row],[Rate]])","v":0}]
[7,4,3,0,{"$f":"Tabulation[[#This Row],[AC System Output (W)]]/1000","v":0},{"$f":"VLOOKUP(Tabulation[[#This Row],[Month]],Season,2)","v":"Summer"},{"$f":"(DATE(2021,Tabulation[[#This Row],[Month]],Tabulation[[#This Row],[Day]]))","v":"2021-07-04"},{"$f":"WEEKDAY(Tabulation[[#This Row],[Date]])","v":1},{"$f":"IF(OR(Tabulation[[#This Row],[DayNo]]=1,Tabulation[[#This Row],[DayNo]]=7),1,0)","v":1},{"$f":"COUNTIF(Holidays,Tabulation[[#This Row],[Date]])","v":1},{"$f":"CONCATENATE(Tabulation[[#This Row],[Holiday]],Tabulation[[#This Row],[Season]],Tabulation[[#This Row],[Weekend]],\"-\",IF(Tabulation[[#This Row],[Hour]]<10,0,\"\"),C4447)","v":"1Summer1-03"},{"$f":"VLOOKUP(Tabulation[[#This Row],[Concat]],Table3[],8)","v":0.28148000000000001},{"$f":"(Tabulation[[#This Row],[AC System Output (kW)]]*Tabulation[[#This Row],[Rate]])","v":0}]
[7,4,6,480.245,{"$f":"Tabulation[[#This Row],[AC System Output (W)]]/1000","v":0.48024499999999998},{"$f":"VLOOKUP(Tabulation[[#This Row],[Month]],Season,2)","v":"Summer"},{"$f":"(DATE(2021,Tabulation[[#This Row],[Month]],Tabulation[[#This Row],[Day]]))","v":"2021-07-04"},{"$f":"WEEKDAY(Tabulation[[#This Row],[Date]])","v":1},{"$f":"IF(OR(Tabulation[[#This Row],[DayNo]]=1,Tabulation[[#This Row],[DayNo]]=7),1,0)","v":1},{"$f":"COUNTIF(Holidays,Tabulation[[#This Row],[Date]])","v":1},{"$f":"CONCATENATE(Tabulation[[#This Row],[Holiday]],Tabulation[[#This Row],[Season]],Tabulation[[#This Row],[Weekend]],\"-\",IF(Tabulation[[#This Row],[Hour]]<10,0,\"\"),C4450)","v":"1Summer1-06"},{"$f":"VLOOKUP(Tabulation[[#This Row],[Concat]],Table3[],8)","v":0.28148000000000001},{"$f":"(Tabulation[[#This Row],[AC System Output (kW)]]*Tabulation[[#This Row],[Rate]])","v":0.13517936259999999}]
[7,4,9,2509.4140000000002,{"$f":"Tabulation[[#This Row],[AC System Output (W)]]/1000","v":2.509414},{"$f":"VLOOKUP(Tabulation[[#This Row],[Month]],Season,2)","v":"Summer"},{"$f":"(DATE(2021,Tabulation[[#This Row],[Month]],Tabulation[[#This Row],[Day]]))","v":"2021-07-04"},{"$f":"WEEKDAY(Tabulation[[#This Row],[Date]])","v":1},{"$f":"IF(OR(Tabulation[[#This Row],[DayNo]]=1,Tabulation[[#This Row],[DayNo]]=7),1,0)","v":1},{"$f":"COUNTIF(Holidays,Tabulation[[#This Row],[Date]])","v":1},{"$f":"CONCATENATE(Tabulation[[#This Row],[Holiday]],Tabulation[[#This Row],[Season]],Tabulation[[#This Row],[Weekend]],\"-\",IF(Tabulation[[#This Row],[Hour]]<10,0,\"\"),C4453)","v":"1Summer1-09"},{"$f":"VLOOKUP(Tabulation[[#This Row],[Concat]],Table3[],8)","v":0.28148000000000001},{"$f":"(Tabulation[[#This Row],[AC System Output (kW)]]*Tabulation[[#This Row],[Rate]])","v":0.70634985272000006}]
[7,4,14,2623.5839999999998,{"$f":"Tabulation[[#This Row],[AC System Output (W)]]/1000","v":2.6235839999999997},{"$f":"VLOOKUP(Tabulation[[#This Row],[Month]],Season,2)","v":"Summer"},{"$f":"(DATE(2021,Tabulation[[#This Row],[Month]],Tabulation[[#This Row],[Day]]))","v":"2021-07-04"},{"$f":"WEEKDAY(Tabulation[[#This Row],[Date]])","v":1},{"$f":"IF(OR(Tabulation[[#This Row],[DayNo]]=1,Tabulation[[#This Row],[DayNo]]=7),1,0)","v":1},{"$f":"COUNTIF(Holidays,Tabulation[[#This Row],[Date]])","v":1},{"$f":"CONCATENATE(Tabulation[[#This Row],[Holiday]],Tabulation[[#This Row],[Season]],Tabulation[[#This Row],[Weekend]],\"-\",IF(Tabulation[[#This Row],[Hour]]<10,0,\"\"),C4458)","v":"1Summer1-14"},{"$f":"VLOOKUP(Tabulation[[#This Row],[Concat]],Table3[],8)","v":0.28148000000000001},{"$f":"(Tabulation[[#This Row],[AC System Output (kW)]]*Tabulation[[#This Row],[Rate]])","v":0.73848642431999989}]
[7,4,17,633.87,{"$f":"Tabulation[[#This Row],[AC System Output (W)]]/1000","v":0.63387000000000004},{"$f":"VLOOKUP(Tabulation[[#This Row],[Month]],Season,2)","v":"Summer"},{"$f":"(DATE(2021,Tabulation[[#This Row],[Month]],Tabulation[[#This Row],[Day]]))","v":"2021-07-04"},{"$f":"WEEKDAY(Tabulation[[#This Row],[Date]])","v":1},{"$f":"IF(OR(Tabulation[[#This Row],[DayNo]]=1,Tabulation[[#This Row],[DayNo]]=7),1,0)","v":1},{"$f":"COUNTIF(Holidays,Tabulation[[#This Row],[Date]])","v":1},{"$f":"CONCATENATE(Tabulation[[#This Row],[Holiday]],Tabulation[[#This Row],[Season]],Tabulation[[#This Row],[Weekend]],\"-\",IF(Tabulation[[#This Row],[Hour]]<10,0,\"\"),C4461)","v":"1Summer1-17"},{"$f":"VLOOKUP(Tabulation[[#This Row],[Concat]],Table3[],8)","v":0.28148000000000001},{"$f":"(Tabulation[[#This Row],[AC System Output (kW)]]*Tabulation[[#This Row],[Rate]])","v":0.17842172760000002}]
[7,4,18,102.148,{"$f":"Tabulation[[#This Row],[AC System Output (W)]]/1000","v":0.102148},{"$f":"VLOOKUP(Tabulation[[#This Row],[Month]],Season,2)","v":"Summer"},{"$f":"(DATE(2021,Tabulation[[#This Row],[Month]],Tabulation[[#This Row],[Day]]))","v":"2021-07-04"},{"$f":"WEEKDAY(Tabulation[[#This Row],[Date]])","v":1},{"$f":"IF(OR(Tabulation[[#This Row],[DayNo]]=1,Tabulation[[#This Row],[DayNo]]=7),1,0)","v":1},{"$f":"COUNTIF(Holidays,Tabulation[[#This Row],[Date]])","v":1},{"$f":"CONCATENATE(Tabulation[[#This Row],[Holiday]],Tabulation[[#This Row],[Season]],Tabulation[[#This Row],[Weekend]],\"-\",IF(Tabulation[[#This Row],[Hour]]<10,0,\"\"),C4462)","v":"1Summer1-18"},{"$f":"VLOOKUP(Tabulation[[#This Row],[Concat]],Table3[],8)","v":0.28148000000000001},{"$f":"(Tabulation[[#This Row],[AC System Output (kW)]]*Tabulation[[#This Row],[Rate]])","v":2.875261904E-2}]
[7,4,21,0,{"$f":"Tabulation[[#This Row],[AC System Output (W)]]/1000","v":0},{"$f":"VLOOKUP(Tabulation[[#This Row],[Month]],Season,2)","v":"Summer"},{"$f":"(DATE(2021,Tabulation[[#This Row],[Month]],Tabulation[[#This Row],[Day]]))","v":"2021-07-04"},{"$f":"WEEKDAY(Tabulation[[#This Row],[Date]])","v":1},{"$f":"IF(OR(Tabulation[[#This Row],[DayNo]]=1,Tabulation[[#This Row],[DayNo]]=7),1,0)","v":1},{"$f":"COUNTIF(Holidays,Tabulation[[#This Row],[Date]])","v":1},{"$f":"CONCATENATE(Tabulation[[#This Row],[Holiday]],Tabulation[[#This Row],[Season]],Tabulation[[#This Row],[Weekend]],\"-\",IF(Tabulation[[#This Row],[Hour]]<10,0,\"\"),C4465)","v":"1Summer1-21"},{"$f":"VLOOKUP(Tabulation[[#This Row],[Concat]],Table3[],8)","v":0.28148000000000001},{"$f":"(Tabulation[[#This Row],[AC System Output (kW)]]*Tabulation[[#This Row],[Rate]])","v":0}]
[7,5,0,0,{"$f":"Tabulation[[#This Row],[AC System Output (W)]]/1000","v":0},{"$f":"VLOOKUP(Tabulation[[#This Row],[Month]],Season,2)","v":"Summer"},{"$f":"(DATE(2021,Tabulation[[#This Row],[Month]],Tabulation[[#This Row],[Day]]))","v":"2021-07-05"},{"$f":"WEEKDAY(Tabulation[[#This Row],[Date]])","v":2},{"$f":"IF(OR(Tabulation[[#This Row],[DayNo]]=1,Tabulation[[#This Row],[DayNo]]=7),1,0)","v":0},{"$f":"COUNTIF(Holidays,Tabulation[[#This Row],[Date]])","v":0},{"$f":"CONCATENATE(Tabulation[[#This Row],[Holiday]],Tabulation[[#This Row],[Season]],Tabulation[[#This Row],[Weekend]],\"-\",IF(Tabulation[[#This Row],[Hour]]<10,0,\"\"),C4468)","v":"0Summer0-00"},{"$f":"VLOOKUP(Tabulation[[#This Row],[Concat]],Table3[],8)","v":0.28148000000000001},{"$f":"(Tabulation[[#This Row],[AC System Output (kW)]]*Tabulation[[#This Row],[Rate]])","v":0}]
[7,5,4,0,{"$f":"Tabulation[[#This Row],[AC System Output (W)]]/1000","v":0},{"$f":"VLOOKUP(Tabulation[[#This Row],[Month]],Season,2)","v":"Summer"},{"$f":"(DATE(2021,Tabulation[[#This Row],[Month]],Tabulation[[#This Row],[Day]]))","v":"2021-07-05"},{"$f":"WEEKDAY(Tabulation[[#This Row],[Date]])","v":2},{"$f":"IF(OR(Tabulation[[#This Row],[DayNo]]=1,Tabulation[[#This Row],[DayNo]]=7),1,0)","v":0},{"$f":"COUNTIF(Holidays,Tabulation[[#This Row],[Date]])","v":0},{"$f":"CONCATENATE(Tabulation[[#This Row],[Holiday]],Tabulation[[#This Row],[Season]],Tabulation[[#This Row],[Weekend]],\"-\",IF(Tabulation[[#This Row],[Hour]]<10,0,\"\"),C4472)","v":"0Summer0-04"},{"$f":"VLOOKUP(Tabulation[[#This Row],[Concat]],Table3[],8)","v":0.28148000000000001},{"$f":"(Tabulation[[#This Row],[AC System Output (kW)]]*Tabulation[[#This Row],[Rate]])","v":0}]
[7,5,6,472,{"$f":"Tabulation[[#This Row],[AC System Output (W)]]/1000","v":0.47199999999999998},{"$f":"VLOOKUP(Tabulation[[#This Row],[Month]],Season,2)","v":"Summer"},{"$f":"(DATE(2021,Tabulation[[#This Row],[Month]],Tabulation[[#This Row],[Day]]))","v":"2021-07-05"},{"$f":"WEEKDAY(Tabulation[[#This Row],[Date]])","v":2},{"$f":"IF(OR(Tabulation[[#This Row],[DayNo]]=1,Tabulation[[#This Row],[DayNo]]=7),1,0)","v":0},{"$f":"COUNTIF(Holidays,Tabulation[[#This Row],[Date]])","v":0},{"$f":"CONCATENATE(Tabulation[[#This Row],[Holiday]],Tabulation[[#This Row],[Season]],Tabulation[[#This Row],[Weekend]],\"-\",IF(Tabulation[[#This Row],[Hour]]<10,0,\"\"),C4474)","v":"0Summer0-06"},{"$f":"VLOOKUP(Tabulation[[#This Row],[Concat]],Table3[],8)","v":0.28148000000000001},{"$f":"(Tabulation[[#This Row],[AC System Output (kW)]]*Tabulation[[#This Row],[Rate]])","v":0.13285855999999999}]
[7,5,11,2988.55,{"$f":"Tabulation[[#This Row],[AC System Output (W)]]/1000","v":2.98855},{"$f":"VLOOKUP(Tabulation[[#This Row],[Month]],Season,2)","v":"Summer"},{"$f":"(DATE(2021,Tabulation[[#This Row],[Month]],Tabulation[[#This Row],[Day]]))","v":"2021-07-05"},{"$f":"WEEKDAY(Tabulation[[#This Row],[Date]])","v":2},{"$f":"IF(OR(Tabulation[[#This Row],[DayNo]]=1,Tabulation[[#This Row],[DayNo]]=7),1,0)","v":0},{"$f":"COUNTIF(Holidays,Tabulation[[#This Row],[Date]])","v":0},{"$f":"CONCATENATE(Tabulation[[#This Row],[Holiday]],Tabulation[[#This Row],[Season]],Tabulation[[#This Row],[Weekend]],\"-\",IF(Tabulation[[#This Row],[Hour]]<10,0,\"\"),C4479)","v":"0Summer0-11"},{"$f":"VLOOKUP(Tabulation[[#This Row],[Concat]],Table3[],8)","v":0.28148000000000001},{"$f":"(Tabulation[[#This Row],[AC System Output (kW)]]*Tabulation[[#This Row],[Rate]])","v":0.84121705400000002}]
[7,5,15,2079.424,{"$f":"Tabulation[[#This Row],[AC System Output (W)]]/1000","v":2.0794239999999999},{"$f":"VLOOKUP(Tabulation[[#This Row],[Month]],Season,2)","v":"Summer"},{"$f":"(DATE(2021,Tabulation[[#This Row],[Month]],Tabulation[[#This Row],[Day]]))","v":"2021-07-05"},{"$f":"WEEKDAY(Tabulation[[#This Row],[Date]])","v":2},{"$f":"IF(OR(Tabulation[[#This Row],[DayNo]]=1,Tabulation[[#This Row],[DayNo]]=7),1,0)","v":0},{"$f":"COUNTIF(Holidays,Tabulation[[#This Row],[Date]])","v":0},{"$f":"CONCATENATE(Tabulation[[#This Row],[Holiday]],Tabulation[[#This Row],[Season]],Tabulation[[#This Row],[Weekend]],\"-\",IF(Tabulation[[#This Row],[Hour]]<10,0,\"\"),C4483)","v":"0Summer0-15"},{"$f":"VLOOKUP(Tabulation[[#This Row],[Concat]],Table3[],8)","v":0.28148000000000001},{"$f":"(Tabulation[[#This Row],[AC System Output (kW)]]*Tabulation[[#This Row],[Rate]])","v":0.58531626751999999}]
[7,5,18,96.945999999999998,{"$f":"Tabulation[[#This Row],[AC System Output (W)]]/1000","v":9.6946000000000004E-2},{"$f":"VLOOKUP(Tabulation[[#This Row],[Month]],Season,2)","v":"Summer"},{"$f":"(DATE(2021,Tabulation[[#This Row],[Month]],Tabulation[[#This Row],[Day]]))","v":"2021-07-05"},{"$f":"WEEKDAY(Tabulation[[#This Row],[Date]])","v":2},{"$f":"IF(OR(Tabulation[[#This Row],[DayNo]]=1,Tabulation[[#This Row],[DayNo]]=7),1,0)","v":0},{"$f":"COUNTIF(Holidays,Tabulation[[#This Row],[Date]])","v":0},{"$f":"CONCATENATE(Tabulation[[#This Row],[Holiday]],Tabulation[[#This Row],[Season]],Tabulation[[#This Row],[Weekend]],\"-\",IF(Tabulation[[#This Row],[Hour]]<10,0,\"\"),C4486)","v":"0Summer0-18"},{"$f":"VLOOKUP(Tabulation[[#This Row],[Concat]],Table3[],8)","v":0.37644},{"$f":"(Tabulation[[#This Row],[AC System Output (kW)]]*Tabulation[[#This Row],[Rate]])","v":3.649435224E-2}]
[7,5,19,0,{"$f":"Tabulation[[#This Row],[AC System Output (W)]]/1000","v":0},{"$f":"VLOOKUP(Tabulation[[#This Row],[Month]],Season,2)","v":"Summer"},{"$f":"(DATE(2021,Tabulation[[#This Row],[Month]],Tabulation[[#This Row],[Day]]))","v":"2021-07-05"},{"$f":"WEEKDAY(Tabulation[[#This Row],[Date]])","v":2},{"$f":"IF(OR(Tabulation[[#This Row],[DayNo]]=1,Tabulation[[#This Row],[DayNo]]=7),1,0)","v":0},{"$f":"COUNTIF(Holidays,Tabulation[[#This Row],[Date]])","v":0},{"$f":"CONCATENATE(Tabulation[[#This Row],[Holiday]],Tabulation[[#This Row],[Season]],Tabulation[[#This Row],[Weekend]],\"-\",IF(Tabulation[[#This Row],[Hour]]<10,0,\"\"),C4487)","v":"0Summer0-19"},{"$f":"VLOOKUP(Tabulation[[#This Row],[Concat]],Table3[],8)","v":0.37644},{"$f":"(Tabulation[[#This Row],[AC System Output (kW)]]*Tabulation[[#This Row],[Rate]])","v":0}]
[7,5,22,0,{"$f":"Tabulation[[#This Row],[AC System Output (W)]]/1000","v":0},{"$f":"VLOOKUP(Tabulation[[#This Row],[Month]],Season,2)","v":"Summer"},{"$f":"(DATE(2021,Tabulation[[#This Row],[Month]],Tabulation[[#This Row],[Day]]))","v":"2021-07-05"},{"$f":"WEEKDAY(Tabulation[[#This Row],[Date]])","v":2},{"$f":"IF(OR(Tabulation[[#This Row],[DayNo]]=1,Tabulation[[#This Row],[DayNo]]=7),1,0)","v":0},{"$f":"COUNTIF(Holidays,Tabulation[[#This Row],[Date]])","v":0},{"$f":"CONCATENATE(Tabulation[[#This Row],[Holiday]],Tabulation[[#This Row],[Season]],Tabulation[[#This Row],[Weekend]],\"-\",IF(Tabulation[[#This Row],[Hour]]<10,0,\"\"),C4490)","v":"0Summer0-22"},{"$f":"VLOOKUP(Tabulation[[#This Row],[Concat]],Table3[],8)","v":0.28148000000000001},{"$f":"(Tabulation[[#This Row],[AC System Output (kW)]]*Tabulation[[#This Row],[Rate]])","v":0}]
[7,6,1,0,{"$f":"Tabulation[[#This Row],[AC System Output (W)]]/1000","v":0},{"$f":"VLOOKUP(Tabulation[[#This Row],[Month]],Season,2)","v":"Summer"},{"$f":"(DATE(2021,Tabulation[[#This Row],[Month]],Tabulation[[#This Row],[Day]]))","v":"2021-07-06"},{"$f":"WEEKDAY(Tabulation[[#This Row],[Date]])","v":3},{"$f":"IF(OR(Tabulation[[#This Row],[DayNo]]=1,Tabulation[[#This Row],[DayNo]]=7),1,0)","v":0},{"$f":"COUNTIF(Holidays,Tabulation[[#This Row],[Date]])","v":0},{"$f":"CONCATENATE(Tabulation[[#This Row],[Holiday]],Tabulation[[#This Row],[Season]],Tabulation[[#This Row],[Weekend]],\"-\",IF(Tabulation[[#This Row],[Hour]]<10,0,\"\"),C4493)","v":"0Summer0-01"},{"$f":"VLOOKUP(Tabulation[[#This Row],[Concat]],Table3[],8)","v":0.28148000000000001},{"$f":"(Tabulation[[#This Row],[AC System Output (kW)]]*Tabulation[[#This Row],[Rate]])","v":0}]
[7,6,7,1231.4970000000001,{"$f":"Tabulation[[#This Row],[AC System Output (W)]]/1000","v":1.2314970000000001},{"$f":"VLOOKUP(Tabulation[[#This Row],[Month]],Season,2)","v":"Summer"},{"$f":"(DATE(2021,Tabulation[[#This Row],[Month]],Tabulation[[#This Row],[Day]]))","v":"2021-07-06"},{"$f":"WEEKDAY(Tabulation[[#This Row],[Date]])","v":3},{"$f":"IF(OR(Tabulation[[#This Row],[DayNo]]=1,Tabulation[[#This Row],[DayNo]]=7),1,0)","v":0},{"$f":"COUNTIF(Holidays,Tabulation[[#This Row],[Date]])","v":0},{"$f":"CONCATENATE(Tabulation[[#This Row],[Holiday]],Tabulation[[#This Row],[Season]],Tabulation[[#This Row],[Weekend]],\"-\",IF(Tabulation[[#This Row],[Hour]]<10,0,\"\"),C4499)","v":"0Summer0-07"},{"$f":"VLOOKUP(Tabulation[[#This Row],[Concat]],Table3[],8)","v":0.28148000000000001},{"$f":"(Tabulation[[#This Row],[AC System Output (kW)]]*Tabulation[[#This Row],[Rate]])","v":0.34664177556000003}]
[7,6,9,2422.6129999999998,{"$f":"Tabulation[[#This Row],[AC System Output (W)]]/1000","v":2.4226129999999997},{"$f":"VLOOKUP(Tabulation[[#This Row],[Month]],Season,2)","v":"Summer"},{"$f":"(DATE(2021,Tabulation[[#This Row],[Month]],Tabulation[[#This Row],[Day]]))","v":"2021-07-06"},{"$f":"WEEKDAY(Tabulation[[#This Row],[Date]])","v":3},{"$f":"IF(OR(Tabulation[[#This Row],[DayNo]]=1,Tabulation[[#This Row],[DayNo]]=7),1,0)","v":0},{"$f":"COUNTIF(Holidays,Tabulation[[#This Row],[Date]])","v":0},{"$f":"CONCATENATE(Tabulation[[#This Row],[Holiday]],Tabulation[[#This Row],[Season]],Tabulation[[#This Row],[Weekend]],\"-\",IF(Tabulation[[#This Row],[Hour]]<10,0,\"\"),C4501)","v":"0Summer0-09"},{"$f":"VLOOKUP(Tabulation[[#This Row],[Concat]],Table3[],8)","v":0.28148000000000001},{"$f":"(Tabulation[[#This Row],[AC System Output (kW)]]*Tabulation[[#This Row],[Rate]])","v":0.68191710723999988}]
[7,6,13,2900.3249999999998,{"$f":"Tabulation[[#This Row],[AC System Output (W)]]/1000","v":2.9003249999999996},{"$f":"VLOOKUP(Tabulation[[#This Row],[Month]],Season,2)","v":"Summer"},{"$f":"(DATE(2021,Tabulation[[#This Row],[Month]],Tabulation[[#This Row],[Day]]))","v":"2021-07-06"},{"$f":"WEEKDAY(Tabulation[[#This Row],[Date]])","v":3},{"$f":"IF(OR(Tabulation[[#This Row],[DayNo]]=1,Tabulation[[#This Row],[DayNo]]=7),1,0)","v":0},{"$f":"COUNTIF(Holidays,Tabulation[[#This Row],[Date]])","v":0},{"$f":"CONCATENATE(Tabulation[[#This Row],[Holiday]],Tabulation[[#This Row],[Season]],Tabulation[[#This Row],[Weekend]],\"-\",IF(Tabulation[[#This Row],[Hour]]<10,0,\"\"),C4505)","v":"0Summer0-13"},{"$f":"VLOOKUP(Tabulation[[#This Row],[Concat]],Table3[],8)","v":0.28148000000000001},{"$f":"(Tabulation[[#This Row],[AC System Output (kW)]]*Tabulation[[#This Row],[Rate]])","v":0.81638348099999991}]
[7,6,16,1403.193,{"$f":"Tabulation[[#This Row],[AC System Output (W)]]/1000","v":1.4031929999999999},{"$f":"VLOOKUP(Tabulation[[#This Row],[Month]],Season,2)","v":"Summer"},{"$f":"(DATE(2021,Tabulation[[#This Row],[Month]],Tabulation[[#This Row],[Day]]))","v":"2021-07-06"},{"$f":"WEEKDAY(Tabulation[[#This Row],[Date]])","v":3},{"$f":"IF(OR(Tabulation[[#This Row],[DayNo]]=1,Tabulation[[#This Row],[DayNo]]=7),1,0)","v":0},{"$f":"COUNTIF(Holidays,Tabulation[[#This Row],[Date]])","v":0},{"$f":"CONCATENATE(Tabulation[[#This Row],[Holiday]],Tabulation[[#This Row],[Season]],Tabulation[[#This Row],[Weekend]],\"-\",IF(Tabulation[[#This Row],[Hour]]<10,0,\"\"),C4508)","v":"0Summer0-16"},{"$f":"VLOOKUP(Tabulation[[#This Row],[Concat]],Table3[],8)","v":0.28148000000000001},{"$f":"(Tabulation[[#This Row],[AC System Output (kW)]]*Tabulation[[#This Row],[Rate]])","v":0.39497076564}]
[7,6,19,0,{"$f":"Tabulation[[#This Row],[AC System Output (W)]]/1000","v":0},{"$f":"VLOOKUP(Tabulation[[#This Row],[Month]],Season,2)","v":"Summer"},{"$f":"(DATE(2021,Tabulation[[#This Row],[Month]],Tabulation[[#This Row],[Day]]))","v":"2021-07-06"},{"$f":"WEEKDAY(Tabulation[[#This Row],[Date]])","v":3},{"$f":"IF(OR(Tabulation[[#This Row],[DayNo]]=1,Tabulation[[#This Row],[DayNo]]=7),1,0)","v":0},{"$f":"COUNTIF(Holidays,Tabulation[[#This Row],[Date]])","v":0},{"$f":"CONCATENATE(Tabulation[[#This Row],[Holiday]],Tabulation[[#This Row],[Season]],Tabulation[[#This Row],[Weekend]],\"-\",IF(Tabulation[[#This Row],[Hour]]<10,0,\"\"),C4511)","v":"0Summer0-19"},{"$f":"VLOOKUP(Tabulation[[#This Row],[Concat]],Table3[],8)","v":0.37644},{"$f":"(Tabulation[[#This Row],[AC System Output (kW)]]*Tabulation[[#This Row],[Rate]])","v":0}]
[7,6,20,0,{"$f":"Tabulation[[#This Row],[AC System Output (W)]]/1000","v":0},{"$f":"VLOOKUP(Tabulation[[#This Row],[Month]],Season,2)","v":"Summer"},{"$f":"(DATE(2021,Tabulation[[#This Row],[Month]],Tabulation[[#This Row],[Day]]))","v":"2021-07-06"},{"$f":"WEEKDAY(Tabulation[[#This Row],[Date]])","v":3},{"$f":"IF(OR(Tabulation[[#This Row],[DayNo]]=1,Tabulation[[#This Row],[DayNo]]=7),1,0)","v":0},{"$f":"COUNTIF(Holidays,Tabulation[[#This Row],[Date]])","v":0},{"$f":"CONCATENATE(Tabulation[[#This Row],[Holiday]],Tabulation[[#This Row],[Season]],Tabulation[[#This Row],[Weekend]],\"-\",IF(Tabulation[[#This Row],[Hour]]<10,0,\"\"),C4512)","v":"0Summer0-20"},{"$f":"VLOOKUP(Tabulation[[#This Row],[Concat]],Table3[],8)","v":0.28148000000000001},{"$f":"(Tabulation[[#This Row],[AC System Output (kW)]]*Tabulation[[#This Row],[Rate]])","v":0}]
[7,6,23,0,{"$f":"Tabulation[[#This Row],[AC System Output (W)]]/1000","v":0},{"$f":"VLOOKUP(Tabulation[[#This Row],[Month]],Season,2)","v":"Summer"},{"$f":"(DATE(2021,Tabulation[[#This Row],[Month]],Tabulation[[#This Row],[Day]]))","v":"2021-07-06"},{"$f":"WEEKDAY(Tabulation[[#This Row],[Date]])","v":3},{"$f":"IF(OR(Tabulation[[#This Row],[DayNo]]=1,Tabulation[[#This Row],[DayNo]]=7),1,0)","v":0},{"$f":"COUNTIF(Holidays,Tabulation[[#This Row],[Date]])","v":0},{"$f":"CONCATENATE(Tabulation[[#This Row],[Holiday]],Tabulation[[#This Row],[Season]],Tabulation[[#This Row],[Weekend]],\"-\",IF(Tabulation[[#This Row],[Hour]]<10,0,\"\"),C4515)","v":"0Summer0-23"},{"$f":"VLOOKUP(Tabulation[[#This Row],[Concat]],Table3[],8)","v":0.28148000000000001},{"$f":"(Tabulation[[#This Row],[AC System Output (kW)]]*Tabulation[[#This Row],[Rate]])","v":0}]
[7,7,4,0,{"$f":"Tabulation[[#This Row],[AC System Output (W)]]/1000","v":0},{"$f":"VLOOKUP(Tabulation[[#This Row],[Month]],Season,2)","v":"Summer"},{"$f":"(DATE(2021,Tabulation[[#This Row],[Month]],Tabulation[[#This Row],[Day]]))","v":"2021-07-07"},{"$f":"WEEKDAY(Tabulation[[#This Row],[Date]])","v":4},{"$f":"IF(OR(Tabulation[[#This Row],[DayNo]]=1,Tabulation[[#This Row],[DayNo]]=7),1,0)","v":0},{"$f":"COUNTIF(Holidays,Tabulation[[#This Row],[Date]])","v":0},{"$f":"CONCATENATE(Tabulation[[#This Row],[Holiday]],Tabulation[[#This Row],[Season]],Tabulation[[#This Row],[Weekend]],\"-\",IF(Tabulation[[#This Row],[Hour]]<10,0,\"\"),C4520)","v":"0Summer0-04"},{"$f":"VLOOKUP(Tabulation[[#This Row],[Concat]],Table3[],8)","v":0.28148000000000001},{"$f":"(Tabulation[[#This Row],[AC System Output (kW)]]*Tabulation[[#This Row],[Rate]])","v":0}]
[7,7,7,1182.6300000000001,{"$f":"Tabulation[[#This Row],[AC System Output (W)]]/1000","v":1.1826300000000001},{"$f":"VLOOKUP(Tabulation[[#This Row],[Month]],Season,2)","v":"Summer"},{"$f":"(DATE(2021,Tabulation[[#This Row],[Month]],Tabulation[[#This Row],[Day]]))","v":"2021-07-07"},{"$f":"WEEKDAY(Tabulation[[#This Row],[Date]])","v":4},{"$f":"IF(OR(Tabulation[[#This Row],[DayNo]]=1,Tabulation[[#This Row],[DayNo]]=7),1,0)","v":0},{"$f":"COUNTIF(Holidays,Tabulation[[#This Row],[Date]])","v":0},{"$f":"CONCATENATE(Tabulation[[#This Row],[Holiday]],Tabulation[[#This Row],[Season]],Tabulation[[#This Row],[Weekend]],\"-\",IF(Tabulation[[#This Row],[Hour]]<10,0,\"\"),C4523)","v":"0Summer0-07"},{"$f":"VLOOKUP(Tabulation[[#This Row],[Concat]],Table3[],8)","v":0.28148000000000001},{"$f":"(Tabulation[[#This Row],[AC System Output (kW)]]*Tabulation[[#This Row],[Rate]])","v":0.33288669240000002}]
[7,7,10,2709.143,{"$f":"Tabulation[[#This Row],[AC System Output (W)]]/1000","v":2.7091430000000001},{"$f":"VLOOKUP(Tabulation[[#This Row],[Month]],Season,2)","v":"Summer"},{"$f":"(DATE(2021,Tabulation[[#This Row],[Month]],Tabulation[[#This Row],[Day]]))","v":"2021-07-07"},{"$f":"WEEKDAY(Tabulation[[#This Row],[Date]])","v":4},{"$f":"IF(OR(Tabulation[[#This Row],[DayNo]]=1,Tabulation[[#This Row],[DayNo]]=7),1,0)","v":0},{"$f":"COUNTIF(Holidays,Tabulation[[#This Row],[Date]])","v":0},{"$f":"CONCATENATE(Tabulation[[#This Row],[Holiday]],Tabulation[[#This Row],[Season]],Tabulation[[#This Row],[Weekend]],\"-\",IF(Tabulation[[#This Row],[Hour]]<10,0,\"\"),C4526)","v":"0Summer0-10"},{"$f":"VLOOKUP(Tabulation[[#This Row],[Concat]],Table3[],8)","v":0.28148000000000001},{"$f":"(Tabulation[[#This Row],[AC System Output (kW)]]*Tabulation[[#This Row],[Rate]])","v":0.76256957164000005}]
[7,7,14,2582.6019999999999,{"$f":"Tabulation[[#This Row],[AC System Output (W)]]/1000","v":2.5826020000000001},{"$f":"VLOOKUP(Tabulation[[#This Row],[Month]],Season,2)","v":"Summer"},{"$f":"(DATE(2021,Tabulation[[#This Row],[Month]],Tabulation[[#This Row],[Day]]))","v":"2021-07-07"},{"$f":"WEEKDAY(Tabulation[[#This Row],[Date]])","v":4},{"$f":"IF(OR(Tabulation[[#This Row],[DayNo]]=1,Tabulation[[#This Row],[DayNo]]=7),1,0)","v":0},{"$f":"COUNTIF(Holidays,Tabulation[[#This Row],[Date]])","v":0},{"$f":"CONCATENATE(Tabulation[[#This Row],[Holiday]],Tabulation[[#This Row],[Season]],Tabulation[[#This Row],[Weekend]],\"-\",IF(Tabulation[[#This Row],[Hour]]<10,0,\"\"),C4530)","v":"0Summer0-14"},{"$f":"VLOOKUP(Tabulation[[#This Row],[Concat]],Table3[],8)","v":0.28148000000000001},{"$f":"(Tabulation[[#This Row],[AC System Output (kW)]]*Tabulation[[#This Row],[Rate]])","v":0.72695081096000003}]
[7,7,17,633.35,{"$f":"Tabulation[[#This Row],[AC System Output (W)]]/1000","v":0.63334999999999997},{"$f":"VLOOKUP(Tabulation[[#This Row],[Month]],Season,2)","v":"Summer"},{"$f":"(DATE(2021,Tabulation[[#This Row],[Month]],Tabulation[[#This Row],[Day]]))","v":"2021-07-07"},{"$f":"WEEKDAY(Tabulation[[#This Row],[Date]])","v":4},{"$f":"IF(OR(Tabulation[[#This Row],[DayNo]]=1,Tabulation[[#This Row],[DayNo]]=7),1,0)","v":0},{"$f":"COUNTIF(Holidays,Tabulation[[#This Row],[Date]])","v":0},{"$f":"CONCATENATE(Tabulation[[#This Row],[Holiday]],Tabulation[[#This Row],[Season]],Tabulation[[#This Row],[Weekend]],\"-\",IF(Tabulation[[#This Row],[Hour]]<10,0,\"\"),C4533)","v":"0Summer0-17"},{"$f":"VLOOKUP(Tabulation[[#This Row],[Concat]],Table3[],8)","v":0.37644},{"$f":"(Tabulation[[#This Row],[AC System Output (kW)]]*Tabulation[[#This Row],[Rate]])","v":0.23841827399999999}]
[7,7,20,0,{"$f":"Tabulation[[#This Row],[AC System Output (W)]]/1000","v":0},{"$f":"VLOOKUP(Tabulation[[#This Row],[Month]],Season,2)","v":"Summer"},{"$f":"(DATE(2021,Tabulation[[#This Row],[Month]],Tabulation[[#This Row],[Day]]))","v":"2021-07-07"},{"$f":"WEEKDAY(Tabulation[[#This Row],[Date]])","v":4},{"$f":"IF(OR(Tabulation[[#This Row],[DayNo]]=1,Tabulation[[#This Row],[DayNo]]=7),1,0)","v":0},{"$f":"COUNTIF(Holidays,Tabulation[[#This Row],[Date]])","v":0},{"$f":"CONCATENATE(Tabulation[[#This Row],[Holiday]],Tabulation[[#This Row],[Season]],Tabulation[[#This Row],[Weekend]],\"-\",IF(Tabulation[[#This Row],[Hour]]<10,0,\"\"),C4536)","v":"0Summer0-20"},{"$f":"VLOOKUP(Tabulation[[#This Row],[Concat]],Table3[],8)","v":0.28148000000000001},{"$f":"(Tabulation[[#This Row],[AC System Output (kW)]]*Tabulation[[#This Row],[Rate]])","v":0}]
[7,7,21,0,{"$f":"Tabulation[[#This Row],[AC System Output (W)]]/1000","v":0},{"$f":"VLOOKUP(Tabulation[[#This Row],[Month]],Season,2)","v":"Summer"},{"$f":"(DATE(2021,Tabulation[[#This Row],[Month]],Tabulation[[#This Row],[Day]]))","v":"2021-07-07"},{"$f":"WEEKDAY(Tabulation[[#This Row],[Date]])","v":4},{"$f":"IF(OR(Tabulation[[#This Row],[DayNo]]=1,Tabulation[[#This Row],[DayNo]]=7),1,0)","v":0},{"$f":"COUNTIF(Holidays,Tabulation[[#This Row],[Date]])","v":0},{"$f":"CONCATENATE(Tabulation[[#This Row],[Holiday]],Tabulation[[#This Row],[Season]],Tabulation[[#This Row],[Weekend]],\"-\",IF(Tabulation[[#This Row],[Hour]]<10,0,\"\"),C4537)","v":"0Summer0-21"},{"$f":"VLOOKUP(Tabulation[[#This Row],[Concat]],Table3[],8)","v":0.28148000000000001},{"$f":"(Tabulation[[#This Row],[AC System Output (kW)]]*Tabulation[[#This Row],[Rate]])","v":0}]
[7,8,1,0,{"$f":"Tabulation[[#This Row],[AC System Output (W)]]/1000","v":0},{"$f":"VLOOKUP(Tabulation[[#This Row],[Month]],Season,2)","v":"Summer"},{"$f":"(DATE(2021,Tabulation[[#This Row],[Month]],Tabulation[[#This Row],[Day]]))","v":"2021-07-08"},{"$f":"WEEKDAY(Tabulation[[#This Row],[Date]])","v":5},{"$f":"IF(OR(Tabulation[[#This Row],[DayNo]]=1,Tabulation[[#This Row],[DayNo]]=7),1,0)","v":0},{"$f":"COUNTIF(Holidays,Tabulation[[#This Row],[Date]])","v":0},{"$f":"CONCATENATE(Tabulation[[#This Row],[Holiday]],Tabulation[[#This Row],[Season]],Tabulation[[#This Row],[Weekend]],\"-\",IF(Tabulation[[#This Row],[Hour]]<10,0,\"\"),C4541)","v":"0Summer0-01"},{"$f":"VLOOKUP(Tabulation[[#This Row],[Concat]],Table3[],8)","v":0.28148000000000001},{"$f":"(Tabulation[[#This Row],[AC System Output (kW)]]*Tabulation[[#This Row],[Rate]])","v":0}]
[7,8,5,60.476999999999997,{"$f":"Tabulation[[#This Row],[AC System Output (W)]]/1000","v":6.0476999999999996E-2},{"$f":"VLOOKUP(Tabulation[[#This Row],[Month]],Season,2)","v":"Summer"},{"$f":"(DATE(2021,Tabulation[[#This Row],[Month]],Tabulation[[#This Row],[Day]]))","v":"2021-07-08"},{"$f":"WEEKDAY(Tabulation[[#This Row],[Date]])","v":5},{"$f":"IF(OR(Tabulation[[#This Row],[DayNo]]=1,Tabulation[[#This Row],[DayNo]]=7),1,0)","v":0},{"$f":"COUNTIF(Holidays,Tabulation[[#This Row],[Date]])","v":0},{"$f":"CONCATENATE(Tabulation[[#This Row],[Holiday]],Tabulation[[#This Row],[Season]],Tabulation[[#This Row],[Weekend]],\"-\",IF(Tabulation[[#This Row],[Hour]]<10,0,\"\"),C4545)","v":"0Summer0-05"},{"$f":"VLOOKUP(Tabulation[[#This Row],[Concat]],Table3[],8)","v":0.28148000000000001},{"$f":"(Tabulation[[#This Row],[AC System Output (kW)]]*Tabulation[[#This Row],[Rate]])","v":1.702306596E-2}]
[7,8,8,1845.6320000000001,{"$f":"Tabulation[[#This Row],[AC System Output (W)]]/1000","v":1.8456320000000002},{"$f":"VLOOKUP(Tabulation[[#This Row],[Month]],Season,2)","v":"Summer"},{"$f":"(DATE(2021,Tabulation[[#This Row],[Month]],Tabulation[[#This Row],[Day]]))","v":"2021-07-08"},{"$f":"WEEKDAY(Tabulation[[#This Row],[Date]])","v":5},{"$f":"IF(OR(Tabulation[[#This Row],[DayNo]]=1,Tabulation[[#This Row],[DayNo]]=7),1,0)","v":0},{"$f":"COUNTIF(Holidays,Tabulation[[#This Row],[Date]])","v":0},{"$f":"CONCATENATE(Tabulation[[#This Row],[Holiday]],Tabulation[[#This Row],[Season]],Tabulation[[#This Row],[Weekend]],\"-\",IF(Tabulation[[#This Row],[Hour]]<10,0,\"\"),C4548)","v":"0Summer0-08"},{"$f":"VLOOKUP(Tabulation[[#This Row],[Concat]],Table3[],8)","v":0.28148000000000001},{"$f":"(Tabulation[[#This Row],[AC System Output (kW)]]*Tabulation[[#This Row],[Rate]])","v":0.5195084953600001}]
[7,8,11,2993.154,{"$f":"Tabulation[[#This Row],[AC System Output (W)]]/1000","v":2.9931540000000001},{"$f":"VLOOKUP(Tabulation[[#This Row],[Month]],Season,2)","v":"Summer"},{"$f":"(DATE(2021,Tabulation[[#This Row],[Month]],Tabulation[[#This Row],[Day]]))","v":"2021-07-08"},{"$f":"WEEKDAY(Tabulation[[#This Row],[Date]])","v":5},{"$f":"IF(OR(Tabulation[[#This Row],[DayNo]]=1,Tabulation[[#This Row],[DayNo]]=7),1,0)","v":0},{"$f":"COUNTIF(Holidays,Tabulation[[#This Row],[Date]])","v":0},{"$f":"CONCATENATE(Tabulation[[#This Row],[Holiday]],Tabulation[[#This Row],[Season]],Tabulation[[#This Row],[Weekend]],\"-\",IF(Tabulation[[#This Row],[Hour]]<10,0,\"\"),C4551)","v":"0Summer0-11"},{"$f":"VLOOKUP(Tabulation[[#This Row],[Concat]],Table3[],8)","v":0.28148000000000001},{"$f":"(Tabulation[[#This Row],[AC System Output (kW)]]*Tabulation[[#This Row],[Rate]])","v":0.84251298792000007}]
[7,8,15,2105.4679999999998,{"$f":"Tabulation[[#This Row],[AC System Output (W)]]/1000","v":2.1054679999999997},{"$f":"VLOOKUP(Tabulation[[#This Row],[Month]],Season,2)","v":"Summer"},{"$f":"(DATE(2021,Tabulation[[#This Row],[Month]],Tabulation[[#This Row],[Day]]))","v":"2021-07-08"},{"$f":"WEEKDAY(Tabulation[[#This Row],[Date]])","v":5},{"$f":"IF(OR(Tabulation[[#This Row],[DayNo]]=1,Tabulation[[#This Row],[DayNo]]=7),1,0)","v":0},{"$f":"COUNTIF(Holidays,Tabulation[[#This Row],[Date]])","v":0},{"$f":"CONCATENATE(Tabulation[[#This Row],[Holiday]],Tabulation[[#This Row],[Season]],Tabulation[[#This Row],[Weekend]],\"-\",IF(Tabulation[[#This Row],[Hour]]<10,0,\"\"),C4555)","v":"0Summer0-15"},{"$f":"VLOOKUP(Tabulation[[#This Row],[Concat]],Table3[],8)","v":0.28148000000000001},{"$f":"(Tabulation[[#This Row],[AC System Output (kW)]]*Tabulation[[#This Row],[Rate]])","v":0.59264713263999991}]
[7,8,18,88.713999999999999,{"$f":"Tabulation[[#This Row],[AC System Output (W)]]/1000","v":8.8714000000000001E-2},{"$f":"VLOOKUP(Tabulation[[#This Row],[Month]],Season,2)","v":"Summer"},{"$f":"(DATE(2021,Tabulation[[#This Row],[Month]],Tabulation[[#This Row],[Day]]))","v":"2021-07-08"},{"$f":"WEEKDAY(Tabulation[[#This Row],[Date]])","v":5},{"$f":"IF(OR(Tabulation[[#This Row],[DayNo]]=1,Tabulation[[#This Row],[DayNo]]=7),1,0)","v":0},{"$f":"COUNTIF(Holidays,Tabulation[[#This Row],[Date]])","v":0},{"$f":"CONCATENATE(Tabulation[[#This Row],[Holiday]],Tabulation[[#This Row],[Season]],Tabulation[[#This Row],[Weekend]],\"-\",IF(Tabulation[[#This Row],[Hour]]<10,0,\"\"),C4558)","v":"0Summer0-18"},{"$f":"VLOOKUP(Tabulation[[#This Row],[Concat]],Table3[],8)","v":0.37644},{"$f":"(Tabulation[[#This Row],[AC System Output (kW)]]*Tabulation[[#This Row],[Rate]])","v":3.3395498160000002E-2}]
[7,8,21,0,{"$f":"Tabulation[[#This Row],[AC System Output (W)]]/1000","v":0},{"$f":"VLOOKUP(Tabulation[[#This Row],[Month]],Season,2)","v":"Summer"},{"$f":"(DATE(2021,Tabulation[[#This Row],[Month]],Tabulation[[#This Row],[Day]]))","v":"2021-07-08"},{"$f":"WEEKDAY(Tabulation[[#This Row],[Date]])","v":5},{"$f":"IF(OR(Tabulation[[#This Row],[DayNo]]=1,Tabulation[[#This Row],[DayNo]]=7),1,0)","v":0},{"$f":"COUNTIF(Holidays,Tabulation[[#This Row],[Date]])","v":0},{"$f":"CONCATENATE(Tabulation[[#This Row],[Holiday]],Tabulation[[#This Row],[Season]],Tabulation[[#This Row],[Weekend]],\"-\",IF(Tabulation[[#This Row],[Hour]]<10,0,\"\"),C4561)","v":"0Summer0-21"},{"$f":"VLOOKUP(Tabulation[[#This Row],[Concat]],Table3[],8)","v":0.28148000000000001},{"$f":"(Tabulation[[#This Row],[AC System Output (kW)]]*Tabulation[[#This Row],[Rate]])","v":0}]
[7,8,22,0,{"$f":"Tabulation[[#This Row],[AC System Output (W)]]/1000","v":0},{"$f":"VLOOKUP(Tabulation[[#This Row],[Month]],Season,2)","v":"Summer"},{"$f":"(DATE(2021,Tabulation[[#This Row],[Month]],Tabulation[[#This Row],[Day]]))","v":"2021-07-08"},{"$f":"WEEKDAY(Tabulation[[#This Row],[Date]])","v":5},{"$f":"IF(OR(Tabulation[[#This Row],[DayNo]]=1,Tabulation[[#This Row],[DayNo]]=7),1,0)","v":0},{"$f":"COUNTIF(Holidays,Tabulation[[#This Row],[Date]])","v":0},{"$f":"CONCATENATE(Tabulation[[#This Row],[Holiday]],Tabulation[[#This Row],[Season]],Tabulation[[#This Row],[Weekend]],\"-\",IF(Tabulation[[#This Row],[Hour]]<10,0,\"\"),C4562)","v":"0Summer0-22"},{"$f":"VLOOKUP(Tabulation[[#This Row],[Concat]],Table3[],8)","v":0.28148000000000001},{"$f":"(Tabulation[[#This Row],[AC System Output (kW)]]*Tabulation[[#This Row],[Rate]])","v":0}]
[7,9,2,0,{"$f":"Tabulation[[#This Row],[AC System Output (W)]]/1000","v":0},{"$f":"VLOOKUP(Tabulation[[#This Row],[Month]],Season,2)","v":"Summer"},{"$f":"(DATE(2021,Tabulation[[#This Row],[Month]],Tabulation[[#This Row],[Day]]))","v":"2021-07-09"},{"$f":"WEEKDAY(Tabulation[[#This Row],[Date]])","v":6},{"$f":"IF(OR(Tabulation[[#This Row],[DayNo]]=1,Tabulation[[#This Row],[DayNo]]=7),1,0)","v":0},{"$f":"COUNTIF(Holidays,Tabulation[[#This Row],[Date]])","v":0},{"$f":"CONCATENATE(Tabulation[[#This Row],[Holiday]],Tabulation[[#This Row],[Season]],Tabulation[[#This Row],[Weekend]],\"-\",IF(Tabulation[[#This Row],[Hour]]<10,0,\"\"),C4566)","v":"0Summer0-02"},{"$f":"VLOOKUP(Tabulation[[#This Row],[Concat]],Table3[],8)","v":0.28148000000000001},{"$f":"(Tabulation[[#This Row],[AC System Output (kW)]]*Tabulation[[#This Row],[Rate]])","v":0}]
[7,9,6,452.25099999999998,{"$f":"Tabulation[[#This Row],[AC System Output (W)]]/1000","v":0.45225099999999996},{"$f":"VLOOKUP(Tabulation[[#This Row],[Month]],Season,2)","v":"Summer"},{"$f":"(DATE(2021,Tabulation[[#This Row],[Month]],Tabulation[[#This Row],[Day]]))","v":"2021-07-09"},{"$f":"WEEKDAY(Tabulation[[#This Row],[Date]])","v":6},{"$f":"IF(OR(Tabulation[[#This Row],[DayNo]]=1,Tabulation[[#This Row],[DayNo]]=7),1,0)","v":0},{"$f":"COUNTIF(Holidays,Tabulation[[#This Row],[Date]])","v":0},{"$f":"CONCATENATE(Tabulation[[#This Row],[Holiday]],Tabulation[[#This Row],[Season]],Tabulation[[#This Row],[Weekend]],\"-\",IF(Tabulation[[#This Row],[Hour]]<10,0,\"\"),C4570)","v":"0Summer0-06"},{"$f":"VLOOKUP(Tabulation[[#This Row],[Concat]],Table3[],8)","v":0.28148000000000001},{"$f":"(Tabulation[[#This Row],[AC System Output (kW)]]*Tabulation[[#This Row],[Rate]])","v":0.12729961147999999}]
[7,9,9,2365.86,{"$f":"Tabulation[[#This Row],[AC System Output (W)]]/1000","v":2.3658600000000001},{"$f":"VLOOKUP(Tabulation[[#This Row],[Month]],Season,2)","v":"Summer"},{"$f":"(DATE(2021,Tabulation[[#This Row],[Month]],Tabulation[[#This Row],[Day]]))","v":"2021-07-09"},{"$f":"WEEKDAY(Tabulation[[#This Row],[Date]])","v":6},{"$f":"IF(OR(Tabulation[[#This Row],[DayNo]]=1,Tabulation[[#This Row],[DayNo]]=7),1,0)","v":0},{"$f":"COUNTIF(Holidays,Tabulation[[#This Row],[Date]])","v":0},{"$f":"CONCATENATE(Tabulation[[#This Row],[Holiday]],Tabulation[[#This Row],[Season]],Tabulation[[#This Row],[Weekend]],\"-\",IF(Tabulation[[#This Row],[Hour]]<10,0,\"\"),C4573)","v":"0Summer0-09"},{"$f":"VLOOKUP(Tabulation[[#This Row],[Concat]],Table3[],8)","v":0.28148000000000001},{"$f":"(Tabulation[[#This Row],[AC System Output (kW)]]*Tabulation[[#This Row],[Rate]])","v":0.66594227280000007}]
[7,9,12,2824.0210000000002,{"$f":"Tabulation[[#This Row],[AC System Output (W)]]/1000","v":2.8240210000000001},{"$f":"VLOOKUP(Tabulation[[#This Row],[Month]],Season,2)","v":"Summer"},{"$f":"(DATE(2021,Tabulation[[#This Row],[Month]],Tabulation[[#This Row],[Day]]))","v":"2021-07-09"},{"$f":"WEEKDAY(Tabulation[[#This Row],[Date]])","v":6},{"$f":"IF(OR(Tabulation[[#This Row],[DayNo]]=1,Tabulation[[#This Row],[DayNo]]=7),1,0)","v":0},{"$f":"COUNTIF(Holidays,Tabulation[[#This Row],[Date]])","v":0},{"$f":"CONCATENATE(Tabulation[[#This Row],[Holiday]],Tabulation[[#This Row],[Season]],Tabulation[[#This Row],[Weekend]],\"-\",IF(Tabulation[[#This Row],[Hour]]<10,0,\"\"),C4576)","v":"0Summer0-12"},{"$f":"VLOOKUP(Tabulation[[#This Row],[Concat]],Table3[],8)","v":0.28148000000000001},{"$f":"(Tabulation[[#This Row],[AC System Output (kW)]]*Tabulation[[#This Row],[Rate]])","v":0.79490543108}]
[7,9,16,1349.414,{"$f":"Tabulation[[#This Row],[AC System Output (W)]]/1000","v":1.3494139999999999},{"$f":"VLOOKUP(Tabulation[[#This Row],[Month]],Season,2)","v":"Summer"},{"$f":"(DATE(2021,Tabulation[[#This Row],[Month]],Tabulation[[#This Row],[Day]]))","v":"2021-07-09"},{"$f":"WEEKDAY(Tabulation[[#This Row],[Date]])","v":6},{"$f":"IF(OR(Tabulation[[#This Row],[DayNo]]=1,Tabulation[[#This Row],[DayNo]]=7),1,0)","v":0},{"$f":"COUNTIF(Holidays,Tabulation[[#This Row],[Date]])","v":0},{"$f":"CONCATENATE(Tabulation[[#This Row],[Holiday]],Tabulation[[#This Row],[Season]],Tabulation[[#This Row],[Weekend]],\"-\",IF(Tabulation[[#This Row],[Hour]]<10,0,\"\"),C4580)","v":"0Summer0-16"},{"$f":"VLOOKUP(Tabulation[[#This Row],[Concat]],Table3[],8)","v":0.28148000000000001},{"$f":"(Tabulation[[#This Row],[AC System Output (kW)]]*Tabulation[[#This Row],[Rate]])","v":0.37983305271999995}]
[7,9,19,0,{"$f":"Tabulation[[#This Row],[AC System Output (W)]]/1000","v":0},{"$f":"VLOOKUP(Tabulation[[#This Row],[Month]],Season,2)","v":"Summer"},{"$f":"(DATE(2021,Tabulation[[#This Row],[Month]],Tabulation[[#This Row],[Day]]))","v":"2021-07-09"},{"$f":"WEEKDAY(Tabulation[[#This Row],[Date]])","v":6},{"$f":"IF(OR(Tabulation[[#This Row],[DayNo]]=1,Tabulation[[#This Row],[DayNo]]=7),1,0)","v":0},{"$f":"COUNTIF(Holidays,Tabulation[[#This Row],[Date]])","v":0},{"$f":"CONCATENATE(Tabulation[[#This Row],[Holiday]],Tabulation[[#This Row],[Season]],Tabulation[[#This Row],[Weekend]],\"-\",IF(Tabulation[[#This Row],[Hour]]<10,0,\"\"),C4583)","v":"0Summer0-19"},{"$f":"VLOOKUP(Tabulation[[#This Row],[Concat]],Table3[],8)","v":0.37644},{"$f":"(Tabulation[[#This Row],[AC System Output (kW)]]*Tabulation[[#This Row],[Rate]])","v":0}]
[7,9,23,0,{"$f":"Tabulation[[#This Row],[AC System Output (W)]]/1000","v":0},{"$f":"VLOOKUP(Tabulation[[#This Row],[Month]],Season,2)","v":"Summer"},{"$f":"(DATE(2021,Tabulation[[#This Row],[Month]],Tabulation[[#This Row],[Day]]))","v":"2021-07-09"},{"$f":"WEEKDAY(Tabulation[[#This Row],[Date]])","v":6},{"$f":"IF(OR(Tabulation[[#This Row],[DayNo]]=1,Tabulation[[#This Row],[DayNo]]=7),1,0)","v":0},{"$f":"COUNTIF(Holidays,Tabulation[[#This Row],[Date]])","v":0},{"$f":"CONCATENATE(Tabulation[[#This Row],[Holiday]],Tabulation[[#This Row],[Season]],Tabulation[[#This Row],[Weekend]],\"-\",IF(Tabulation[[#This Row],[Hour]]<10,0,\"\"),C4587)","v":"0Summer0-23"},{"$f":"VLOOKUP(Tabulation[[#This Row],[Concat]],Table3[],8)","v":0.28148000000000001},{"$f":"(Tabulation[[#This Row],[AC System Output (kW)]]*Tabulation[[#This Row],[Rate]])","v":0}]
[7,10,0,0,{"$f":"Tabulation[[#This Row],[AC System Output (W)]]/1000","v":0},{"$f":"VLOOKUP(Tabulation[[#This Row],[Month]],Season,2)","v":"Summer"},{"$f":"(DATE(2021,Tabulation[[#This Row],[Month]],Tabulation[[#This Row],[Day]]))","v":"2021-07-10"},{"$f":"WEEKDAY(Tabulation[[#This Row],[Date]])","v":7},{"$f":"IF(OR(Tabulation[[#This Row],[DayNo]]=1,Tabulation[[#This Row],[DayNo]]=7),1,0)","v":1},{"$f":"COUNTIF(Holidays,Tabulation[[#This Row],[Date]])","v":0},{"$f":"CONCATENATE(Tabulation[[#This Row],[Holiday]],Tabulation[[#This Row],[Season]],Tabulation[[#This Row],[Weekend]],\"-\",IF(Tabulation[[#This Row],[Hour]]<10,0,\"\"),C4588)","v":"0Summer1-00"},{"$f":"VLOOKUP(Tabulation[[#This Row],[Concat]],Table3[],8)","v":0.28148000000000001},{"$f":"(Tabulation[[#This Row],[AC System Output (kW)]]*Tabulation[[#This Row],[Rate]])","v":0}]
[7,10,3,0,{"$f":"Tabulation[[#This Row],[AC System Output (W)]]/1000","v":0},{"$f":"VLOOKUP(Tabulation[[#This Row],[Month]],Season,2)","v":"Summer"},{"$f":"(DATE(2021,Tabulation[[#This Row],[Month]],Tabulation[[#This Row],[Day]]))","v":"2021-07-10"},{"$f":"WEEKDAY(Tabulation[[#This Row],[Date]])","v":7},{"$f":"IF(OR(Tabulation[[#This Row],[DayNo]]=1,Tabulation[[#This Row],[DayNo]]=7),1,0)","v":1},{"$f":"COUNTIF(Holidays,Tabulation[[#This Row],[Date]])","v":0},{"$f":"CONCATENATE(Tabulation[[#This Row],[Holiday]],Tabulation[[#This Row],[Season]],Tabulation[[#This Row],[Weekend]],\"-\",IF(Tabulation[[#This Row],[Hour]]<10,0,\"\"),C4591)","v":"0Summer1-03"},{"$f":"VLOOKUP(Tabulation[[#This Row],[Concat]],Table3[],8)","v":0.28148000000000001},{"$f":"(Tabulation[[#This Row],[AC System Output (kW)]]*Tabulation[[#This Row],[Rate]])","v":0}]
[7,10,7,1125.144,{"$f":"Tabulation[[#This Row],[AC System Output (W)]]/1000","v":1.1251439999999999},{"$f":"VLOOKUP(Tabulation[[#This Row],[Month]],Season,2)","v":"Summer"},{"$f":"(DATE(2021,Tabulation[[#This Row],[Month]],Tabulation[[#This Row],[Day]]))","v":"2021-07-10"},{"$f":"WEEKDAY(Tabulation[[#This Row],[Date]])","v":7},{"$f":"IF(OR(Tabulation[[#This Row],[DayNo]]=1,Tabulation[[#This Row],[DayNo]]=7),1,0)","v":1},{"$f":"COUNTIF(Holidays,Tabulation[[#This Row],[Date]])","v":0},{"$f":"CONCATENATE(Tabulation[[#This Row],[Holiday]],Tabulation[[#This Row],[Season]],Tabulation[[#This Row],[Weekend]],\"-\",IF(Tabulation[[#This Row],[Hour]]<10,0,\"\"),C4595)","v":"0Summer1-07"},{"$f":"VLOOKUP(Tabulation[[#This Row],[Concat]],Table3[],8)","v":0.28148000000000001},{"$f":"(Tabulation[[#This Row],[AC System Output (kW)]]*Tabulation[[#This Row],[Rate]])","v":0.31670553311999999}]
[7,10,10,2529.0659999999998,{"$f":"Tabulation[[#This Row],[AC System Output (W)]]/1000","v":2.5290659999999998},{"$f":"VLOOKUP(Tabulation[[#This Row],[Month]],Season,2)","v":"Summer"},{"$f":"(DATE(2021,Tabulation[[#This Row],[Month]],Tabulation[[#This Row],[Day]]))","v":"2021-07-10"},{"$f":"WEEKDAY(Tabulation[[#This Row],[Date]])","v":7},{"$f":"IF(OR(Tabulation[[#This Row],[DayNo]]=1,Tabulation[[#This Row],[DayNo]]=7),1,0)","v":1},{"$f":"COUNTIF(Holidays,Tabulation[[#This Row],[Date]])","v":0},{"$f":"CONCATENATE(Tabulation[[#This Row],[Holiday]],Tabulation[[#This Row],[Season]],Tabulation[[#This Row],[Weekend]],\"-\",IF(Tabulation[[#This Row],[Hour]]<10,0,\"\"),C4598)","v":"0Summer1-10"},{"$f":"VLOOKUP(Tabulation[[#This Row],[Concat]],Table3[],8)","v":0.28148000000000001},{"$f":"(Tabulation[[#This Row],[AC System Output (kW)]]*Tabulation[[#This Row],[Rate]])","v":0.71188149767999997}]
[7,10,13,2699.6390000000001,{"$f":"Tabulation[[#This Row],[AC System Output (W)]]/1000","v":2.6996390000000003},{"$f":"VLOOKUP(Tabulation[[#This Row],[Month]],Season,2)","v":"Summer"},{"$f":"(DATE(2021,Tabulation[[#This Row],[Month]],Tabulation[[#This Row],[Day]]))","v":"2021-07-10"},{"$f":"WEEKDAY(Tabulation[[#This Row],[Date]])","v":7},{"$f":"IF(OR(Tabulation[[#This Row],[DayNo]]=1,Tabulation[[#This Row],[DayNo]]=7),1,0)","v":1},{"$f":"COUNTIF(Holidays,Tabulation[[#This Row],[Date]])","v":0},{"$f":"CONCATENATE(Tabulation[[#This Row],[Holiday]],Tabulation[[#This Row],[Season]],Tabulation[[#This Row],[Weekend]],\"-\",IF(Tabulation[[#This Row],[Hour]]<10,0,\"\"),C4601)","v":"0Summer1-13"},{"$f":"VLOOKUP(Tabulation[[#This Row],[Concat]],Table3[],8)","v":0.28148000000000001},{"$f":"(Tabulation[[#This Row],[AC System Output (kW)]]*Tabulation[[#This Row],[Rate]])","v":0.75989438572000012}]
[7,10,17,594.61900000000003,{"$f":"Tabulation[[#This Row],[AC System Output (W)]]/1000","v":0.59461900000000001},{"$f":"VLOOKUP(Tabulation[[#This Row],[Month]],Season,2)","v":"Summer"},{"$f":"(DATE(2021,Tabulation[[#This Row],[Month]],Tabulation[[#This Row],[Day]]))","v":"2021-07-10"},{"$f":"WEEKDAY(Tabulation[[#This Row],[Date]])","v":7},{"$f":"IF(OR(Tabulation[[#This Row],[DayNo]]=1,Tabulation[[#This Row],[DayNo]]=7),1,0)","v":1},{"$f":"COUNTIF(Holidays,Tabulation[[#This Row],[Date]])","v":0},{"$f":"CONCATENATE(Tabulation[[#This Row],[Holiday]],Tabulation[[#This Row],[Season]],Tabulation[[#This Row],[Weekend]],\"-\",IF(Tabulation[[#This Row],[Hour]]<10,0,\"\"),C4605)","v":"0Summer1-17"},{"$f":"VLOOKUP(Tabulation[[#This Row],[Concat]],Table3[],8)","v":0.28148000000000001},{"$f":"(Tabulation[[#This Row],[AC System Output (kW)]]*Tabulation[[#This Row],[Rate]])","v":0.16737335612000001}]
[7,10,20,0,{"$f":"Tabulation[[#This Row],[AC System Output (W)]]/1000","v":0},{"$f":"VLOOKUP(Tabulation[[#This Row],[Month]],Season,2)","v":"Summer"},{"$f":"(DATE(2021,Tabulation[[#This Row],[Month]],Tabulation[[#This Row],[Day]]))","v":"2021-07-10"},{"$f":"WEEKDAY(Tabulation[[#This Row],[Date]])","v":7},{"$f":"IF(OR(Tabulation[[#This Row],[DayNo]]=1,Tabulation[[#This Row],[DayNo]]=7),1,0)","v":1},{"$f":"COUNTIF(Holidays,Tabulation[[#This Row],[Date]])","v":0},{"$f":"CONCATENATE(Tabulation[[#This Row],[Holiday]],Tabulation[[#This Row],[Season]],Tabulation[[#This Row],[Weekend]],\"-\",IF(Tabulation[[#This Row],[Hour]]<10,0,\"\"),C4608)","v":"0Summer1-20"},{"$f":"VLOOKUP(Tabulation[[#This Row],[Concat]],Table3[],8)","v":0.28148000000000001},{"$f":"(Tabulation[[#This Row],[AC System Output (kW)]]*Tabulation[[#This Row],[Rate]])","v":0}]
[7,10,22,0,{"$f":"Tabulation[[#This Row],[AC System Output (W)]]/1000","v":0},{"$f":"VLOOKUP(Tabulation[[#This Row],[Month]],Season,2)","v":"Summer"},{"$f":"(DATE(2021,Tabulation[[#This Row],[Month]],Tabulation[[#This Row],[Day]]))","v":"2021-07-10"},{"$f":"WEEKDAY(Tabulation[[#This Row],[Date]])","v":7},{"$f":"IF(OR(Tabulation[[#This Row],[DayNo]]=1,Tabulation[[#This Row],[DayNo]]=7),1,0)","v":1},{"$f":"COUNTIF(Holidays,Tabulation[[#This Row],[Date]])","v":0},{"$f":"CONCATENATE(Tabulation[[#This Row],[Holiday]],Tabulation[[#This Row],[Season]],Tabulation[[#This Row],[Weekend]],\"-\",IF(Tabulation[[#This Row],[Hour]]<10,0,\"\"),C4610)","v":"0Summer1-22"},{"$f":"VLOOKUP(Tabulation[[#This Row],[Concat]],Table3[],8)","v":0.28148000000000001},{"$f":"(Tabulation[[#This Row],[AC System Output (kW)]]*Tabulation[[#This Row],[Rate]])","v":0}]
[7,11,1,0,{"$f":"Tabulation[[#This Row],[AC System Output (W)]]/1000","v":0},{"$f":"VLOOKUP(Tabulation[[#This Row],[Month]],Season,2)","v":"Summer"},{"$f":"(DATE(2021,Tabulation[[#This Row],[Month]],Tabulation[[#This Row],[Day]]))","v":"2021-07-11"},{"$f":"WEEKDAY(Tabulation[[#This Row],[Date]])","v":1},{"$f":"IF(OR(Tabulation[[#This Row],[DayNo]]=1,Tabulation[[#This Row],[DayNo]]=7),1,0)","v":1},{"$f":"COUNTIF(Holidays,Tabulation[[#This Row],[Date]])","v":0},{"$f":"CONCATENATE(Tabulation[[#This Row],[Holiday]],Tabulation[[#This Row],[Season]],Tabulation[[#This Row],[Weekend]],\"-\",IF(Tabulation[[#This Row],[Hour]]<10,0,\"\"),C4613)","v":"0Summer1-01"},{"$f":"VLOOKUP(Tabulation[[#This Row],[Concat]],Table3[],8)","v":0.28148000000000001},{"$f":"(Tabulation[[#This Row],[AC System Output (kW)]]*Tabulation[[#This Row],[Rate]])","v":0}]
[7,11,4,0,{"$f":"Tabulation[[#This Row],[AC System Output (W)]]/1000","v":0},{"$f":"VLOOKUP(Tabulation[[#This Row],[Month]],Season,2)","v":"Summer"},{"$f":"(DATE(2021,Tabulation[[#This Row],[Month]],Tabulation[[#This Row],[Day]]))","v":"2021-07-11"},{"$f":"WEEKDAY(Tabulation[[#This Row],[Date]])","v":1},{"$f":"IF(OR(Tabulation[[#This Row],[DayNo]]=1,Tabulation[[#This Row],[DayNo]]=7),1,0)","v":1},{"$f":"COUNTIF(Holidays,Tabulation[[#This Row],[Date]])","v":0},{"$f":"CONCATENATE(Tabulation[[#This Row],[Holiday]],Tabulation[[#This Row],[Season]],Tabulation[[#This Row],[Weekend]],\"-\",IF(Tabulation[[#This Row],[Hour]]<10,0,\"\"),C4616)","v":"0Summer1-04"},{"$f":"VLOOKUP(Tabulation[[#This Row],[Concat]],Table3[],8)","v":0.28148000000000001},{"$f":"(Tabulation[[#This Row],[AC System Output (kW)]]*Tabulation[[#This Row],[Rate]])","v":0}]
[7,11,8,1767.624,{"$f":"Tabulation[[#This Row],[AC System Output (W)]]/1000","v":1.7676240000000001},{"$f":"VLOOKUP(Tabulation[[#This Row],[Month]],Season,2)","v":"Summer"},{"$f":"(DATE(2021,Tabulation[[#This Row],[Month]],Tabulation[[#This Row],[Day]]))","v":"2021-07-11"},{"$f":"WEEKDAY(Tabulation[[#This Row],[Date]])","v":1},{"$f":"IF(OR(Tabulation[[#This Row],[DayNo]]=1,Tabulation[[#This Row],[DayNo]]=7),1,0)","v":1},{"$f":"COUNTIF(Holidays,Tabulation[[#This Row],[Date]])","v":0},{"$f":"CONCATENATE(Tabulation[[#This Row],[Holiday]],Tabulation[[#This Row],[Season]],Tabulation[[#This Row],[Weekend]],\"-\",IF(Tabulation[[#This Row],[Hour]]<10,0,\"\"),C4620)","v":"0Summer1-08"},{"$f":"VLOOKUP(Tabulation[[#This Row],[Concat]],Table3[],8)","v":0.28148000000000001},{"$f":"(Tabulation[[#This Row],[AC System Output (kW)]]*Tabulation[[#This Row],[Rate]])","v":0.49755080352000003}]
[7,11,11,2913.78,{"$f":"Tabulation[[#This Row],[AC System Output (W)]]/1000","v":2.91378},{"$f":"VLOOKUP(Tabulation[[#This Row],[Month]],Season,2)","v":"Summer"},{"$f":"(DATE(2021,Tabulation[[#This Row],[Month]],Tabulation[[#This Row],[Day]]))","v":"2021-07-11"},{"$f":"WEEKDAY(Tabulation[[#This Row],[Date]])","v":1},{"$f":"IF(OR(Tabulation[[#This Row],[DayNo]]=1,Tabulation[[#This Row],[DayNo]]=7),1,0)","v":1},{"$f":"COUNTIF(Holidays,Tabulation[[#This Row],[Date]])","v":0},{"$f":"CONCATENATE(Tabulation[[#This Row],[Holiday]],Tabulation[[#This Row],[Season]],Tabulation[[#This Row],[Weekend]],\"-\",IF(Tabulation[[#This Row],[Hour]]<10,0,\"\"),C4623)","v":"0Summer1-11"},{"$f":"VLOOKUP(Tabulation[[#This Row],[Concat]],Table3[],8)","v":0.28148000000000001},{"$f":"(Tabulation[[#This Row],[AC System Output (kW)]]*Tabulation[[#This Row],[Rate]])","v":0.82017079440000007}]
[7,11,14,2164.7060000000001,{"$f":"Tabulation[[#This Row],[AC System Output (W)]]/1000","v":2.1647060000000002},{"$f":"VLOOKUP(Tabulation[[#This Row],[Month]],Season,2)","v":"Summer"},{"$f":"(DATE(2021,Tabulation[[#This Row],[Month]],Tabulation[[#This Row],[Day]]))","v":"2021-07-11"},{"$f":"WEEKDAY(Tabulation[[#This Row],[Date]])","v":1},{"$f":"IF(OR(Tabulation[[#This Row],[DayNo]]=1,Tabulation[[#This Row],[DayNo]]=7),1,0)","v":1},{"$f":"COUNTIF(Holidays,Tabulation[[#This Row],[Date]])","v":0},{"$f":"CONCATENATE(Tabulation[[#This Row],[Holiday]],Tabulation[[#This Row],[Season]],Tabulation[[#This Row],[Weekend]],\"-\",IF(Tabulation[[#This Row],[Hour]]<10,0,\"\"),C4626)","v":"0Summer1-14"},{"$f":"VLOOKUP(Tabulation[[#This Row],[Concat]],Table3[],8)","v":0.28148000000000001},{"$f":"(Tabulation[[#This Row],[AC System Output (kW)]]*Tabulation[[#This Row],[Rate]])","v":0.60932144488000006}]
[7,11,17,606.49699999999996,{"$f":"Tabulation[[#This Row],[AC System Output (W)]]/1000","v":0.60649699999999995},{"$f":"VLOOKUP(Tabulation[[#This Row],[Month]],Season,2)","v":"Summer"},{"$f":"(DATE(2021,Tabulation[[#This Row],[Month]],Tabulation[[#This Row],[Day]]))","v":"2021-07-11"},{"$f":"WEEKDAY(Tabulation[[#This Row],[Date]])","v":1},{"$f":"IF(OR(Tabulation[[#This Row],[DayNo]]=1,Tabulation[[#This Row],[DayNo]]=7),1,0)","v":1},{"$f":"COUNTIF(Holidays,Tabulation[[#This Row],[Date]])","v":0},{"$f":"CONCATENATE(Tabulation[[#This Row],[Holiday]],Tabulation[[#This Row],[Season]],Tabulation[[#This Row],[Weekend]],\"-\",IF(Tabulation[[#This Row],[Hour]]<10,0,\"\"),C4629)","v":"0Summer1-17"},{"$f":"VLOOKUP(Tabulation[[#This Row],[Concat]],Table3[],8)","v":0.28148000000000001},{"$f":"(Tabulation[[#This Row],[AC System Output (kW)]]*Tabulation[[#This Row],[Rate]])","v":0.17071677555999998}]
[7,11,22,0,{"$f":"Tabulation[[#This Row],[AC System Output (W)]]/1000","v":0},{"$f":"VLOOKUP(Tabulation[[#This Row],[Month]],Season,2)","v":"Summer"},{"$f":"(DATE(2021,Tabulation[[#This Row],[Month]],Tabulation[[#This Row],[Day]]))","v":"2021-07-11"},{"$f":"WEEKDAY(Tabulation[[#This Row],[Date]])","v":1},{"$f":"IF(OR(Tabulation[[#This Row],[DayNo]]=1,Tabulation[[#This Row],[DayNo]]=7),1,0)","v":1},{"$f":"COUNTIF(Holidays,Tabulation[[#This Row],[Date]])","v":0},{"$f":"CONCATENATE(Tabulation[[#This Row],[Holiday]],Tabulation[[#This Row],[Season]],Tabulation[[#This Row],[Weekend]],\"-\",IF(Tabulation[[#This Row],[Hour]]<10,0,\"\"),C4634)","v":"0Summer1-22"},{"$f":"VLOOKUP(Tabulation[[#This Row],[Concat]],Table3[],8)","v":0.28148000000000001},{"$f":"(Tabulation[[#This Row],[AC System Output (kW)]]*Tabulation[[#This Row],[Rate]])","v":0}]
[7,11,23,0,{"$f":"Tabulation[[#This Row],[AC System Output (W)]]/1000","v":0},{"$f":"VLOOKUP(Tabulation[[#This Row],[Month]],Season,2)","v":"Summer"},{"$f":"(DATE(2021,Tabulation[[#This Row],[Month]],Tabulation[[#This Row],[Day]]))","v":"2021-07-11"},{"$f":"WEEKDAY(Tabulation[[#This Row],[Date]])","v":1},{"$f":"IF(OR(Tabulation[[#This Row],[DayNo]]=1,Tabulation[[#This Row],[DayNo]]=7),1,0)","v":1},{"$f":"COUNTIF(Holidays,Tabulation[[#This Row],[Date]])","v":0},{"$f":"CONCATENATE(Tabulation[[#This Row],[Holiday]],Tabulation[[#This Row],[Season]],Tabulation[[#This Row],[Weekend]],\"-\",IF(Tabulation[[#This Row],[Hour]]<10,0,\"\"),C4635)","v":"0Summer1-23"},{"$f":"VLOOKUP(Tabulation[[#This Row],[Concat]],Table3[],8)","v":0.28148000000000001},{"$f":"(Tabulation[[#This Row],[AC System Output (kW)]]*Tabulation[[#This Row],[Rate]])","v":0}]
[7,12,2,0,{"$f":"Tabulation[[#This Row],[AC System Output (W)]]/1000","v":0},{"$f":"VLOOKUP(Tabulation[[#This Row],[Month]],Season,2)","v":"Summer"},{"$f":"(DATE(2021,Tabulation[[#This Row],[Month]],Tabulation[[#This Row],[Day]]))","v":"2021-07-12"},{"$f":"WEEKDAY(Tabulation[[#This Row],[Date]])","v":2},{"$f":"IF(OR(Tabulation[[#This Row],[DayNo]]=1,Tabulation[[#This Row],[DayNo]]=7),1,0)","v":0},{"$f":"COUNTIF(Holidays,Tabulation[[#This Row],[Date]])","v":0},{"$f":"CONCATENATE(Tabulation[[#This Row],[Holiday]],Tabulation[[#This Row],[Season]],Tabulation[[#This Row],[Weekend]],\"-\",IF(Tabulation[[#This Row],[Hour]]<10,0,\"\"),C4638)","v":"0Summer0-02"},{"$f":"VLOOKUP(Tabulation[[#This Row],[Concat]],Table3[],8)","v":0.28148000000000001},{"$f":"(Tabulation[[#This Row],[AC System Output (kW)]]*Tabulation[[#This Row],[Rate]])","v":0}]
[7,12,5,59.158999999999999,{"$f":"Tabulation[[#This Row],[AC System Output (W)]]/1000","v":5.9158999999999996E-2},{"$f":"VLOOKUP(Tabulation[[#This Row],[Month]],Season,2)","v":"Summer"},{"$f":"(DATE(2021,Tabulation[[#This Row],[Month]],Tabulation[[#This Row],[Day]]))","v":"2021-07-12"},{"$f":"WEEKDAY(Tabulation[[#This Row],[Date]])","v":2},{"$f":"IF(OR(Tabulation[[#This Row],[DayNo]]=1,Tabulation[[#This Row],[DayNo]]=7),1,0)","v":0},{"$f":"COUNTIF(Holidays,Tabulation[[#This Row],[Date]])","v":0},{"$f":"CONCATENATE(Tabulation[[#This Row],[Holiday]],Tabulation[[#This Row],[Season]],Tabulation[[#This Row],[Weekend]],\"-\",IF(Tabulation[[#This Row],[Hour]]<10,0,\"\"),C4641)","v":"0Summer0-05"},{"$f":"VLOOKUP(Tabulation[[#This Row],[Concat]],Table3[],8)","v":0.28148000000000001},{"$f":"(Tabulation[[#This Row],[AC System Output (kW)]]*Tabulation[[#This Row],[Rate]])","v":1.6652075320000001E-2}]
[7,12,9,1873.4269999999999,{"$f":"Tabulation[[#This Row],[AC System Output (W)]]/1000","v":1.873427},{"$f":"VLOOKUP(Tabulation[[#This Row],[Month]],Season,2)","v":"Summer"},{"$f":"(DATE(2021,Tabulation[[#This Row],[Month]],Tabulation[[#This Row],[Day]]))","v":"2021-07-12"},{"$f":"WEEKDAY(Tabulation[[#This Row],[Date]])","v":2},{"$f":"IF(OR(Tabulation[[#This Row],[DayNo]]=1,Tabulation[[#This Row],[DayNo]]=7),1,0)","v":0},{"$f":"COUNTIF(Holidays,Tabulation[[#This Row],[Date]])","v":0},{"$f":"CONCATENATE(Tabulation[[#This Row],[Holiday]],Tabulation[[#This Row],[Season]],Tabulation[[#This Row],[Weekend]],\"-\",IF(Tabulation[[#This Row],[Hour]]<10,0,\"\"),C4645)","v":"0Summer0-09"},{"$f":"VLOOKUP(Tabulation[[#This Row],[Concat]],Table3[],8)","v":0.28148000000000001},{"$f":"(Tabulation[[#This Row],[AC System Output (kW)]]*Tabulation[[#This Row],[Rate]])","v":0.52733223196000001}]
[7,12,12,2054.9650000000001,{"$f":"Tabulation[[#This Row],[AC System Output (W)]]/1000","v":2.0549650000000002},{"$f":"VLOOKUP(Tabulation[[#This Row],[Month]],Season,2)","v":"Summer"},{"$f":"(DATE(2021,Tabulation[[#This Row],[Month]],Tabulation[[#This Row],[Day]]))","v":"2021-07-12"},{"$f":"WEEKDAY(Tabulation[[#This Row],[Date]])","v":2},{"$f":"IF(OR(Tabulation[[#This Row],[DayNo]]=1,Tabulation[[#This Row],[DayNo]]=7),1,0)","v":0},{"$f":"COUNTIF(Holidays,Tabulation[[#This Row],[Date]])","v":0},{"$f":"CONCATENATE(Tabulation[[#This Row],[Holiday]],Tabulation[[#This Row],[Season]],Tabulation[[#This Row],[Weekend]],\"-\",IF(Tabulation[[#This Row],[Hour]]<10,0,\"\"),C4648)","v":"0Summer0-12"},{"$f":"VLOOKUP(Tabulation[[#This Row],[Concat]],Table3[],8)","v":0.28148000000000001},{"$f":"(Tabulation[[#This Row],[AC System Output (kW)]]*Tabulation[[#This Row],[Rate]])","v":0.57843154820000009}]
[7,12,14,1867.0619999999999,{"$f":"Tabulation[[#This Row],[AC System Output (W)]]/1000","v":1.867062},{"$f":"VLOOKUP(Tabulation[[#This Row],[Month]],Season,2)","v":"Summer"},{"$f":"(DATE(2021,Tabulation[[#This Row],[Month]],Tabulation[[#This Row],[Day]]))","v":"2021-07-12"},{"$f":"WEEKDAY(Tabulation[[#This Row],[Date]])","v":2},{"$f":"IF(OR(Tabulation[[#This Row],[DayNo]]=1,Tabulation[[#This Row],[DayNo]]=7),1,0)","v":0},{"$f":"COUNTIF(Holidays,Tabulation[[#This Row],[Date]])","v":0},{"$f":"CONCATENATE(Tabulation[[#This Row],[Holiday]],Tabulation[[#This Row],[Season]],Tabulation[[#This Row],[Weekend]],\"-\",IF(Tabulation[[#This Row],[Hour]]<10,0,\"\"),C4650)","v":"0Summer0-14"},{"$f":"VLOOKUP(Tabulation[[#This Row],[Concat]],Table3[],8)","v":0.28148000000000001},{"$f":"(Tabulation[[#This Row],[AC System Output (kW)]]*Tabulation[[#This Row],[Rate]])","v":0.52554061176}]
[7,12,20,0,{"$f":"Tabulation[[#This Row],[AC System Output (W)]]/1000","v":0},{"$f":"VLOOKUP(Tabulation[[#This Row],[Month]],Season,2)","v":"Summer"},{"$f":"(DATE(2021,Tabulation[[#This Row],[Month]],Tabulation[[#This Row],[Day]]))","v":"2021-07-12"},{"$f":"WEEKDAY(Tabulation[[#This Row],[Date]])","v":2},{"$f":"IF(OR(Tabulation[[#This Row],[DayNo]]=1,Tabulation[[#This Row],[DayNo]]=7),1,0)","v":0},{"$f":"COUNTIF(Holidays,Tabulation[[#This Row],[Date]])","v":0},{"$f":"CONCATENATE(Tabulation[[#This Row],[Holiday]],Tabulation[[#This Row],[Season]],Tabulation[[#This Row],[Weekend]],\"-\",IF(Tabulation[[#This Row],[Hour]]<10,0,\"\"),C4656)","v":"0Summer0-20"},{"$f":"VLOOKUP(Tabulation[[#This Row],[Concat]],Table3[],8)","v":0.28148000000000001},{"$f":"(Tabulation[[#This Row],[AC System Output (kW)]]*Tabulation[[#This Row],[Rate]])","v":0}]
[7,12,23,0,{"$f":"Tabulation[[#This Row],[AC System Output (W)]]/1000","v":0},{"$f":"VLOOKUP(Tabulation[[#This Row],[Month]],Season,2)","v":"Summer"},{"$f":"(DATE(2021,Tabulation[[#This Row],[Month]],Tabulation[[#This Row],[Day]]))","v":"2021-07-12"},{"$f":"WEEKDAY(Tabulation[[#This Row],[Date]])","v":2},{"$f":"IF(OR(Tabulation[[#This Row],[DayNo]]=1,Tabulation[[#This Row],[DayNo]]=7),1,0)","v":0},{"$f":"COUNTIF(Holidays,Tabulation[[#This Row],[Date]])","v":0},{"$f":"CONCATENATE(Tabulation[[#This Row],[Holiday]],Tabulation[[#This Row],[Season]],Tabulation[[#This Row],[Weekend]],\"-\",IF(Tabulation[[#This Row],[Hour]]<10,0,\"\"),C4659)","v":"0Summer0-23"},{"$f":"VLOOKUP(Tabulation[[#This Row],[Concat]],Table3[],8)","v":0.28148000000000001},{"$f":"(Tabulation[[#This Row],[AC System Output (kW)]]*Tabulation[[#This Row],[Rate]])","v":0}]
[7,13,0,0,{"$f":"Tabulation[[#This Row],[AC System Output (W)]]/1000","v":0},{"$f":"VLOOKUP(Tabulation[[#This Row],[Month]],Season,2)","v":"Summer"},{"$f":"(DATE(2021,Tabulation[[#This Row],[Month]],Tabulation[[#This Row],[Day]]))","v":"2021-07-13"},{"$f":"WEEKDAY(Tabulation[[#This Row],[Date]])","v":3},{"$f":"IF(OR(Tabulation[[#This Row],[DayNo]]=1,Tabulation[[#This Row],[DayNo]]=7),1,0)","v":0},{"$f":"COUNTIF(Holidays,Tabulation[[#This Row],[Date]])","v":0},{"$f":"CONCATENATE(Tabulation[[#This Row],[Holiday]],Tabulation[[#This Row],[Season]],Tabulation[[#This Row],[Weekend]],\"-\",IF(Tabulation[[#This Row],[Hour]]<10,0,\"\"),C4660)","v":"0Summer0-00"},{"$f":"VLOOKUP(Tabulation[[#This Row],[Concat]],Table3[],8)","v":0.28148000000000001},{"$f":"(Tabulation[[#This Row],[AC System Output (kW)]]*Tabulation[[#This Row],[Rate]])","v":0}]
[7,13,3,0,{"$f":"Tabulation[[#This Row],[AC System Output (W)]]/1000","v":0},{"$f":"VLOOKUP(Tabulation[[#This Row],[Month]],Season,2)","v":"Summer"},{"$f":"(DATE(2021,Tabulation[[#This Row],[Month]],Tabulation[[#This Row],[Day]]))","v":"2021-07-13"},{"$f":"WEEKDAY(Tabulation[[#This Row],[Date]])","v":3},{"$f":"IF(OR(Tabulation[[#This Row],[DayNo]]=1,Tabulation[[#This Row],[DayNo]]=7),1,0)","v":0},{"$f":"COUNTIF(Holidays,Tabulation[[#This Row],[Date]])","v":0},{"$f":"CONCATENATE(Tabulation[[#This Row],[Holiday]],Tabulation[[#This Row],[Season]],Tabulation[[#This Row],[Weekend]],\"-\",IF(Tabulation[[#This Row],[Hour]]<10,0,\"\"),C4663)","v":"0Summer0-03"},{"$f":"VLOOKUP(Tabulation[[#This Row],[Concat]],Table3[],8)","v":0.28148000000000001},{"$f":"(Tabulation[[#This Row],[AC System Output (kW)]]*Tabulation[[#This Row],[Rate]])","v":0}]
[7,13,6,396.01100000000002,{"$f":"Tabulation[[#This Row],[AC System Output (W)]]/1000","v":0.396011},{"$f":"VLOOKUP(Tabulation[[#This Row],[Month]],Season,2)","v":"Summer"},{"$f":"(DATE(2021,Tabulation[[#This Row],[Month]],Tabulation[[#This Row],[Day]]))","v":"2021-07-13"},{"$f":"WEEKDAY(Tabulation[[#This Row],[Date]])","v":3},{"$f":"IF(OR(Tabulation[[#This Row],[DayNo]]=1,Tabulation[[#This Row],[DayNo]]=7),1,0)","v":0},{"$f":"COUNTIF(Holidays,Tabulation[[#This Row],[Date]])","v":0},{"$f":"CONCATENATE(Tabulation[[#This Row],[Holiday]],Tabulation[[#This Row],[Season]],Tabulation[[#This Row],[Weekend]],\"-\",IF(Tabulation[[#This Row],[Hour]]<10,0,\"\"),C4666)","v":"0Summer0-06"},{"$f":"VLOOKUP(Tabulation[[#This Row],[Concat]],Table3[],8)","v":0.28148000000000001},{"$f":"(Tabulation[[#This Row],[AC System Output (kW)]]*Tabulation[[#This Row],[Rate]])","v":0.11146917628}]
[7,13,10,2735.7139999999999,{"$f":"Tabulation[[#This Row],[AC System Output (W)]]/1000","v":2.7357139999999998},{"$f":"VLOOKUP(Tabulation[[#This Row],[Month]],Season,2)","v":"Summer"},{"$f":"(DATE(2021,Tabulation[[#This Row],[Month]],Tabulation[[#This Row],[Day]]))","v":"2021-07-13"},{"$f":"WEEKDAY(Tabulation[[#This Row],[Date]])","v":3},{"$f":"IF(OR(Tabulation[[#This Row],[DayNo]]=1,Tabulation[[#This Row],[DayNo]]=7),1,0)","v":0},{"$f":"COUNTIF(Holidays,Tabulation[[#This Row],[Date]])","v":0},{"$f":"CONCATENATE(Tabulation[[#This Row],[Holiday]],Tabulation[[#This Row],[Season]],Tabulation[[#This Row],[Weekend]],\"-\",IF(Tabulation[[#This Row],[Hour]]<10,0,\"\"),C4670)","v":"0Summer0-10"},{"$f":"VLOOKUP(Tabulation[[#This Row],[Concat]],Table3[],8)","v":0.28148000000000001},{"$f":"(Tabulation[[#This Row],[AC System Output (kW)]]*Tabulation[[#This Row],[Rate]])","v":0.77004877671999994}]
[7,13,15,2048.4450000000002,{"$f":"Tabulation[[#This Row],[AC System Output (W)]]/1000","v":2.0484450000000001},{"$f":"VLOOKUP(Tabulation[[#This Row],[Month]],Season,2)","v":"Summer"},{"$f":"(DATE(2021,Tabulation[[#This Row],[Month]],Tabulation[[#This Row],[Day]]))","v":"2021-07-13"},{"$f":"WEEKDAY(Tabulation[[#This Row],[Date]])","v":3},{"$f":"IF(OR(Tabulation[[#This Row],[DayNo]]=1,Tabulation[[#This Row],[DayNo]]=7),1,0)","v":0},{"$f":"COUNTIF(Holidays,Tabulation[[#This Row],[Date]])","v":0},{"$f":"CONCATENATE(Tabulation[[#This Row],[Holiday]],Tabulation[[#This Row],[Season]],Tabulation[[#This Row],[Weekend]],\"-\",IF(Tabulation[[#This Row],[Hour]]<10,0,\"\"),C4675)","v":"0Summer0-15"},{"$f":"VLOOKUP(Tabulation[[#This Row],[Concat]],Table3[],8)","v":0.28148000000000001},{"$f":"(Tabulation[[#This Row],[AC System Output (kW)]]*Tabulation[[#This Row],[Rate]])","v":0.57659629860000006}]
[7,13,18,91.503,{"$f":"Tabulation[[#This Row],[AC System Output (W)]]/1000","v":9.1503000000000001E-2},{"$f":"VLOOKUP(Tabulation[[#This Row],[Month]],Season,2)","v":"Summer"},{"$f":"(DATE(2021,Tabulation[[#This Row],[Month]],Tabulation[[#This Row],[Day]]))","v":"2021-07-13"},{"$f":"WEEKDAY(Tabulation[[#This Row],[Date]])","v":3},{"$f":"IF(OR(Tabulation[[#This Row],[DayNo]]=1,Tabulation[[#This Row],[DayNo]]=7),1,0)","v":0},{"$f":"COUNTIF(Holidays,Tabulation[[#This Row],[Date]])","v":0},{"$f":"CONCATENATE(Tabulation[[#This Row],[Holiday]],Tabulation[[#This Row],[Season]],Tabulation[[#This Row],[Weekend]],\"-\",IF(Tabulation[[#This Row],[Hour]]<10,0,\"\"),C4678)","v":"0Summer0-18"},{"$f":"VLOOKUP(Tabulation[[#This Row],[Concat]],Table3[],8)","v":0.37644},{"$f":"(Tabulation[[#This Row],[AC System Output (kW)]]*Tabulation[[#This Row],[Rate]])","v":3.4445389319999999E-2}]
[7,13,21,0,{"$f":"Tabulation[[#This Row],[AC System Output (W)]]/1000","v":0},{"$f":"VLOOKUP(Tabulation[[#This Row],[Month]],Season,2)","v":"Summer"},{"$f":"(DATE(2021,Tabulation[[#This Row],[Month]],Tabulation[[#This Row],[Day]]))","v":"2021-07-13"},{"$f":"WEEKDAY(Tabulation[[#This Row],[Date]])","v":3},{"$f":"IF(OR(Tabulation[[#This Row],[DayNo]]=1,Tabulation[[#This Row],[DayNo]]=7),1,0)","v":0},{"$f":"COUNTIF(Holidays,Tabulation[[#This Row],[Date]])","v":0},{"$f":"CONCATENATE(Tabulation[[#This Row],[Holiday]],Tabulation[[#This Row],[Season]],Tabulation[[#This Row],[Weekend]],\"-\",IF(Tabulation[[#This Row],[Hour]]<10,0,\"\"),C4681)","v":"0Summer0-21"},{"$f":"VLOOKUP(Tabulation[[#This Row],[Concat]],Table3[],8)","v":0.28148000000000001},{"$f":"(Tabulation[[#This Row],[AC System Output (kW)]]*Tabulation[[#This Row],[Rate]])","v":0}]
[7,14,0,0,{"$f":"Tabulation[[#This Row],[AC System Output (W)]]/1000","v":0},{"$f":"VLOOKUP(Tabulation[[#This Row],[Month]],Season,2)","v":"Summer"},{"$f":"(DATE(2021,Tabulation[[#This Row],[Month]],Tabulation[[#This Row],[Day]]))","v":"2021-07-14"},{"$f":"WEEKDAY(Tabulation[[#This Row],[Date]])","v":4},{"$f":"IF(OR(Tabulation[[#This Row],[DayNo]]=1,Tabulation[[#This Row],[DayNo]]=7),1,0)","v":0},{"$f":"COUNTIF(Holidays,Tabulation[[#This Row],[Date]])","v":0},{"$f":"CONCATENATE(Tabulation[[#This Row],[Holiday]],Tabulation[[#This Row],[Season]],Tabulation[[#This Row],[Weekend]],\"-\",IF(Tabulation[[#This Row],[Hour]]<10,0,\"\"),C4684)","v":"0Summer0-00"},{"$f":"VLOOKUP(Tabulation[[#This Row],[Concat]],Table3[],8)","v":0.28148000000000001},{"$f":"(Tabulation[[#This Row],[AC System Output (kW)]]*Tabulation[[#This Row],[Rate]])","v":0}]
[7,14,1,0,{"$f":"Tabulation[[#This Row],[AC System Output (W)]]/1000","v":0},{"$f":"VLOOKUP(Tabulation[[#This Row],[Month]],Season,2)","v":"Summer"},{"$f":"(DATE(2021,Tabulation[[#This Row],[Month]],Tabulation[[#This Row],[Day]]))","v":"2021-07-14"},{"$f":"WEEKDAY(Tabulation[[#This Row],[Date]])","v":4},{"$f":"IF(OR(Tabulation[[#This Row],[DayNo]]=1,Tabulation[[#This Row],[DayNo]]=7),1,0)","v":0},{"$f":"COUNTIF(Holidays,Tabulation[[#This Row],[Date]])","v":0},{"$f":"CONCATENATE(Tabulation[[#This Row],[Holiday]],Tabulation[[#This Row],[Season]],Tabulation[[#This Row],[Weekend]],\"-\",IF(Tabulation[[#This Row],[Hour]]<10,0,\"\"),C4685)","v":"0Summer0-01"},{"$f":"VLOOKUP(Tabulation[[#This Row],[Concat]],Table3[],8)","v":0.28148000000000001},{"$f":"(Tabulation[[#This Row],[AC System Output (kW)]]*Tabulation[[#This Row],[Rate]])","v":0}]
[7,14,4,0,{"$f":"Tabulation[[#This Row],[AC System Output (W)]]/1000","v":0},{"$f":"VLOOKUP(Tabulation[[#This Row],[Month]],Season,2)","v":"Summer"},{"$f":"(DATE(2021,Tabulation[[#This Row],[Month]],Tabulation[[#This Row],[Day]]))","v":"2021-07-14"},{"$f":"WEEKDAY(Tabulation[[#This Row],[Date]])","v":4},{"$f":"IF(OR(Tabulation[[#This Row],[DayNo]]=1,Tabulation[[#This Row],[DayNo]]=7),1,0)","v":0},{"$f":"COUNTIF(Holidays,Tabulation[[#This Row],[Date]])","v":0},{"$f":"CONCATENATE(Tabulation[[#This Row],[Holiday]],Tabulation[[#This Row],[Season]],Tabulation[[#This Row],[Weekend]],\"-\",IF(Tabulation[[#This Row],[Hour]]<10,0,\"\"),C4688)","v":"0Summer0-04"},{"$f":"VLOOKUP(Tabulation[[#This Row],[Concat]],Table3[],8)","v":0.28148000000000001},{"$f":"(Tabulation[[#This Row],[AC System Output (kW)]]*Tabulation[[#This Row],[Rate]])","v":0}]
[7,14,7,556.49900000000002,{"$f":"Tabulation[[#This Row],[AC System Output (W)]]/1000","v":0.55649900000000008},{"$f":"VLOOKUP(Tabulation[[#This Row],[Month]],Season,2)","v":"Summer"},{"$f":"(DATE(2021,Tabulation[[#This Row],[Month]],Tabulation[[#This Row],[Day]]))","v":"2021-07-14"},{"$f":"WEEKDAY(Tabulation[[#This Row],[Date]])","v":4},{"$f":"IF(OR(Tabulation[[#This Row],[DayNo]]=1,Tabulation[[#This Row],[DayNo]]=7),1,0)","v":0},{"$f":"COUNTIF(Holidays,Tabulation[[#This Row],[Date]])","v":0},{"$f":"CONCATENATE(Tabulation[[#This Row],[Holiday]],Tabulation[[#This Row],[Season]],Tabulation[[#This Row],[Weekend]],\"-\",IF(Tabulation[[#This Row],[Hour]]<10,0,\"\"),C4691)","v":"0Summer0-07"},{"$f":"VLOOKUP(Tabulation[[#This Row],[Concat]],Table3[],8)","v":0.28148000000000001},{"$f":"(Tabulation[[#This Row],[AC System Output (kW)]]*Tabulation[[#This Row],[Rate]])","v":0.15664333852000004}]
[7,14,12,3140.8429999999998,{"$f":"Tabulation[[#This Row],[AC System Output (W)]]/1000","v":3.1408429999999998},{"$f":"VLOOKUP(Tabulation[[#This Row],[Month]],Season,2)","v":"Summer"},{"$f":"(DATE(2021,Tabulation[[#This Row],[Month]],Tabulation[[#This Row],[Day]]))","v":"2021-07-14"},{"$f":"WEEKDAY(Tabulation[[#This Row],[Date]])","v":4},{"$f":"IF(OR(Tabulation[[#This Row],[DayNo]]=1,Tabulation[[#This Row],[DayNo]]=7),1,0)","v":0},{"$f":"COUNTIF(Holidays,Tabulation[[#This Row],[Date]])","v":0},{"$f":"CONCATENATE(Tabulation[[#This Row],[Holiday]],Tabulation[[#This Row],[Season]],Tabulation[[#This Row],[Weekend]],\"-\",IF(Tabulation[[#This Row],[Hour]]<10,0,\"\"),C4696)","v":"0Summer0-12"},{"$f":"VLOOKUP(Tabulation[[#This Row],[Concat]],Table3[],8)","v":0.28148000000000001},{"$f":"(Tabulation[[#This Row],[AC System Output (kW)]]*Tabulation[[#This Row],[Rate]])","v":0.88408448764000003}]
[7,14,15,2136.56,{"$f":"Tabulation[[#This Row],[AC System Output (W)]]/1000","v":2.1365599999999998},{"$f":"VLOOKUP(Tabulation[[#This Row],[Month]],Season,2)","v":"Summer"},{"$f":"(DATE(2021,Tabulation[[#This Row],[Month]],Tabulation[[#This Row],[Day]]))","v":"2021-07-14"},{"$f":"WEEKDAY(Tabulation[[#This Row],[Date]])","v":4},{"$f":"IF(OR(Tabulation[[#This Row],[DayNo]]=1,Tabulation[[#This Row],[DayNo]]=7),1,0)","v":0},{"$f":"COUNTIF(Holidays,Tabulation[[#This Row],[Date]])","v":0},{"$f":"CONCATENATE(Tabulation[[#This Row],[Holiday]],Tabulation[[#This Row],[Season]],Tabulation[[#This Row],[Weekend]],\"-\",IF(Tabulation[[#This Row],[Hour]]<10,0,\"\"),C4699)","v":"0Summer0-15"},{"$f":"VLOOKUP(Tabulation[[#This Row],[Concat]],Table3[],8)","v":0.28148000000000001},{"$f":"(Tabulation[[#This Row],[AC System Output (kW)]]*Tabulation[[#This Row],[Rate]])","v":0.60139890879999991}]
[7,14,19,0,{"$f":"Tabulation[[#This Row],[AC System Output (W)]]/1000","v":0},{"$f":"VLOOKUP(Tabulation[[#This Row],[Month]],Season,2)","v":"Summer"},{"$f":"(DATE(2021,Tabulation[[#This Row],[Month]],Tabulation[[#This Row],[Day]]))","v":"2021-07-14"},{"$f":"WEEKDAY(Tabulation[[#This Row],[Date]])","v":4},{"$f":"IF(OR(Tabulation[[#This Row],[DayNo]]=1,Tabulation[[#This Row],[DayNo]]=7),1,0)","v":0},{"$f":"COUNTIF(Holidays,Tabulation[[#This Row],[Date]])","v":0},{"$f":"CONCATENATE(Tabulation[[#This Row],[Holiday]],Tabulation[[#This Row],[Season]],Tabulation[[#This Row],[Weekend]],\"-\",IF(Tabulation[[#This Row],[Hour]]<10,0,\"\"),C4703)","v":"0Summer0-19"},{"$f":"VLOOKUP(Tabulation[[#This Row],[Concat]],Table3[],8)","v":0.37644},{"$f":"(Tabulation[[#This Row],[AC System Output (kW)]]*Tabulation[[#This Row],[Rate]])","v":0}]
[7,14,22,0,{"$f":"Tabulation[[#This Row],[AC System Output (W)]]/1000","v":0},{"$f":"VLOOKUP(Tabulation[[#This Row],[Month]],Season,2)","v":"Summer"},{"$f":"(DATE(2021,Tabulation[[#This Row],[Month]],Tabulation[[#This Row],[Day]]))","v":"2021-07-14"},{"$f":"WEEKDAY(Tabulation[[#This Row],[Date]])","v":4},{"$f":"IF(OR(Tabulation[[#This Row],[DayNo]]=1,Tabulation[[#This Row],[DayNo]]=7),1,0)","v":0},{"$f":"COUNTIF(Holidays,Tabulation[[#This Row],[Date]])","v":0},{"$f":"CONCATENATE(Tabulation[[#This Row],[Holiday]],Tabulation[[#This Row],[Season]],Tabulation[[#This Row],[Weekend]],\"-\",IF(Tabulation[[#This Row],[Hour]]<10,0,\"\"),C4706)","v":"0Summer0-22"},{"$f":"VLOOKUP(Tabulation[[#This Row],[Concat]],Table3[],8)","v":0.28148000000000001},{"$f":"(Tabulation[[#This Row],[AC System Output (kW)]]*Tabulation[[#This Row],[Rate]])","v":0}]
[7,15,1,0,{"$f":"Tabulation[[#This Row],[AC System Output (W)]]/1000","v":0},{"$f":"VLOOKUP(Tabulation[[#This Row],[Month]],Season,2)","v":"Summer"},{"$f":"(DATE(2021,Tabulation[[#This Row],[Month]],Tabulation[[#This Row],[Day]]))","v":"2021-07-15"},{"$f":"WEEKDAY(Tabulation[[#This Row],[Date]])","v":5},{"$f":"IF(OR(Tabulation[[#This Row],[DayNo]]=1,Tabulation[[#This Row],[DayNo]]=7),1,0)","v":0},{"$f":"COUNTIF(Holidays,Tabulation[[#This Row],[Date]])","v":0},{"$f":"CONCATENATE(Tabulation[[#This Row],[Holiday]],Tabulation[[#This Row],[Season]],Tabulation[[#This Row],[Weekend]],\"-\",IF(Tabulation[[#This Row],[Hour]]<10,0,\"\"),C4709)","v":"0Summer0-01"},{"$f":"VLOOKUP(Tabulation[[#This Row],[Concat]],Table3[],8)","v":0.28148000000000001},{"$f":"(Tabulation[[#This Row],[AC System Output (kW)]]*Tabulation[[#This Row],[Rate]])","v":0}]
[7,15,2,0,{"$f":"Tabulation[[#This Row],[AC System Output (W)]]/1000","v":0},{"$f":"VLOOKUP(Tabulation[[#This Row],[Month]],Season,2)","v":"Summer"},{"$f":"(DATE(2021,Tabulation[[#This Row],[Month]],Tabulation[[#This Row],[Day]]))","v":"2021-07-15"},{"$f":"WEEKDAY(Tabulation[[#This Row],[Date]])","v":5},{"$f":"IF(OR(Tabulation[[#This Row],[DayNo]]=1,Tabulation[[#This Row],[DayNo]]=7),1,0)","v":0},{"$f":"COUNTIF(Holidays,Tabulation[[#This Row],[Date]])","v":0},{"$f":"CONCATENATE(Tabulation[[#This Row],[Holiday]],Tabulation[[#This Row],[Season]],Tabulation[[#This Row],[Weekend]],\"-\",IF(Tabulation[[#This Row],[Hour]]<10,0,\"\"),C4710)","v":"0Summer0-02"},{"$f":"VLOOKUP(Tabulation[[#This Row],[Concat]],Table3[],8)","v":0.28148000000000001},{"$f":"(Tabulation[[#This Row],[AC System Output (kW)]]*Tabulation[[#This Row],[Rate]])","v":0}]
[7,15,5,55.487000000000002,{"$f":"Tabulation[[#This Row],[AC System Output (W)]]/1000","v":5.5487000000000002E-2},{"$f":"VLOOKUP(Tabulation[[#This Row],[Month]],Season,2)","v":"Summer"},{"$f":"(DATE(2021,Tabulation[[#This Row],[Month]],Tabulation[[#This Row],[Day]]))","v":"2021-07-15"},{"$f":"WEEKDAY(Tabulation[[#This Row],[Date]])","v":5},{"$f":"IF(OR(Tabulation[[#This Row],[DayNo]]=1,Tabulation[[#This Row],[DayNo]]=7),1,0)","v":0},{"$f":"COUNTIF(Holidays,Tabulation[[#This Row],[Date]])","v":0},{"$f":"CONCATENATE(Tabulation[[#This Row],[Holiday]],Tabulation[[#This Row],[Season]],Tabulation[[#This Row],[Weekend]],\"-\",IF(Tabulation[[#This Row],[Hour]]<10,0,\"\"),C4713)","v":"0Summer0-05"},{"$f":"VLOOKUP(Tabulation[[#This Row],[Concat]],Table3[],8)","v":0.28148000000000001},{"$f":"(Tabulation[[#This Row],[AC System Output (kW)]]*Tabulation[[#This Row],[Rate]])","v":1.5618480760000001E-2}]
[7,15,9,2421.0659999999998,{"$f":"Tabulation[[#This Row],[AC System Output (W)]]/1000","v":2.4210659999999997},{"$f":"VLOOKUP(Tabulation[[#This Row],[Month]],Season,2)","v":"Summer"},{"$f":"(DATE(2021,Tabulation[[#This Row],[Month]],Tabulation[[#This Row],[Day]]))","v":"2021-07-15"},{"$f":"WEEKDAY(Tabulation[[#This Row],[Date]])","v":5},{"$f":"IF(OR(Tabulation[[#This Row],[DayNo]]=1,Tabulation[[#This Row],[DayNo]]=7),1,0)","v":0},{"$f":"COUNTIF(Holidays,Tabulation[[#This Row],[Date]])","v":0},{"$f":"CONCATENATE(Tabulation[[#This Row],[Holiday]],Tabulation[[#This Row],[Season]],Tabulation[[#This Row],[Weekend]],\"-\",IF(Tabulation[[#This Row],[Hour]]<10,0,\"\"),C4717)","v":"0Summer0-09"},{"$f":"VLOOKUP(Tabulation[[#This Row],[Concat]],Table3[],8)","v":0.28148000000000001},{"$f":"(Tabulation[[#This Row],[AC System Output (kW)]]*Tabulation[[#This Row],[Rate]])","v":0.68148165767999991}]
[7,15,13,2952.57,{"$f":"Tabulation[[#This Row],[AC System Output (W)]]/1000","v":2.9525700000000001},{"$f":"VLOOKUP(Tabulation[[#This Row],[Month]],Season,2)","v":"Summer"},{"$f":"(DATE(2021,Tabulation[[#This Row],[Month]],Tabulation[[#This Row],[Day]]))","v":"2021-07-15"},{"$f":"WEEKDAY(Tabulation[[#This Row],[Date]])","v":5},{"$f":"IF(OR(Tabulation[[#This Row],[DayNo]]=1,Tabulation[[#This Row],[DayNo]]=7),1,0)","v":0},{"$f":"COUNTIF(Holidays,Tabulation[[#This Row],[Date]])","v":0},{"$f":"CONCATENATE(Tabulation[[#This Row],[Holiday]],Tabulation[[#This Row],[Season]],Tabulation[[#This Row],[Weekend]],\"-\",IF(Tabulation[[#This Row],[Hour]]<10,0,\"\"),C4721)","v":"0Summer0-13"},{"$f":"VLOOKUP(Tabulation[[#This Row],[Concat]],Table3[],8)","v":0.28148000000000001},{"$f":"(Tabulation[[#This Row],[AC System Output (kW)]]*Tabulation[[#This Row],[Rate]])","v":0.83108940360000005}]
[7,15,16,1401.346,{"$f":"Tabulation[[#This Row],[AC System Output (W)]]/1000","v":1.401346},{"$f":"VLOOKUP(Tabulation[[#This Row],[Month]],Season,2)","v":"Summer"},{"$f":"(DATE(2021,Tabulation[[#This Row],[Month]],Tabulation[[#This Row],[Day]]))","v":"2021-07-15"},{"$f":"WEEKDAY(Tabulation[[#This Row],[Date]])","v":5},{"$f":"IF(OR(Tabulation[[#This Row],[DayNo]]=1,Tabulation[[#This Row],[DayNo]]=7),1,0)","v":0},{"$f":"COUNTIF(Holidays,Tabulation[[#This Row],[Date]])","v":0},{"$f":"CONCATENATE(Tabulation[[#This Row],[Holiday]],Tabulation[[#This Row],[Season]],Tabulation[[#This Row],[Weekend]],\"-\",IF(Tabulation[[#This Row],[Hour]]<10,0,\"\"),C4724)","v":"0Summer0-16"},{"$f":"VLOOKUP(Tabulation[[#This Row],[Concat]],Table3[],8)","v":0.28148000000000001},{"$f":"(Tabulation[[#This Row],[AC System Output (kW)]]*Tabulation[[#This Row],[Rate]])","v":0.39445087208000001}]
[7,15,20,0,{"$f":"Tabulation[[#This Row],[AC System Output (W)]]/1000","v":0},{"$f":"VLOOKUP(Tabulation[[#This Row],[Month]],Season,2)","v":"Summer"},{"$f":"(DATE(2021,Tabulation[[#This Row],[Month]],Tabulation[[#This Row],[Day]]))","v":"2021-07-15"},{"$f":"WEEKDAY(Tabulation[[#This Row],[Date]])","v":5},{"$f":"IF(OR(Tabulation[[#This Row],[DayNo]]=1,Tabulation[[#This Row],[DayNo]]=7),1,0)","v":0},{"$f":"COUNTIF(Holidays,Tabulation[[#This Row],[Date]])","v":0},{"$f":"CONCATENATE(Tabulation[[#This Row],[Holiday]],Tabulation[[#This Row],[Season]],Tabulation[[#This Row],[Weekend]],\"-\",IF(Tabulation[[#This Row],[Hour]]<10,0,\"\"),C4728)","v":"0Summer0-20"},{"$f":"VLOOKUP(Tabulation[[#This Row],[Concat]],Table3[],8)","v":0.28148000000000001},{"$f":"(Tabulation[[#This Row],[AC System Output (kW)]]*Tabulation[[#This Row],[Rate]])","v":0}]
[7,15,23,0,{"$f":"Tabulation[[#This Row],[AC System Output (W)]]/1000","v":0},{"$f":"VLOOKUP(Tabulation[[#This Row],[Month]],Season,2)","v":"Summer"},{"$f":"(DATE(2021,Tabulation[[#This Row],[Month]],Tabulation[[#This Row],[Day]]))","v":"2021-07-15"},{"$f":"WEEKDAY(Tabulation[[#This Row],[Date]])","v":5},{"$f":"IF(OR(Tabulation[[#This Row],[DayNo]]=1,Tabulation[[#This Row],[DayNo]]=7),1,0)","v":0},{"$f":"COUNTIF(Holidays,Tabulation[[#This Row],[Date]])","v":0},{"$f":"CONCATENATE(Tabulation[[#This Row],[Holiday]],Tabulation[[#This Row],[Season]],Tabulation[[#This Row],[Weekend]],\"-\",IF(Tabulation[[#This Row],[Hour]]<10,0,\"\"),C4731)","v":"0Summer0-23"},{"$f":"VLOOKUP(Tabulation[[#This Row],[Concat]],Table3[],8)","v":0.28148000000000001},{"$f":"(Tabulation[[#This Row],[AC System Output (kW)]]*Tabulation[[#This Row],[Rate]])","v":0}]
[7,16,2,0,{"$f":"Tabulation[[#This Row],[AC System Output (W)]]/1000","v":0},{"$f":"VLOOKUP(Tabulation[[#This Row],[Month]],Season,2)","v":"Summer"},{"$f":"(DATE(2021,Tabulation[[#This Row],[Month]],Tabulation[[#This Row],[Day]]))","v":"2021-07-16"},{"$f":"WEEKDAY(Tabulation[[#This Row],[Date]])","v":6},{"$f":"IF(OR(Tabulation[[#This Row],[DayNo]]=1,Tabulation[[#This Row],[DayNo]]=7),1,0)","v":0},{"$f":"COUNTIF(Holidays,Tabulation[[#This Row],[Date]])","v":0},{"$f":"CONCATENATE(Tabulation[[#This Row],[Holiday]],Tabulation[[#This Row],[Season]],Tabulation[[#This Row],[Weekend]],\"-\",IF(Tabulation[[#This Row],[Hour]]<10,0,\"\"),C4734)","v":"0Summer0-02"},{"$f":"VLOOKUP(Tabulation[[#This Row],[Concat]],Table3[],8)","v":0.28148000000000001},{"$f":"(Tabulation[[#This Row],[AC System Output (kW)]]*Tabulation[[#This Row],[Rate]])","v":0}]
[7,16,3,0,{"$f":"Tabulation[[#This Row],[AC System Output (W)]]/1000","v":0},{"$f":"VLOOKUP(Tabulation[[#This Row],[Month]],Season,2)","v":"Summer"},{"$f":"(DATE(2021,Tabulation[[#This Row],[Month]],Tabulation[[#This Row],[Day]]))","v":"2021-07-16"},{"$f":"WEEKDAY(Tabulation[[#This Row],[Date]])","v":6},{"$f":"IF(OR(Tabulation[[#This Row],[DayNo]]=1,Tabulation[[#This Row],[DayNo]]=7),1,0)","v":0},{"$f":"COUNTIF(Holidays,Tabulation[[#This Row],[Date]])","v":0},{"$f":"CONCATENATE(Tabulation[[#This Row],[Holiday]],Tabulation[[#This Row],[Season]],Tabulation[[#This Row],[Weekend]],\"-\",IF(Tabulation[[#This Row],[Hour]]<10,0,\"\"),C4735)","v":"0Summer0-03"},{"$f":"VLOOKUP(Tabulation[[#This Row],[Concat]],Table3[],8)","v":0.28148000000000001},{"$f":"(Tabulation[[#This Row],[AC System Output (kW)]]*Tabulation[[#This Row],[Rate]])","v":0}]
[7,16,6,189.239,{"$f":"Tabulation[[#This Row],[AC System Output (W)]]/1000","v":0.18923899999999999},{"$f":"VLOOKUP(Tabulation[[#This Row],[Month]],Season,2)","v":"Summer"},{"$f":"(DATE(2021,Tabulation[[#This Row],[Month]],Tabulation[[#This Row],[Day]]))","v":"2021-07-16"},{"$f":"WEEKDAY(Tabulation[[#This Row],[Date]])","v":6},{"$f":"IF(OR(Tabulation[[#This Row],[DayNo]]=1,Tabulation[[#This Row],[DayNo]]=7),1,0)","v":0},{"$f":"COUNTIF(Holidays,Tabulation[[#This Row],[Date]])","v":0},{"$f":"CONCATENATE(Tabulation[[#This Row],[Holiday]],Tabulation[[#This Row],[Season]],Tabulation[[#This Row],[Weekend]],\"-\",IF(Tabulation[[#This Row],[Hour]]<10,0,\"\"),C4738)","v":"0Summer0-06"},{"$f":"VLOOKUP(Tabulation[[#This Row],[Concat]],Table3[],8)","v":0.28148000000000001},{"$f":"(Tabulation[[#This Row],[AC System Output (kW)]]*Tabulation[[#This Row],[Rate]])","v":5.3266993719999996E-2}]
[7,16,11,3002.3049999999998,{"$f":"Tabulation[[#This Row],[AC System Output (W)]]/1000","v":3.0023049999999998},{"$f":"VLOOKUP(Tabulation[[#This Row],[Month]],Season,2)","v":"Summer"},{"$f":"(DATE(2021,Tabulation[[#This Row],[Month]],Tabulation[[#This Row],[Day]]))","v":"2021-07-16"},{"$f":"WEEKDAY(Tabulation[[#This Row],[Date]])","v":6},{"$f":"IF(OR(Tabulation[[#This Row],[DayNo]]=1,Tabulation[[#This Row],[DayNo]]=7),1,0)","v":0},{"$f":"COUNTIF(Holidays,Tabulation[[#This Row],[Date]])","v":0},{"$f":"CONCATENATE(Tabulation[[#This Row],[Holiday]],Tabulation[[#This Row],[Season]],Tabulation[[#This Row],[Weekend]],\"-\",IF(Tabulation[[#This Row],[Hour]]<10,0,\"\"),C4743)","v":"0Summer0-11"},{"$f":"VLOOKUP(Tabulation[[#This Row],[Concat]],Table3[],8)","v":0.28148000000000001},{"$f":"(Tabulation[[#This Row],[AC System Output (kW)]]*Tabulation[[#This Row],[Rate]])","v":0.84508881139999992}]
[7,16,14,2541.2109999999998,{"$f":"Tabulation[[#This Row],[AC System Output (W)]]/1000","v":2.5412109999999997},{"$f":"VLOOKUP(Tabulation[[#This Row],[Month]],Season,2)","v":"Summer"},{"$f":"(DATE(2021,Tabulation[[#This Row],[Month]],Tabulation[[#This Row],[Day]]))","v":"2021-07-16"},{"$f":"WEEKDAY(Tabulation[[#This Row],[Date]])","v":6},{"$f":"IF(OR(Tabulation[[#This Row],[DayNo]]=1,Tabulation[[#This Row],[DayNo]]=7),1,0)","v":0},{"$f":"COUNTIF(Holidays,Tabulation[[#This Row],[Date]])","v":0},{"$f":"CONCATENATE(Tabulation[[#This Row],[Holiday]],Tabulation[[#This Row],[Season]],Tabulation[[#This Row],[Weekend]],\"-\",IF(Tabulation[[#This Row],[Hour]]<10,0,\"\"),C4746)","v":"0Summer0-14"},{"$f":"VLOOKUP(Tabulation[[#This Row],[Concat]],Table3[],8)","v":0.28148000000000001},{"$f":"(Tabulation[[#This Row],[AC System Output (kW)]]*Tabulation[[#This Row],[Rate]])","v":0.71530007227999992}]
[7,16,17,632.80799999999999,{"$f":"Tabulation[[#This Row],[AC System Output (W)]]/1000","v":0.63280800000000004},{"$f":"VLOOKUP(Tabulation[[#This Row],[Month]],Season,2)","v":"Summer"},{"$f":"(DATE(2021,Tabulation[[#This Row],[Month]],Tabulation[[#This Row],[Day]]))","v":"2021-07-16"},{"$f":"WEEKDAY(Tabulation[[#This Row],[Date]])","v":6},{"$f":"IF(OR(Tabulation[[#This Row],[DayNo]]=1,Tabulation[[#This Row],[DayNo]]=7),1,0)","v":0},{"$f":"COUNTIF(Holidays,Tabulation[[#This Row],[Date]])","v":0},{"$f":"CONCATENATE(Tabulation[[#This Row],[Holiday]],Tabulation[[#This Row],[Season]],Tabulation[[#This Row],[Weekend]],\"-\",IF(Tabulation[[#This Row],[Hour]]<10,0,\"\"),C4749)","v":"0Summer0-17"},{"$f":"VLOOKUP(Tabulation[[#This Row],[Concat]],Table3[],8)","v":0.37644},{"$f":"(Tabulation[[#This Row],[AC System Output (kW)]]*Tabulation[[#This Row],[Rate]])","v":0.23821424352000001}]
[7,16,21,0,{"$f":"Tabulation[[#This Row],[AC System Output (W)]]/1000","v":0},{"$f":"VLOOKUP(Tabulation[[#This Row],[Month]],Season,2)","v":"Summer"},{"$f":"(DATE(2021,Tabulation[[#This Row],[Month]],Tabulation[[#This Row],[Day]]))","v":"2021-07-16"},{"$f":"WEEKDAY(Tabulation[[#This Row],[Date]])","v":6},{"$f":"IF(OR(Tabulation[[#This Row],[DayNo]]=1,Tabulation[[#This Row],[DayNo]]=7),1,0)","v":0},{"$f":"COUNTIF(Holidays,Tabulation[[#This Row],[Date]])","v":0},{"$f":"CONCATENATE(Tabulation[[#This Row],[Holiday]],Tabulation[[#This Row],[Season]],Tabulation[[#This Row],[Weekend]],\"-\",IF(Tabulation[[#This Row],[Hour]]<10,0,\"\"),C4753)","v":"0Summer0-21"},{"$f":"VLOOKUP(Tabulation[[#This Row],[Concat]],Table3[],8)","v":0.28148000000000001},{"$f":"(Tabulation[[#This Row],[AC System Output (kW)]]*Tabulation[[#This Row],[Rate]])","v":0}]
[7,17,0,0,{"$f":"Tabulation[[#This Row],[AC System Output (W)]]/1000","v":0},{"$f":"VLOOKUP(Tabulation[[#This Row],[Month]],Season,2)","v":"Summer"},{"$f":"(DATE(2021,Tabulation[[#This Row],[Month]],Tabulation[[#This Row],[Day]]))","v":"2021-07-17"},{"$f":"WEEKDAY(Tabulation[[#This Row],[Date]])","v":7},{"$f":"IF(OR(Tabulation[[#This Row],[DayNo]]=1,Tabulation[[#This Row],[DayNo]]=7),1,0)","v":1},{"$f":"COUNTIF(Holidays,Tabulation[[#This Row],[Date]])","v":0},{"$f":"CONCATENATE(Tabulation[[#This Row],[Holiday]],Tabulation[[#This Row],[Season]],Tabulation[[#This Row],[Weekend]],\"-\",IF(Tabulation[[#This Row],[Hour]]<10,0,\"\"),C4756)","v":"0Summer1-00"},{"$f":"VLOOKUP(Tabulation[[#This Row],[Concat]],Table3[],8)","v":0.28148000000000001},{"$f":"(Tabulation[[#This Row],[AC System Output (kW)]]*Tabulation[[#This Row],[Rate]])","v":0}]
[7,17,3,0,{"$f":"Tabulation[[#This Row],[AC System Output (W)]]/1000","v":0},{"$f":"VLOOKUP(Tabulation[[#This Row],[Month]],Season,2)","v":"Summer"},{"$f":"(DATE(2021,Tabulation[[#This Row],[Month]],Tabulation[[#This Row],[Day]]))","v":"2021-07-17"},{"$f":"WEEKDAY(Tabulation[[#This Row],[Date]])","v":7},{"$f":"IF(OR(Tabulation[[#This Row],[DayNo]]=1,Tabulation[[#This Row],[DayNo]]=7),1,0)","v":1},{"$f":"COUNTIF(Holidays,Tabulation[[#This Row],[Date]])","v":0},{"$f":"CONCATENATE(Tabulation[[#This Row],[Holiday]],Tabulation[[#This Row],[Season]],Tabulation[[#This Row],[Weekend]],\"-\",IF(Tabulation[[#This Row],[Hour]]<10,0,\"\"),C4759)","v":"0Summer1-03"},{"$f":"VLOOKUP(Tabulation[[#This Row],[Concat]],Table3[],8)","v":0.28148000000000001},{"$f":"(Tabulation[[#This Row],[AC System Output (kW)]]*Tabulation[[#This Row],[Rate]])","v":0}]
[7,17,7,403.976,{"$f":"Tabulation[[#This Row],[AC System Output (W)]]/1000","v":0.403976},{"$f":"VLOOKUP(Tabulation[[#This Row],[Month]],Season,2)","v":"Summer"},{"$f":"(DATE(2021,Tabulation[[#This Row],[Month]],Tabulation[[#This Row],[Day]]))","v":"2021-07-17"},{"$f":"WEEKDAY(Tabulation[[#This Row],[Date]])","v":7},{"$f":"IF(OR(Tabulation[[#This Row],[DayNo]]=1,Tabulation[[#This Row],[DayNo]]=7),1,0)","v":1},{"$f":"COUNTIF(Holidays,Tabulation[[#This Row],[Date]])","v":0},{"$f":"CONCATENATE(Tabulation[[#This Row],[Holiday]],Tabulation[[#This Row],[Season]],Tabulation[[#This Row],[Weekend]],\"-\",IF(Tabulation[[#This Row],[Hour]]<10,0,\"\"),C4763)","v":"0Summer1-07"},{"$f":"VLOOKUP(Tabulation[[#This Row],[Concat]],Table3[],8)","v":0.28148000000000001},{"$f":"(Tabulation[[#This Row],[AC System Output (kW)]]*Tabulation[[#This Row],[Rate]])","v":0.11371116448}]
[7,17,8,545.79700000000003,{"$f":"Tabulation[[#This Row],[AC System Output (W)]]/1000","v":0.54579699999999998},{"$f":"VLOOKUP(Tabulation[[#This Row],[Month]],Season,2)","v":"Summer"},{"$f":"(DATE(2021,Tabulation[[#This Row],[Month]],Tabulation[[#This Row],[Day]]))","v":"2021-07-17"},{"$f":"WEEKDAY(Tabulation[[#This Row],[Date]])","v":7},{"$f":"IF(OR(Tabulation[[#This Row],[DayNo]]=1,Tabulation[[#This Row],[DayNo]]=7),1,0)","v":1},{"$f":"COUNTIF(Holidays,Tabulation[[#This Row],[Date]])","v":0},{"$f":"CONCATENATE(Tabulation[[#This Row],[Holiday]],Tabulation[[#This Row],[Season]],Tabulation[[#This Row],[Weekend]],\"-\",IF(Tabulation[[#This Row],[Hour]]<10,0,\"\"),C4764)","v":"0Summer1-08"},{"$f":"VLOOKUP(Tabulation[[#This Row],[Concat]],Table3[],8)","v":0.28148000000000001},{"$f":"(Tabulation[[#This Row],[AC System Output (kW)]]*Tabulation[[#This Row],[Rate]])","v":0.15363093955999998}]
[7,17,12,3054.9140000000002,{"$f":"Tabulation[[#This Row],[AC System Output (W)]]/1000","v":3.0549140000000001},{"$f":"VLOOKUP(Tabulation[[#This Row],[Month]],Season,2)","v":"Summer"},{"$f":"(DATE(2021,Tabulation[[#This Row],[Month]],Tabulation[[#This Row],[Day]]))","v":"2021-07-17"},{"$f":"WEEKDAY(Tabulation[[#This Row],[Date]])","v":7},{"$f":"IF(OR(Tabulation[[#This Row],[DayNo]]=1,Tabulation[[#This Row],[DayNo]]=7),1,0)","v":1},{"$f":"COUNTIF(Holidays,Tabulation[[#This Row],[Date]])","v":0},{"$f":"CONCATENATE(Tabulation[[#This Row],[Holiday]],Tabulation[[#This Row],[Season]],Tabulation[[#This Row],[Weekend]],\"-\",IF(Tabulation[[#This Row],[Hour]]<10,0,\"\"),C4768)","v":"0Summer1-12"},{"$f":"VLOOKUP(Tabulation[[#This Row],[Concat]],Table3[],8)","v":0.28148000000000001},{"$f":"(Tabulation[[#This Row],[AC System Output (kW)]]*Tabulation[[#This Row],[Rate]])","v":0.85989719272000009}]
[7,17,15,2101.1379999999999,{"$f":"Tabulation[[#This Row],[AC System Output (W)]]/1000","v":2.1011379999999997},{"$f":"VLOOKUP(Tabulation[[#This Row],[Month]],Season,2)","v":"Summer"},{"$f":"(DATE(2021,Tabulation[[#This Row],[Month]],Tabulation[[#This Row],[Day]]))","v":"2021-07-17"},{"$f":"WEEKDAY(Tabulation[[#This Row],[Date]])","v":7},{"$f":"IF(OR(Tabulation[[#This Row],[DayNo]]=1,Tabulation[[#This Row],[DayNo]]=7),1,0)","v":1},{"$f":"COUNTIF(Holidays,Tabulation[[#This Row],[Date]])","v":0},{"$f":"CONCATENATE(Tabulation[[#This Row],[Holiday]],Tabulation[[#This Row],[Season]],Tabulation[[#This Row],[Weekend]],\"-\",IF(Tabulation[[#This Row],[Hour]]<10,0,\"\"),C4771)","v":"0Summer1-15"},{"$f":"VLOOKUP(Tabulation[[#This Row],[Concat]],Table3[],8)","v":0.28148000000000001},{"$f":"(Tabulation[[#This Row],[AC System Output (kW)]]*Tabulation[[#This Row],[Rate]])","v":0.59142832423999991}]
[7,17,18,87.07,{"$f":"Tabulation[[#This Row],[AC System Output (W)]]/1000","v":8.7069999999999995E-2},{"$f":"VLOOKUP(Tabulation[[#This Row],[Month]],Season,2)","v":"Summer"},{"$f":"(DATE(2021,Tabulation[[#This Row],[Month]],Tabulation[[#This Row],[Day]]))","v":"2021-07-17"},{"$f":"WEEKDAY(Tabulation[[#This Row],[Date]])","v":7},{"$f":"IF(OR(Tabulation[[#This Row],[DayNo]]=1,Tabulation[[#This Row],[DayNo]]=7),1,0)","v":1},{"$f":"COUNTIF(Holidays,Tabulation[[#This Row],[Date]])","v":0},{"$f":"CONCATENATE(Tabulation[[#This Row],[Holiday]],Tabulation[[#This Row],[Season]],Tabulation[[#This Row],[Weekend]],\"-\",IF(Tabulation[[#This Row],[Hour]]<10,0,\"\"),C4774)","v":"0Summer1-18"},{"$f":"VLOOKUP(Tabulation[[#This Row],[Concat]],Table3[],8)","v":0.28148000000000001},{"$f":"(Tabulation[[#This Row],[AC System Output (kW)]]*Tabulation[[#This Row],[Rate]])","v":2.4508463599999999E-2}]
[7,17,22,0,{"$f":"Tabulation[[#This Row],[AC System Output (W)]]/1000","v":0},{"$f":"VLOOKUP(Tabulation[[#This Row],[Month]],Season,2)","v":"Summer"},{"$f":"(DATE(2021,Tabulation[[#This Row],[Month]],Tabulation[[#This Row],[Day]]))","v":"2021-07-17"},{"$f":"WEEKDAY(Tabulation[[#This Row],[Date]])","v":7},{"$f":"IF(OR(Tabulation[[#This Row],[DayNo]]=1,Tabulation[[#This Row],[DayNo]]=7),1,0)","v":1},{"$f":"COUNTIF(Holidays,Tabulation[[#This Row],[Date]])","v":0},{"$f":"CONCATENATE(Tabulation[[#This Row],[Holiday]],Tabulation[[#This Row],[Season]],Tabulation[[#This Row],[Weekend]],\"-\",IF(Tabulation[[#This Row],[Hour]]<10,0,\"\"),C4778)","v":"0Summer1-22"},{"$f":"VLOOKUP(Tabulation[[#This Row],[Concat]],Table3[],8)","v":0.28148000000000001},{"$f":"(Tabulation[[#This Row],[AC System Output (kW)]]*Tabulation[[#This Row],[Rate]])","v":0}]
[7,18,1,0,{"$f":"Tabulation[[#This Row],[AC System Output (W)]]/1000","v":0},{"$f":"VLOOKUP(Tabulation[[#This Row],[Month]],Season,2)","v":"Summer"},{"$f":"(DATE(2021,Tabulation[[#This Row],[Month]],Tabulation[[#This Row],[Day]]))","v":"2021-07-18"},{"$f":"WEEKDAY(Tabulation[[#This Row],[Date]])","v":1},{"$f":"IF(OR(Tabulation[[#This Row],[DayNo]]=1,Tabulation[[#This Row],[DayNo]]=7),1,0)","v":1},{"$f":"COUNTIF(Holidays,Tabulation[[#This Row],[Date]])","v":0},{"$f":"CONCATENATE(Tabulation[[#This Row],[Holiday]],Tabulation[[#This Row],[Season]],Tabulation[[#This Row],[Weekend]],\"-\",IF(Tabulation[[#This Row],[Hour]]<10,0,\"\"),C4781)","v":"0Summer1-01"},{"$f":"VLOOKUP(Tabulation[[#This Row],[Concat]],Table3[],8)","v":0.28148000000000001},{"$f":"(Tabulation[[#This Row],[AC System Output (kW)]]*Tabulation[[#This Row],[Rate]])","v":0}]
[7,18,4,0,{"$f":"Tabulation[[#This Row],[AC System Output (W)]]/1000","v":0},{"$f":"VLOOKUP(Tabulation[[#This Row],[Month]],Season,2)","v":"Summer"},{"$f":"(DATE(2021,Tabulation[[#This Row],[Month]],Tabulation[[#This Row],[Day]]))","v":"2021-07-18"},{"$f":"WEEKDAY(Tabulation[[#This Row],[Date]])","v":1},{"$f":"IF(OR(Tabulation[[#This Row],[DayNo]]=1,Tabulation[[#This Row],[DayNo]]=7),1,0)","v":1},{"$f":"COUNTIF(Holidays,Tabulation[[#This Row],[Date]])","v":0},{"$f":"CONCATENATE(Tabulation[[#This Row],[Holiday]],Tabulation[[#This Row],[Season]],Tabulation[[#This Row],[Weekend]],\"-\",IF(Tabulation[[#This Row],[Hour]]<10,0,\"\"),C4784)","v":"0Summer1-04"},{"$f":"VLOOKUP(Tabulation[[#This Row],[Concat]],Table3[],8)","v":0.28148000000000001},{"$f":"(Tabulation[[#This Row],[AC System Output (kW)]]*Tabulation[[#This Row],[Rate]])","v":0}]
[7,18,6,156.119,{"$f":"Tabulation[[#This Row],[AC System Output (W)]]/1000","v":0.15611900000000001},{"$f":"VLOOKUP(Tabulation[[#This Row],[Month]],Season,2)","v":"Summer"},{"$f":"(DATE(2021,Tabulation[[#This Row],[Month]],Tabulation[[#This Row],[Day]]))","v":"2021-07-18"},{"$f":"WEEKDAY(Tabulation[[#This Row],[Date]])","v":1},{"$f":"IF(OR(Tabulation[[#This Row],[DayNo]]=1,Tabulation[[#This Row],[DayNo]]=7),1,0)","v":1},{"$f":"COUNTIF(Holidays,Tabulation[[#This Row],[Date]])","v":0},{"$f":"CONCATENATE(Tabulation[[#This Row],[Holiday]],Tabulation[[#This Row],[Season]],Tabulation[[#This Row],[Weekend]],\"-\",IF(Tabulation[[#This Row],[Hour]]<10,0,\"\"),C4786)","v":"0Summer1-06"},{"$f":"VLOOKUP(Tabulation[[#This Row],[Concat]],Table3[],8)","v":0.28148000000000001},{"$f":"(Tabulation[[#This Row],[AC System Output (kW)]]*Tabulation[[#This Row],[Rate]])","v":4.3944376120000003E-2}]
[7,18,9,2072.1320000000001,{"$f":"Tabulation[[#This Row],[AC System Output (W)]]/1000","v":2.0721319999999999},{"$f":"VLOOKUP(Tabulation[[#This Row],[Month]],Season,2)","v":"Summer"},{"$f":"(DATE(2021,Tabulation[[#This Row],[Month]],Tabulation[[#This Row],[Day]]))","v":"2021-07-18"},{"$f":"WEEKDAY(Tabulation[[#This Row],[Date]])","v":1},{"$f":"IF(OR(Tabulation[[#This Row],[DayNo]]=1,Tabulation[[#This Row],[DayNo]]=7),1,0)","v":1},{"$f":"COUNTIF(Holidays,Tabulation[[#This Row],[Date]])","v":0},{"$f":"CONCATENATE(Tabulation[[#This Row],[Holiday]],Tabulation[[#This Row],[Season]],Tabulation[[#This Row],[Weekend]],\"-\",IF(Tabulation[[#This Row],[Hour]]<10,0,\"\"),C4789)","v":"0Summer1-09"},{"$f":"VLOOKUP(Tabulation[[#This Row],[Concat]],Table3[],8)","v":0.28148000000000001},{"$f":"(Tabulation[[#This Row],[AC System Output (kW)]]*Tabulation[[#This Row],[Rate]])","v":0.58326371535999999}]
[7,18,13,2394.982,{"$f":"Tabulation[[#This Row],[AC System Output (W)]]/1000","v":2.3949820000000002},{"$f":"VLOOKUP(Tabulation[[#This Row],[Month]],Season,2)","v":"Summer"},{"$f":"(DATE(2021,Tabulation[[#This Row],[Month]],Tabulation[[#This Row],[Day]]))","v":"2021-07-18"},{"$f":"WEEKDAY(Tabulation[[#This Row],[Date]])","v":1},{"$f":"IF(OR(Tabulation[[#This Row],[DayNo]]=1,Tabulation[[#This Row],[DayNo]]=7),1,0)","v":1},{"$f":"COUNTIF(Holidays,Tabulation[[#This Row],[Date]])","v":0},{"$f":"CONCATENATE(Tabulation[[#This Row],[Holiday]],Tabulation[[#This Row],[Season]],Tabulation[[#This Row],[Weekend]],\"-\",IF(Tabulation[[#This Row],[Hour]]<10,0,\"\"),C4793)","v":"0Summer1-13"},{"$f":"VLOOKUP(Tabulation[[#This Row],[Concat]],Table3[],8)","v":0.28148000000000001},{"$f":"(Tabulation[[#This Row],[AC System Output (kW)]]*Tabulation[[#This Row],[Rate]])","v":0.6741395333600001}]
[7,18,16,951.61800000000005,{"$f":"Tabulation[[#This Row],[AC System Output (W)]]/1000","v":0.95161800000000007},{"$f":"VLOOKUP(Tabulation[[#This Row],[Month]],Season,2)","v":"Summer"},{"$f":"(DATE(2021,Tabulation[[#This Row],[Month]],Tabulation[[#This Row],[Day]]))","v":"2021-07-18"},{"$f":"WEEKDAY(Tabulation[[#This Row],[Date]])","v":1},{"$f":"IF(OR(Tabulation[[#This Row],[DayNo]]=1,Tabulation[[#This Row],[DayNo]]=7),1,0)","v":1},{"$f":"COUNTIF(Holidays,Tabulation[[#This Row],[Date]])","v":0},{"$f":"CONCATENATE(Tabulation[[#This Row],[Holiday]],Tabulation[[#This Row],[Season]],Tabulation[[#This Row],[Weekend]],\"-\",IF(Tabulation[[#This Row],[Hour]]<10,0,\"\"),C4796)","v":"0Summer1-16"},{"$f":"VLOOKUP(Tabulation[[#This Row],[Concat]],Table3[],8)","v":0.28148000000000001},{"$f":"(Tabulation[[#This Row],[AC System Output (kW)]]*Tabulation[[#This Row],[Rate]])","v":0.26786143464000001}]
[7,18,19,0,{"$f":"Tabulation[[#This Row],[AC System Output (W)]]/1000","v":0},{"$f":"VLOOKUP(Tabulation[[#This Row],[Month]],Season,2)","v":"Summer"},{"$f":"(DATE(2021,Tabulation[[#This Row],[Month]],Tabulation[[#This Row],[Day]]))","v":"2021-07-18"},{"$f":"WEEKDAY(Tabulation[[#This Row],[Date]])","v":1},{"$f":"IF(OR(Tabulation[[#This Row],[DayNo]]=1,Tabulation[[#This Row],[DayNo]]=7),1,0)","v":1},{"$f":"COUNTIF(Holidays,Tabulation[[#This Row],[Date]])","v":0},{"$f":"CONCATENATE(Tabulation[[#This Row],[Holiday]],Tabulation[[#This Row],[Season]],Tabulation[[#This Row],[Weekend]],\"-\",IF(Tabulation[[#This Row],[Hour]]<10,0,\"\"),C4799)","v":"0Summer1-19"},{"$f":"VLOOKUP(Tabulation[[#This Row],[Concat]],Table3[],8)","v":0.28148000000000001},{"$f":"(Tabulation[[#This Row],[AC System Output (kW)]]*Tabulation[[#This Row],[Rate]])","v":0}]
[7,18,21,0,{"$f":"Tabulation[[#This Row],[AC System Output (W)]]/1000","v":0},{"$f":"VLOOKUP(Tabulation[[#This Row],[Month]],Season,2)","v":"Summer"},{"$f":"(DATE(2021,Tabulation[[#This Row],[Month]],Tabulation[[#This Row],[Day]]))","v":"2021-07-18"},{"$f":"WEEKDAY(Tabulation[[#This Row],[Date]])","v":1},{"$f":"IF(OR(Tabulation[[#This Row],[DayNo]]=1,Tabulation[[#This Row],[DayNo]]=7),1,0)","v":1},{"$f":"COUNTIF(Holidays,Tabulation[[#This Row],[Date]])","v":0},{"$f":"CONCATENATE(Tabulation[[#This Row],[Holiday]],Tabulation[[#This Row],[Season]],Tabulation[[#This Row],[Weekend]],\"-\",IF(Tabulation[[#This Row],[Hour]]<10,0,\"\"),C4801)","v":"0Summer1-21"},{"$f":"VLOOKUP(Tabulation[[#This Row],[Concat]],Table3[],8)","v":0.28148000000000001},{"$f":"(Tabulation[[#This Row],[AC System Output (kW)]]*Tabulation[[#This Row],[Rate]])","v":0}]
[7,19,3,0,{"$f":"Tabulation[[#This Row],[AC System Output (W)]]/1000","v":0},{"$f":"VLOOKUP(Tabulation[[#This Row],[Month]],Season,2)","v":"Summer"},{"$f":"(DATE(2021,Tabulation[[#This Row],[Month]],Tabulation[[#This Row],[Day]]))","v":"2021-07-19"},{"$f":"WEEKDAY(Tabulation[[#This Row],[Date]])","v":2},{"$f":"IF(OR(Tabulation[[#This Row],[DayNo]]=1,Tabulation[[#This Row],[DayNo]]=7),1,0)","v":0},{"$f":"COUNTIF(Holidays,Tabulation[[#This Row],[Date]])","v":0},{"$f":"CONCATENATE(Tabulation[[#This Row],[Holiday]],Tabulation[[#This Row],[Season]],Tabulation[[#This Row],[Weekend]],\"-\",IF(Tabulation[[#This Row],[Hour]]<10,0,\"\"),C4807)","v":"0Summer0-03"},{"$f":"VLOOKUP(Tabulation[[#This Row],[Concat]],Table3[],8)","v":0.28148000000000001},{"$f":"(Tabulation[[#This Row],[AC System Output (kW)]]*Tabulation[[#This Row],[Rate]])","v":0}]
[7,19,4,0,{"$f":"Tabulation[[#This Row],[AC System Output (W)]]/1000","v":0},{"$f":"VLOOKUP(Tabulation[[#This Row],[Month]],Season,2)","v":"Summer"},{"$f":"(DATE(2021,Tabulation[[#This Row],[Month]],Tabulation[[#This Row],[Day]]))","v":"2021-07-19"},{"$f":"WEEKDAY(Tabulation[[#This Row],[Date]])","v":2},{"$f":"IF(OR(Tabulation[[#This Row],[DayNo]]=1,Tabulation[[#This Row],[DayNo]]=7),1,0)","v":0},{"$f":"COUNTIF(Holidays,Tabulation[[#This Row],[Date]])","v":0},{"$f":"CONCATENATE(Tabulation[[#This Row],[Holiday]],Tabulation[[#This Row],[Season]],Tabulation[[#This Row],[Weekend]],\"-\",IF(Tabulation[[#This Row],[Hour]]<10,0,\"\"),C4808)","v":"0Summer0-04"},{"$f":"VLOOKUP(Tabulation[[#This Row],[Concat]],Table3[],8)","v":0.28148000000000001},{"$f":"(Tabulation[[#This Row],[AC System Output (kW)]]*Tabulation[[#This Row],[Rate]])","v":0}]
[7,19,7,1115.99,{"$f":"Tabulation[[#This Row],[AC System Output (W)]]/1000","v":1.11599},{"$f":"VLOOKUP(Tabulation[[#This Row],[Month]],Season,2)","v":"Summer"},{"$f":"(DATE(2021,Tabulation[[#This Row],[Month]],Tabulation[[#This Row],[Day]]))","v":"2021-07-19"},{"$f":"WEEKDAY(Tabulation[[#This Row],[Date]])","v":2},{"$f":"IF(OR(Tabulation[[#This Row],[DayNo]]=1,Tabulation[[#This Row],[DayNo]]=7),1,0)","v":0},{"$f":"COUNTIF(Holidays,Tabulation[[#This Row],[Date]])","v":0},{"$f":"CONCATENATE(Tabulation[[#This Row],[Holiday]],Tabulation[[#This Row],[Season]],Tabulation[[#This Row],[Weekend]],\"-\",IF(Tabulation[[#This Row],[Hour]]<10,0,\"\"),C4811)","v":"0Summer0-07"},{"$f":"VLOOKUP(Tabulation[[#This Row],[Concat]],Table3[],8)","v":0.28148000000000001},{"$f":"(Tabulation[[#This Row],[AC System Output (kW)]]*Tabulation[[#This Row],[Rate]])","v":0.3141288652}]
[7,19,10,2654.335,{"$f":"Tabulation[[#This Row],[AC System Output (W)]]/1000","v":2.6543350000000001},{"$f":"VLOOKUP(Tabulation[[#This Row],[Month]],Season,2)","v":"Summer"},{"$f":"(DATE(2021,Tabulation[[#This Row],[Month]],Tabulation[[#This Row],[Day]]))","v":"2021-07-19"},{"$f":"WEEKDAY(Tabulation[[#This Row],[Date]])","v":2},{"$f":"IF(OR(Tabulation[[#This Row],[DayNo]]=1,Tabulation[[#This Row],[DayNo]]=7),1,0)","v":0},{"$f":"COUNTIF(Holidays,Tabulation[[#This Row],[Date]])","v":0},{"$f":"CONCATENATE(Tabulation[[#This Row],[Holiday]],Tabulation[[#This Row],[Season]],Tabulation[[#This Row],[Weekend]],\"-\",IF(Tabulation[[#This Row],[Hour]]<10,0,\"\"),C4814)","v":"0Summer0-10"},{"$f":"VLOOKUP(Tabulation[[#This Row],[Concat]],Table3[],8)","v":0.28148000000000001},{"$f":"(Tabulation[[#This Row],[AC System Output (kW)]]*Tabulation[[#This Row],[Rate]])","v":0.74714221580000006}]
[7,19,14,2530.1709999999998,{"$f":"Tabulation[[#This Row],[AC System Output (W)]]/1000","v":2.5301709999999997},{"$f":"VLOOKUP(Tabulation[[#This Row],[Month]],Season,2)","v":"Summer"},{"$f":"(DATE(2021,Tabulation[[#This Row],[Month]],Tabulation[[#This Row],[Day]]))","v":"2021-07-19"},{"$f":"WEEKDAY(Tabulation[[#This Row],[Date]])","v":2},{"$f":"IF(OR(Tabulation[[#This Row],[DayNo]]=1,Tabulation[[#This Row],[DayNo]]=7),1,0)","v":0},{"$f":"COUNTIF(Holidays,Tabulation[[#This Row],[Date]])","v":0},{"$f":"CONCATENATE(Tabulation[[#This Row],[Holiday]],Tabulation[[#This Row],[Season]],Tabulation[[#This Row],[Weekend]],\"-\",IF(Tabulation[[#This Row],[Hour]]<10,0,\"\"),C4818)","v":"0Summer0-14"},{"$f":"VLOOKUP(Tabulation[[#This Row],[Concat]],Table3[],8)","v":0.28148000000000001},{"$f":"(Tabulation[[#This Row],[AC System Output (kW)]]*Tabulation[[#This Row],[Rate]])","v":0.71219253307999997}]
[7,19,17,596.72299999999996,{"$f":"Tabulation[[#This Row],[AC System Output (W)]]/1000","v":0.596723},{"$f":"VLOOKUP(Tabulation[[#This Row],[Month]],Season,2)","v":"Summer"},{"$f":"(DATE(2021,Tabulation[[#This Row],[Month]],Tabulation[[#This Row],[Day]]))","v":"2021-07-19"},{"$f":"WEEKDAY(Tabulation[[#This Row],[Date]])","v":2},{"$f":"IF(OR(Tabulation[[#This Row],[DayNo]]=1,Tabulation[[#This Row],[DayNo]]=7),1,0)","v":0},{"$f":"COUNTIF(Holidays,Tabulation[[#This Row],[Date]])","v":0},{"$f":"CONCATENATE(Tabulation[[#This Row],[Holiday]],Tabulation[[#This Row],[Season]],Tabulation[[#This Row],[Weekend]],\"-\",IF(Tabulation[[#This Row],[Hour]]<10,0,\"\"),C4821)","v":"0Summer0-17"},{"$f":"VLOOKUP(Tabulation[[#This Row],[Concat]],Table3[],8)","v":0.37644},{"$f":"(Tabulation[[#This Row],[AC System Output (kW)]]*Tabulation[[#This Row],[Rate]])","v":0.22463040611999999}]
[7,19,22,0,{"$f":"Tabulation[[#This Row],[AC System Output (W)]]/1000","v":0},{"$f":"VLOOKUP(Tabulation[[#This Row],[Month]],Season,2)","v":"Summer"},{"$f":"(DATE(2021,Tabulation[[#This Row],[Month]],Tabulation[[#This Row],[Day]]))","v":"2021-07-19"},{"$f":"WEEKDAY(Tabulation[[#This Row],[Date]])","v":2},{"$f":"IF(OR(Tabulation[[#This Row],[DayNo]]=1,Tabulation[[#This Row],[DayNo]]=7),1,0)","v":0},{"$f":"COUNTIF(Holidays,Tabulation[[#This Row],[Date]])","v":0},{"$f":"CONCATENATE(Tabulation[[#This Row],[Holiday]],Tabulation[[#This Row],[Season]],Tabulation[[#This Row],[Weekend]],\"-\",IF(Tabulation[[#This Row],[Hour]]<10,0,\"\"),C4826)","v":"0Summer0-22"},{"$f":"VLOOKUP(Tabulation[[#This Row],[Concat]],Table3[],8)","v":0.28148000000000001},{"$f":"(Tabulation[[#This Row],[AC System Output (kW)]]*Tabulation[[#This Row],[Rate]])","v":0}]
[7,20,1,0,{"$f":"Tabulation[[#This Row],[AC System Output (W)]]/1000","v":0},{"$f":"VLOOKUP(Tabulation[[#This Row],[Month]],Season,2)","v":"Summer"},{"$f":"(DATE(2021,Tabulation[[#This Row],[Month]],Tabulation[[#This Row],[Day]]))","v":"2021-07-20"},{"$f":"WEEKDAY(Tabulation[[#This Row],[Date]])","v":3},{"$f":"IF(OR(Tabulation[[#This Row],[DayNo]]=1,Tabulation[[#This Row],[DayNo]]=7),1,0)","v":0},{"$f":"COUNTIF(Holidays,Tabulation[[#This Row],[Date]])","v":0},{"$f":"CONCATENATE(Tabulation[[#This Row],[Holiday]],Tabulation[[#This Row],[Season]],Tabulation[[#This Row],[Weekend]],\"-\",IF(Tabulation[[#This Row],[Hour]]<10,0,\"\"),C4829)","v":"0Summer0-01"},{"$f":"VLOOKUP(Tabulation[[#This Row],[Concat]],Table3[],8)","v":0.28148000000000001},{"$f":"(Tabulation[[#This Row],[AC System Output (kW)]]*Tabulation[[#This Row],[Rate]])","v":0}]
[7,20,4,0,{"$f":"Tabulation[[#This Row],[AC System Output (W)]]/1000","v":0},{"$f":"VLOOKUP(Tabulation[[#This Row],[Month]],Season,2)","v":"Summer"},{"$f":"(DATE(2021,Tabulation[[#This Row],[Month]],Tabulation[[#This Row],[Day]]))","v":"2021-07-20"},{"$f":"WEEKDAY(Tabulation[[#This Row],[Date]])","v":3},{"$f":"IF(OR(Tabulation[[#This Row],[DayNo]]=1,Tabulation[[#This Row],[DayNo]]=7),1,0)","v":0},{"$f":"COUNTIF(Holidays,Tabulation[[#This Row],[Date]])","v":0},{"$f":"CONCATENATE(Tabulation[[#This Row],[Holiday]],Tabulation[[#This Row],[Season]],Tabulation[[#This Row],[Weekend]],\"-\",IF(Tabulation[[#This Row],[Hour]]<10,0,\"\"),C4832)","v":"0Summer0-04"},{"$f":"VLOOKUP(Tabulation[[#This Row],[Concat]],Table3[],8)","v":0.28148000000000001},{"$f":"(Tabulation[[#This Row],[AC System Output (kW)]]*Tabulation[[#This Row],[Rate]])","v":0}]
[7,20,5,39.884999999999998,{"$f":"Tabulation[[#This Row],[AC System Output (W)]]/1000","v":3.9884999999999997E-2},{"$f":"VLOOKUP(Tabulation[[#This Row],[Month]],Season,2)","v":"Summer"},{"$f":"(DATE(2021,Tabulation[[#This Row],[Month]],Tabulation[[#This Row],[Day]]))","v":"2021-07-20"},{"$f":"WEEKDAY(Tabulation[[#This Row],[Date]])","v":3},{"$f":"IF(OR(Tabulation[[#This Row],[DayNo]]=1,Tabulation[[#This Row],[DayNo]]=7),1,0)","v":0},{"$f":"COUNTIF(Holidays,Tabulation[[#This Row],[Date]])","v":0},{"$f":"CONCATENATE(Tabulation[[#This Row],[Holiday]],Tabulation[[#This Row],[Season]],Tabulation[[#This Row],[Weekend]],\"-\",IF(Tabulation[[#This Row],[Hour]]<10,0,\"\"),C4833)","v":"0Summer0-05"},{"$f":"VLOOKUP(Tabulation[[#This Row],[Concat]],Table3[],8)","v":0.28148000000000001},{"$f":"(Tabulation[[#This Row],[AC System Output (kW)]]*Tabulation[[#This Row],[Rate]])","v":1.1226829799999999E-2}]
[7,20,8,1772.0530000000001,{"$f":"Tabulation[[#This Row],[AC System Output (W)]]/1000","v":1.7720530000000001},{"$f":"VLOOKUP(Tabulation[[#This Row],[Month]],Season,2)","v":"Summer"},{"$f":"(DATE(2021,Tabulation[[#This Row],[Month]],Tabulation[[#This Row],[Day]]))","v":"2021-07-20"},{"$f":"WEEKDAY(Tabulation[[#This Row],[Date]])","v":3},{"$f":"IF(OR(Tabulation[[#This Row],[DayNo]]=1,Tabulation[[#This Row],[DayNo]]=7),1,0)","v":0},{"$f":"COUNTIF(Holidays,Tabulation[[#This Row],[Date]])","v":0},{"$f":"CONCATENATE(Tabulation[[#This Row],[Holiday]],Tabulation[[#This Row],[Season]],Tabulation[[#This Row],[Weekend]],\"-\",IF(Tabulation[[#This Row],[Hour]]<10,0,\"\"),C4836)","v":"0Summer0-08"},{"$f":"VLOOKUP(Tabulation[[#This Row],[Concat]],Table3[],8)","v":0.28148000000000001},{"$f":"(Tabulation[[#This Row],[AC System Output (kW)]]*Tabulation[[#This Row],[Rate]])","v":0.49879747844000005}]
[7,20,11,2712.701,{"$f":"Tabulation[[#This Row],[AC System Output (W)]]/1000","v":2.712701},{"$f":"VLOOKUP(Tabulation[[#This Row],[Month]],Season,2)","v":"Summer"},{"$f":"(DATE(2021,Tabulation[[#This Row],[Month]],Tabulation[[#This Row],[Day]]))","v":"2021-07-20"},{"$f":"WEEKDAY(Tabulation[[#This Row],[Date]])","v":3},{"$f":"IF(OR(Tabulation[[#This Row],[DayNo]]=1,Tabulation[[#This Row],[DayNo]]=7),1,0)","v":0},{"$f":"COUNTIF(Holidays,Tabulation[[#This Row],[Date]])","v":0},{"$f":"CONCATENATE(Tabulation[[#This Row],[Holiday]],Tabulation[[#This Row],[Season]],Tabulation[[#This Row],[Weekend]],\"-\",IF(Tabulation[[#This Row],[Hour]]<10,0,\"\"),C4839)","v":"0Summer0-11"},{"$f":"VLOOKUP(Tabulation[[#This Row],[Concat]],Table3[],8)","v":0.28148000000000001},{"$f":"(Tabulation[[#This Row],[AC System Output (kW)]]*Tabulation[[#This Row],[Rate]])","v":0.76357107748000008}]
[7,20,15,1999.1769999999999,{"$f":"Tabulation[[#This Row],[AC System Output (W)]]/1000","v":1.999177},{"$f":"VLOOKUP(Tabulation[[#This Row],[Month]],Season,2)","v":"Summer"},{"$f":"(DATE(2021,Tabulation[[#This Row],[Month]],Tabulation[[#This Row],[Day]]))","v":"2021-07-20"},{"$f":"WEEKDAY(Tabulation[[#This Row],[Date]])","v":3},{"$f":"IF(OR(Tabulation[[#This Row],[DayNo]]=1,Tabulation[[#This Row],[DayNo]]=7),1,0)","v":0},{"$f":"COUNTIF(Holidays,Tabulation[[#This Row],[Date]])","v":0},{"$f":"CONCATENATE(Tabulation[[#This Row],[Holiday]],Tabulation[[#This Row],[Season]],Tabulation[[#This Row],[Weekend]],\"-\",IF(Tabulation[[#This Row],[Hour]]<10,0,\"\"),C4843)","v":"0Summer0-15"},{"$f":"VLOOKUP(Tabulation[[#This Row],[Concat]],Table3[],8)","v":0.28148000000000001},{"$f":"(Tabulation[[#This Row],[AC System Output (kW)]]*Tabulation[[#This Row],[Rate]])","v":0.56272834195999999}]
[7,20,19,0,{"$f":"Tabulation[[#This Row],[AC System Output (W)]]/1000","v":0},{"$f":"VLOOKUP(Tabulation[[#This Row],[Month]],Season,2)","v":"Summer"},{"$f":"(DATE(2021,Tabulation[[#This Row],[Month]],Tabulation[[#This Row],[Day]]))","v":"2021-07-20"},{"$f":"WEEKDAY(Tabulation[[#This Row],[Date]])","v":3},{"$f":"IF(OR(Tabulation[[#This Row],[DayNo]]=1,Tabulation[[#This Row],[DayNo]]=7),1,0)","v":0},{"$f":"COUNTIF(Holidays,Tabulation[[#This Row],[Date]])","v":0},{"$f":"CONCATENATE(Tabulation[[#This Row],[Holiday]],Tabulation[[#This Row],[Season]],Tabulation[[#This Row],[Weekend]],\"-\",IF(Tabulation[[#This Row],[Hour]]<10,0,\"\"),C4847)","v":"0Summer0-19"},{"$f":"VLOOKUP(Tabulation[[#This Row],[Concat]],Table3[],8)","v":0.37644},{"$f":"(Tabulation[[#This Row],[AC System Output (kW)]]*Tabulation[[#This Row],[Rate]])","v":0}]
[7,20,23,0,{"$f":"Tabulation[[#This Row],[AC System Output (W)]]/1000","v":0},{"$f":"VLOOKUP(Tabulation[[#This Row],[Month]],Season,2)","v":"Summer"},{"$f":"(DATE(2021,Tabulation[[#This Row],[Month]],Tabulation[[#This Row],[Day]]))","v":"2021-07-20"},{"$f":"WEEKDAY(Tabulation[[#This Row],[Date]])","v":3},{"$f":"IF(OR(Tabulation[[#This Row],[DayNo]]=1,Tabulation[[#This Row],[DayNo]]=7),1,0)","v":0},{"$f":"COUNTIF(Holidays,Tabulation[[#This Row],[Date]])","v":0},{"$f":"CONCATENATE(Tabulation[[#This Row],[Holiday]],Tabulation[[#This Row],[Season]],Tabulation[[#This Row],[Weekend]],\"-\",IF(Tabulation[[#This Row],[Hour]]<10,0,\"\"),C4851)","v":"0Summer0-23"},{"$f":"VLOOKUP(Tabulation[[#This Row],[Concat]],Table3[],8)","v":0.28148000000000001},{"$f":"(Tabulation[[#This Row],[AC System Output (kW)]]*Tabulation[[#This Row],[Rate]])","v":0}]
[7,21,2,0,{"$f":"Tabulation[[#This Row],[AC System Output (W)]]/1000","v":0},{"$f":"VLOOKUP(Tabulation[[#This Row],[Month]],Season,2)","v":"Summer"},{"$f":"(DATE(2021,Tabulation[[#This Row],[Month]],Tabulation[[#This Row],[Day]]))","v":"2021-07-21"},{"$f":"WEEKDAY(Tabulation[[#This Row],[Date]])","v":4},{"$f":"IF(OR(Tabulation[[#This Row],[DayNo]]=1,Tabulation[[#This Row],[DayNo]]=7),1,0)","v":0},{"$f":"COUNTIF(Holidays,Tabulation[[#This Row],[Date]])","v":0},{"$f":"CONCATENATE(Tabulation[[#This Row],[Holiday]],Tabulation[[#This Row],[Season]],Tabulation[[#This Row],[Weekend]],\"-\",IF(Tabulation[[#This Row],[Hour]]<10,0,\"\"),C4854)","v":"0Summer0-02"},{"$f":"VLOOKUP(Tabulation[[#This Row],[Concat]],Table3[],8)","v":0.28148000000000001},{"$f":"(Tabulation[[#This Row],[AC System Output (kW)]]*Tabulation[[#This Row],[Rate]])","v":0}]
[7,21,5,41.637,{"$f":"Tabulation[[#This Row],[AC System Output (W)]]/1000","v":4.1637E-2},{"$f":"VLOOKUP(Tabulation[[#This Row],[Month]],Season,2)","v":"Summer"},{"$f":"(DATE(2021,Tabulation[[#This Row],[Month]],Tabulation[[#This Row],[Day]]))","v":"2021-07-21"},{"$f":"WEEKDAY(Tabulation[[#This Row],[Date]])","v":4},{"$f":"IF(OR(Tabulation[[#This Row],[DayNo]]=1,Tabulation[[#This Row],[DayNo]]=7),1,0)","v":0},{"$f":"COUNTIF(Holidays,Tabulation[[#This Row],[Date]])","v":0},{"$f":"CONCATENATE(Tabulation[[#This Row],[Holiday]],Tabulation[[#This Row],[Season]],Tabulation[[#This Row],[Weekend]],\"-\",IF(Tabulation[[#This Row],[Hour]]<10,0,\"\"),C4857)","v":"0Summer0-05"},{"$f":"VLOOKUP(Tabulation[[#This Row],[Concat]],Table3[],8)","v":0.28148000000000001},{"$f":"(Tabulation[[#This Row],[AC System Output (kW)]]*Tabulation[[#This Row],[Rate]])","v":1.1719982760000001E-2}]
[7,21,6,401.71300000000002,{"$f":"Tabulation[[#This Row],[AC System Output (W)]]/1000","v":0.40171300000000004},{"$f":"VLOOKUP(Tabulation[[#This Row],[Month]],Season,2)","v":"Summer"},{"$f":"(DATE(2021,Tabulation[[#This Row],[Month]],Tabulation[[#This Row],[Day]]))","v":"2021-07-21"},{"$f":"WEEKDAY(Tabulation[[#This Row],[Date]])","v":4},{"$f":"IF(OR(Tabulation[[#This Row],[DayNo]]=1,Tabulation[[#This Row],[DayNo]]=7),1,0)","v":0},{"$f":"COUNTIF(Holidays,Tabulation[[#This Row],[Date]])","v":0},{"$f":"CONCATENATE(Tabulation[[#This Row],[Holiday]],Tabulation[[#This Row],[Season]],Tabulation[[#This Row],[Weekend]],\"-\",IF(Tabulation[[#This Row],[Hour]]<10,0,\"\"),C4858)","v":"0Summer0-06"},{"$f":"VLOOKUP(Tabulation[[#This Row],[Concat]],Table3[],8)","v":0.28148000000000001},{"$f":"(Tabulation[[#This Row],[AC System Output (kW)]]*Tabulation[[#This Row],[Rate]])","v":0.11307417524000002}]
[7,21,9,2245.2829999999999,{"$f":"Tabulation[[#This Row],[AC System Output (W)]]/1000","v":2.2452829999999997},{"$f":"VLOOKUP(Tabulation[[#This Row],[Month]],Season,2)","v":"Summer"},{"$f":"(DATE(2021,Tabulation[[#This Row],[Month]],Tabulation[[#This Row],[Day]]))","v":"2021-07-21"},{"$f":"WEEKDAY(Tabulation[[#This Row],[Date]])","v":4},{"$f":"IF(OR(Tabulation[[#This Row],[DayNo]]=1,Tabulation[[#This Row],[DayNo]]=7),1,0)","v":0},{"$f":"COUNTIF(Holidays,Tabulation[[#This Row],[Date]])","v":0},{"$f":"CONCATENATE(Tabulation[[#This Row],[Holiday]],Tabulation[[#This Row],[Season]],Tabulation[[#This Row],[Weekend]],\"-\",IF(Tabulation[[#This Row],[Hour]]<10,0,\"\"),C4861)","v":"0Summer0-09"},{"$f":"VLOOKUP(Tabulation[[#This Row],[Concat]],Table3[],8)","v":0.28148000000000001},{"$f":"(Tabulation[[#This Row],[AC System Output (kW)]]*Tabulation[[#This Row],[Rate]])","v":0.63200225883999994}]
[7,21,12,2902.152,{"$f":"Tabulation[[#This Row],[AC System Output (W)]]/1000","v":2.9021520000000001},{"$f":"VLOOKUP(Tabulation[[#This Row],[Month]],Season,2)","v":"Summer"},{"$f":"(DATE(2021,Tabulation[[#This Row],[Month]],Tabulation[[#This Row],[Day]]))","v":"2021-07-21"},{"$f":"WEEKDAY(Tabulation[[#This Row],[Date]])","v":4},{"$f":"IF(OR(Tabulation[[#This Row],[DayNo]]=1,Tabulation[[#This Row],[DayNo]]=7),1,0)","v":0},{"$f":"COUNTIF(Holidays,Tabulation[[#This Row],[Date]])","v":0},{"$f":"CONCATENATE(Tabulation[[#This Row],[Holiday]],Tabulation[[#This Row],[Season]],Tabulation[[#This Row],[Weekend]],\"-\",IF(Tabulation[[#This Row],[Hour]]<10,0,\"\"),C4864)","v":"0Summer0-12"},{"$f":"VLOOKUP(Tabulation[[#This Row],[Concat]],Table3[],8)","v":0.28148000000000001},{"$f":"(Tabulation[[#This Row],[AC System Output (kW)]]*Tabulation[[#This Row],[Rate]])","v":0.81689774496000001}]
[7,21,16,1333.5989999999999,{"$f":"Tabulation[[#This Row],[AC System Output (W)]]/1000","v":1.333599},{"$f":"VLOOKUP(Tabulation[[#This Row],[Month]],Season,2)","v":"Summer"},{"$f":"(DATE(2021,Tabulation[[#This Row],[Month]],Tabulation[[#This Row],[Day]]))","v":"2021-07-21"},{"$f":"WEEKDAY(Tabulation[[#This Row],[Date]])","v":4},{"$f":"IF(OR(Tabulation[[#This Row],[DayNo]]=1,Tabulation[[#This Row],[DayNo]]=7),1,0)","v":0},{"$f":"COUNTIF(Holidays,Tabulation[[#This Row],[Date]])","v":0},{"$f":"CONCATENATE(Tabulation[[#This Row],[Holiday]],Tabulation[[#This Row],[Season]],Tabulation[[#This Row],[Weekend]],\"-\",IF(Tabulation[[#This Row],[Hour]]<10,0,\"\"),C4868)","v":"0Summer0-16"},{"$f":"VLOOKUP(Tabulation[[#This Row],[Concat]],Table3[],8)","v":0.28148000000000001},{"$f":"(Tabulation[[#This Row],[AC System Output (kW)]]*Tabulation[[#This Row],[Rate]])","v":0.37538144652}]
[7,21,20,0,{"$f":"Tabulation[[#This Row],[AC System Output (W)]]/1000","v":0},{"$f":"VLOOKUP(Tabulation[[#This Row],[Month]],Season,2)","v":"Summer"},{"$f":"(DATE(2021,Tabulation[[#This Row],[Month]],Tabulation[[#This Row],[Day]]))","v":"2021-07-21"},{"$f":"WEEKDAY(Tabulation[[#This Row],[Date]])","v":4},{"$f":"IF(OR(Tabulation[[#This Row],[DayNo]]=1,Tabulation[[#This Row],[DayNo]]=7),1,0)","v":0},{"$f":"COUNTIF(Holidays,Tabulation[[#This Row],[Date]])","v":0},{"$f":"CONCATENATE(Tabulation[[#This Row],[Holiday]],Tabulation[[#This Row],[Season]],Tabulation[[#This Row],[Weekend]],\"-\",IF(Tabulation[[#This Row],[Hour]]<10,0,\"\"),C4872)","v":"0Summer0-20"},{"$f":"VLOOKUP(Tabulation[[#This Row],[Concat]],Table3[],8)","v":0.28148000000000001},{"$f":"(Tabulation[[#This Row],[AC System Output (kW)]]*Tabulation[[#This Row],[Rate]])","v":0}]
[7,22,0,0,{"$f":"Tabulation[[#This Row],[AC System Output (W)]]/1000","v":0},{"$f":"VLOOKUP(Tabulation[[#This Row],[Month]],Season,2)","v":"Summer"},{"$f":"(DATE(2021,Tabulation[[#This Row],[Month]],Tabulation[[#This Row],[Day]]))","v":"2021-07-22"},{"$f":"WEEKDAY(Tabulation[[#This Row],[Date]])","v":5},{"$f":"IF(OR(Tabulation[[#This Row],[DayNo]]=1,Tabulation[[#This Row],[DayNo]]=7),1,0)","v":0},{"$f":"COUNTIF(Holidays,Tabulation[[#This Row],[Date]])","v":0},{"$f":"CONCATENATE(Tabulation[[#This Row],[Holiday]],Tabulation[[#This Row],[Season]],Tabulation[[#This Row],[Weekend]],\"-\",IF(Tabulation[[#This Row],[Hour]]<10,0,\"\"),C4876)","v":"0Summer0-00"},{"$f":"VLOOKUP(Tabulation[[#This Row],[Concat]],Table3[],8)","v":0.28148000000000001},{"$f":"(Tabulation[[#This Row],[AC System Output (kW)]]*Tabulation[[#This Row],[Rate]])","v":0}]
[7,22,3,0,{"$f":"Tabulation[[#This Row],[AC System Output (W)]]/1000","v":0},{"$f":"VLOOKUP(Tabulation[[#This Row],[Month]],Season,2)","v":"Summer"},{"$f":"(DATE(2021,Tabulation[[#This Row],[Month]],Tabulation[[#This Row],[Day]]))","v":"2021-07-22"},{"$f":"WEEKDAY(Tabulation[[#This Row],[Date]])","v":5},{"$f":"IF(OR(Tabulation[[#This Row],[DayNo]]=1,Tabulation[[#This Row],[DayNo]]=7),1,0)","v":0},{"$f":"COUNTIF(Holidays,Tabulation[[#This Row],[Date]])","v":0},{"$f":"CONCATENATE(Tabulation[[#This Row],[Holiday]],Tabulation[[#This Row],[Season]],Tabulation[[#This Row],[Weekend]],\"-\",IF(Tabulation[[#This Row],[Hour]]<10,0,\"\"),C4879)","v":"0Summer0-03"},{"$f":"VLOOKUP(Tabulation[[#This Row],[Concat]],Table3[],8)","v":0.28148000000000001},{"$f":"(Tabulation[[#This Row],[AC System Output (kW)]]*Tabulation[[#This Row],[Rate]])","v":0}]
[7,22,6,395.6,{"$f":"Tabulation[[#This Row],[AC System Output (W)]]/1000","v":0.39560000000000001},{"$f":"VLOOKUP(Tabulation[[#This Row],[Month]],Season,2)","v":"Summer"},{"$f":"(DATE(2021,Tabulation[[#This Row],[Month]],Tabulation[[#This Row],[Day]]))","v":"2021-07-22"},{"$f":"WEEKDAY(Tabulation[[#This Row],[Date]])","v":5},{"$f":"IF(OR(Tabulation[[#This Row],[DayNo]]=1,Tabulation[[#This Row],[DayNo]]=7),1,0)","v":0},{"$f":"COUNTIF(Holidays,Tabulation[[#This Row],[Date]])","v":0},{"$f":"CONCATENATE(Tabulation[[#This Row],[Holiday]],Tabulation[[#This Row],[Season]],Tabulation[[#This Row],[Weekend]],\"-\",IF(Tabulation[[#This Row],[Hour]]<10,0,\"\"),C4882)","v":"0Summer0-06"},{"$f":"VLOOKUP(Tabulation[[#This Row],[Concat]],Table3[],8)","v":0.28148000000000001},{"$f":"(Tabulation[[#This Row],[AC System Output (kW)]]*Tabulation[[#This Row],[Rate]])","v":0.111353488}]
[7,22,7,1111.9449999999999,{"$f":"Tabulation[[#This Row],[AC System Output (W)]]/1000","v":1.111945},{"$f":"VLOOKUP(Tabulation[[#This Row],[Month]],Season,2)","v":"Summer"},{"$f":"(DATE(2021,Tabulation[[#This Row],[Month]],Tabulation[[#This Row],[Day]]))","v":"2021-07-22"},{"$f":"WEEKDAY(Tabulation[[#This Row],[Date]])","v":5},{"$f":"IF(OR(Tabulation[[#This Row],[DayNo]]=1,Tabulation[[#This Row],[DayNo]]=7),1,0)","v":0},{"$f":"COUNTIF(Holidays,Tabulation[[#This Row],[Date]])","v":0},{"$f":"CONCATENATE(Tabulation[[#This Row],[Holiday]],Tabulation[[#This Row],[Season]],Tabulation[[#This Row],[Weekend]],\"-\",IF(Tabulation[[#This Row],[Hour]]<10,0,\"\"),C4883)","v":"0Summer0-07"},{"$f":"VLOOKUP(Tabulation[[#This Row],[Concat]],Table3[],8)","v":0.28148000000000001},{"$f":"(Tabulation[[#This Row],[AC System Output (kW)]]*Tabulation[[#This Row],[Rate]])","v":0.3129902786}]
[7,22,10,2675.404,{"$f":"Tabulation[[#This Row],[AC System Output (W)]]/1000","v":2.6754039999999999},{"$f":"VLOOKUP(Tabulation[[#This Row],[Month]],Season,2)","v":"Summer"},{"$f":"(DATE(2021,Tabulation[[#This Row],[Month]],Tabulation[[#This Row],[Day]]))","v":"2021-07-22"},{"$f":"WEEKDAY(Tabulation[[#This Row],[Date]])","v":5},{"$f":"IF(OR(Tabulation[[#This Row],[DayNo]]=1,Tabulation[[#This Row],[DayNo]]=7),1,0)","v":0},{"$f":"COUNTIF(Holidays,Tabulation[[#This Row],[Date]])","v":0},{"$f":"CONCATENATE(Tabulation[[#This Row],[Holiday]],Tabulation[[#This Row],[Season]],Tabulation[[#This Row],[Weekend]],\"-\",IF(Tabulation[[#This Row],[Hour]]<10,0,\"\"),C4886)","v":"0Summer0-10"},{"$f":"VLOOKUP(Tabulation[[#This Row],[Concat]],Table3[],8)","v":0.28148000000000001},{"$f":"(Tabulation[[#This Row],[AC System Output (kW)]]*Tabulation[[#This Row],[Rate]])","v":0.75307271791999997}]
[7,22,13,2830.1779999999999,{"$f":"Tabulation[[#This Row],[AC System Output (W)]]/1000","v":2.8301780000000001},{"$f":"VLOOKUP(Tabulation[[#This Row],[Month]],Season,2)","v":"Summer"},{"$f":"(DATE(2021,Tabulation[[#This Row],[Month]],Tabulation[[#This Row],[Day]]))","v":"2021-07-22"},{"$f":"WEEKDAY(Tabulation[[#This Row],[Date]])","v":5},{"$f":"IF(OR(Tabulation[[#This Row],[DayNo]]=1,Tabulation[[#This Row],[DayNo]]=7),1,0)","v":0},{"$f":"COUNTIF(Holidays,Tabulation[[#This Row],[Date]])","v":0},{"$f":"CONCATENATE(Tabulation[[#This Row],[Holiday]],Tabulation[[#This Row],[Season]],Tabulation[[#This Row],[Weekend]],\"-\",IF(Tabulation[[#This Row],[Hour]]<10,0,\"\"),C4889)","v":"0Summer0-13"},{"$f":"VLOOKUP(Tabulation[[#This Row],[Concat]],Table3[],8)","v":0.28148000000000001},{"$f":"(Tabulation[[#This Row],[AC System Output (kW)]]*Tabulation[[#This Row],[Rate]])","v":0.79663850344000009}]
[7,22,18,91.995999999999995,{"$f":"Tabulation[[#This Row],[AC System Output (W)]]/1000","v":9.1995999999999994E-2},{"$f":"VLOOKUP(Tabulation[[#This Row],[Month]],Season,2)","v":"Summer"},{"$f":"(DATE(2021,Tabulation[[#This Row],[Month]],Tabulation[[#This Row],[Day]]))","v":"2021-07-22"},{"$f":"WEEKDAY(Tabulation[[#This Row],[Date]])","v":5},{"$f":"IF(OR(Tabulation[[#This Row],[DayNo]]=1,Tabulation[[#This Row],[DayNo]]=7),1,0)","v":0},{"$f":"COUNTIF(Holidays,Tabulation[[#This Row],[Date]])","v":0},{"$f":"CONCATENATE(Tabulation[[#This Row],[Holiday]],Tabulation[[#This Row],[Season]],Tabulation[[#This Row],[Weekend]],\"-\",IF(Tabulation[[#This Row],[Hour]]<10,0,\"\"),C4894)","v":"0Summer0-18"},{"$f":"VLOOKUP(Tabulation[[#This Row],[Concat]],Table3[],8)","v":0.37644},{"$f":"(Tabulation[[#This Row],[AC System Output (kW)]]*Tabulation[[#This Row],[Rate]])","v":3.4630974240000001E-2}]
[7,22,21,0,{"$f":"Tabulation[[#This Row],[AC System Output (W)]]/1000","v":0},{"$f":"VLOOKUP(Tabulation[[#This Row],[Month]],Season,2)","v":"Summer"},{"$f":"(DATE(2021,Tabulation[[#This Row],[Month]],Tabulation[[#This Row],[Day]]))","v":"2021-07-22"},{"$f":"WEEKDAY(Tabulation[[#This Row],[Date]])","v":5},{"$f":"IF(OR(Tabulation[[#This Row],[DayNo]]=1,Tabulation[[#This Row],[DayNo]]=7),1,0)","v":0},{"$f":"COUNTIF(Holidays,Tabulation[[#This Row],[Date]])","v":0},{"$f":"CONCATENATE(Tabulation[[#This Row],[Holiday]],Tabulation[[#This Row],[Season]],Tabulation[[#This Row],[Weekend]],\"-\",IF(Tabulation[[#This Row],[Hour]]<10,0,\"\"),C4897)","v":"0Summer0-21"},{"$f":"VLOOKUP(Tabulation[[#This Row],[Concat]],Table3[],8)","v":0.28148000000000001},{"$f":"(Tabulation[[#This Row],[AC System Output (kW)]]*Tabulation[[#This Row],[Rate]])","v":0}]
[7,23,1,0,{"$f":"Tabulation[[#This Row],[AC System Output (W)]]/1000","v":0},{"$f":"VLOOKUP(Tabulation[[#This Row],[Month]],Season,2)","v":"Summer"},{"$f":"(DATE(2021,Tabulation[[#This Row],[Month]],Tabulation[[#This Row],[Day]]))","v":"2021-07-23"},{"$f":"WEEKDAY(Tabulation[[#This Row],[Date]])","v":6},{"$f":"IF(OR(Tabulation[[#This Row],[DayNo]]=1,Tabulation[[#This Row],[DayNo]]=7),1,0)","v":0},{"$f":"COUNTIF(Holidays,Tabulation[[#This Row],[Date]])","v":0},{"$f":"CONCATENATE(Tabulation[[#This Row],[Holiday]],Tabulation[[#This Row],[Season]],Tabulation[[#This Row],[Weekend]],\"-\",IF(Tabulation[[#This Row],[Hour]]<10,0,\"\"),C4901)","v":"0Summer0-01"},{"$f":"VLOOKUP(Tabulation[[#This Row],[Concat]],Table3[],8)","v":0.28148000000000001},{"$f":"(Tabulation[[#This Row],[AC System Output (kW)]]*Tabulation[[#This Row],[Rate]])","v":0}]
[7,23,4,0,{"$f":"Tabulation[[#This Row],[AC System Output (W)]]/1000","v":0},{"$f":"VLOOKUP(Tabulation[[#This Row],[Month]],Season,2)","v":"Summer"},{"$f":"(DATE(2021,Tabulation[[#This Row],[Month]],Tabulation[[#This Row],[Day]]))","v":"2021-07-23"},{"$f":"WEEKDAY(Tabulation[[#This Row],[Date]])","v":6},{"$f":"IF(OR(Tabulation[[#This Row],[DayNo]]=1,Tabulation[[#This Row],[DayNo]]=7),1,0)","v":0},{"$f":"COUNTIF(Holidays,Tabulation[[#This Row],[Date]])","v":0},{"$f":"CONCATENATE(Tabulation[[#This Row],[Holiday]],Tabulation[[#This Row],[Season]],Tabulation[[#This Row],[Weekend]],\"-\",IF(Tabulation[[#This Row],[Hour]]<10,0,\"\"),C4904)","v":"0Summer0-04"},{"$f":"VLOOKUP(Tabulation[[#This Row],[Concat]],Table3[],8)","v":0.28148000000000001},{"$f":"(Tabulation[[#This Row],[AC System Output (kW)]]*Tabulation[[#This Row],[Rate]])","v":0}]
[7,23,7,1195.0730000000001,{"$f":"Tabulation[[#This Row],[AC System Output (W)]]/1000","v":1.1950730000000001},{"$f":"VLOOKUP(Tabulation[[#This Row],[Month]],Season,2)","v":"Summer"},{"$f":"(DATE(2021,Tabulation[[#This Row],[Month]],Tabulation[[#This Row],[Day]]))","v":"2021-07-23"},{"$f":"WEEKDAY(Tabulation[[#This Row],[Date]])","v":6},{"$f":"IF(OR(Tabulation[[#This Row],[DayNo]]=1,Tabulation[[#This Row],[DayNo]]=7),1,0)","v":0},{"$f":"COUNTIF(Holidays,Tabulation[[#This Row],[Date]])","v":0},{"$f":"CONCATENATE(Tabulation[[#This Row],[Holiday]],Tabulation[[#This Row],[Season]],Tabulation[[#This Row],[Weekend]],\"-\",IF(Tabulation[[#This Row],[Hour]]<10,0,\"\"),C4907)","v":"0Summer0-07"},{"$f":"VLOOKUP(Tabulation[[#This Row],[Concat]],Table3[],8)","v":0.28148000000000001},{"$f":"(Tabulation[[#This Row],[AC System Output (kW)]]*Tabulation[[#This Row],[Rate]])","v":0.33638914804000003}]
[7,23,8,1925.9269999999999,{"$f":"Tabulation[[#This Row],[AC System Output (W)]]/1000","v":1.9259269999999999},{"$f":"VLOOKUP(Tabulation[[#This Row],[Month]],Season,2)","v":"Summer"},{"$f":"(DATE(2021,Tabulation[[#This Row],[Month]],Tabulation[[#This Row],[Day]]))","v":"2021-07-23"},{"$f":"WEEKDAY(Tabulation[[#This Row],[Date]])","v":6},{"$f":"IF(OR(Tabulation[[#This Row],[DayNo]]=1,Tabulation[[#This Row],[DayNo]]=7),1,0)","v":0},{"$f":"COUNTIF(Holidays,Tabulation[[#This Row],[Date]])","v":0},{"$f":"CONCATENATE(Tabulation[[#This Row],[Holiday]],Tabulation[[#This Row],[Season]],Tabulation[[#This Row],[Weekend]],\"-\",IF(Tabulation[[#This Row],[Hour]]<10,0,\"\"),C4908)","v":"0Summer0-08"},{"$f":"VLOOKUP(Tabulation[[#This Row],[Concat]],Table3[],8)","v":0.28148000000000001},{"$f":"(Tabulation[[#This Row],[AC System Output (kW)]]*Tabulation[[#This Row],[Rate]])","v":0.54210993196000001}]
[7,23,14,2689.4270000000001,{"$f":"Tabulation[[#This Row],[AC System Output (W)]]/1000","v":2.6894270000000002},{"$f":"VLOOKUP(Tabulation[[#This Row],[Month]],Season,2)","v":"Summer"},{"$f":"(DATE(2021,Tabulation[[#This Row],[Month]],Tabulation[[#This Row],[Day]]))","v":"2021-07-23"},{"$f":"WEEKDAY(Tabulation[[#This Row],[Date]])","v":6},{"$f":"IF(OR(Tabulation[[#This Row],[DayNo]]=1,Tabulation[[#This Row],[DayNo]]=7),1,0)","v":0},{"$f":"COUNTIF(Holidays,Tabulation[[#This Row],[Date]])","v":0},{"$f":"CONCATENATE(Tabulation[[#This Row],[Holiday]],Tabulation[[#This Row],[Season]],Tabulation[[#This Row],[Weekend]],\"-\",IF(Tabulation[[#This Row],[Hour]]<10,0,\"\"),C4914)","v":"0Summer0-14"},{"$f":"VLOOKUP(Tabulation[[#This Row],[Concat]],Table3[],8)","v":0.28148000000000001},{"$f":"(Tabulation[[#This Row],[AC System Output (kW)]]*Tabulation[[#This Row],[Rate]])","v":0.75701991196000007}]
[7,23,16,1452.0070000000001,{"$f":"Tabulation[[#This Row],[AC System Output (W)]]/1000","v":1.452007},{"$f":"VLOOKUP(Tabulation[[#This Row],[Month]],Season,2)","v":"Summer"},{"$f":"(DATE(2021,Tabulation[[#This Row],[Month]],Tabulation[[#This Row],[Day]]))","v":"2021-07-23"},{"$f":"WEEKDAY(Tabulation[[#This Row],[Date]])","v":6},{"$f":"IF(OR(Tabulation[[#This Row],[DayNo]]=1,Tabulation[[#This Row],[DayNo]]=7),1,0)","v":0},{"$f":"COUNTIF(Holidays,Tabulation[[#This Row],[Date]])","v":0},{"$f":"CONCATENATE(Tabulation[[#This Row],[Holiday]],Tabulation[[#This Row],[Season]],Tabulation[[#This Row],[Weekend]],\"-\",IF(Tabulation[[#This Row],[Hour]]<10,0,\"\"),C4916)","v":"0Summer0-16"},{"$f":"VLOOKUP(Tabulation[[#This Row],[Concat]],Table3[],8)","v":0.28148000000000001},{"$f":"(Tabulation[[#This Row],[AC System Output (kW)]]*Tabulation[[#This Row],[Rate]])","v":0.40871093036}]
[7,23,19,0,{"$f":"Tabulation[[#This Row],[AC System Output (W)]]/1000","v":0},{"$f":"VLOOKUP(Tabulation[[#This Row],[Month]],Season,2)","v":"Summer"},{"$f":"(DATE(2021,Tabulation[[#This Row],[Month]],Tabulation[[#This Row],[Day]]))","v":"2021-07-23"},{"$f":"WEEKDAY(Tabulation[[#This Row],[Date]])","v":6},{"$f":"IF(OR(Tabulation[[#This Row],[DayNo]]=1,Tabulation[[#This Row],[DayNo]]=7),1,0)","v":0},{"$f":"COUNTIF(Holidays,Tabulation[[#This Row],[Date]])","v":0},{"$f":"CONCATENATE(Tabulation[[#This Row],[Holiday]],Tabulation[[#This Row],[Season]],Tabulation[[#This Row],[Weekend]],\"-\",IF(Tabulation[[#This Row],[Hour]]<10,0,\"\"),C4919)","v":"0Summer0-19"},{"$f":"VLOOKUP(Tabulation[[#This Row],[Concat]],Table3[],8)","v":0.37644},{"$f":"(Tabulation[[#This Row],[AC System Output (kW)]]*Tabulation[[#This Row],[Rate]])","v":0}]
[7,23,22,0,{"$f":"Tabulation[[#This Row],[AC System Output (W)]]/1000","v":0},{"$f":"VLOOKUP(Tabulation[[#This Row],[Month]],Season,2)","v":"Summer"},{"$f":"(DATE(2021,Tabulation[[#This Row],[Month]],Tabulation[[#This Row],[Day]]))","v":"2021-07-23"},{"$f":"WEEKDAY(Tabulation[[#This Row],[Date]])","v":6},{"$f":"IF(OR(Tabulation[[#This Row],[DayNo]]=1,Tabulation[[#This Row],[DayNo]]=7),1,0)","v":0},{"$f":"COUNTIF(Holidays,Tabulation[[#This Row],[Date]])","v":0},{"$f":"CONCATENATE(Tabulation[[#This Row],[Holiday]],Tabulation[[#This Row],[Season]],Tabulation[[#This Row],[Weekend]],\"-\",IF(Tabulation[[#This Row],[Hour]]<10,0,\"\"),C4922)","v":"0Summer0-22"},{"$f":"VLOOKUP(Tabulation[[#This Row],[Concat]],Table3[],8)","v":0.28148000000000001},{"$f":"(Tabulation[[#This Row],[AC System Output (kW)]]*Tabulation[[#This Row],[Rate]])","v":0}]
[7,24,2,0,{"$f":"Tabulation[[#This Row],[AC System Output (W)]]/1000","v":0},{"$f":"VLOOKUP(Tabulation[[#This Row],[Month]],Season,2)","v":"Summer"},{"$f":"(DATE(2021,Tabulation[[#This Row],[Month]],Tabulation[[#This Row],[Day]]))","v":"2021-07-24"},{"$f":"WEEKDAY(Tabulation[[#This Row],[Date]])","v":7},{"$f":"IF(OR(Tabulation[[#This Row],[DayNo]]=1,Tabulation[[#This Row],[DayNo]]=7),1,0)","v":1},{"$f":"COUNTIF(Holidays,Tabulation[[#This Row],[Date]])","v":0},{"$f":"CONCATENATE(Tabulation[[#This Row],[Holiday]],Tabulation[[#This Row],[Season]],Tabulation[[#This Row],[Weekend]],\"-\",IF(Tabulation[[#This Row],[Hour]]<10,0,\"\"),C4926)","v":"0Summer1-02"},{"$f":"VLOOKUP(Tabulation[[#This Row],[Concat]],Table3[],8)","v":0.28148000000000001},{"$f":"(Tabulation[[#This Row],[AC System Output (kW)]]*Tabulation[[#This Row],[Rate]])","v":0}]
[7,24,5,42.835999999999999,{"$f":"Tabulation[[#This Row],[AC System Output (W)]]/1000","v":4.2835999999999999E-2},{"$f":"VLOOKUP(Tabulation[[#This Row],[Month]],Season,2)","v":"Summer"},{"$f":"(DATE(2021,Tabulation[[#This Row],[Month]],Tabulation[[#This Row],[Day]]))","v":"2021-07-24"},{"$f":"WEEKDAY(Tabulation[[#This Row],[Date]])","v":7},{"$f":"IF(OR(Tabulation[[#This Row],[DayNo]]=1,Tabulation[[#This Row],[DayNo]]=7),1,0)","v":1},{"$f":"COUNTIF(Holidays,Tabulation[[#This Row],[Date]])","v":0},{"$f":"CONCATENATE(Tabulation[[#This Row],[Holiday]],Tabulation[[#This Row],[Season]],Tabulation[[#This Row],[Weekend]],\"-\",IF(Tabulation[[#This Row],[Hour]]<10,0,\"\"),C4929)","v":"0Summer1-05"},{"$f":"VLOOKUP(Tabulation[[#This Row],[Concat]],Table3[],8)","v":0.28148000000000001},{"$f":"(Tabulation[[#This Row],[AC System Output (kW)]]*Tabulation[[#This Row],[Rate]])","v":1.2057477279999999E-2}]
[7,24,8,1917.336,{"$f":"Tabulation[[#This Row],[AC System Output (W)]]/1000","v":1.9173359999999999},{"$f":"VLOOKUP(Tabulation[[#This Row],[Month]],Season,2)","v":"Summer"},{"$f":"(DATE(2021,Tabulation[[#This Row],[Month]],Tabulation[[#This Row],[Day]]))","v":"2021-07-24"},{"$f":"WEEKDAY(Tabulation[[#This Row],[Date]])","v":7},{"$f":"IF(OR(Tabulation[[#This Row],[DayNo]]=1,Tabulation[[#This Row],[DayNo]]=7),1,0)","v":1},{"$f":"COUNTIF(Holidays,Tabulation[[#This Row],[Date]])","v":0},{"$f":"CONCATENATE(Tabulation[[#This Row],[Holiday]],Tabulation[[#This Row],[Season]],Tabulation[[#This Row],[Weekend]],\"-\",IF(Tabulation[[#This Row],[Hour]]<10,0,\"\"),C4932)","v":"0Summer1-08"},{"$f":"VLOOKUP(Tabulation[[#This Row],[Concat]],Table3[],8)","v":0.28148000000000001},{"$f":"(Tabulation[[#This Row],[AC System Output (kW)]]*Tabulation[[#This Row],[Rate]])","v":0.53969173727999997}]
[7,24,11,3094.741,{"$f":"Tabulation[[#This Row],[AC System Output (W)]]/1000","v":3.094741},{"$f":"VLOOKUP(Tabulation[[#This Row],[Month]],Season,2)","v":"Summer"},{"$f":"(DATE(2021,Tabulation[[#This Row],[Month]],Tabulation[[#This Row],[Day]]))","v":"2021-07-24"},{"$f":"WEEKDAY(Tabulation[[#This Row],[Date]])","v":7},{"$f":"IF(OR(Tabulation[[#This Row],[DayNo]]=1,Tabulation[[#This Row],[DayNo]]=7),1,0)","v":1},{"$f":"COUNTIF(Holidays,Tabulation[[#This Row],[Date]])","v":0},{"$f":"CONCATENATE(Tabulation[[#This Row],[Holiday]],Tabulation[[#This Row],[Season]],Tabulation[[#This Row],[Weekend]],\"-\",IF(Tabulation[[#This Row],[Hour]]<10,0,\"\"),C4935)","v":"0Summer1-11"},{"$f":"VLOOKUP(Tabulation[[#This Row],[Concat]],Table3[],8)","v":0.28148000000000001},{"$f":"(Tabulation[[#This Row],[AC System Output (kW)]]*Tabulation[[#This Row],[Rate]])","v":0.87110769667999999}]
[7,24,13,3000.7150000000001,{"$f":"Tabulation[[#This Row],[AC System Output (W)]]/1000","v":3.000715},{"$f":"VLOOKUP(Tabulation[[#This Row],[Month]],Season,2)","v":"Summer"},{"$f":"(DATE(2021,Tabulation[[#This Row],[Month]],Tabulation[[#This Row],[Day]]))","v":"2021-07-24"},{"$f":"WEEKDAY(Tabulation[[#This Row],[Date]])","v":7},{"$f":"IF(OR(Tabulation[[#This Row],[DayNo]]=1,Tabulation[[#This Row],[DayNo]]=7),1,0)","v":1},{"$f":"COUNTIF(Holidays,Tabulation[[#This Row],[Date]])","v":0},{"$f":"CONCATENATE(Tabulation[[#This Row],[Holiday]],Tabulation[[#This Row],[Season]],Tabulation[[#This Row],[Weekend]],\"-\",IF(Tabulation[[#This Row],[Hour]]<10,0,\"\"),C4937)","v":"0Summer1-13"},{"$f":"VLOOKUP(Tabulation[[#This Row],[Concat]],Table3[],8)","v":0.28148000000000001},{"$f":"(Tabulation[[#This Row],[AC System Output (kW)]]*Tabulation[[#This Row],[Rate]])","v":0.84464125820000002}]
[7,24,17,631.72299999999996,{"$f":"Tabulation[[#This Row],[AC System Output (W)]]/1000","v":0.63172299999999992},{"$f":"VLOOKUP(Tabulation[[#This Row],[Month]],Season,2)","v":"Summer"},{"$f":"(DATE(2021,Tabulation[[#This Row],[Month]],Tabulation[[#This Row],[Day]]))","v":"2021-07-24"},{"$f":"WEEKDAY(Tabulation[[#This Row],[Date]])","v":7},{"$f":"IF(OR(Tabulation[[#This Row],[DayNo]]=1,Tabulation[[#This Row],[DayNo]]=7),1,0)","v":1},{"$f":"COUNTIF(Holidays,Tabulation[[#This Row],[Date]])","v":0},{"$f":"CONCATENATE(Tabulation[[#This Row],[Holiday]],Tabulation[[#This Row],[Season]],Tabulation[[#This Row],[Weekend]],\"-\",IF(Tabulation[[#This Row],[Hour]]<10,0,\"\"),C4941)","v":"0Summer1-17"},{"$f":"VLOOKUP(Tabulation[[#This Row],[Concat]],Table3[],8)","v":0.28148000000000001},{"$f":"(Tabulation[[#This Row],[AC System Output (kW)]]*Tabulation[[#This Row],[Rate]])","v":0.17781739004}]
[7,24,20,0,{"$f":"Tabulation[[#This Row],[AC System Output (W)]]/1000","v":0},{"$f":"VLOOKUP(Tabulation[[#This Row],[Month]],Season,2)","v":"Summer"},{"$f":"(DATE(2021,Tabulation[[#This Row],[Month]],Tabulation[[#This Row],[Day]]))","v":"2021-07-24"},{"$f":"WEEKDAY(Tabulation[[#This Row],[Date]])","v":7},{"$f":"IF(OR(Tabulation[[#This Row],[DayNo]]=1,Tabulation[[#This Row],[DayNo]]=7),1,0)","v":1},{"$f":"COUNTIF(Holidays,Tabulation[[#This Row],[Date]])","v":0},{"$f":"CONCATENATE(Tabulation[[#This Row],[Holiday]],Tabulation[[#This Row],[Season]],Tabulation[[#This Row],[Weekend]],\"-\",IF(Tabulation[[#This Row],[Hour]]<10,0,\"\"),C4944)","v":"0Summer1-20"},{"$f":"VLOOKUP(Tabulation[[#This Row],[Concat]],Table3[],8)","v":0.28148000000000001},{"$f":"(Tabulation[[#This Row],[AC System Output (kW)]]*Tabulation[[#This Row],[Rate]])","v":0}]
[7,24,23,0,{"$f":"Tabulation[[#This Row],[AC System Output (W)]]/1000","v":0},{"$f":"VLOOKUP(Tabulation[[#This Row],[Month]],Season,2)","v":"Summer"},{"$f":"(DATE(2021,Tabulation[[#This Row],[Month]],Tabulation[[#This Row],[Day]]))","v":"2021-07-24"},{"$f":"WEEKDAY(Tabulation[[#This Row],[Date]])","v":7},{"$f":"IF(OR(Tabulation[[#This Row],[DayNo]]=1,Tabulation[[#This Row],[DayNo]]=7),1,0)","v":1},{"$f":"COUNTIF(Holidays,Tabulation[[#This Row],[Date]])","v":0},{"$f":"CONCATENATE(Tabulation[[#This Row],[Holiday]],Tabulation[[#This Row],[Season]],Tabulation[[#This Row],[Weekend]],\"-\",IF(Tabulation[[#This Row],[Hour]]<10,0,\"\"),C4947)","v":"0Summer1-23"},{"$f":"VLOOKUP(Tabulation[[#This Row],[Concat]],Table3[],8)","v":0.28148000000000001},{"$f":"(Tabulation[[#This Row],[AC System Output (kW)]]*Tabulation[[#This Row],[Rate]])","v":0}]
[7,25,3,0,{"$f":"Tabulation[[#This Row],[AC System Output (W)]]/1000","v":0},{"$f":"VLOOKUP(Tabulation[[#This Row],[Month]],Season,2)","v":"Summer"},{"$f":"(DATE(2021,Tabulation[[#This Row],[Month]],Tabulation[[#This Row],[Day]]))","v":"2021-07-25"},{"$f":"WEEKDAY(Tabulation[[#This Row],[Date]])","v":1},{"$f":"IF(OR(Tabulation[[#This Row],[DayNo]]=1,Tabulation[[#This Row],[DayNo]]=7),1,0)","v":1},{"$f":"COUNTIF(Holidays,Tabulation[[#This Row],[Date]])","v":0},{"$f":"CONCATENATE(Tabulation[[#This Row],[Holiday]],Tabulation[[#This Row],[Season]],Tabulation[[#This Row],[Weekend]],\"-\",IF(Tabulation[[#This Row],[Hour]]<10,0,\"\"),C4951)","v":"0Summer1-03"},{"$f":"VLOOKUP(Tabulation[[#This Row],[Concat]],Table3[],8)","v":0.28148000000000001},{"$f":"(Tabulation[[#This Row],[AC System Output (kW)]]*Tabulation[[#This Row],[Rate]])","v":0}]
[7,25,6,411.58699999999999,{"$f":"Tabulation[[#This Row],[AC System Output (W)]]/1000","v":0.41158699999999998},{"$f":"VLOOKUP(Tabulation[[#This Row],[Month]],Season,2)","v":"Summer"},{"$f":"(DATE(2021,Tabulation[[#This Row],[Month]],Tabulation[[#This Row],[Day]]))","v":"2021-07-25"},{"$f":"WEEKDAY(Tabulation[[#This Row],[Date]])","v":1},{"$f":"IF(OR(Tabulation[[#This Row],[DayNo]]=1,Tabulation[[#This Row],[DayNo]]=7),1,0)","v":1},{"$f":"COUNTIF(Holidays,Tabulation[[#This Row],[Date]])","v":0},{"$f":"CONCATENATE(Tabulation[[#This Row],[Holiday]],Tabulation[[#This Row],[Season]],Tabulation[[#This Row],[Weekend]],\"-\",IF(Tabulation[[#This Row],[Hour]]<10,0,\"\"),C4954)","v":"0Summer1-06"},{"$f":"VLOOKUP(Tabulation[[#This Row],[Concat]],Table3[],8)","v":0.28148000000000001},{"$f":"(Tabulation[[#This Row],[AC System Output (kW)]]*Tabulation[[#This Row],[Rate]])","v":0.11585350876}]
[7,25,8,1915.5029999999999,{"$f":"Tabulation[[#This Row],[AC System Output (W)]]/1000","v":1.915503},{"$f":"VLOOKUP(Tabulation[[#This Row],[Month]],Season,2)","v":"Summer"},{"$f":"(DATE(2021,Tabulation[[#This Row],[Month]],Tabulation[[#This Row],[Day]]))","v":"2021-07-25"},{"$f":"WEEKDAY(Tabulation[[#This Row],[Date]])","v":1},{"$f":"IF(OR(Tabulation[[#This Row],[DayNo]]=1,Tabulation[[#This Row],[DayNo]]=7),1,0)","v":1},{"$f":"COUNTIF(Holidays,Tabulation[[#This Row],[Date]])","v":0},{"$f":"CONCATENATE(Tabulation[[#This Row],[Holiday]],Tabulation[[#This Row],[Season]],Tabulation[[#This Row],[Weekend]],\"-\",IF(Tabulation[[#This Row],[Hour]]<10,0,\"\"),C4956)","v":"0Summer1-08"},{"$f":"VLOOKUP(Tabulation[[#This Row],[Concat]],Table3[],8)","v":0.28148000000000001},{"$f":"(Tabulation[[#This Row],[AC System Output (kW)]]*Tabulation[[#This Row],[Rate]])","v":0.53917578444000003}]
[7,25,11,3028.5990000000002,{"$f":"Tabulation[[#This Row],[AC System Output (W)]]/1000","v":3.0285990000000003},{"$f":"VLOOKUP(Tabulation[[#This Row],[Month]],Season,2)","v":"Summer"},{"$f":"(DATE(2021,Tabulation[[#This Row],[Month]],Tabulation[[#This Row],[Day]]))","v":"2021-07-25"},{"$f":"WEEKDAY(Tabulation[[#This Row],[Date]])","v":1},{"$f":"IF(OR(Tabulation[[#This Row],[DayNo]]=1,Tabulation[[#This Row],[DayNo]]=7),1,0)","v":1},{"$f":"COUNTIF(Holidays,Tabulation[[#This Row],[Date]])","v":0},{"$f":"CONCATENATE(Tabulation[[#This Row],[Holiday]],Tabulation[[#This Row],[Season]],Tabulation[[#This Row],[Weekend]],\"-\",IF(Tabulation[[#This Row],[Hour]]<10,0,\"\"),C4959)","v":"0Summer1-11"},{"$f":"VLOOKUP(Tabulation[[#This Row],[Concat]],Table3[],8)","v":0.28148000000000001},{"$f":"(Tabulation[[#This Row],[AC System Output (kW)]]*Tabulation[[#This Row],[Rate]])","v":0.85249004652000004}]
[7,25,14,2635.9450000000002,{"$f":"Tabulation[[#This Row],[AC System Output (W)]]/1000","v":2.635945},{"$f":"VLOOKUP(Tabulation[[#This Row],[Month]],Season,2)","v":"Summer"},{"$f":"(DATE(2021,Tabulation[[#This Row],[Month]],Tabulation[[#This Row],[Day]]))","v":"2021-07-25"},{"$f":"WEEKDAY(Tabulation[[#This Row],[Date]])","v":1},{"$f":"IF(OR(Tabulation[[#This Row],[DayNo]]=1,Tabulation[[#This Row],[DayNo]]=7),1,0)","v":1},{"$f":"COUNTIF(Holidays,Tabulation[[#This Row],[Date]])","v":0},{"$f":"CONCATENATE(Tabulation[[#This Row],[Holiday]],Tabulation[[#This Row],[Season]],Tabulation[[#This Row],[Weekend]],\"-\",IF(Tabulation[[#This Row],[Hour]]<10,0,\"\"),C4962)","v":"0Summer1-14"},{"$f":"VLOOKUP(Tabulation[[#This Row],[Concat]],Table3[],8)","v":0.28148000000000001},{"$f":"(Tabulation[[#This Row],[AC System Output (kW)]]*Tabulation[[#This Row],[Rate]])","v":0.7419657986}]
[7,25,18,84.201999999999998,{"$f":"Tabulation[[#This Row],[AC System Output (W)]]/1000","v":8.4201999999999999E-2},{"$f":"VLOOKUP(Tabulation[[#This Row],[Month]],Season,2)","v":"Summer"},{"$f":"(DATE(2021,Tabulation[[#This Row],[Month]],Tabulation[[#This Row],[Day]]))","v":"2021-07-25"},{"$f":"WEEKDAY(Tabulation[[#This Row],[Date]])","v":1},{"$f":"IF(OR(Tabulation[[#This Row],[DayNo]]=1,Tabulation[[#This Row],[DayNo]]=7),1,0)","v":1},{"$f":"COUNTIF(Holidays,Tabulation[[#This Row],[Date]])","v":0},{"$f":"CONCATENATE(Tabulation[[#This Row],[Holiday]],Tabulation[[#This Row],[Season]],Tabulation[[#This Row],[Weekend]],\"-\",IF(Tabulation[[#This Row],[Hour]]<10,0,\"\"),C4966)","v":"0Summer1-18"},{"$f":"VLOOKUP(Tabulation[[#This Row],[Concat]],Table3[],8)","v":0.28148000000000001},{"$f":"(Tabulation[[#This Row],[AC System Output (kW)]]*Tabulation[[#This Row],[Rate]])","v":2.3701178959999999E-2}]
[7,25,21,0,{"$f":"Tabulation[[#This Row],[AC System Output (W)]]/1000","v":0},{"$f":"VLOOKUP(Tabulation[[#This Row],[Month]],Season,2)","v":"Summer"},{"$f":"(DATE(2021,Tabulation[[#This Row],[Month]],Tabulation[[#This Row],[Day]]))","v":"2021-07-25"},{"$f":"WEEKDAY(Tabulation[[#This Row],[Date]])","v":1},{"$f":"IF(OR(Tabulation[[#This Row],[DayNo]]=1,Tabulation[[#This Row],[DayNo]]=7),1,0)","v":1},{"$f":"COUNTIF(Holidays,Tabulation[[#This Row],[Date]])","v":0},{"$f":"CONCATENATE(Tabulation[[#This Row],[Holiday]],Tabulation[[#This Row],[Season]],Tabulation[[#This Row],[Weekend]],\"-\",IF(Tabulation[[#This Row],[Hour]]<10,0,\"\"),C4969)","v":"0Summer1-21"},{"$f":"VLOOKUP(Tabulation[[#This Row],[Concat]],Table3[],8)","v":0.28148000000000001},{"$f":"(Tabulation[[#This Row],[AC System Output (kW)]]*Tabulation[[#This Row],[Rate]])","v":0}]
[7,26,0,0,{"$f":"Tabulation[[#This Row],[AC System Output (W)]]/1000","v":0},{"$f":"VLOOKUP(Tabulation[[#This Row],[Month]],Season,2)","v":"Summer"},{"$f":"(DATE(2021,Tabulation[[#This Row],[Month]],Tabulation[[#This Row],[Day]]))","v":"2021-07-26"},{"$f":"WEEKDAY(Tabulation[[#This Row],[Date]])","v":2},{"$f":"IF(OR(Tabulation[[#This Row],[DayNo]]=1,Tabulation[[#This Row],[DayNo]]=7),1,0)","v":0},{"$f":"COUNTIF(Holidays,Tabulation[[#This Row],[Date]])","v":0},{"$f":"CONCATENATE(Tabulation[[#This Row],[Holiday]],Tabulation[[#This Row],[Season]],Tabulation[[#This Row],[Weekend]],\"-\",IF(Tabulation[[#This Row],[Hour]]<10,0,\"\"),C4972)","v":"0Summer0-00"},{"$f":"VLOOKUP(Tabulation[[#This Row],[Concat]],Table3[],8)","v":0.28148000000000001},{"$f":"(Tabulation[[#This Row],[AC System Output (kW)]]*Tabulation[[#This Row],[Rate]])","v":0}]
[7,26,4,0,{"$f":"Tabulation[[#This Row],[AC System Output (W)]]/1000","v":0},{"$f":"VLOOKUP(Tabulation[[#This Row],[Month]],Season,2)","v":"Summer"},{"$f":"(DATE(2021,Tabulation[[#This Row],[Month]],Tabulation[[#This Row],[Day]]))","v":"2021-07-26"},{"$f":"WEEKDAY(Tabulation[[#This Row],[Date]])","v":2},{"$f":"IF(OR(Tabulation[[#This Row],[DayNo]]=1,Tabulation[[#This Row],[DayNo]]=7),1,0)","v":0},{"$f":"COUNTIF(Holidays,Tabulation[[#This Row],[Date]])","v":0},{"$f":"CONCATENATE(Tabulation[[#This Row],[Holiday]],Tabulation[[#This Row],[Season]],Tabulation[[#This Row],[Weekend]],\"-\",IF(Tabulation[[#This Row],[Hour]]<10,0,\"\"),C4976)","v":"0Summer0-04"},{"$f":"VLOOKUP(Tabulation[[#This Row],[Concat]],Table3[],8)","v":0.28148000000000001},{"$f":"(Tabulation[[#This Row],[AC System Output (kW)]]*Tabulation[[#This Row],[Rate]])","v":0}]
[7,26,5,33.664999999999999,{"$f":"Tabulation[[#This Row],[AC System Output (W)]]/1000","v":3.3665E-2},{"$f":"VLOOKUP(Tabulation[[#This Row],[Month]],Season,2)","v":"Summer"},{"$f":"(DATE(2021,Tabulation[[#This Row],[Month]],Tabulation[[#This Row],[Day]]))","v":"2021-07-26"},{"$f":"WEEKDAY(Tabulation[[#This Row],[Date]])","v":2},{"$f":"IF(OR(Tabulation[[#This Row],[DayNo]]=1,Tabulation[[#This Row],[DayNo]]=7),1,0)","v":0},{"$f":"COUNTIF(Holidays,Tabulation[[#This Row],[Date]])","v":0},{"$f":"CONCATENATE(Tabulation[[#This Row],[Holiday]],Tabulation[[#This Row],[Season]],Tabulation[[#This Row],[Weekend]],\"-\",IF(Tabulation[[#This Row],[Hour]]<10,0,\"\"),C4977)","v":"0Summer0-05"},{"$f":"VLOOKUP(Tabulation[[#This Row],[Concat]],Table3[],8)","v":0.28148000000000001},{"$f":"(Tabulation[[#This Row],[AC System Output (kW)]]*Tabulation[[#This Row],[Rate]])","v":9.4760242000000005E-3}]
[7,26,9,2474.96,{"$f":"Tabulation[[#This Row],[AC System Output (W)]]/1000","v":2.4749599999999998},{"$f":"VLOOKUP(Tabulation[[#This Row],[Month]],Season,2)","v":"Summer"},{"$f":"(DATE(2021,Tabulation[[#This Row],[Month]],Tabulation[[#This Row],[Day]]))","v":"2021-07-26"},{"$f":"WEEKDAY(Tabulation[[#This Row],[Date]])","v":2},{"$f":"IF(OR(Tabulation[[#This Row],[DayNo]]=1,Tabulation[[#This Row],[DayNo]]=7),1,0)","v":0},{"$f":"COUNTIF(Holidays,Tabulation[[#This Row],[Date]])","v":0},{"$f":"CONCATENATE(Tabulation[[#This Row],[Holiday]],Tabulation[[#This Row],[Season]],Tabulation[[#This Row],[Weekend]],\"-\",IF(Tabulation[[#This Row],[Hour]]<10,0,\"\"),C4981)","v":"0Summer0-09"},{"$f":"VLOOKUP(Tabulation[[#This Row],[Concat]],Table3[],8)","v":0.28148000000000001},{"$f":"(Tabulation[[#This Row],[AC System Output (kW)]]*Tabulation[[#This Row],[Rate]])","v":0.69665174079999992}]
[7,26,12,3098.3220000000001,{"$f":"Tabulation[[#This Row],[AC System Output (W)]]/1000","v":3.098322},{"$f":"VLOOKUP(Tabulation[[#This Row],[Month]],Season,2)","v":"Summer"},{"$f":"(DATE(2021,Tabulation[[#This Row],[Month]],Tabulation[[#This Row],[Day]]))","v":"2021-07-26"},{"$f":"WEEKDAY(Tabulation[[#This Row],[Date]])","v":2},{"$f":"IF(OR(Tabulation[[#This Row],[DayNo]]=1,Tabulation[[#This Row],[DayNo]]=7),1,0)","v":0},{"$f":"COUNTIF(Holidays,Tabulation[[#This Row],[Date]])","v":0},{"$f":"CONCATENATE(Tabulation[[#This Row],[Holiday]],Tabulation[[#This Row],[Season]],Tabulation[[#This Row],[Weekend]],\"-\",IF(Tabulation[[#This Row],[Hour]]<10,0,\"\"),C4984)","v":"0Summer0-12"},{"$f":"VLOOKUP(Tabulation[[#This Row],[Concat]],Table3[],8)","v":0.28148000000000001},{"$f":"(Tabulation[[#This Row],[AC System Output (kW)]]*Tabulation[[#This Row],[Rate]])","v":0.87211567656}]
[7,26,15,2109.5770000000002,{"$f":"Tabulation[[#This Row],[AC System Output (W)]]/1000","v":2.1095770000000003},{"$f":"VLOOKUP(Tabulation[[#This Row],[Month]],Season,2)","v":"Summer"},{"$f":"(DATE(2021,Tabulation[[#This Row],[Month]],Tabulation[[#This Row],[Day]]))","v":"2021-07-26"},{"$f":"WEEKDAY(Tabulation[[#This Row],[Date]])","v":2},{"$f":"IF(OR(Tabulation[[#This Row],[DayNo]]=1,Tabulation[[#This Row],[DayNo]]=7),1,0)","v":0},{"$f":"COUNTIF(Holidays,Tabulation[[#This Row],[Date]])","v":0},{"$f":"CONCATENATE(Tabulation[[#This Row],[Holiday]],Tabulation[[#This Row],[Season]],Tabulation[[#This Row],[Weekend]],\"-\",IF(Tabulation[[#This Row],[Hour]]<10,0,\"\"),C4987)","v":"0Summer0-15"},{"$f":"VLOOKUP(Tabulation[[#This Row],[Concat]],Table3[],8)","v":0.28148000000000001},{"$f":"(Tabulation[[#This Row],[AC System Output (kW)]]*Tabulation[[#This Row],[Rate]])","v":0.59380373396000008}]
[7,26,19,0,{"$f":"Tabulation[[#This Row],[AC System Output (W)]]/1000","v":0},{"$f":"VLOOKUP(Tabulation[[#This Row],[Month]],Season,2)","v":"Summer"},{"$f":"(DATE(2021,Tabulation[[#This Row],[Month]],Tabulation[[#This Row],[Day]]))","v":"2021-07-26"},{"$f":"WEEKDAY(Tabulation[[#This Row],[Date]])","v":2},{"$f":"IF(OR(Tabulation[[#This Row],[DayNo]]=1,Tabulation[[#This Row],[DayNo]]=7),1,0)","v":0},{"$f":"COUNTIF(Holidays,Tabulation[[#This Row],[Date]])","v":0},{"$f":"CONCATENATE(Tabulation[[#This Row],[Holiday]],Tabulation[[#This Row],[Season]],Tabulation[[#This Row],[Weekend]],\"-\",IF(Tabulation[[#This Row],[Hour]]<10,0,\"\"),C4991)","v":"0Summer0-19"},{"$f":"VLOOKUP(Tabulation[[#This Row],[Concat]],Table3[],8)","v":0.37644},{"$f":"(Tabulation[[#This Row],[AC System Output (kW)]]*Tabulation[[#This Row],[Rate]])","v":0}]
[7,26,22,0,{"$f":"Tabulation[[#This Row],[AC System Output (W)]]/1000","v":0},{"$f":"VLOOKUP(Tabulation[[#This Row],[Month]],Season,2)","v":"Summer"},{"$f":"(DATE(2021,Tabulation[[#This Row],[Month]],Tabulation[[#This Row],[Day]]))","v":"2021-07-26"},{"$f":"WEEKDAY(Tabulation[[#This Row],[Date]])","v":2},{"$f":"IF(OR(Tabulation[[#This Row],[DayNo]]=1,Tabulation[[#This Row],[DayNo]]=7),1,0)","v":0},{"$f":"COUNTIF(Holidays,Tabulation[[#This Row],[Date]])","v":0},{"$f":"CONCATENATE(Tabulation[[#This Row],[Holiday]],Tabulation[[#This Row],[Season]],Tabulation[[#This Row],[Weekend]],\"-\",IF(Tabulation[[#This Row],[Hour]]<10,0,\"\"),C4994)","v":"0Summer0-22"},{"$f":"VLOOKUP(Tabulation[[#This Row],[Concat]],Table3[],8)","v":0.28148000000000001},{"$f":"(Tabulation[[#This Row],[AC System Output (kW)]]*Tabulation[[#This Row],[Rate]])","v":0}]
[7,27,2,0,{"$f":"Tabulation[[#This Row],[AC System Output (W)]]/1000","v":0},{"$f":"VLOOKUP(Tabulation[[#This Row],[Month]],Season,2)","v":"Summer"},{"$f":"(DATE(2021,Tabulation[[#This Row],[Month]],Tabulation[[#This Row],[Day]]))","v":"2021-07-27"},{"$f":"WEEKDAY(Tabulation[[#This Row],[Date]])","v":3},{"$f":"IF(OR(Tabulation[[#This Row],[DayNo]]=1,Tabulation[[#This Row],[DayNo]]=7),1,0)","v":0},{"$f":"COUNTIF(Holidays,Tabulation[[#This Row],[Date]])","v":0},{"$f":"CONCATENATE(Tabulation[[#This Row],[Holiday]],Tabulation[[#This Row],[Season]],Tabulation[[#This Row],[Weekend]],\"-\",IF(Tabulation[[#This Row],[Hour]]<10,0,\"\"),C4998)","v":"0Summer0-02"},{"$f":"VLOOKUP(Tabulation[[#This Row],[Concat]],Table3[],8)","v":0.28148000000000001},{"$f":"(Tabulation[[#This Row],[AC System Output (kW)]]*Tabulation[[#This Row],[Rate]])","v":0}]
[7,27,6,403.44099999999997,{"$f":"Tabulation[[#This Row],[AC System Output (W)]]/1000","v":0.40344099999999999},{"$f":"VLOOKUP(Tabulation[[#This Row],[Month]],Season,2)","v":"Summer"},{"$f":"(DATE(2021,Tabulation[[#This Row],[Month]],Tabulation[[#This Row],[Day]]))","v":"2021-07-27"},{"$f":"WEEKDAY(Tabulation[[#This Row],[Date]])","v":3},{"$f":"IF(OR(Tabulation[[#This Row],[DayNo]]=1,Tabulation[[#This Row],[DayNo]]=7),1,0)","v":0},{"$f":"COUNTIF(Holidays,Tabulation[[#This Row],[Date]])","v":0},{"$f":"CONCATENATE(Tabulation[[#This Row],[Holiday]],Tabulation[[#This Row],[Season]],Tabulation[[#This Row],[Weekend]],\"-\",IF(Tabulation[[#This Row],[Hour]]<10,0,\"\"),C5002)","v":"0Summer0-06"},{"$f":"VLOOKUP(Tabulation[[#This Row],[Concat]],Table3[],8)","v":0.28148000000000001},{"$f":"(Tabulation[[#This Row],[AC System Output (kW)]]*Tabulation[[#This Row],[Rate]])","v":0.11356057268}]
[7,27,9,2459.29,{"$f":"Tabulation[[#This Row],[AC System Output (W)]]/1000","v":2.4592899999999998},{"$f":"VLOOKUP(Tabulation[[#This Row],[Month]],Season,2)","v":"Summer"},{"$f":"(DATE(2021,Tabulation[[#This Row],[Month]],Tabulation[[#This Row],[Day]]))","v":"2021-07-27"},{"$f":"WEEKDAY(Tabulation[[#This Row],[Date]])","v":3},{"$f":"IF(OR(Tabulation[[#This Row],[DayNo]]=1,Tabulation[[#This Row],[DayNo]]=7),1,0)","v":0},{"$f":"COUNTIF(Holidays,Tabulation[[#This Row],[Date]])","v":0},{"$f":"CONCATENATE(Tabulation[[#This Row],[Holiday]],Tabulation[[#This Row],[Season]],Tabulation[[#This Row],[Weekend]],\"-\",IF(Tabulation[[#This Row],[Hour]]<10,0,\"\"),C5005)","v":"0Summer0-09"},{"$f":"VLOOKUP(Tabulation[[#This Row],[Concat]],Table3[],8)","v":0.28148000000000001},{"$f":"(Tabulation[[#This Row],[AC System Output (kW)]]*Tabulation[[#This Row],[Rate]])","v":0.6922409491999999}]
[7,27,10,2870.518,{"$f":"Tabulation[[#This Row],[AC System Output (W)]]/1000","v":2.8705180000000001},{"$f":"VLOOKUP(Tabulation[[#This Row],[Month]],Season,2)","v":"Summer"},{"$f":"(DATE(2021,Tabulation[[#This Row],[Month]],Tabulation[[#This Row],[Day]]))","v":"2021-07-27"},{"$f":"WEEKDAY(Tabulation[[#This Row],[Date]])","v":3},{"$f":"IF(OR(Tabulation[[#This Row],[DayNo]]=1,Tabulation[[#This Row],[DayNo]]=7),1,0)","v":0},{"$f":"COUNTIF(Holidays,Tabulation[[#This Row],[Date]])","v":0},{"$f":"CONCATENATE(Tabulation[[#This Row],[Holiday]],Tabulation[[#This Row],[Season]],Tabulation[[#This Row],[Weekend]],\"-\",IF(Tabulation[[#This Row],[Hour]]<10,0,\"\"),C5006)","v":"0Summer0-10"},{"$f":"VLOOKUP(Tabulation[[#This Row],[Concat]],Table3[],8)","v":0.28148000000000001},{"$f":"(Tabulation[[#This Row],[AC System Output (kW)]]*Tabulation[[#This Row],[Rate]])","v":0.80799340664000008}]
[7,27,13,3022.9949999999999,{"$f":"Tabulation[[#This Row],[AC System Output (W)]]/1000","v":3.0229949999999999},{"$f":"VLOOKUP(Tabulation[[#This Row],[Month]],Season,2)","v":"Summer"},{"$f":"(DATE(2021,Tabulation[[#This Row],[Month]],Tabulation[[#This Row],[Day]]))","v":"2021-07-27"},{"$f":"WEEKDAY(Tabulation[[#This Row],[Date]])","v":3},{"$f":"IF(OR(Tabulation[[#This Row],[DayNo]]=1,Tabulation[[#This Row],[DayNo]]=7),1,0)","v":0},{"$f":"COUNTIF(Holidays,Tabulation[[#This Row],[Date]])","v":0},{"$f":"CONCATENATE(Tabulation[[#This Row],[Holiday]],Tabulation[[#This Row],[Season]],Tabulation[[#This Row],[Weekend]],\"-\",IF(Tabulation[[#This Row],[Hour]]<10,0,\"\"),C5009)","v":"0Summer0-13"},{"$f":"VLOOKUP(Tabulation[[#This Row],[Concat]],Table3[],8)","v":0.28148000000000001},{"$f":"(Tabulation[[#This Row],[AC System Output (kW)]]*Tabulation[[#This Row],[Rate]])","v":0.85091263259999994}]
[7,27,16,1433.0219999999999,{"$f":"Tabulation[[#This Row],[AC System Output (W)]]/1000","v":1.433022},{"$f":"VLOOKUP(Tabulation[[#This Row],[Month]],Season,2)","v":"Summer"},{"$f":"(DATE(2021,Tabulation[[#This Row],[Month]],Tabulation[[#This Row],[Day]]))","v":"2021-07-27"},{"$f":"WEEKDAY(Tabulation[[#This Row],[Date]])","v":3},{"$f":"IF(OR(Tabulation[[#This Row],[DayNo]]=1,Tabulation[[#This Row],[DayNo]]=7),1,0)","v":0},{"$f":"COUNTIF(Holidays,Tabulation[[#This Row],[Date]])","v":0},{"$f":"CONCATENATE(Tabulation[[#This Row],[Holiday]],Tabulation[[#This Row],[Season]],Tabulation[[#This Row],[Weekend]],\"-\",IF(Tabulation[[#This Row],[Hour]]<10,0,\"\"),C5012)","v":"0Summer0-16"},{"$f":"VLOOKUP(Tabulation[[#This Row],[Concat]],Table3[],8)","v":0.28148000000000001},{"$f":"(Tabulation[[#This Row],[AC System Output (kW)]]*Tabulation[[#This Row],[Rate]])","v":0.40336703256000001}]
[7,27,20,0,{"$f":"Tabulation[[#This Row],[AC System Output (W)]]/1000","v":0},{"$f":"VLOOKUP(Tabulation[[#This Row],[Month]],Season,2)","v":"Summer"},{"$f":"(DATE(2021,Tabulation[[#This Row],[Month]],Tabulation[[#This Row],[Day]]))","v":"2021-07-27"},{"$f":"WEEKDAY(Tabulation[[#This Row],[Date]])","v":3},{"$f":"IF(OR(Tabulation[[#This Row],[DayNo]]=1,Tabulation[[#This Row],[DayNo]]=7),1,0)","v":0},{"$f":"COUNTIF(Holidays,Tabulation[[#This Row],[Date]])","v":0},{"$f":"CONCATENATE(Tabulation[[#This Row],[Holiday]],Tabulation[[#This Row],[Season]],Tabulation[[#This Row],[Weekend]],\"-\",IF(Tabulation[[#This Row],[Hour]]<10,0,\"\"),C5016)","v":"0Summer0-20"},{"$f":"VLOOKUP(Tabulation[[#This Row],[Concat]],Table3[],8)","v":0.28148000000000001},{"$f":"(Tabulation[[#This Row],[AC System Output (kW)]]*Tabulation[[#This Row],[Rate]])","v":0}]
[7,27,23,0,{"$f":"Tabulation[[#This Row],[AC System Output (W)]]/1000","v":0},{"$f":"VLOOKUP(Tabulation[[#This Row],[Month]],Season,2)","v":"Summer"},{"$f":"(DATE(2021,Tabulation[[#This Row],[Month]],Tabulation[[#This Row],[Day]]))","v":"2021-07-27"},{"$f":"WEEKDAY(Tabulation[[#This Row],[Date]])","v":3},{"$f":"IF(OR(Tabulation[[#This Row],[DayNo]]=1,Tabulation[[#This Row],[DayNo]]=7),1,0)","v":0},{"$f":"COUNTIF(Holidays,Tabulation[[#This Row],[Date]])","v":0},{"$f":"CONCATENATE(Tabulation[[#This Row],[Holiday]],Tabulation[[#This Row],[Season]],Tabulation[[#This Row],[Weekend]],\"-\",IF(Tabulation[[#This Row],[Hour]]<10,0,\"\"),C5019)","v":"0Summer0-23"},{"$f":"VLOOKUP(Tabulation[[#This Row],[Concat]],Table3[],8)","v":0.28148000000000001},{"$f":"(Tabulation[[#This Row],[AC System Output (kW)]]*Tabulation[[#This Row],[Rate]])","v":0}]
[7,28,3,0,{"$f":"Tabulation[[#This Row],[AC System Output (W)]]/1000","v":0},{"$f":"VLOOKUP(Tabulation[[#This Row],[Month]],Season,2)","v":"Summer"},{"$f":"(DATE(2021,Tabulation[[#This Row],[Month]],Tabulation[[#This Row],[Day]]))","v":"2021-07-28"},{"$f":"WEEKDAY(Tabulation[[#This Row],[Date]])","v":4},{"$f":"IF(OR(Tabulation[[#This Row],[DayNo]]=1,Tabulation[[#This Row],[DayNo]]=7),1,0)","v":0},{"$f":"COUNTIF(Holidays,Tabulation[[#This Row],[Date]])","v":0},{"$f":"CONCATENATE(Tabulation[[#This Row],[Holiday]],Tabulation[[#This Row],[Season]],Tabulation[[#This Row],[Weekend]],\"-\",IF(Tabulation[[#This Row],[Hour]]<10,0,\"\"),C5023)","v":"0Summer0-03"},{"$f":"VLOOKUP(Tabulation[[#This Row],[Concat]],Table3[],8)","v":0.28148000000000001},{"$f":"(Tabulation[[#This Row],[AC System Output (kW)]]*Tabulation[[#This Row],[Rate]])","v":0}]
[7,28,7,1165.6220000000001,{"$f":"Tabulation[[#This Row],[AC System Output (W)]]/1000","v":1.1656220000000002},{"$f":"VLOOKUP(Tabulation[[#This Row],[Month]],Season,2)","v":"Summer"},{"$f":"(DATE(2021,Tabulation[[#This Row],[Month]],Tabulation[[#This Row],[Day]]))","v":"2021-07-28"},{"$f":"WEEKDAY(Tabulation[[#This Row],[Date]])","v":4},{"$f":"IF(OR(Tabulation[[#This Row],[DayNo]]=1,Tabulation[[#This Row],[DayNo]]=7),1,0)","v":0},{"$f":"COUNTIF(Holidays,Tabulation[[#This Row],[Date]])","v":0},{"$f":"CONCATENATE(Tabulation[[#This Row],[Holiday]],Tabulation[[#This Row],[Season]],Tabulation[[#This Row],[Weekend]],\"-\",IF(Tabulation[[#This Row],[Hour]]<10,0,\"\"),C5027)","v":"0Summer0-07"},{"$f":"VLOOKUP(Tabulation[[#This Row],[Concat]],Table3[],8)","v":0.28148000000000001},{"$f":"(Tabulation[[#This Row],[AC System Output (kW)]]*Tabulation[[#This Row],[Rate]])","v":0.32809928056000004}]
[7,28,10,2736.2689999999998,{"$f":"Tabulation[[#This Row],[AC System Output (W)]]/1000","v":2.7362689999999996},{"$f":"VLOOKUP(Tabulation[[#This Row],[Month]],Season,2)","v":"Summer"},{"$f":"(DATE(2021,Tabulation[[#This Row],[Month]],Tabulation[[#This Row],[Day]]))","v":"2021-07-28"},{"$f":"WEEKDAY(Tabulation[[#This Row],[Date]])","v":4},{"$f":"IF(OR(Tabulation[[#This Row],[DayNo]]=1,Tabulation[[#This Row],[DayNo]]=7),1,0)","v":0},{"$f":"COUNTIF(Holidays,Tabulation[[#This Row],[Date]])","v":0},{"$f":"CONCATENATE(Tabulation[[#This Row],[Holiday]],Tabulation[[#This Row],[Season]],Tabulation[[#This Row],[Weekend]],\"-\",IF(Tabulation[[#This Row],[Hour]]<10,0,\"\"),C5030)","v":"0Summer0-10"},{"$f":"VLOOKUP(Tabulation[[#This Row],[Concat]],Table3[],8)","v":0.28148000000000001},{"$f":"(Tabulation[[#This Row],[AC System Output (kW)]]*Tabulation[[#This Row],[Rate]])","v":0.77020499811999987}]
[7,28,11,2986.6350000000002,{"$f":"Tabulation[[#This Row],[AC System Output (W)]]/1000","v":2.9866350000000002},{"$f":"VLOOKUP(Tabulation[[#This Row],[Month]],Season,2)","v":"Summer"},{"$f":"(DATE(2021,Tabulation[[#This Row],[Month]],Tabulation[[#This Row],[Day]]))","v":"2021-07-28"},{"$f":"WEEKDAY(Tabulation[[#This Row],[Date]])","v":4},{"$f":"IF(OR(Tabulation[[#This Row],[DayNo]]=1,Tabulation[[#This Row],[DayNo]]=7),1,0)","v":0},{"$f":"COUNTIF(Holidays,Tabulation[[#This Row],[Date]])","v":0},{"$f":"CONCATENATE(Tabulation[[#This Row],[Holiday]],Tabulation[[#This Row],[Season]],Tabulation[[#This Row],[Weekend]],\"-\",IF(Tabulation[[#This Row],[Hour]]<10,0,\"\"),C5031)","v":"0Summer0-11"},{"$f":"VLOOKUP(Tabulation[[#This Row],[Concat]],Table3[],8)","v":0.28148000000000001},{"$f":"(Tabulation[[#This Row],[AC System Output (kW)]]*Tabulation[[#This Row],[Rate]])","v":0.84067801980000012}]
[7,28,14,2563.4180000000001,{"$f":"Tabulation[[#This Row],[AC System Output (W)]]/1000","v":2.563418},{"$f":"VLOOKUP(Tabulation[[#This Row],[Month]],Season,2)","v":"Summer"},{"$f":"(DATE(2021,Tabulation[[#This Row],[Month]],Tabulation[[#This Row],[Day]]))","v":"2021-07-28"},{"$f":"WEEKDAY(Tabulation[[#This Row],[Date]])","v":4},{"$f":"IF(OR(Tabulation[[#This Row],[DayNo]]=1,Tabulation[[#This Row],[DayNo]]=7),1,0)","v":0},{"$f":"COUNTIF(Holidays,Tabulation[[#This Row],[Date]])","v":0},{"$f":"CONCATENATE(Tabulation[[#This Row],[Holiday]],Tabulation[[#This Row],[Season]],Tabulation[[#This Row],[Weekend]],\"-\",IF(Tabulation[[#This Row],[Hour]]<10,0,\"\"),C5034)","v":"0Summer0-14"},{"$f":"VLOOKUP(Tabulation[[#This Row],[Concat]],Table3[],8)","v":0.28148000000000001},{"$f":"(Tabulation[[#This Row],[AC System Output (kW)]]*Tabulation[[#This Row],[Rate]])","v":0.72155089863999999}]
[7,28,17,579.12099999999998,{"$f":"Tabulation[[#This Row],[AC System Output (W)]]/1000","v":0.579121},{"$f":"VLOOKUP(Tabulation[[#This Row],[Month]],Season,2)","v":"Summer"},{"$f":"(DATE(2021,Tabulation[[#This Row],[Month]],Tabulation[[#This Row],[Day]]))","v":"2021-07-28"},{"$f":"WEEKDAY(Tabulation[[#This Row],[Date]])","v":4},{"$f":"IF(OR(Tabulation[[#This Row],[DayNo]]=1,Tabulation[[#This Row],[DayNo]]=7),1,0)","v":0},{"$f":"COUNTIF(Holidays,Tabulation[[#This Row],[Date]])","v":0},{"$f":"CONCATENATE(Tabulation[[#This Row],[Holiday]],Tabulation[[#This Row],[Season]],Tabulation[[#This Row],[Weekend]],\"-\",IF(Tabulation[[#This Row],[Hour]]<10,0,\"\"),C5037)","v":"0Summer0-17"},{"$f":"VLOOKUP(Tabulation[[#This Row],[Concat]],Table3[],8)","v":0.37644},{"$f":"(Tabulation[[#This Row],[AC System Output (kW)]]*Tabulation[[#This Row],[Rate]])","v":0.21800430924}]
[7,28,21,0,{"$f":"Tabulation[[#This Row],[AC System Output (W)]]/1000","v":0},{"$f":"VLOOKUP(Tabulation[[#This Row],[Month]],Season,2)","v":"Summer"},{"$f":"(DATE(2021,Tabulation[[#This Row],[Month]],Tabulation[[#This Row],[Day]]))","v":"2021-07-28"},{"$f":"WEEKDAY(Tabulation[[#This Row],[Date]])","v":4},{"$f":"IF(OR(Tabulation[[#This Row],[DayNo]]=1,Tabulation[[#This Row],[DayNo]]=7),1,0)","v":0},{"$f":"COUNTIF(Holidays,Tabulation[[#This Row],[Date]])","v":0},{"$f":"CONCATENATE(Tabulation[[#This Row],[Holiday]],Tabulation[[#This Row],[Season]],Tabulation[[#This Row],[Weekend]],\"-\",IF(Tabulation[[#This Row],[Hour]]<10,0,\"\"),C5041)","v":"0Summer0-21"},{"$f":"VLOOKUP(Tabulation[[#This Row],[Concat]],Table3[],8)","v":0.28148000000000001},{"$f":"(Tabulation[[#This Row],[AC System Output (kW)]]*Tabulation[[#This Row],[Rate]])","v":0}]
[7,29,0,0,{"$f":"Tabulation[[#This Row],[AC System Output (W)]]/1000","v":0},{"$f":"VLOOKUP(Tabulation[[#This Row],[Month]],Season,2)","v":"Summer"},{"$f":"(DATE(2021,Tabulation[[#This Row],[Month]],Tabulation[[#This Row],[Day]]))","v":"2021-07-29"},{"$f":"WEEKDAY(Tabulation[[#This Row],[Date]])","v":5},{"$f":"IF(OR(Tabulation[[#This Row],[DayNo]]=1,Tabulation[[#This Row],[DayNo]]=7),1,0)","v":0},{"$f":"COUNTIF(Holidays,Tabulation[[#This Row],[Date]])","v":0},{"$f":"CONCATENATE(Tabulation[[#This Row],[Holiday]],Tabulation[[#This Row],[Season]],Tabulation[[#This Row],[Weekend]],\"-\",IF(Tabulation[[#This Row],[Hour]]<10,0,\"\"),C5044)","v":"0Summer0-00"},{"$f":"VLOOKUP(Tabulation[[#This Row],[Concat]],Table3[],8)","v":0.28148000000000001},{"$f":"(Tabulation[[#This Row],[AC System Output (kW)]]*Tabulation[[#This Row],[Rate]])","v":0}]
[7,29,5,27.552,{"$f":"Tabulation[[#This Row],[AC System Output (W)]]/1000","v":2.7552E-2},{"$f":"VLOOKUP(Tabulation[[#This Row],[Month]],Season,2)","v":"Summer"},{"$f":"(DATE(2021,Tabulation[[#This Row],[Month]],Tabulation[[#This Row],[Day]]))","v":"2021-07-29"},{"$f":"WEEKDAY(Tabulation[[#This Row],[Date]])","v":5},{"$f":"IF(OR(Tabulation[[#This Row],[DayNo]]=1,Tabulation[[#This Row],[DayNo]]=7),1,0)","v":0},{"$f":"COUNTIF(Holidays,Tabulation[[#This Row],[Date]])","v":0},{"$f":"CONCATENATE(Tabulation[[#This Row],[Holiday]],Tabulation[[#This Row],[Season]],Tabulation[[#This Row],[Weekend]],\"-\",IF(Tabulation[[#This Row],[Hour]]<10,0,\"\"),C5049)","v":"0Summer0-05"},{"$f":"VLOOKUP(Tabulation[[#This Row],[Concat]],Table3[],8)","v":0.28148000000000001},{"$f":"(Tabulation[[#This Row],[AC System Output (kW)]]*Tabulation[[#This Row],[Rate]])","v":7.7553369600000003E-3}]
[7,29,8,1855.7470000000001,{"$f":"Tabulation[[#This Row],[AC System Output (W)]]/1000","v":1.855747},{"$f":"VLOOKUP(Tabulation[[#This Row],[Month]],Season,2)","v":"Summer"},{"$f":"(DATE(2021,Tabulation[[#This Row],[Month]],Tabulation[[#This Row],[Day]]))","v":"2021-07-29"},{"$f":"WEEKDAY(Tabulation[[#This Row],[Date]])","v":5},{"$f":"IF(OR(Tabulation[[#This Row],[DayNo]]=1,Tabulation[[#This Row],[DayNo]]=7),1,0)","v":0},{"$f":"COUNTIF(Holidays,Tabulation[[#This Row],[Date]])","v":0},{"$f":"CONCATENATE(Tabulation[[#This Row],[Holiday]],Tabulation[[#This Row],[Season]],Tabulation[[#This Row],[Weekend]],\"-\",IF(Tabulation[[#This Row],[Hour]]<10,0,\"\"),C5052)","v":"0Summer0-08"},{"$f":"VLOOKUP(Tabulation[[#This Row],[Concat]],Table3[],8)","v":0.28148000000000001},{"$f":"(Tabulation[[#This Row],[AC System Output (kW)]]*Tabulation[[#This Row],[Rate]])","v":0.52235566556000002}]
[7,29,11,3012.433,{"$f":"Tabulation[[#This Row],[AC System Output (W)]]/1000","v":3.0124330000000001},{"$f":"VLOOKUP(Tabulation[[#This Row],[Month]],Season,2)","v":"Summer"},{"$f":"(DATE(2021,Tabulation[[#This Row],[Month]],Tabulation[[#This Row],[Day]]))","v":"2021-07-29"},{"$f":"WEEKDAY(Tabulation[[#This Row],[Date]])","v":5},{"$f":"IF(OR(Tabulation[[#This Row],[DayNo]]=1,Tabulation[[#This Row],[DayNo]]=7),1,0)","v":0},{"$f":"COUNTIF(Holidays,Tabulation[[#This Row],[Date]])","v":0},{"$f":"CONCATENATE(Tabulation[[#This Row],[Holiday]],Tabulation[[#This Row],[Season]],Tabulation[[#This Row],[Weekend]],\"-\",IF(Tabulation[[#This Row],[Hour]]<10,0,\"\"),C5055)","v":"0Summer0-11"},{"$f":"VLOOKUP(Tabulation[[#This Row],[Concat]],Table3[],8)","v":0.28148000000000001},{"$f":"(Tabulation[[#This Row],[AC System Output (kW)]]*Tabulation[[#This Row],[Rate]])","v":0.84793964084000006}]
[7,29,12,3070.8270000000002,{"$f":"Tabulation[[#This Row],[AC System Output (W)]]/1000","v":3.0708270000000004},{"$f":"VLOOKUP(Tabulation[[#This Row],[Month]],Season,2)","v":"Summer"},{"$f":"(DATE(2021,Tabulation[[#This Row],[Month]],Tabulation[[#This Row],[Day]]))","v":"2021-07-29"},{"$f":"WEEKDAY(Tabulation[[#This Row],[Date]])","v":5},{"$f":"IF(OR(Tabulation[[#This Row],[DayNo]]=1,Tabulation[[#This Row],[DayNo]]=7),1,0)","v":0},{"$f":"COUNTIF(Holidays,Tabulation[[#This Row],[Date]])","v":0},{"$f":"CONCATENATE(Tabulation[[#This Row],[Holiday]],Tabulation[[#This Row],[Season]],Tabulation[[#This Row],[Weekend]],\"-\",IF(Tabulation[[#This Row],[Hour]]<10,0,\"\"),C5056)","v":"0Summer0-12"},{"$f":"VLOOKUP(Tabulation[[#This Row],[Concat]],Table3[],8)","v":0.28148000000000001},{"$f":"(Tabulation[[#This Row],[AC System Output (kW)]]*Tabulation[[#This Row],[Rate]])","v":0.86437638396000016}]
[7,29,15,2084.886,{"$f":"Tabulation[[#This Row],[AC System Output (W)]]/1000","v":2.084886},{"$f":"VLOOKUP(Tabulation[[#This Row],[Month]],Season,2)","v":"Summer"},{"$f":"(DATE(2021,Tabulation[[#This Row],[Month]],Tabulation[[#This Row],[Day]]))","v":"2021-07-29"},{"$f":"WEEKDAY(Tabulation[[#This Row],[Date]])","v":5},{"$f":"IF(OR(Tabulation[[#This Row],[DayNo]]=1,Tabulation[[#This Row],[DayNo]]=7),1,0)","v":0},{"$f":"COUNTIF(Holidays,Tabulation[[#This Row],[Date]])","v":0},{"$f":"CONCATENATE(Tabulation[[#This Row],[Holiday]],Tabulation[[#This Row],[Season]],Tabulation[[#This Row],[Weekend]],\"-\",IF(Tabulation[[#This Row],[Hour]]<10,0,\"\"),C5059)","v":"0Summer0-15"},{"$f":"VLOOKUP(Tabulation[[#This Row],[Concat]],Table3[],8)","v":0.28148000000000001},{"$f":"(Tabulation[[#This Row],[AC System Output (kW)]]*Tabulation[[#This Row],[Rate]])","v":0.58685371127999997}]
[7,29,19,0,{"$f":"Tabulation[[#This Row],[AC System Output (W)]]/1000","v":0},{"$f":"VLOOKUP(Tabulation[[#This Row],[Month]],Season,2)","v":"Summer"},{"$f":"(DATE(2021,Tabulation[[#This Row],[Month]],Tabulation[[#This Row],[Day]]))","v":"2021-07-29"},{"$f":"WEEKDAY(Tabulation[[#This Row],[Date]])","v":5},{"$f":"IF(OR(Tabulation[[#This Row],[DayNo]]=1,Tabulation[[#This Row],[DayNo]]=7),1,0)","v":0},{"$f":"COUNTIF(Holidays,Tabulation[[#This Row],[Date]])","v":0},{"$f":"CONCATENATE(Tabulation[[#This Row],[Holiday]],Tabulation[[#This Row],[Season]],Tabulation[[#This Row],[Weekend]],\"-\",IF(Tabulation[[#This Row],[Hour]]<10,0,\"\"),C5063)","v":"0Summer0-19"},{"$f":"VLOOKUP(Tabulation[[#This Row],[Concat]],Table3[],8)","v":0.37644},{"$f":"(Tabulation[[#This Row],[AC System Output (kW)]]*Tabulation[[#This Row],[Rate]])","v":0}]
[7,29,21,0,{"$f":"Tabulation[[#This Row],[AC System Output (W)]]/1000","v":0},{"$f":"VLOOKUP(Tabulation[[#This Row],[Month]],Season,2)","v":"Summer"},{"$f":"(DATE(2021,Tabulation[[#This Row],[Month]],Tabulation[[#This Row],[Day]]))","v":"2021-07-29"},{"$f":"WEEKDAY(Tabulation[[#This Row],[Date]])","v":5},{"$f":"IF(OR(Tabulation[[#This Row],[DayNo]]=1,Tabulation[[#This Row],[DayNo]]=7),1,0)","v":0},{"$f":"COUNTIF(Holidays,Tabulation[[#This Row],[Date]])","v":0},{"$f":"CONCATENATE(Tabulation[[#This Row],[Holiday]],Tabulation[[#This Row],[Season]],Tabulation[[#This Row],[Weekend]],\"-\",IF(Tabulation[[#This Row],[Hour]]<10,0,\"\"),C5065)","v":"0Summer0-21"},{"$f":"VLOOKUP(Tabulation[[#This Row],[Concat]],Table3[],8)","v":0.28148000000000001},{"$f":"(Tabulation[[#This Row],[AC System Output (kW)]]*Tabulation[[#This Row],[Rate]])","v":0}]
[7,30,2,0,{"$f":"Tabulation[[#This Row],[AC System Output (W)]]/1000","v":0},{"$f":"VLOOKUP(Tabulation[[#This Row],[Month]],Season,2)","v":"Summer"},{"$f":"(DATE(2021,Tabulation[[#This Row],[Month]],Tabulation[[#This Row],[Day]]))","v":"2021-07-30"},{"$f":"WEEKDAY(Tabulation[[#This Row],[Date]])","v":6},{"$f":"IF(OR(Tabulation[[#This Row],[DayNo]]=1,Tabulation[[#This Row],[DayNo]]=7),1,0)","v":0},{"$f":"COUNTIF(Holidays,Tabulation[[#This Row],[Date]])","v":0},{"$f":"CONCATENATE(Tabulation[[#This Row],[Holiday]],Tabulation[[#This Row],[Season]],Tabulation[[#This Row],[Weekend]],\"-\",IF(Tabulation[[#This Row],[Hour]]<10,0,\"\"),C5070)","v":"0Summer0-02"},{"$f":"VLOOKUP(Tabulation[[#This Row],[Concat]],Table3[],8)","v":0.28148000000000001},{"$f":"(Tabulation[[#This Row],[AC System Output (kW)]]*Tabulation[[#This Row],[Rate]])","v":0}]
[7,30,6,382.84899999999999,{"$f":"Tabulation[[#This Row],[AC System Output (W)]]/1000","v":0.38284899999999999},{"$f":"VLOOKUP(Tabulation[[#This Row],[Month]],Season,2)","v":"Summer"},{"$f":"(DATE(2021,Tabulation[[#This Row],[Month]],Tabulation[[#This Row],[Day]]))","v":"2021-07-30"},{"$f":"WEEKDAY(Tabulation[[#This Row],[Date]])","v":6},{"$f":"IF(OR(Tabulation[[#This Row],[DayNo]]=1,Tabulation[[#This Row],[DayNo]]=7),1,0)","v":0},{"$f":"COUNTIF(Holidays,Tabulation[[#This Row],[Date]])","v":0},{"$f":"CONCATENATE(Tabulation[[#This Row],[Holiday]],Tabulation[[#This Row],[Season]],Tabulation[[#This Row],[Weekend]],\"-\",IF(Tabulation[[#This Row],[Hour]]<10,0,\"\"),C5074)","v":"0Summer0-06"},{"$f":"VLOOKUP(Tabulation[[#This Row],[Concat]],Table3[],8)","v":0.28148000000000001},{"$f":"(Tabulation[[#This Row],[AC System Output (kW)]]*Tabulation[[#This Row],[Rate]])","v":0.10776433652}]
[7,30,9,2293.2289999999998,{"$f":"Tabulation[[#This Row],[AC System Output (W)]]/1000","v":2.2932289999999997},{"$f":"VLOOKUP(Tabulation[[#This Row],[Month]],Season,2)","v":"Summer"},{"$f":"(DATE(2021,Tabulation[[#This Row],[Month]],Tabulation[[#This Row],[Day]]))","v":"2021-07-30"},{"$f":"WEEKDAY(Tabulation[[#This Row],[Date]])","v":6},{"$f":"IF(OR(Tabulation[[#This Row],[DayNo]]=1,Tabulation[[#This Row],[DayNo]]=7),1,0)","v":0},{"$f":"COUNTIF(Holidays,Tabulation[[#This Row],[Date]])","v":0},{"$f":"CONCATENATE(Tabulation[[#This Row],[Holiday]],Tabulation[[#This Row],[Season]],Tabulation[[#This Row],[Weekend]],\"-\",IF(Tabulation[[#This Row],[Hour]]<10,0,\"\"),C5077)","v":"0Summer0-09"},{"$f":"VLOOKUP(Tabulation[[#This Row],[Concat]],Table3[],8)","v":0.28148000000000001},{"$f":"(Tabulation[[#This Row],[AC System Output (kW)]]*Tabulation[[#This Row],[Rate]])","v":0.64549809891999999}]
[7,30,12,2961.502,{"$f":"Tabulation[[#This Row],[AC System Output (W)]]/1000","v":2.9615019999999999},{"$f":"VLOOKUP(Tabulation[[#This Row],[Month]],Season,2)","v":"Summer"},{"$f":"(DATE(2021,Tabulation[[#This Row],[Month]],Tabulation[[#This Row],[Day]]))","v":"2021-07-30"},{"$f":"WEEKDAY(Tabulation[[#This Row],[Date]])","v":6},{"$f":"IF(OR(Tabulation[[#This Row],[DayNo]]=1,Tabulation[[#This Row],[DayNo]]=7),1,0)","v":0},{"$f":"COUNTIF(Holidays,Tabulation[[#This Row],[Date]])","v":0},{"$f":"CONCATENATE(Tabulation[[#This Row],[Holiday]],Tabulation[[#This Row],[Season]],Tabulation[[#This Row],[Weekend]],\"-\",IF(Tabulation[[#This Row],[Hour]]<10,0,\"\"),C5080)","v":"0Summer0-12"},{"$f":"VLOOKUP(Tabulation[[#This Row],[Concat]],Table3[],8)","v":0.28148000000000001},{"$f":"(Tabulation[[#This Row],[AC System Output (kW)]]*Tabulation[[#This Row],[Rate]])","v":0.83360358296000003}]
[7,30,13,2870.221,{"$f":"Tabulation[[#This Row],[AC System Output (W)]]/1000","v":2.8702209999999999},{"$f":"VLOOKUP(Tabulation[[#This Row],[Month]],Season,2)","v":"Summer"},{"$f":"(DATE(2021,Tabulation[[#This Row],[Month]],Tabulation[[#This Row],[Day]]))","v":"2021-07-30"},{"$f":"WEEKDAY(Tabulation[[#This Row],[Date]])","v":6},{"$f":"IF(OR(Tabulation[[#This Row],[DayNo]]=1,Tabulation[[#This Row],[DayNo]]=7),1,0)","v":0},{"$f":"COUNTIF(Holidays,Tabulation[[#This Row],[Date]])","v":0},{"$f":"CONCATENATE(Tabulation[[#This Row],[Holiday]],Tabulation[[#This Row],[Season]],Tabulation[[#This Row],[Weekend]],\"-\",IF(Tabulation[[#This Row],[Hour]]<10,0,\"\"),C5081)","v":"0Summer0-13"},{"$f":"VLOOKUP(Tabulation[[#This Row],[Concat]],Table3[],8)","v":0.28148000000000001},{"$f":"(Tabulation[[#This Row],[AC System Output (kW)]]*Tabulation[[#This Row],[Rate]])","v":0.80790980708000004}]
[7,30,16,1347.3019999999999,{"$f":"Tabulation[[#This Row],[AC System Output (W)]]/1000","v":1.347302},{"$f":"VLOOKUP(Tabulation[[#This Row],[Month]],Season,2)","v":"Summer"},{"$f":"(DATE(2021,Tabulation[[#This Row],[Month]],Tabulation[[#This Row],[Day]]))","v":"2021-07-30"},{"$f":"WEEKDAY(Tabulation[[#This Row],[Date]])","v":6},{"$f":"IF(OR(Tabulation[[#This Row],[DayNo]]=1,Tabulation[[#This Row],[DayNo]]=7),1,0)","v":0},{"$f":"COUNTIF(Holidays,Tabulation[[#This Row],[Date]])","v":0},{"$f":"CONCATENATE(Tabulation[[#This Row],[Holiday]],Tabulation[[#This Row],[Season]],Tabulation[[#This Row],[Weekend]],\"-\",IF(Tabulation[[#This Row],[Hour]]<10,0,\"\"),C5084)","v":"0Summer0-16"},{"$f":"VLOOKUP(Tabulation[[#This Row],[Concat]],Table3[],8)","v":0.28148000000000001},{"$f":"(Tabulation[[#This Row],[AC System Output (kW)]]*Tabulation[[#This Row],[Rate]])","v":0.37923856696000002}]
[7,30,22,0,{"$f":"Tabulation[[#This Row],[AC System Output (W)]]/1000","v":0},{"$f":"VLOOKUP(Tabulation[[#This Row],[Month]],Season,2)","v":"Summer"},{"$f":"(DATE(2021,Tabulation[[#This Row],[Month]],Tabulation[[#This Row],[Day]]))","v":"2021-07-30"},{"$f":"WEEKDAY(Tabulation[[#This Row],[Date]])","v":6},{"$f":"IF(OR(Tabulation[[#This Row],[DayNo]]=1,Tabulation[[#This Row],[DayNo]]=7),1,0)","v":0},{"$f":"COUNTIF(Holidays,Tabulation[[#This Row],[Date]])","v":0},{"$f":"CONCATENATE(Tabulation[[#This Row],[Holiday]],Tabulation[[#This Row],[Season]],Tabulation[[#This Row],[Weekend]],\"-\",IF(Tabulation[[#This Row],[Hour]]<10,0,\"\"),C5090)","v":"0Summer0-22"},{"$f":"VLOOKUP(Tabulation[[#This Row],[Concat]],Table3[],8)","v":0.28148000000000001},{"$f":"(Tabulation[[#This Row],[AC System Output (kW)]]*Tabulation[[#This Row],[Rate]])","v":0}]
[7,31,0,0,{"$f":"Tabulation[[#This Row],[AC System Output (W)]]/1000","v":0},{"$f":"VLOOKUP(Tabulation[[#This Row],[Month]],Season,2)","v":"Summer"},{"$f":"(DATE(2021,Tabulation[[#This Row],[Month]],Tabulation[[#This Row],[Day]]))","v":"2021-07-31"},{"$f":"WEEKDAY(Tabulation[[#This Row],[Date]])","v":7},{"$f":"IF(OR(Tabulation[[#This Row],[DayNo]]=1,Tabulation[[#This Row],[DayNo]]=7),1,0)","v":1},{"$f":"COUNTIF(Holidays,Tabulation[[#This Row],[Date]])","v":0},{"$f":"CONCATENATE(Tabulation[[#This Row],[Holiday]],Tabulation[[#This Row],[Season]],Tabulation[[#This Row],[Weekend]],\"-\",IF(Tabulation[[#This Row],[Hour]]<10,0,\"\"),C5092)","v":"0Summer1-00"},{"$f":"VLOOKUP(Tabulation[[#This Row],[Concat]],Table3[],8)","v":0.28148000000000001},{"$f":"(Tabulation[[#This Row],[AC System Output (kW)]]*Tabulation[[#This Row],[Rate]])","v":0}]
[7,31,3,0,{"$f":"Tabulation[[#This Row],[AC System Output (W)]]/1000","v":0},{"$f":"VLOOKUP(Tabulation[[#This Row],[Month]],Season,2)","v":"Summer"},{"$f":"(DATE(2021,Tabulation[[#This Row],[Month]],Tabulation[[#This Row],[Day]]))","v":"2021-07-31"},{"$f":"WEEKDAY(Tabulation[[#This Row],[Date]])","v":7},{"$f":"IF(OR(Tabulation[[#This Row],[DayNo]]=1,Tabulation[[#This Row],[DayNo]]=7),1,0)","v":1},{"$f":"COUNTIF(Holidays,Tabulation[[#This Row],[Date]])","v":0},{"$f":"CONCATENATE(Tabulation[[#This Row],[Holiday]],Tabulation[[#This Row],[Season]],Tabulation[[#This Row],[Weekend]],\"-\",IF(Tabulation[[#This Row],[Hour]]<10,0,\"\"),C5095)","v":"0Summer1-03"},{"$f":"VLOOKUP(Tabulation[[#This Row],[Concat]],Table3[],8)","v":0.28148000000000001},{"$f":"(Tabulation[[#This Row],[AC System Output (kW)]]*Tabulation[[#This Row],[Rate]])","v":0}]
[7,31,7,1131.4860000000001,{"$f":"Tabulation[[#This Row],[AC System Output (W)]]/1000","v":1.1314860000000002},{"$f":"VLOOKUP(Tabulation[[#This Row],[Month]],Season,2)","v":"Summer"},{"$f":"(DATE(2021,Tabulation[[#This Row],[Month]],Tabulation[[#This Row],[Day]]))","v":"2021-07-31"},{"$f":"WEEKDAY(Tabulation[[#This Row],[Date]])","v":7},{"$f":"IF(OR(Tabulation[[#This Row],[DayNo]]=1,Tabulation[[#This Row],[DayNo]]=7),1,0)","v":1},{"$f":"COUNTIF(Holidays,Tabulation[[#This Row],[Date]])","v":0},{"$f":"CONCATENATE(Tabulation[[#This Row],[Holiday]],Tabulation[[#This Row],[Season]],Tabulation[[#This Row],[Weekend]],\"-\",IF(Tabulation[[#This Row],[Hour]]<10,0,\"\"),C5099)","v":"0Summer1-07"},{"$f":"VLOOKUP(Tabulation[[#This Row],[Concat]],Table3[],8)","v":0.28148000000000001},{"$f":"(Tabulation[[#This Row],[AC System Output (kW)]]*Tabulation[[#This Row],[Rate]])","v":0.31849067928000008}]
[7,31,10,2741.5529999999999,{"$f":"Tabulation[[#This Row],[AC System Output (W)]]/1000","v":2.7415529999999997},{"$f":"VLOOKUP(Tabulation[[#This Row],[Month]],Season,2)","v":"Summer"},{"$f":"(DATE(2021,Tabulation[[#This Row],[Month]],Tabulation[[#This Row],[Day]]))","v":"2021-07-31"},{"$f":"WEEKDAY(Tabulation[[#This Row],[Date]])","v":7},{"$f":"IF(OR(Tabulation[[#This Row],[DayNo]]=1,Tabulation[[#This Row],[DayNo]]=7),1,0)","v":1},{"$f":"COUNTIF(Holidays,Tabulation[[#This Row],[Date]])","v":0},{"$f":"CONCATENATE(Tabulation[[#This Row],[Holiday]],Tabulation[[#This Row],[Season]],Tabulation[[#This Row],[Weekend]],\"-\",IF(Tabulation[[#This Row],[Hour]]<10,0,\"\"),C5102)","v":"0Summer1-10"},{"$f":"VLOOKUP(Tabulation[[#This Row],[Concat]],Table3[],8)","v":0.28148000000000001},{"$f":"(Tabulation[[#This Row],[AC System Output (kW)]]*Tabulation[[#This Row],[Rate]])","v":0.77169233843999996}]
[7,31,11,2921.7460000000001,{"$f":"Tabulation[[#This Row],[AC System Output (W)]]/1000","v":2.9217460000000002},{"$f":"VLOOKUP(Tabulation[[#This Row],[Month]],Season,2)","v":"Summer"},{"$f":"(DATE(2021,Tabulation[[#This Row],[Month]],Tabulation[[#This Row],[Day]]))","v":"2021-07-31"},{"$f":"WEEKDAY(Tabulation[[#This Row],[Date]])","v":7},{"$f":"IF(OR(Tabulation[[#This Row],[DayNo]]=1,Tabulation[[#This Row],[DayNo]]=7),1,0)","v":1},{"$f":"COUNTIF(Holidays,Tabulation[[#This Row],[Date]])","v":0},{"$f":"CONCATENATE(Tabulation[[#This Row],[Holiday]],Tabulation[[#This Row],[Season]],Tabulation[[#This Row],[Weekend]],\"-\",IF(Tabulation[[#This Row],[Hour]]<10,0,\"\"),C5103)","v":"0Summer1-11"},{"$f":"VLOOKUP(Tabulation[[#This Row],[Concat]],Table3[],8)","v":0.28148000000000001},{"$f":"(Tabulation[[#This Row],[AC System Output (kW)]]*Tabulation[[#This Row],[Rate]])","v":0.82241306408000003}]
[7,31,14,2541.348,{"$f":"Tabulation[[#This Row],[AC System Output (W)]]/1000","v":2.5413480000000002},{"$f":"VLOOKUP(Tabulation[[#This Row],[Month]],Season,2)","v":"Summer"},{"$f":"(DATE(2021,Tabulation[[#This Row],[Month]],Tabulation[[#This Row],[Day]]))","v":"2021-07-31"},{"$f":"WEEKDAY(Tabulation[[#This Row],[Date]])","v":7},{"$f":"IF(OR(Tabulation[[#This Row],[DayNo]]=1,Tabulation[[#This Row],[DayNo]]=7),1,0)","v":1},{"$f":"COUNTIF(Holidays,Tabulation[[#This Row],[Date]])","v":0},{"$f":"CONCATENATE(Tabulation[[#This Row],[Holiday]],Tabulation[[#This Row],[Season]],Tabulation[[#This Row],[Weekend]],\"-\",IF(Tabulation[[#This Row],[Hour]]<10,0,\"\"),C5106)","v":"0Summer1-14"},{"$f":"VLOOKUP(Tabulation[[#This Row],[Concat]],Table3[],8)","v":0.28148000000000001},{"$f":"(Tabulation[[#This Row],[AC System Output (kW)]]*Tabulation[[#This Row],[Rate]])","v":0.71533863504000006}]
[7,31,19,0,{"$f":"Tabulation[[#This Row],[AC System Output (W)]]/1000","v":0},{"$f":"VLOOKUP(Tabulation[[#This Row],[Month]],Season,2)","v":"Summer"},{"$f":"(DATE(2021,Tabulation[[#This Row],[Month]],Tabulation[[#This Row],[Day]]))","v":"2021-07-31"},{"$f":"WEEKDAY(Tabulation[[#This Row],[Date]])","v":7},{"$f":"IF(OR(Tabulation[[#This Row],[DayNo]]=1,Tabulation[[#This Row],[DayNo]]=7),1,0)","v":1},{"$f":"COUNTIF(Holidays,Tabulation[[#This Row],[Date]])","v":0},{"$f":"CONCATENATE(Tabulation[[#This Row],[Holiday]],Tabulation[[#This Row],[Season]],Tabulation[[#This Row],[Weekend]],\"-\",IF(Tabulation[[#This Row],[Hour]]<10,0,\"\"),C5111)","v":"0Summer1-19"},{"$f":"VLOOKUP(Tabulation[[#This Row],[Concat]],Table3[],8)","v":0.28148000000000001},{"$f":"(Tabulation[[#This Row],[AC System Output (kW)]]*Tabulation[[#This Row],[Rate]])","v":0}]
[7,31,22,0,{"$f":"Tabulation[[#This Row],[AC System Output (W)]]/1000","v":0},{"$f":"VLOOKUP(Tabulation[[#This Row],[Month]],Season,2)","v":"Summer"},{"$f":"(DATE(2021,Tabulation[[#This Row],[Month]],Tabulation[[#This Row],[Day]]))","v":"2021-07-31"},{"$f":"WEEKDAY(Tabulation[[#This Row],[Date]])","v":7},{"$f":"IF(OR(Tabulation[[#This Row],[DayNo]]=1,Tabulation[[#This Row],[DayNo]]=7),1,0)","v":1},{"$f":"COUNTIF(Holidays,Tabulation[[#This Row],[Date]])","v":0},{"$f":"CONCATENATE(Tabulation[[#This Row],[Holiday]],Tabulation[[#This Row],[Season]],Tabulation[[#This Row],[Weekend]],\"-\",IF(Tabulation[[#This Row],[Hour]]<10,0,\"\"),C5114)","v":"0Summer1-22"},{"$f":"VLOOKUP(Tabulation[[#This Row],[Concat]],Table3[],8)","v":0.28148000000000001},{"$f":"(Tabulation[[#This Row],[AC System Output (kW)]]*Tabulation[[#This Row],[Rate]])","v":0}]
[8,1,1,0,{"$f":"Tabulation[[#This Row],[AC System Output (W)]]/1000","v":0},{"$f":"VLOOKUP(Tabulation[[#This Row],[Month]],Season,2)","v":"Summer"},{"$f":"(DATE(2021,Tabulation[[#This Row],[Month]],Tabulation[[#This Row],[Day]]))","v":"2021-08-01"},{"$f":"WEEKDAY(Tabulation[[#This Row],[Date]])","v":1},{"$f":"IF(OR(Tabulation[[#This Row],[DayNo]]=1,Tabulation[[#This Row],[DayNo]]=7),1,0)","v":1},{"$f":"COUNTIF(Holidays,Tabulation[[#This Row],[Date]])","v":0},{"$f":"CONCATENATE(Tabulation[[#This Row],[Holiday]],Tabulation[[#This Row],[Season]],Tabulation[[#This Row],[Weekend]],\"-\",IF(Tabulation[[#This Row],[Hour]]<10,0,\"\"),C5117)","v":"0Summer1-01"},{"$f":"VLOOKUP(Tabulation[[#This Row],[Concat]],Table3[],8)","v":0.28148000000000001},{"$f":"(Tabulation[[#This Row],[AC System Output (kW)]]*Tabulation[[#This Row],[Rate]])","v":0}]
[8,1,4,0,{"$f":"Tabulation[[#This Row],[AC System Output (W)]]/1000","v":0},{"$f":"VLOOKUP(Tabulation[[#This Row],[Month]],Season,2)","v":"Summer"},{"$f":"(DATE(2021,Tabulation[[#This Row],[Month]],Tabulation[[#This Row],[Day]]))","v":"2021-08-01"},{"$f":"WEEKDAY(Tabulation[[#This Row],[Date]])","v":1},{"$f":"IF(OR(Tabulation[[#This Row],[DayNo]]=1,Tabulation[[#This Row],[DayNo]]=7),1,0)","v":1},{"$f":"COUNTIF(Holidays,Tabulation[[#This Row],[Date]])","v":0},{"$f":"CONCATENATE(Tabulation[[#This Row],[Holiday]],Tabulation[[#This Row],[Season]],Tabulation[[#This Row],[Weekend]],\"-\",IF(Tabulation[[#This Row],[Hour]]<10,0,\"\"),C5120)","v":"0Summer1-04"},{"$f":"VLOOKUP(Tabulation[[#This Row],[Concat]],Table3[],8)","v":0.28148000000000001},{"$f":"(Tabulation[[#This Row],[AC System Output (kW)]]*Tabulation[[#This Row],[Rate]])","v":0}]
[8,1,8,1725.162,{"$f":"Tabulation[[#This Row],[AC System Output (W)]]/1000","v":1.7251620000000001},{"$f":"VLOOKUP(Tabulation[[#This Row],[Month]],Season,2)","v":"Summer"},{"$f":"(DATE(2021,Tabulation[[#This Row],[Month]],Tabulation[[#This Row],[Day]]))","v":"2021-08-01"},{"$f":"WEEKDAY(Tabulation[[#This Row],[Date]])","v":1},{"$f":"IF(OR(Tabulation[[#This Row],[DayNo]]=1,Tabulation[[#This Row],[DayNo]]=7),1,0)","v":1},{"$f":"COUNTIF(Holidays,Tabulation[[#This Row],[Date]])","v":0},{"$f":"CONCATENATE(Tabulation[[#This Row],[Holiday]],Tabulation[[#This Row],[Season]],Tabulation[[#This Row],[Weekend]],\"-\",IF(Tabulation[[#This Row],[Hour]]<10,0,\"\"),C5124)","v":"0Summer1-08"},{"$f":"VLOOKUP(Tabulation[[#This Row],[Concat]],Table3[],8)","v":0.28148000000000001},{"$f":"(Tabulation[[#This Row],[AC System Output (kW)]]*Tabulation[[#This Row],[Rate]])","v":0.48559859976000003}]
[8,1,11,2814.6410000000001,{"$f":"Tabulation[[#This Row],[AC System Output (W)]]/1000","v":2.8146409999999999},{"$f":"VLOOKUP(Tabulation[[#This Row],[Month]],Season,2)","v":"Summer"},{"$f":"(DATE(2021,Tabulation[[#This Row],[Month]],Tabulation[[#This Row],[Day]]))","v":"2021-08-01"},{"$f":"WEEKDAY(Tabulation[[#This Row],[Date]])","v":1},{"$f":"IF(OR(Tabulation[[#This Row],[DayNo]]=1,Tabulation[[#This Row],[DayNo]]=7),1,0)","v":1},{"$f":"COUNTIF(Holidays,Tabulation[[#This Row],[Date]])","v":0},{"$f":"CONCATENATE(Tabulation[[#This Row],[Holiday]],Tabulation[[#This Row],[Season]],Tabulation[[#This Row],[Weekend]],\"-\",IF(Tabulation[[#This Row],[Hour]]<10,0,\"\"),C5127)","v":"0Summer1-11"},{"$f":"VLOOKUP(Tabulation[[#This Row],[Concat]],Table3[],8)","v":0.28148000000000001},{"$f":"(Tabulation[[#This Row],[AC System Output (kW)]]*Tabulation[[#This Row],[Rate]])","v":0.79226514867999998}]
[8,1,12,2885.058,{"$f":"Tabulation[[#This Row],[AC System Output (W)]]/1000","v":2.8850579999999999},{"$f":"VLOOKUP(Tabulation[[#This Row],[Month]],Season,2)","v":"Summer"},{"$f":"(DATE(2021,Tabulation[[#This Row],[Month]],Tabulation[[#This Row],[Day]]))","v":"2021-08-01"},{"$f":"WEEKDAY(Tabulation[[#This Row],[Date]])","v":1},{"$f":"IF(OR(Tabulation[[#This Row],[DayNo]]=1,Tabulation[[#This Row],[DayNo]]=7),1,0)","v":1},{"$f":"COUNTIF(Holidays,Tabulation[[#This Row],[Date]])","v":0},{"$f":"CONCATENATE(Tabulation[[#This Row],[Holiday]],Tabulation[[#This Row],[Season]],Tabulation[[#This Row],[Weekend]],\"-\",IF(Tabulation[[#This Row],[Hour]]<10,0,\"\"),C5128)","v":"0Summer1-12"},{"$f":"VLOOKUP(Tabulation[[#This Row],[Concat]],Table3[],8)","v":0.28148000000000001},{"$f":"(Tabulation[[#This Row],[AC System Output (kW)]]*Tabulation[[#This Row],[Rate]])","v":0.81208612583999995}]
[8,1,16,1262.8779999999999,{"$f":"Tabulation[[#This Row],[AC System Output (W)]]/1000","v":1.2628779999999999},{"$f":"VLOOKUP(Tabulation[[#This Row],[Month]],Season,2)","v":"Summer"},{"$f":"(DATE(2021,Tabulation[[#This Row],[Month]],Tabulation[[#This Row],[Day]]))","v":"2021-08-01"},{"$f":"WEEKDAY(Tabulation[[#This Row],[Date]])","v":1},{"$f":"IF(OR(Tabulation[[#This Row],[DayNo]]=1,Tabulation[[#This Row],[DayNo]]=7),1,0)","v":1},{"$f":"COUNTIF(Holidays,Tabulation[[#This Row],[Date]])","v":0},{"$f":"CONCATENATE(Tabulation[[#This Row],[Holiday]],Tabulation[[#This Row],[Season]],Tabulation[[#This Row],[Weekend]],\"-\",IF(Tabulation[[#This Row],[Hour]]<10,0,\"\"),C5132)","v":"0Summer1-16"},{"$f":"VLOOKUP(Tabulation[[#This Row],[Concat]],Table3[],8)","v":0.28148000000000001},{"$f":"(Tabulation[[#This Row],[AC System Output (kW)]]*Tabulation[[#This Row],[Rate]])","v":0.35547489943999999}]
[8,1,19,0,{"$f":"Tabulation[[#This Row],[AC System Output (W)]]/1000","v":0},{"$f":"VLOOKUP(Tabulation[[#This Row],[Month]],Season,2)","v":"Summer"},{"$f":"(DATE(2021,Tabulation[[#This Row],[Month]],Tabulation[[#This Row],[Day]]))","v":"2021-08-01"},{"$f":"WEEKDAY(Tabulation[[#This Row],[Date]])","v":1},{"$f":"IF(OR(Tabulation[[#This Row],[DayNo]]=1,Tabulation[[#This Row],[DayNo]]=7),1,0)","v":1},{"$f":"COUNTIF(Holidays,Tabulation[[#This Row],[Date]])","v":0},{"$f":"CONCATENATE(Tabulation[[#This Row],[Holiday]],Tabulation[[#This Row],[Season]],Tabulation[[#This Row],[Weekend]],\"-\",IF(Tabulation[[#This Row],[Hour]]<10,0,\"\"),C5135)","v":"0Summer1-19"},{"$f":"VLOOKUP(Tabulation[[#This Row],[Concat]],Table3[],8)","v":0.28148000000000001},{"$f":"(Tabulation[[#This Row],[AC System Output (kW)]]*Tabulation[[#This Row],[Rate]])","v":0}]
[8,1,23,0,{"$f":"Tabulation[[#This Row],[AC System Output (W)]]/1000","v":0},{"$f":"VLOOKUP(Tabulation[[#This Row],[Month]],Season,2)","v":"Summer"},{"$f":"(DATE(2021,Tabulation[[#This Row],[Month]],Tabulation[[#This Row],[Day]]))","v":"2021-08-01"},{"$f":"WEEKDAY(Tabulation[[#This Row],[Date]])","v":1},{"$f":"IF(OR(Tabulation[[#This Row],[DayNo]]=1,Tabulation[[#This Row],[DayNo]]=7),1,0)","v":1},{"$f":"COUNTIF(Holidays,Tabulation[[#This Row],[Date]])","v":0},{"$f":"CONCATENATE(Tabulation[[#This Row],[Holiday]],Tabulation[[#This Row],[Season]],Tabulation[[#This Row],[Weekend]],\"-\",IF(Tabulation[[#This Row],[Hour]]<10,0,\"\"),C5139)","v":"0Summer1-23"},{"$f":"VLOOKUP(Tabulation[[#This Row],[Concat]],Table3[],8)","v":0.28148000000000001},{"$f":"(Tabulation[[#This Row],[AC System Output (kW)]]*Tabulation[[#This Row],[Rate]])","v":0}]
[8,2,2,0,{"$f":"Tabulation[[#This Row],[AC System Output (W)]]/1000","v":0},{"$f":"VLOOKUP(Tabulation[[#This Row],[Month]],Season,2)","v":"Summer"},{"$f":"(DATE(2021,Tabulation[[#This Row],[Month]],Tabulation[[#This Row],[Day]]))","v":"2021-08-02"},{"$f":"WEEKDAY(Tabulation[[#This Row],[Date]])","v":2},{"$f":"IF(OR(Tabulation[[#This Row],[DayNo]]=1,Tabulation[[#This Row],[DayNo]]=7),1,0)","v":0},{"$f":"COUNTIF(Holidays,Tabulation[[#This Row],[Date]])","v":0},{"$f":"CONCATENATE(Tabulation[[#This Row],[Holiday]],Tabulation[[#This Row],[Season]],Tabulation[[#This Row],[Weekend]],\"-\",IF(Tabulation[[#This Row],[Hour]]<10,0,\"\"),C5142)","v":"0Summer0-02"},{"$f":"VLOOKUP(Tabulation[[#This Row],[Concat]],Table3[],8)","v":0.28148000000000001},{"$f":"(Tabulation[[#This Row],[AC System Output (kW)]]*Tabulation[[#This Row],[Rate]])","v":0}]
[8,2,5,25.837,{"$f":"Tabulation[[#This Row],[AC System Output (W)]]/1000","v":2.5836999999999999E-2},{"$f":"VLOOKUP(Tabulation[[#This Row],[Month]],Season,2)","v":"Summer"},{"$f":"(DATE(2021,Tabulation[[#This Row],[Month]],Tabulation[[#This Row],[Day]]))","v":"2021-08-02"},{"$f":"WEEKDAY(Tabulation[[#This Row],[Date]])","v":2},{"$f":"IF(OR(Tabulation[[#This Row],[DayNo]]=1,Tabulation[[#This Row],[DayNo]]=7),1,0)","v":0},{"$f":"COUNTIF(Holidays,Tabulation[[#This Row],[Date]])","v":0},{"$f":"CONCATENATE(Tabulation[[#This Row],[Holiday]],Tabulation[[#This Row],[Season]],Tabulation[[#This Row],[Weekend]],\"-\",IF(Tabulation[[#This Row],[Hour]]<10,0,\"\"),C5145)","v":"0Summer0-05"},{"$f":"VLOOKUP(Tabulation[[#This Row],[Concat]],Table3[],8)","v":0.28148000000000001},{"$f":"(Tabulation[[#This Row],[AC System Output (kW)]]*Tabulation[[#This Row],[Rate]])","v":7.2725987599999995E-3}]
[8,2,9,2357.9879999999998,{"$f":"Tabulation[[#This Row],[AC System Output (W)]]/1000","v":2.3579879999999998},{"$f":"VLOOKUP(Tabulation[[#This Row],[Month]],Season,2)","v":"Summer"},{"$f":"(DATE(2021,Tabulation[[#This Row],[Month]],Tabulation[[#This Row],[Day]]))","v":"2021-08-02"},{"$f":"WEEKDAY(Tabulation[[#This Row],[Date]])","v":2},{"$f":"IF(OR(Tabulation[[#This Row],[DayNo]]=1,Tabulation[[#This Row],[DayNo]]=7),1,0)","v":0},{"$f":"COUNTIF(Holidays,Tabulation[[#This Row],[Date]])","v":0},{"$f":"CONCATENATE(Tabulation[[#This Row],[Holiday]],Tabulation[[#This Row],[Season]],Tabulation[[#This Row],[Weekend]],\"-\",IF(Tabulation[[#This Row],[Hour]]<10,0,\"\"),C5149)","v":"0Summer0-09"},{"$f":"VLOOKUP(Tabulation[[#This Row],[Concat]],Table3[],8)","v":0.28148000000000001},{"$f":"(Tabulation[[#This Row],[AC System Output (kW)]]*Tabulation[[#This Row],[Rate]])","v":0.66372646223999998}]
[8,2,12,2597.2719999999999,{"$f":"Tabulation[[#This Row],[AC System Output (W)]]/1000","v":2.5972719999999998},{"$f":"VLOOKUP(Tabulation[[#This Row],[Month]],Season,2)","v":"Summer"},{"$f":"(DATE(2021,Tabulation[[#This Row],[Month]],Tabulation[[#This Row],[Day]]))","v":"2021-08-02"},{"$f":"WEEKDAY(Tabulation[[#This Row],[Date]])","v":2},{"$f":"IF(OR(Tabulation[[#This Row],[DayNo]]=1,Tabulation[[#This Row],[DayNo]]=7),1,0)","v":0},{"$f":"COUNTIF(Holidays,Tabulation[[#This Row],[Date]])","v":0},{"$f":"CONCATENATE(Tabulation[[#This Row],[Holiday]],Tabulation[[#This Row],[Season]],Tabulation[[#This Row],[Weekend]],\"-\",IF(Tabulation[[#This Row],[Hour]]<10,0,\"\"),C5152)","v":"0Summer0-12"},{"$f":"VLOOKUP(Tabulation[[#This Row],[Concat]],Table3[],8)","v":0.28148000000000001},{"$f":"(Tabulation[[#This Row],[AC System Output (kW)]]*Tabulation[[#This Row],[Rate]])","v":0.73108012255999999}]
[8,2,13,2430.48,{"$f":"Tabulation[[#This Row],[AC System Output (W)]]/1000","v":2.4304800000000002},{"$f":"VLOOKUP(Tabulation[[#This Row],[Month]],Season,2)","v":"Summer"},{"$f":"(DATE(2021,Tabulation[[#This Row],[Month]],Tabulation[[#This Row],[Day]]))","v":"2021-08-02"},{"$f":"WEEKDAY(Tabulation[[#This Row],[Date]])","v":2},{"$f":"IF(OR(Tabulation[[#This Row],[DayNo]]=1,Tabulation[[#This Row],[DayNo]]=7),1,0)","v":0},{"$f":"COUNTIF(Holidays,Tabulation[[#This Row],[Date]])","v":0},{"$f":"CONCATENATE(Tabulation[[#This Row],[Holiday]],Tabulation[[#This Row],[Season]],Tabulation[[#This Row],[Weekend]],\"-\",IF(Tabulation[[#This Row],[Hour]]<10,0,\"\"),C5153)","v":"0Summer0-13"},{"$f":"VLOOKUP(Tabulation[[#This Row],[Concat]],Table3[],8)","v":0.28148000000000001},{"$f":"(Tabulation[[#This Row],[AC System Output (kW)]]*Tabulation[[#This Row],[Rate]])","v":0.68413151040000009}]
[8,2,17,555.45100000000002,{"$f":"Tabulation[[#This Row],[AC System Output (W)]]/1000","v":0.55545100000000003},{"$f":"VLOOKUP(Tabulation[[#This Row],[Month]],Season,2)","v":"Summer"},{"$f":"(DATE(2021,Tabulation[[#This Row],[Month]],Tabulation[[#This Row],[Day]]))","v":"2021-08-02"},{"$f":"WEEKDAY(Tabulation[[#This Row],[Date]])","v":2},{"$f":"IF(OR(Tabulation[[#This Row],[DayNo]]=1,Tabulation[[#This Row],[DayNo]]=7),1,0)","v":0},{"$f":"COUNTIF(Holidays,Tabulation[[#This Row],[Date]])","v":0},{"$f":"CONCATENATE(Tabulation[[#This Row],[Holiday]],Tabulation[[#This Row],[Season]],Tabulation[[#This Row],[Weekend]],\"-\",IF(Tabulation[[#This Row],[Hour]]<10,0,\"\"),C5157)","v":"0Summer0-17"},{"$f":"VLOOKUP(Tabulation[[#This Row],[Concat]],Table3[],8)","v":0.37644},{"$f":"(Tabulation[[#This Row],[AC System Output (kW)]]*Tabulation[[#This Row],[Rate]])","v":0.20909397444}]
[8,2,20,0,{"$f":"Tabulation[[#This Row],[AC System Output (W)]]/1000","v":0},{"$f":"VLOOKUP(Tabulation[[#This Row],[Month]],Season,2)","v":"Summer"},{"$f":"(DATE(2021,Tabulation[[#This Row],[Month]],Tabulation[[#This Row],[Day]]))","v":"2021-08-02"},{"$f":"WEEKDAY(Tabulation[[#This Row],[Date]])","v":2},{"$f":"IF(OR(Tabulation[[#This Row],[DayNo]]=1,Tabulation[[#This Row],[DayNo]]=7),1,0)","v":0},{"$f":"COUNTIF(Holidays,Tabulation[[#This Row],[Date]])","v":0},{"$f":"CONCATENATE(Tabulation[[#This Row],[Holiday]],Tabulation[[#This Row],[Season]],Tabulation[[#This Row],[Weekend]],\"-\",IF(Tabulation[[#This Row],[Hour]]<10,0,\"\"),C5160)","v":"0Summer0-20"},{"$f":"VLOOKUP(Tabulation[[#This Row],[Concat]],Table3[],8)","v":0.28148000000000001},{"$f":"(Tabulation[[#This Row],[AC System Output (kW)]]*Tabulation[[#This Row],[Rate]])","v":0}]
[8,3,0,0,{"$f":"Tabulation[[#This Row],[AC System Output (W)]]/1000","v":0},{"$f":"VLOOKUP(Tabulation[[#This Row],[Month]],Season,2)","v":"Summer"},{"$f":"(DATE(2021,Tabulation[[#This Row],[Month]],Tabulation[[#This Row],[Day]]))","v":"2021-08-03"},{"$f":"WEEKDAY(Tabulation[[#This Row],[Date]])","v":3},{"$f":"IF(OR(Tabulation[[#This Row],[DayNo]]=1,Tabulation[[#This Row],[DayNo]]=7),1,0)","v":0},{"$f":"COUNTIF(Holidays,Tabulation[[#This Row],[Date]])","v":0},{"$f":"CONCATENATE(Tabulation[[#This Row],[Holiday]],Tabulation[[#This Row],[Season]],Tabulation[[#This Row],[Weekend]],\"-\",IF(Tabulation[[#This Row],[Hour]]<10,0,\"\"),C5164)","v":"0Summer0-00"},{"$f":"VLOOKUP(Tabulation[[#This Row],[Concat]],Table3[],8)","v":0.28148000000000001},{"$f":"(Tabulation[[#This Row],[AC System Output (kW)]]*Tabulation[[#This Row],[Rate]])","v":0}]
[8,3,3,0,{"$f":"Tabulation[[#This Row],[AC System Output (W)]]/1000","v":0},{"$f":"VLOOKUP(Tabulation[[#This Row],[Month]],Season,2)","v":"Summer"},{"$f":"(DATE(2021,Tabulation[[#This Row],[Month]],Tabulation[[#This Row],[Day]]))","v":"2021-08-03"},{"$f":"WEEKDAY(Tabulation[[#This Row],[Date]])","v":3},{"$f":"IF(OR(Tabulation[[#This Row],[DayNo]]=1,Tabulation[[#This Row],[DayNo]]=7),1,0)","v":0},{"$f":"COUNTIF(Holidays,Tabulation[[#This Row],[Date]])","v":0},{"$f":"CONCATENATE(Tabulation[[#This Row],[Holiday]],Tabulation[[#This Row],[Season]],Tabulation[[#This Row],[Weekend]],\"-\",IF(Tabulation[[#This Row],[Hour]]<10,0,\"\"),C5167)","v":"0Summer0-03"},{"$f":"VLOOKUP(Tabulation[[#This Row],[Concat]],Table3[],8)","v":0.28148000000000001},{"$f":"(Tabulation[[#This Row],[AC System Output (kW)]]*Tabulation[[#This Row],[Rate]])","v":0}]
[8,3,7,621.80799999999999,{"$f":"Tabulation[[#This Row],[AC System Output (W)]]/1000","v":0.62180800000000003},{"$f":"VLOOKUP(Tabulation[[#This Row],[Month]],Season,2)","v":"Summer"},{"$f":"(DATE(2021,Tabulation[[#This Row],[Month]],Tabulation[[#This Row],[Day]]))","v":"2021-08-03"},{"$f":"WEEKDAY(Tabulation[[#This Row],[Date]])","v":3},{"$f":"IF(OR(Tabulation[[#This Row],[DayNo]]=1,Tabulation[[#This Row],[DayNo]]=7),1,0)","v":0},{"$f":"COUNTIF(Holidays,Tabulation[[#This Row],[Date]])","v":0},{"$f":"CONCATENATE(Tabulation[[#This Row],[Holiday]],Tabulation[[#This Row],[Season]],Tabulation[[#This Row],[Weekend]],\"-\",IF(Tabulation[[#This Row],[Hour]]<10,0,\"\"),C5171)","v":"0Summer0-07"},{"$f":"VLOOKUP(Tabulation[[#This Row],[Concat]],Table3[],8)","v":0.28148000000000001},{"$f":"(Tabulation[[#This Row],[AC System Output (kW)]]*Tabulation[[#This Row],[Rate]])","v":0.17502651584000001}]
[8,3,10,2745.0340000000001,{"$f":"Tabulation[[#This Row],[AC System Output (W)]]/1000","v":2.745034},{"$f":"VLOOKUP(Tabulation[[#This Row],[Month]],Season,2)","v":"Summer"},{"$f":"(DATE(2021,Tabulation[[#This Row],[Month]],Tabulation[[#This Row],[Day]]))","v":"2021-08-03"},{"$f":"WEEKDAY(Tabulation[[#This Row],[Date]])","v":3},{"$f":"IF(OR(Tabulation[[#This Row],[DayNo]]=1,Tabulation[[#This Row],[DayNo]]=7),1,0)","v":0},{"$f":"COUNTIF(Holidays,Tabulation[[#This Row],[Date]])","v":0},{"$f":"CONCATENATE(Tabulation[[#This Row],[Holiday]],Tabulation[[#This Row],[Season]],Tabulation[[#This Row],[Weekend]],\"-\",IF(Tabulation[[#This Row],[Hour]]<10,0,\"\"),C5174)","v":"0Summer0-10"},{"$f":"VLOOKUP(Tabulation[[#This Row],[Concat]],Table3[],8)","v":0.28148000000000001},{"$f":"(Tabulation[[#This Row],[AC System Output (kW)]]*Tabulation[[#This Row],[Rate]])","v":0.77267217032000002}]
[8,3,14,2559.623,{"$f":"Tabulation[[#This Row],[AC System Output (W)]]/1000","v":2.5596230000000002},{"$f":"VLOOKUP(Tabulation[[#This Row],[Month]],Season,2)","v":"Summer"},{"$f":"(DATE(2021,Tabulation[[#This Row],[Month]],Tabulation[[#This Row],[Day]]))","v":"2021-08-03"},{"$f":"WEEKDAY(Tabulation[[#This Row],[Date]])","v":3},{"$f":"IF(OR(Tabulation[[#This Row],[DayNo]]=1,Tabulation[[#This Row],[DayNo]]=7),1,0)","v":0},{"$f":"COUNTIF(Holidays,Tabulation[[#This Row],[Date]])","v":0},{"$f":"CONCATENATE(Tabulation[[#This Row],[Holiday]],Tabulation[[#This Row],[Season]],Tabulation[[#This Row],[Weekend]],\"-\",IF(Tabulation[[#This Row],[Hour]]<10,0,\"\"),C5178)","v":"0Summer0-14"},{"$f":"VLOOKUP(Tabulation[[#This Row],[Concat]],Table3[],8)","v":0.28148000000000001},{"$f":"(Tabulation[[#This Row],[AC System Output (kW)]]*Tabulation[[#This Row],[Rate]])","v":0.7204826820400001}]
[8,3,15,2039.769,{"$f":"Tabulation[[#This Row],[AC System Output (W)]]/1000","v":2.0397690000000002},{"$f":"VLOOKUP(Tabulation[[#This Row],[Month]],Season,2)","v":"Summer"},{"$f":"(DATE(2021,Tabulation[[#This Row],[Month]],Tabulation[[#This Row],[Day]]))","v":"2021-08-03"},{"$f":"WEEKDAY(Tabulation[[#This Row],[Date]])","v":3},{"$f":"IF(OR(Tabulation[[#This Row],[DayNo]]=1,Tabulation[[#This Row],[DayNo]]=7),1,0)","v":0},{"$f":"COUNTIF(Holidays,Tabulation[[#This Row],[Date]])","v":0},{"$f":"CONCATENATE(Tabulation[[#This Row],[Holiday]],Tabulation[[#This Row],[Season]],Tabulation[[#This Row],[Weekend]],\"-\",IF(Tabulation[[#This Row],[Hour]]<10,0,\"\"),C5179)","v":"0Summer0-15"},{"$f":"VLOOKUP(Tabulation[[#This Row],[Concat]],Table3[],8)","v":0.28148000000000001},{"$f":"(Tabulation[[#This Row],[AC System Output (kW)]]*Tabulation[[#This Row],[Rate]])","v":0.57415417812000002}]
[8,3,18,54.863,{"$f":"Tabulation[[#This Row],[AC System Output (W)]]/1000","v":5.4863000000000002E-2},{"$f":"VLOOKUP(Tabulation[[#This Row],[Month]],Season,2)","v":"Summer"},{"$f":"(DATE(2021,Tabulation[[#This Row],[Month]],Tabulation[[#This Row],[Day]]))","v":"2021-08-03"},{"$f":"WEEKDAY(Tabulation[[#This Row],[Date]])","v":3},{"$f":"IF(OR(Tabulation[[#This Row],[DayNo]]=1,Tabulation[[#This Row],[DayNo]]=7),1,0)","v":0},{"$f":"COUNTIF(Holidays,Tabulation[[#This Row],[Date]])","v":0},{"$f":"CONCATENATE(Tabulation[[#This Row],[Holiday]],Tabulation[[#This Row],[Season]],Tabulation[[#This Row],[Weekend]],\"-\",IF(Tabulation[[#This Row],[Hour]]<10,0,\"\"),C5182)","v":"0Summer0-18"},{"$f":"VLOOKUP(Tabulation[[#This Row],[Concat]],Table3[],8)","v":0.37644},{"$f":"(Tabulation[[#This Row],[AC System Output (kW)]]*Tabulation[[#This Row],[Rate]])","v":2.065262772E-2}]
[8,3,21,0,{"$f":"Tabulation[[#This Row],[AC System Output (W)]]/1000","v":0},{"$f":"VLOOKUP(Tabulation[[#This Row],[Month]],Season,2)","v":"Summer"},{"$f":"(DATE(2021,Tabulation[[#This Row],[Month]],Tabulation[[#This Row],[Day]]))","v":"2021-08-03"},{"$f":"WEEKDAY(Tabulation[[#This Row],[Date]])","v":3},{"$f":"IF(OR(Tabulation[[#This Row],[DayNo]]=1,Tabulation[[#This Row],[DayNo]]=7),1,0)","v":0},{"$f":"COUNTIF(Holidays,Tabulation[[#This Row],[Date]])","v":0},{"$f":"CONCATENATE(Tabulation[[#This Row],[Holiday]],Tabulation[[#This Row],[Season]],Tabulation[[#This Row],[Weekend]],\"-\",IF(Tabulation[[#This Row],[Hour]]<10,0,\"\"),C5185)","v":"0Summer0-21"},{"$f":"VLOOKUP(Tabulation[[#This Row],[Concat]],Table3[],8)","v":0.28148000000000001},{"$f":"(Tabulation[[#This Row],[AC System Output (kW)]]*Tabulation[[#This Row],[Rate]])","v":0}]
[8,4,1,0,{"$f":"Tabulation[[#This Row],[AC System Output (W)]]/1000","v":0},{"$f":"VLOOKUP(Tabulation[[#This Row],[Month]],Season,2)","v":"Summer"},{"$f":"(DATE(2021,Tabulation[[#This Row],[Month]],Tabulation[[#This Row],[Day]]))","v":"2021-08-04"},{"$f":"WEEKDAY(Tabulation[[#This Row],[Date]])","v":4},{"$f":"IF(OR(Tabulation[[#This Row],[DayNo]]=1,Tabulation[[#This Row],[DayNo]]=7),1,0)","v":0},{"$f":"COUNTIF(Holidays,Tabulation[[#This Row],[Date]])","v":0},{"$f":"CONCATENATE(Tabulation[[#This Row],[Holiday]],Tabulation[[#This Row],[Season]],Tabulation[[#This Row],[Weekend]],\"-\",IF(Tabulation[[#This Row],[Hour]]<10,0,\"\"),C5189)","v":"0Summer0-01"},{"$f":"VLOOKUP(Tabulation[[#This Row],[Concat]],Table3[],8)","v":0.28148000000000001},{"$f":"(Tabulation[[#This Row],[AC System Output (kW)]]*Tabulation[[#This Row],[Rate]])","v":0}]
[8,4,4,0,{"$f":"Tabulation[[#This Row],[AC System Output (W)]]/1000","v":0},{"$f":"VLOOKUP(Tabulation[[#This Row],[Month]],Season,2)","v":"Summer"},{"$f":"(DATE(2021,Tabulation[[#This Row],[Month]],Tabulation[[#This Row],[Day]]))","v":"2021-08-04"},{"$f":"WEEKDAY(Tabulation[[#This Row],[Date]])","v":4},{"$f":"IF(OR(Tabulation[[#This Row],[DayNo]]=1,Tabulation[[#This Row],[DayNo]]=7),1,0)","v":0},{"$f":"COUNTIF(Holidays,Tabulation[[#This Row],[Date]])","v":0},{"$f":"CONCATENATE(Tabulation[[#This Row],[Holiday]],Tabulation[[#This Row],[Season]],Tabulation[[#This Row],[Weekend]],\"-\",IF(Tabulation[[#This Row],[Hour]]<10,0,\"\"),C5192)","v":"0Summer0-04"},{"$f":"VLOOKUP(Tabulation[[#This Row],[Concat]],Table3[],8)","v":0.28148000000000001},{"$f":"(Tabulation[[#This Row],[AC System Output (kW)]]*Tabulation[[#This Row],[Rate]])","v":0}]
[8,4,8,1859.0119999999999,{"$f":"Tabulation[[#This Row],[AC System Output (W)]]/1000","v":1.8590119999999999},{"$f":"VLOOKUP(Tabulation[[#This Row],[Month]],Season,2)","v":"Summer"},{"$f":"(DATE(2021,Tabulation[[#This Row],[Month]],Tabulation[[#This Row],[Day]]))","v":"2021-08-04"},{"$f":"WEEKDAY(Tabulation[[#This Row],[Date]])","v":4},{"$f":"IF(OR(Tabulation[[#This Row],[DayNo]]=1,Tabulation[[#This Row],[DayNo]]=7),1,0)","v":0},{"$f":"COUNTIF(Holidays,Tabulation[[#This Row],[Date]])","v":0},{"$f":"CONCATENATE(Tabulation[[#This Row],[Holiday]],Tabulation[[#This Row],[Season]],Tabulation[[#This Row],[Weekend]],\"-\",IF(Tabulation[[#This Row],[Hour]]<10,0,\"\"),C5196)","v":"0Summer0-08"},{"$f":"VLOOKUP(Tabulation[[#This Row],[Concat]],Table3[],8)","v":0.28148000000000001},{"$f":"(Tabulation[[#This Row],[AC System Output (kW)]]*Tabulation[[#This Row],[Rate]])","v":0.52327469776000002}]
[8,4,11,2685.9479999999999,{"$f":"Tabulation[[#This Row],[AC System Output (W)]]/1000","v":2.6859479999999998},{"$f":"VLOOKUP(Tabulation[[#This Row],[Month]],Season,2)","v":"Summer"},{"$f":"(DATE(2021,Tabulation[[#This Row],[Month]],Tabulation[[#This Row],[Day]]))","v":"2021-08-04"},{"$f":"WEEKDAY(Tabulation[[#This Row],[Date]])","v":4},{"$f":"IF(OR(Tabulation[[#This Row],[DayNo]]=1,Tabulation[[#This Row],[DayNo]]=7),1,0)","v":0},{"$f":"COUNTIF(Holidays,Tabulation[[#This Row],[Date]])","v":0},{"$f":"CONCATENATE(Tabulation[[#This Row],[Holiday]],Tabulation[[#This Row],[Season]],Tabulation[[#This Row],[Weekend]],\"-\",IF(Tabulation[[#This Row],[Hour]]<10,0,\"\"),C5199)","v":"0Summer0-11"},{"$f":"VLOOKUP(Tabulation[[#This Row],[Concat]],Table3[],8)","v":0.28148000000000001},{"$f":"(Tabulation[[#This Row],[AC System Output (kW)]]*Tabulation[[#This Row],[Rate]])","v":0.75604064303999996}]
[8,4,15,2112.3319999999999,{"$f":"Tabulation[[#This Row],[AC System Output (W)]]/1000","v":2.1123319999999999},{"$f":"VLOOKUP(Tabulation[[#This Row],[Month]],Season,2)","v":"Summer"},{"$f":"(DATE(2021,Tabulation[[#This Row],[Month]],Tabulation[[#This Row],[Day]]))","v":"2021-08-04"},{"$f":"WEEKDAY(Tabulation[[#This Row],[Date]])","v":4},{"$f":"IF(OR(Tabulation[[#This Row],[DayNo]]=1,Tabulation[[#This Row],[DayNo]]=7),1,0)","v":0},{"$f":"COUNTIF(Holidays,Tabulation[[#This Row],[Date]])","v":0},{"$f":"CONCATENATE(Tabulation[[#This Row],[Holiday]],Tabulation[[#This Row],[Season]],Tabulation[[#This Row],[Weekend]],\"-\",IF(Tabulation[[#This Row],[Hour]]<10,0,\"\"),C5203)","v":"0Summer0-15"},{"$f":"VLOOKUP(Tabulation[[#This Row],[Concat]],Table3[],8)","v":0.28148000000000001},{"$f":"(Tabulation[[#This Row],[AC System Output (kW)]]*Tabulation[[#This Row],[Rate]])","v":0.59457921136000003}]
[8,4,16,1397.0029999999999,{"$f":"Tabulation[[#This Row],[AC System Output (W)]]/1000","v":1.397003},{"$f":"VLOOKUP(Tabulation[[#This Row],[Month]],Season,2)","v":"Summer"},{"$f":"(DATE(2021,Tabulation[[#This Row],[Month]],Tabulation[[#This Row],[Day]]))","v":"2021-08-04"},{"$f":"WEEKDAY(Tabulation[[#This Row],[Date]])","v":4},{"$f":"IF(OR(Tabulation[[#This Row],[DayNo]]=1,Tabulation[[#This Row],[DayNo]]=7),1,0)","v":0},{"$f":"COUNTIF(Holidays,Tabulation[[#This Row],[Date]])","v":0},{"$f":"CONCATENATE(Tabulation[[#This Row],[Holiday]],Tabulation[[#This Row],[Season]],Tabulation[[#This Row],[Weekend]],\"-\",IF(Tabulation[[#This Row],[Hour]]<10,0,\"\"),C5204)","v":"0Summer0-16"},{"$f":"VLOOKUP(Tabulation[[#This Row],[Concat]],Table3[],8)","v":0.28148000000000001},{"$f":"(Tabulation[[#This Row],[AC System Output (kW)]]*Tabulation[[#This Row],[Rate]])","v":0.39322840444000001}]
[8,4,19,0,{"$f":"Tabulation[[#This Row],[AC System Output (W)]]/1000","v":0},{"$f":"VLOOKUP(Tabulation[[#This Row],[Month]],Season,2)","v":"Summer"},{"$f":"(DATE(2021,Tabulation[[#This Row],[Month]],Tabulation[[#This Row],[Day]]))","v":"2021-08-04"},{"$f":"WEEKDAY(Tabulation[[#This Row],[Date]])","v":4},{"$f":"IF(OR(Tabulation[[#This Row],[DayNo]]=1,Tabulation[[#This Row],[DayNo]]=7),1,0)","v":0},{"$f":"COUNTIF(Holidays,Tabulation[[#This Row],[Date]])","v":0},{"$f":"CONCATENATE(Tabulation[[#This Row],[Holiday]],Tabulation[[#This Row],[Season]],Tabulation[[#This Row],[Weekend]],\"-\",IF(Tabulation[[#This Row],[Hour]]<10,0,\"\"),C5207)","v":"0Summer0-19"},{"$f":"VLOOKUP(Tabulation[[#This Row],[Concat]],Table3[],8)","v":0.37644},{"$f":"(Tabulation[[#This Row],[AC System Output (kW)]]*Tabulation[[#This Row],[Rate]])","v":0}]
[8,4,22,0,{"$f":"Tabulation[[#This Row],[AC System Output (W)]]/1000","v":0},{"$f":"VLOOKUP(Tabulation[[#This Row],[Month]],Season,2)","v":"Summer"},{"$f":"(DATE(2021,Tabulation[[#This Row],[Month]],Tabulation[[#This Row],[Day]]))","v":"2021-08-04"},{"$f":"WEEKDAY(Tabulation[[#This Row],[Date]])","v":4},{"$f":"IF(OR(Tabulation[[#This Row],[DayNo]]=1,Tabulation[[#This Row],[DayNo]]=7),1,0)","v":0},{"$f":"COUNTIF(Holidays,Tabulation[[#This Row],[Date]])","v":0},{"$f":"CONCATENATE(Tabulation[[#This Row],[Holiday]],Tabulation[[#This Row],[Season]],Tabulation[[#This Row],[Weekend]],\"-\",IF(Tabulation[[#This Row],[Hour]]<10,0,\"\"),C5210)","v":"0Summer0-22"},{"$f":"VLOOKUP(Tabulation[[#This Row],[Concat]],Table3[],8)","v":0.28148000000000001},{"$f":"(Tabulation[[#This Row],[AC System Output (kW)]]*Tabulation[[#This Row],[Rate]])","v":0}]
[8,5,2,0,{"$f":"Tabulation[[#This Row],[AC System Output (W)]]/1000","v":0},{"$f":"VLOOKUP(Tabulation[[#This Row],[Month]],Season,2)","v":"Summer"},{"$f":"(DATE(2021,Tabulation[[#This Row],[Month]],Tabulation[[#This Row],[Day]]))","v":"2021-08-05"},{"$f":"WEEKDAY(Tabulation[[#This Row],[Date]])","v":5},{"$f":"IF(OR(Tabulation[[#This Row],[DayNo]]=1,Tabulation[[#This Row],[DayNo]]=7),1,0)","v":0},{"$f":"COUNTIF(Holidays,Tabulation[[#This Row],[Date]])","v":0},{"$f":"CONCATENATE(Tabulation[[#This Row],[Holiday]],Tabulation[[#This Row],[Season]],Tabulation[[#This Row],[Weekend]],\"-\",IF(Tabulation[[#This Row],[Hour]]<10,0,\"\"),C5214)","v":"0Summer0-02"},{"$f":"VLOOKUP(Tabulation[[#This Row],[Concat]],Table3[],8)","v":0.28148000000000001},{"$f":"(Tabulation[[#This Row],[AC System Output (kW)]]*Tabulation[[#This Row],[Rate]])","v":0}]
[8,5,5,3.3159999999999998,{"$f":"Tabulation[[#This Row],[AC System Output (W)]]/1000","v":3.3159999999999999E-3},{"$f":"VLOOKUP(Tabulation[[#This Row],[Month]],Season,2)","v":"Summer"},{"$f":"(DATE(2021,Tabulation[[#This Row],[Month]],Tabulation[[#This Row],[Day]]))","v":"2021-08-05"},{"$f":"WEEKDAY(Tabulation[[#This Row],[Date]])","v":5},{"$f":"IF(OR(Tabulation[[#This Row],[DayNo]]=1,Tabulation[[#This Row],[DayNo]]=7),1,0)","v":0},{"$f":"COUNTIF(Holidays,Tabulation[[#This Row],[Date]])","v":0},{"$f":"CONCATENATE(Tabulation[[#This Row],[Holiday]],Tabulation[[#This Row],[Season]],Tabulation[[#This Row],[Weekend]],\"-\",IF(Tabulation[[#This Row],[Hour]]<10,0,\"\"),C5217)","v":"0Summer0-05"},{"$f":"VLOOKUP(Tabulation[[#This Row],[Concat]],Table3[],8)","v":0.28148000000000001},{"$f":"(Tabulation[[#This Row],[AC System Output (kW)]]*Tabulation[[#This Row],[Rate]])","v":9.3338768000000003E-4}]
[8,5,8,1861.5329999999999,{"$f":"Tabulation[[#This Row],[AC System Output (W)]]/1000","v":1.8615329999999999},{"$f":"VLOOKUP(Tabulation[[#This Row],[Month]],Season,2)","v":"Summer"},{"$f":"(DATE(2021,Tabulation[[#This Row],[Month]],Tabulation[[#This Row],[Day]]))","v":"2021-08-05"},{"$f":"WEEKDAY(Tabulation[[#This Row],[Date]])","v":5},{"$f":"IF(OR(Tabulation[[#This Row],[DayNo]]=1,Tabulation[[#This Row],[DayNo]]=7),1,0)","v":0},{"$f":"COUNTIF(Holidays,Tabulation[[#This Row],[Date]])","v":0},{"$f":"CONCATENATE(Tabulation[[#This Row],[Holiday]],Tabulation[[#This Row],[Season]],Tabulation[[#This Row],[Weekend]],\"-\",IF(Tabulation[[#This Row],[Hour]]<10,0,\"\"),C5220)","v":"0Summer0-08"},{"$f":"VLOOKUP(Tabulation[[#This Row],[Concat]],Table3[],8)","v":0.28148000000000001},{"$f":"(Tabulation[[#This Row],[AC System Output (kW)]]*Tabulation[[#This Row],[Rate]])","v":0.52398430884000002}]
[8,5,13,2869.085,{"$f":"Tabulation[[#This Row],[AC System Output (W)]]/1000","v":2.8690850000000001},{"$f":"VLOOKUP(Tabulation[[#This Row],[Month]],Season,2)","v":"Summer"},{"$f":"(DATE(2021,Tabulation[[#This Row],[Month]],Tabulation[[#This Row],[Day]]))","v":"2021-08-05"},{"$f":"WEEKDAY(Tabulation[[#This Row],[Date]])","v":5},{"$f":"IF(OR(Tabulation[[#This Row],[DayNo]]=1,Tabulation[[#This Row],[DayNo]]=7),1,0)","v":0},{"$f":"COUNTIF(Holidays,Tabulation[[#This Row],[Date]])","v":0},{"$f":"CONCATENATE(Tabulation[[#This Row],[Holiday]],Tabulation[[#This Row],[Season]],Tabulation[[#This Row],[Weekend]],\"-\",IF(Tabulation[[#This Row],[Hour]]<10,0,\"\"),C5225)","v":"0Summer0-13"},{"$f":"VLOOKUP(Tabulation[[#This Row],[Concat]],Table3[],8)","v":0.28148000000000001},{"$f":"(Tabulation[[#This Row],[AC System Output (kW)]]*Tabulation[[#This Row],[Rate]])","v":0.80759004580000004}]
[8,5,16,1348.3130000000001,{"$f":"Tabulation[[#This Row],[AC System Output (W)]]/1000","v":1.3483130000000001},{"$f":"VLOOKUP(Tabulation[[#This Row],[Month]],Season,2)","v":"Summer"},{"$f":"(DATE(2021,Tabulation[[#This Row],[Month]],Tabulation[[#This Row],[Day]]))","v":"2021-08-05"},{"$f":"WEEKDAY(Tabulation[[#This Row],[Date]])","v":5},{"$f":"IF(OR(Tabulation[[#This Row],[DayNo]]=1,Tabulation[[#This Row],[DayNo]]=7),1,0)","v":0},{"$f":"COUNTIF(Holidays,Tabulation[[#This Row],[Date]])","v":0},{"$f":"CONCATENATE(Tabulation[[#This Row],[Holiday]],Tabulation[[#This Row],[Season]],Tabulation[[#This Row],[Weekend]],\"-\",IF(Tabulation[[#This Row],[Hour]]<10,0,\"\"),C5228)","v":"0Summer0-16"},{"$f":"VLOOKUP(Tabulation[[#This Row],[Concat]],Table3[],8)","v":0.28148000000000001},{"$f":"(Tabulation[[#This Row],[AC System Output (kW)]]*Tabulation[[#This Row],[Rate]])","v":0.37952314324000003}]
[8,5,17,555.06100000000004,{"$f":"Tabulation[[#This Row],[AC System Output (W)]]/1000","v":0.55506100000000003},{"$f":"VLOOKUP(Tabulation[[#This Row],[Month]],Season,2)","v":"Summer"},{"$f":"(DATE(2021,Tabulation[[#This Row],[Month]],Tabulation[[#This Row],[Day]]))","v":"2021-08-05"},{"$f":"WEEKDAY(Tabulation[[#This Row],[Date]])","v":5},{"$f":"IF(OR(Tabulation[[#This Row],[DayNo]]=1,Tabulation[[#This Row],[DayNo]]=7),1,0)","v":0},{"$f":"COUNTIF(Holidays,Tabulation[[#This Row],[Date]])","v":0},{"$f":"CONCATENATE(Tabulation[[#This Row],[Holiday]],Tabulation[[#This Row],[Season]],Tabulation[[#This Row],[Weekend]],\"-\",IF(Tabulation[[#This Row],[Hour]]<10,0,\"\"),C5229)","v":"0Summer0-17"},{"$f":"VLOOKUP(Tabulation[[#This Row],[Concat]],Table3[],8)","v":0.37644},{"$f":"(Tabulation[[#This Row],[AC System Output (kW)]]*Tabulation[[#This Row],[Rate]])","v":0.20894716284000001}]
[8,5,20,0,{"$f":"Tabulation[[#This Row],[AC System Output (W)]]/1000","v":0},{"$f":"VLOOKUP(Tabulation[[#This Row],[Month]],Season,2)","v":"Summer"},{"$f":"(DATE(2021,Tabulation[[#This Row],[Month]],Tabulation[[#This Row],[Day]]))","v":"2021-08-05"},{"$f":"WEEKDAY(Tabulation[[#This Row],[Date]])","v":5},{"$f":"IF(OR(Tabulation[[#This Row],[DayNo]]=1,Tabulation[[#This Row],[DayNo]]=7),1,0)","v":0},{"$f":"COUNTIF(Holidays,Tabulation[[#This Row],[Date]])","v":0},{"$f":"CONCATENATE(Tabulation[[#This Row],[Holiday]],Tabulation[[#This Row],[Season]],Tabulation[[#This Row],[Weekend]],\"-\",IF(Tabulation[[#This Row],[Hour]]<10,0,\"\"),C5232)","v":"0Summer0-20"},{"$f":"VLOOKUP(Tabulation[[#This Row],[Concat]],Table3[],8)","v":0.28148000000000001},{"$f":"(Tabulation[[#This Row],[AC System Output (kW)]]*Tabulation[[#This Row],[Rate]])","v":0}]
[8,6,0,0,{"$f":"Tabulation[[#This Row],[AC System Output (W)]]/1000","v":0},{"$f":"VLOOKUP(Tabulation[[#This Row],[Month]],Season,2)","v":"Summer"},{"$f":"(DATE(2021,Tabulation[[#This Row],[Month]],Tabulation[[#This Row],[Day]]))","v":"2021-08-06"},{"$f":"WEEKDAY(Tabulation[[#This Row],[Date]])","v":6},{"$f":"IF(OR(Tabulation[[#This Row],[DayNo]]=1,Tabulation[[#This Row],[DayNo]]=7),1,0)","v":0},{"$f":"COUNTIF(Holidays,Tabulation[[#This Row],[Date]])","v":0},{"$f":"CONCATENATE(Tabulation[[#This Row],[Holiday]],Tabulation[[#This Row],[Season]],Tabulation[[#This Row],[Weekend]],\"-\",IF(Tabulation[[#This Row],[Hour]]<10,0,\"\"),C5236)","v":"0Summer0-00"},{"$f":"VLOOKUP(Tabulation[[#This Row],[Concat]],Table3[],8)","v":0.28148000000000001},{"$f":"(Tabulation[[#This Row],[AC System Output (kW)]]*Tabulation[[#This Row],[Rate]])","v":0}]
[8,6,3,0,{"$f":"Tabulation[[#This Row],[AC System Output (W)]]/1000","v":0},{"$f":"VLOOKUP(Tabulation[[#This Row],[Month]],Season,2)","v":"Summer"},{"$f":"(DATE(2021,Tabulation[[#This Row],[Month]],Tabulation[[#This Row],[Day]]))","v":"2021-08-06"},{"$f":"WEEKDAY(Tabulation[[#This Row],[Date]])","v":6},{"$f":"IF(OR(Tabulation[[#This Row],[DayNo]]=1,Tabulation[[#This Row],[DayNo]]=7),1,0)","v":0},{"$f":"COUNTIF(Holidays,Tabulation[[#This Row],[Date]])","v":0},{"$f":"CONCATENATE(Tabulation[[#This Row],[Holiday]],Tabulation[[#This Row],[Season]],Tabulation[[#This Row],[Weekend]],\"-\",IF(Tabulation[[#This Row],[Hour]]<10,0,\"\"),C5239)","v":"0Summer0-03"},{"$f":"VLOOKUP(Tabulation[[#This Row],[Concat]],Table3[],8)","v":0.28148000000000001},{"$f":"(Tabulation[[#This Row],[AC System Output (kW)]]*Tabulation[[#This Row],[Rate]])","v":0}]
[8,6,5,50.271000000000001,{"$f":"Tabulation[[#This Row],[AC System Output (W)]]/1000","v":5.0271000000000003E-2},{"$f":"VLOOKUP(Tabulation[[#This Row],[Month]],Season,2)","v":"Summer"},{"$f":"(DATE(2021,Tabulation[[#This Row],[Month]],Tabulation[[#This Row],[Day]]))","v":"2021-08-06"},{"$f":"WEEKDAY(Tabulation[[#This Row],[Date]])","v":6},{"$f":"IF(OR(Tabulation[[#This Row],[DayNo]]=1,Tabulation[[#This Row],[DayNo]]=7),1,0)","v":0},{"$f":"COUNTIF(Holidays,Tabulation[[#This Row],[Date]])","v":0},{"$f":"CONCATENATE(Tabulation[[#This Row],[Holiday]],Tabulation[[#This Row],[Season]],Tabulation[[#This Row],[Weekend]],\"-\",IF(Tabulation[[#This Row],[Hour]]<10,0,\"\"),C5241)","v":"0Summer0-05"},{"$f":"VLOOKUP(Tabulation[[#This Row],[Concat]],Table3[],8)","v":0.28148000000000001},{"$f":"(Tabulation[[#This Row],[AC System Output (kW)]]*Tabulation[[#This Row],[Rate]])","v":1.4150281080000002E-2}]
[8,6,11,3067.51,{"$f":"Tabulation[[#This Row],[AC System Output (W)]]/1000","v":3.0675100000000004},{"$f":"VLOOKUP(Tabulation[[#This Row],[Month]],Season,2)","v":"Summer"},{"$f":"(DATE(2021,Tabulation[[#This Row],[Month]],Tabulation[[#This Row],[Day]]))","v":"2021-08-06"},{"$f":"WEEKDAY(Tabulation[[#This Row],[Date]])","v":6},{"$f":"IF(OR(Tabulation[[#This Row],[DayNo]]=1,Tabulation[[#This Row],[DayNo]]=7),1,0)","v":0},{"$f":"COUNTIF(Holidays,Tabulation[[#This Row],[Date]])","v":0},{"$f":"CONCATENATE(Tabulation[[#This Row],[Holiday]],Tabulation[[#This Row],[Season]],Tabulation[[#This Row],[Weekend]],\"-\",IF(Tabulation[[#This Row],[Hour]]<10,0,\"\"),C5247)","v":"0Summer0-11"},{"$f":"VLOOKUP(Tabulation[[#This Row],[Concat]],Table3[],8)","v":0.28148000000000001},{"$f":"(Tabulation[[#This Row],[AC System Output (kW)]]*Tabulation[[#This Row],[Rate]])","v":0.86344271480000012}]
[8,6,14,2607.2420000000002,{"$f":"Tabulation[[#This Row],[AC System Output (W)]]/1000","v":2.6072420000000003},{"$f":"VLOOKUP(Tabulation[[#This Row],[Month]],Season,2)","v":"Summer"},{"$f":"(DATE(2021,Tabulation[[#This Row],[Month]],Tabulation[[#This Row],[Day]]))","v":"2021-08-06"},{"$f":"WEEKDAY(Tabulation[[#This Row],[Date]])","v":6},{"$f":"IF(OR(Tabulation[[#This Row],[DayNo]]=1,Tabulation[[#This Row],[DayNo]]=7),1,0)","v":0},{"$f":"COUNTIF(Holidays,Tabulation[[#This Row],[Date]])","v":0},{"$f":"CONCATENATE(Tabulation[[#This Row],[Holiday]],Tabulation[[#This Row],[Season]],Tabulation[[#This Row],[Weekend]],\"-\",IF(Tabulation[[#This Row],[Hour]]<10,0,\"\"),C5250)","v":"0Summer0-14"},{"$f":"VLOOKUP(Tabulation[[#This Row],[Concat]],Table3[],8)","v":0.28148000000000001},{"$f":"(Tabulation[[#This Row],[AC System Output (kW)]]*Tabulation[[#This Row],[Rate]])","v":0.73388647816000008}]
[8,6,17,554.83399999999995,{"$f":"Tabulation[[#This Row],[AC System Output (W)]]/1000","v":0.55483399999999994},{"$f":"VLOOKUP(Tabulation[[#This Row],[Month]],Season,2)","v":"Summer"},{"$f":"(DATE(2021,Tabulation[[#This Row],[Month]],Tabulation[[#This Row],[Day]]))","v":"2021-08-06"},{"$f":"WEEKDAY(Tabulation[[#This Row],[Date]])","v":6},{"$f":"IF(OR(Tabulation[[#This Row],[DayNo]]=1,Tabulation[[#This Row],[DayNo]]=7),1,0)","v":0},{"$f":"COUNTIF(Holidays,Tabulation[[#This Row],[Date]])","v":0},{"$f":"CONCATENATE(Tabulation[[#This Row],[Holiday]],Tabulation[[#This Row],[Season]],Tabulation[[#This Row],[Weekend]],\"-\",IF(Tabulation[[#This Row],[Hour]]<10,0,\"\"),C5253)","v":"0Summer0-17"},{"$f":"VLOOKUP(Tabulation[[#This Row],[Concat]],Table3[],8)","v":0.37644},{"$f":"(Tabulation[[#This Row],[AC System Output (kW)]]*Tabulation[[#This Row],[Rate]])","v":0.20886171095999997}]
[8,6,18,54.860999999999997,{"$f":"Tabulation[[#This Row],[AC System Output (W)]]/1000","v":5.4861E-2},{"$f":"VLOOKUP(Tabulation[[#This Row],[Month]],Season,2)","v":"Summer"},{"$f":"(DATE(2021,Tabulation[[#This Row],[Month]],Tabulation[[#This Row],[Day]]))","v":"2021-08-06"},{"$f":"WEEKDAY(Tabulation[[#This Row],[Date]])","v":6},{"$f":"IF(OR(Tabulation[[#This Row],[DayNo]]=1,Tabulation[[#This Row],[DayNo]]=7),1,0)","v":0},{"$f":"COUNTIF(Holidays,Tabulation[[#This Row],[Date]])","v":0},{"$f":"CONCATENATE(Tabulation[[#This Row],[Holiday]],Tabulation[[#This Row],[Season]],Tabulation[[#This Row],[Weekend]],\"-\",IF(Tabulation[[#This Row],[Hour]]<10,0,\"\"),C5254)","v":"0Summer0-18"},{"$f":"VLOOKUP(Tabulation[[#This Row],[Concat]],Table3[],8)","v":0.37644},{"$f":"(Tabulation[[#This Row],[AC System Output (kW)]]*Tabulation[[#This Row],[Rate]])","v":2.0651874840000001E-2}]
[8,6,21,0,{"$f":"Tabulation[[#This Row],[AC System Output (W)]]/1000","v":0},{"$f":"VLOOKUP(Tabulation[[#This Row],[Month]],Season,2)","v":"Summer"},{"$f":"(DATE(2021,Tabulation[[#This Row],[Month]],Tabulation[[#This Row],[Day]]))","v":"2021-08-06"},{"$f":"WEEKDAY(Tabulation[[#This Row],[Date]])","v":6},{"$f":"IF(OR(Tabulation[[#This Row],[DayNo]]=1,Tabulation[[#This Row],[DayNo]]=7),1,0)","v":0},{"$f":"COUNTIF(Holidays,Tabulation[[#This Row],[Date]])","v":0},{"$f":"CONCATENATE(Tabulation[[#This Row],[Holiday]],Tabulation[[#This Row],[Season]],Tabulation[[#This Row],[Weekend]],\"-\",IF(Tabulation[[#This Row],[Hour]]<10,0,\"\"),C5257)","v":"0Summer0-21"},{"$f":"VLOOKUP(Tabulation[[#This Row],[Concat]],Table3[],8)","v":0.28148000000000001},{"$f":"(Tabulation[[#This Row],[AC System Output (kW)]]*Tabulation[[#This Row],[Rate]])","v":0}]
[8,7,1,0,{"$f":"Tabulation[[#This Row],[AC System Output (W)]]/1000","v":0},{"$f":"VLOOKUP(Tabulation[[#This Row],[Month]],Season,2)","v":"Summer"},{"$f":"(DATE(2021,Tabulation[[#This Row],[Month]],Tabulation[[#This Row],[Day]]))","v":"2021-08-07"},{"$f":"WEEKDAY(Tabulation[[#This Row],[Date]])","v":7},{"$f":"IF(OR(Tabulation[[#This Row],[DayNo]]=1,Tabulation[[#This Row],[DayNo]]=7),1,0)","v":1},{"$f":"COUNTIF(Holidays,Tabulation[[#This Row],[Date]])","v":0},{"$f":"CONCATENATE(Tabulation[[#This Row],[Holiday]],Tabulation[[#This Row],[Season]],Tabulation[[#This Row],[Weekend]],\"-\",IF(Tabulation[[#This Row],[Hour]]<10,0,\"\"),C5261)","v":"0Summer1-01"},{"$f":"VLOOKUP(Tabulation[[#This Row],[Concat]],Table3[],8)","v":0.28148000000000001},{"$f":"(Tabulation[[#This Row],[AC System Output (kW)]]*Tabulation[[#This Row],[Rate]])","v":0}]
[8,7,6,362.53,{"$f":"Tabulation[[#This Row],[AC System Output (W)]]/1000","v":0.36252999999999996},{"$f":"VLOOKUP(Tabulation[[#This Row],[Month]],Season,2)","v":"Summer"},{"$f":"(DATE(2021,Tabulation[[#This Row],[Month]],Tabulation[[#This Row],[Day]]))","v":"2021-08-07"},{"$f":"WEEKDAY(Tabulation[[#This Row],[Date]])","v":7},{"$f":"IF(OR(Tabulation[[#This Row],[DayNo]]=1,Tabulation[[#This Row],[DayNo]]=7),1,0)","v":1},{"$f":"COUNTIF(Holidays,Tabulation[[#This Row],[Date]])","v":0},{"$f":"CONCATENATE(Tabulation[[#This Row],[Holiday]],Tabulation[[#This Row],[Season]],Tabulation[[#This Row],[Weekend]],\"-\",IF(Tabulation[[#This Row],[Hour]]<10,0,\"\"),C5266)","v":"0Summer1-06"},{"$f":"VLOOKUP(Tabulation[[#This Row],[Concat]],Table3[],8)","v":0.28148000000000001},{"$f":"(Tabulation[[#This Row],[AC System Output (kW)]]*Tabulation[[#This Row],[Rate]])","v":0.10204494439999999}]
[8,7,8,1856.441,{"$f":"Tabulation[[#This Row],[AC System Output (W)]]/1000","v":1.856441},{"$f":"VLOOKUP(Tabulation[[#This Row],[Month]],Season,2)","v":"Summer"},{"$f":"(DATE(2021,Tabulation[[#This Row],[Month]],Tabulation[[#This Row],[Day]]))","v":"2021-08-07"},{"$f":"WEEKDAY(Tabulation[[#This Row],[Date]])","v":7},{"$f":"IF(OR(Tabulation[[#This Row],[DayNo]]=1,Tabulation[[#This Row],[DayNo]]=7),1,0)","v":1},{"$f":"COUNTIF(Holidays,Tabulation[[#This Row],[Date]])","v":0},{"$f":"CONCATENATE(Tabulation[[#This Row],[Holiday]],Tabulation[[#This Row],[Season]],Tabulation[[#This Row],[Weekend]],\"-\",IF(Tabulation[[#This Row],[Hour]]<10,0,\"\"),C5268)","v":"0Summer1-08"},{"$f":"VLOOKUP(Tabulation[[#This Row],[Concat]],Table3[],8)","v":0.28148000000000001},{"$f":"(Tabulation[[#This Row],[AC System Output (kW)]]*Tabulation[[#This Row],[Rate]])","v":0.52255101268000004}]
[8,7,12,2978.5140000000001,{"$f":"Tabulation[[#This Row],[AC System Output (W)]]/1000","v":2.9785140000000001},{"$f":"VLOOKUP(Tabulation[[#This Row],[Month]],Season,2)","v":"Summer"},{"$f":"(DATE(2021,Tabulation[[#This Row],[Month]],Tabulation[[#This Row],[Day]]))","v":"2021-08-07"},{"$f":"WEEKDAY(Tabulation[[#This Row],[Date]])","v":7},{"$f":"IF(OR(Tabulation[[#This Row],[DayNo]]=1,Tabulation[[#This Row],[DayNo]]=7),1,0)","v":1},{"$f":"COUNTIF(Holidays,Tabulation[[#This Row],[Date]])","v":0},{"$f":"CONCATENATE(Tabulation[[#This Row],[Holiday]],Tabulation[[#This Row],[Season]],Tabulation[[#This Row],[Weekend]],\"-\",IF(Tabulation[[#This Row],[Hour]]<10,0,\"\"),C5272)","v":"0Summer1-12"},{"$f":"VLOOKUP(Tabulation[[#This Row],[Concat]],Table3[],8)","v":0.28148000000000001},{"$f":"(Tabulation[[#This Row],[AC System Output (kW)]]*Tabulation[[#This Row],[Rate]])","v":0.83839212072000002}]
[8,7,15,2029.598,{"$f":"Tabulation[[#This Row],[AC System Output (W)]]/1000","v":2.029598},{"$f":"VLOOKUP(Tabulation[[#This Row],[Month]],Season,2)","v":"Summer"},{"$f":"(DATE(2021,Tabulation[[#This Row],[Month]],Tabulation[[#This Row],[Day]]))","v":"2021-08-07"},{"$f":"WEEKDAY(Tabulation[[#This Row],[Date]])","v":7},{"$f":"IF(OR(Tabulation[[#This Row],[DayNo]]=1,Tabulation[[#This Row],[DayNo]]=7),1,0)","v":1},{"$f":"COUNTIF(Holidays,Tabulation[[#This Row],[Date]])","v":0},{"$f":"CONCATENATE(Tabulation[[#This Row],[Holiday]],Tabulation[[#This Row],[Season]],Tabulation[[#This Row],[Weekend]],\"-\",IF(Tabulation[[#This Row],[Hour]]<10,0,\"\"),C5275)","v":"0Summer1-15"},{"$f":"VLOOKUP(Tabulation[[#This Row],[Concat]],Table3[],8)","v":0.28148000000000001},{"$f":"(Tabulation[[#This Row],[AC System Output (kW)]]*Tabulation[[#This Row],[Rate]])","v":0.57129124504000006}]
[8,7,16,1329.4179999999999,{"$f":"Tabulation[[#This Row],[AC System Output (W)]]/1000","v":1.329418},{"$f":"VLOOKUP(Tabulation[[#This Row],[Month]],Season,2)","v":"Summer"},{"$f":"(DATE(2021,Tabulation[[#This Row],[Month]],Tabulation[[#This Row],[Day]]))","v":"2021-08-07"},{"$f":"WEEKDAY(Tabulation[[#This Row],[Date]])","v":7},{"$f":"IF(OR(Tabulation[[#This Row],[DayNo]]=1,Tabulation[[#This Row],[DayNo]]=7),1,0)","v":1},{"$f":"COUNTIF(Holidays,Tabulation[[#This Row],[Date]])","v":0},{"$f":"CONCATENATE(Tabulation[[#This Row],[Holiday]],Tabulation[[#This Row],[Season]],Tabulation[[#This Row],[Weekend]],\"-\",IF(Tabulation[[#This Row],[Hour]]<10,0,\"\"),C5276)","v":"0Summer1-16"},{"$f":"VLOOKUP(Tabulation[[#This Row],[Concat]],Table3[],8)","v":0.28148000000000001},{"$f":"(Tabulation[[#This Row],[AC System Output (kW)]]*Tabulation[[#This Row],[Rate]])","v":0.37420457864000001}]
[8,7,19,0,{"$f":"Tabulation[[#This Row],[AC System Output (W)]]/1000","v":0},{"$f":"VLOOKUP(Tabulation[[#This Row],[Month]],Season,2)","v":"Summer"},{"$f":"(DATE(2021,Tabulation[[#This Row],[Month]],Tabulation[[#This Row],[Day]]))","v":"2021-08-07"},{"$f":"WEEKDAY(Tabulation[[#This Row],[Date]])","v":7},{"$f":"IF(OR(Tabulation[[#This Row],[DayNo]]=1,Tabulation[[#This Row],[DayNo]]=7),1,0)","v":1},{"$f":"COUNTIF(Holidays,Tabulation[[#This Row],[Date]])","v":0},{"$f":"CONCATENATE(Tabulation[[#This Row],[Holiday]],Tabulation[[#This Row],[Season]],Tabulation[[#This Row],[Weekend]],\"-\",IF(Tabulation[[#This Row],[Hour]]<10,0,\"\"),C5279)","v":"0Summer1-19"},{"$f":"VLOOKUP(Tabulation[[#This Row],[Concat]],Table3[],8)","v":0.28148000000000001},{"$f":"(Tabulation[[#This Row],[AC System Output (kW)]]*Tabulation[[#This Row],[Rate]])","v":0}]
[8,7,22,0,{"$f":"Tabulation[[#This Row],[AC System Output (W)]]/1000","v":0},{"$f":"VLOOKUP(Tabulation[[#This Row],[Month]],Season,2)","v":"Summer"},{"$f":"(DATE(2021,Tabulation[[#This Row],[Month]],Tabulation[[#This Row],[Day]]))","v":"2021-08-07"},{"$f":"WEEKDAY(Tabulation[[#This Row],[Date]])","v":7},{"$f":"IF(OR(Tabulation[[#This Row],[DayNo]]=1,Tabulation[[#This Row],[DayNo]]=7),1,0)","v":1},{"$f":"COUNTIF(Holidays,Tabulation[[#This Row],[Date]])","v":0},{"$f":"CONCATENATE(Tabulation[[#This Row],[Holiday]],Tabulation[[#This Row],[Season]],Tabulation[[#This Row],[Weekend]],\"-\",IF(Tabulation[[#This Row],[Hour]]<10,0,\"\"),C5282)","v":"0Summer1-22"},{"$f":"VLOOKUP(Tabulation[[#This Row],[Concat]],Table3[],8)","v":0.28148000000000001},{"$f":"(Tabulation[[#This Row],[AC System Output (kW)]]*Tabulation[[#This Row],[Rate]])","v":0}]
[8,8,3,0,{"$f":"Tabulation[[#This Row],[AC System Output (W)]]/1000","v":0},{"$f":"VLOOKUP(Tabulation[[#This Row],[Month]],Season,2)","v":"Summer"},{"$f":"(DATE(2021,Tabulation[[#This Row],[Month]],Tabulation[[#This Row],[Day]]))","v":"2021-08-08"},{"$f":"WEEKDAY(Tabulation[[#This Row],[Date]])","v":1},{"$f":"IF(OR(Tabulation[[#This Row],[DayNo]]=1,Tabulation[[#This Row],[DayNo]]=7),1,0)","v":1},{"$f":"COUNTIF(Holidays,Tabulation[[#This Row],[Date]])","v":0},{"$f":"CONCATENATE(Tabulation[[#This Row],[Holiday]],Tabulation[[#This Row],[Season]],Tabulation[[#This Row],[Weekend]],\"-\",IF(Tabulation[[#This Row],[Hour]]<10,0,\"\"),C5287)","v":"0Summer1-03"},{"$f":"VLOOKUP(Tabulation[[#This Row],[Concat]],Table3[],8)","v":0.28148000000000001},{"$f":"(Tabulation[[#This Row],[AC System Output (kW)]]*Tabulation[[#This Row],[Rate]])","v":0}]
[8,8,6,357.815,{"$f":"Tabulation[[#This Row],[AC System Output (W)]]/1000","v":0.35781499999999999},{"$f":"VLOOKUP(Tabulation[[#This Row],[Month]],Season,2)","v":"Summer"},{"$f":"(DATE(2021,Tabulation[[#This Row],[Month]],Tabulation[[#This Row],[Day]]))","v":"2021-08-08"},{"$f":"WEEKDAY(Tabulation[[#This Row],[Date]])","v":1},{"$f":"IF(OR(Tabulation[[#This Row],[DayNo]]=1,Tabulation[[#This Row],[DayNo]]=7),1,0)","v":1},{"$f":"COUNTIF(Holidays,Tabulation[[#This Row],[Date]])","v":0},{"$f":"CONCATENATE(Tabulation[[#This Row],[Holiday]],Tabulation[[#This Row],[Season]],Tabulation[[#This Row],[Weekend]],\"-\",IF(Tabulation[[#This Row],[Hour]]<10,0,\"\"),C5290)","v":"0Summer1-06"},{"$f":"VLOOKUP(Tabulation[[#This Row],[Concat]],Table3[],8)","v":0.28148000000000001},{"$f":"(Tabulation[[#This Row],[AC System Output (kW)]]*Tabulation[[#This Row],[Rate]])","v":0.1007177662}]
[8,8,9,2324.7640000000001,{"$f":"Tabulation[[#This Row],[AC System Output (W)]]/1000","v":2.3247640000000001},{"$f":"VLOOKUP(Tabulation[[#This Row],[Month]],Season,2)","v":"Summer"},{"$f":"(DATE(2021,Tabulation[[#This Row],[Month]],Tabulation[[#This Row],[Day]]))","v":"2021-08-08"},{"$f":"WEEKDAY(Tabulation[[#This Row],[Date]])","v":1},{"$f":"IF(OR(Tabulation[[#This Row],[DayNo]]=1,Tabulation[[#This Row],[DayNo]]=7),1,0)","v":1},{"$f":"COUNTIF(Holidays,Tabulation[[#This Row],[Date]])","v":0},{"$f":"CONCATENATE(Tabulation[[#This Row],[Holiday]],Tabulation[[#This Row],[Season]],Tabulation[[#This Row],[Weekend]],\"-\",IF(Tabulation[[#This Row],[Hour]]<10,0,\"\"),C5293)","v":"0Summer1-09"},{"$f":"VLOOKUP(Tabulation[[#This Row],[Concat]],Table3[],8)","v":0.28148000000000001},{"$f":"(Tabulation[[#This Row],[AC System Output (kW)]]*Tabulation[[#This Row],[Rate]])","v":0.65437457072000005}]
[8,8,13,2808.32,{"$f":"Tabulation[[#This Row],[AC System Output (W)]]/1000","v":2.8083200000000001},{"$f":"VLOOKUP(Tabulation[[#This Row],[Month]],Season,2)","v":"Summer"},{"$f":"(DATE(2021,Tabulation[[#This Row],[Month]],Tabulation[[#This Row],[Day]]))","v":"2021-08-08"},{"$f":"WEEKDAY(Tabulation[[#This Row],[Date]])","v":1},{"$f":"IF(OR(Tabulation[[#This Row],[DayNo]]=1,Tabulation[[#This Row],[DayNo]]=7),1,0)","v":1},{"$f":"COUNTIF(Holidays,Tabulation[[#This Row],[Date]])","v":0},{"$f":"CONCATENATE(Tabulation[[#This Row],[Holiday]],Tabulation[[#This Row],[Season]],Tabulation[[#This Row],[Weekend]],\"-\",IF(Tabulation[[#This Row],[Hour]]<10,0,\"\"),C5297)","v":"0Summer1-13"},{"$f":"VLOOKUP(Tabulation[[#This Row],[Concat]],Table3[],8)","v":0.28148000000000001},{"$f":"(Tabulation[[#This Row],[AC System Output (kW)]]*Tabulation[[#This Row],[Rate]])","v":0.79048591360000009}]
[8,8,16,1312.5170000000001,{"$f":"Tabulation[[#This Row],[AC System Output (W)]]/1000","v":1.3125170000000002},{"$f":"VLOOKUP(Tabulation[[#This Row],[Month]],Season,2)","v":"Summer"},{"$f":"(DATE(2021,Tabulation[[#This Row],[Month]],Tabulation[[#This Row],[Day]]))","v":"2021-08-08"},{"$f":"WEEKDAY(Tabulation[[#This Row],[Date]])","v":1},{"$f":"IF(OR(Tabulation[[#This Row],[DayNo]]=1,Tabulation[[#This Row],[DayNo]]=7),1,0)","v":1},{"$f":"COUNTIF(Holidays,Tabulation[[#This Row],[Date]])","v":0},{"$f":"CONCATENATE(Tabulation[[#This Row],[Holiday]],Tabulation[[#This Row],[Season]],Tabulation[[#This Row],[Weekend]],\"-\",IF(Tabulation[[#This Row],[Hour]]<10,0,\"\"),C5300)","v":"0Summer1-16"},{"$f":"VLOOKUP(Tabulation[[#This Row],[Concat]],Table3[],8)","v":0.28148000000000001},{"$f":"(Tabulation[[#This Row],[AC System Output (kW)]]*Tabulation[[#This Row],[Rate]])","v":0.36944728516000003}]
[8,8,17,529.42700000000002,{"$f":"Tabulation[[#This Row],[AC System Output (W)]]/1000","v":0.52942699999999998},{"$f":"VLOOKUP(Tabulation[[#This Row],[Month]],Season,2)","v":"Summer"},{"$f":"(DATE(2021,Tabulation[[#This Row],[Month]],Tabulation[[#This Row],[Day]]))","v":"2021-08-08"},{"$f":"WEEKDAY(Tabulation[[#This Row],[Date]])","v":1},{"$f":"IF(OR(Tabulation[[#This Row],[DayNo]]=1,Tabulation[[#This Row],[DayNo]]=7),1,0)","v":1},{"$f":"COUNTIF(Holidays,Tabulation[[#This Row],[Date]])","v":0},{"$f":"CONCATENATE(Tabulation[[#This Row],[Holiday]],Tabulation[[#This Row],[Season]],Tabulation[[#This Row],[Weekend]],\"-\",IF(Tabulation[[#This Row],[Hour]]<10,0,\"\"),C5301)","v":"0Summer1-17"},{"$f":"VLOOKUP(Tabulation[[#This Row],[Concat]],Table3[],8)","v":0.28148000000000001},{"$f":"(Tabulation[[#This Row],[AC System Output (kW)]]*Tabulation[[#This Row],[Rate]])","v":0.14902311196000001}]
[8,8,20,0,{"$f":"Tabulation[[#This Row],[AC System Output (W)]]/1000","v":0},{"$f":"VLOOKUP(Tabulation[[#This Row],[Month]],Season,2)","v":"Summer"},{"$f":"(DATE(2021,Tabulation[[#This Row],[Month]],Tabulation[[#This Row],[Day]]))","v":"2021-08-08"},{"$f":"WEEKDAY(Tabulation[[#This Row],[Date]])","v":1},{"$f":"IF(OR(Tabulation[[#This Row],[DayNo]]=1,Tabulation[[#This Row],[DayNo]]=7),1,0)","v":1},{"$f":"COUNTIF(Holidays,Tabulation[[#This Row],[Date]])","v":0},{"$f":"CONCATENATE(Tabulation[[#This Row],[Holiday]],Tabulation[[#This Row],[Season]],Tabulation[[#This Row],[Weekend]],\"-\",IF(Tabulation[[#This Row],[Hour]]<10,0,\"\"),C5304)","v":"0Summer1-20"},{"$f":"VLOOKUP(Tabulation[[#This Row],[Concat]],Table3[],8)","v":0.28148000000000001},{"$f":"(Tabulation[[#This Row],[AC System Output (kW)]]*Tabulation[[#This Row],[Rate]])","v":0}]
[8,9,0,0,{"$f":"Tabulation[[#This Row],[AC System Output (W)]]/1000","v":0},{"$f":"VLOOKUP(Tabulation[[#This Row],[Month]],Season,2)","v":"Summer"},{"$f":"(DATE(2021,Tabulation[[#This Row],[Month]],Tabulation[[#This Row],[Day]]))","v":"2021-08-09"},{"$f":"WEEKDAY(Tabulation[[#This Row],[Date]])","v":2},{"$f":"IF(OR(Tabulation[[#This Row],[DayNo]]=1,Tabulation[[#This Row],[DayNo]]=7),1,0)","v":0},{"$f":"COUNTIF(Holidays,Tabulation[[#This Row],[Date]])","v":0},{"$f":"CONCATENATE(Tabulation[[#This Row],[Holiday]],Tabulation[[#This Row],[Season]],Tabulation[[#This Row],[Weekend]],\"-\",IF(Tabulation[[#This Row],[Hour]]<10,0,\"\"),C5308)","v":"0Summer0-00"},{"$f":"VLOOKUP(Tabulation[[#This Row],[Concat]],Table3[],8)","v":0.28148000000000001},{"$f":"(Tabulation[[#This Row],[AC System Output (kW)]]*Tabulation[[#This Row],[Rate]])","v":0}]
[8,9,4,0,{"$f":"Tabulation[[#This Row],[AC System Output (W)]]/1000","v":0},{"$f":"VLOOKUP(Tabulation[[#This Row],[Month]],Season,2)","v":"Summer"},{"$f":"(DATE(2021,Tabulation[[#This Row],[Month]],Tabulation[[#This Row],[Day]]))","v":"2021-08-09"},{"$f":"WEEKDAY(Tabulation[[#This Row],[Date]])","v":2},{"$f":"IF(OR(Tabulation[[#This Row],[DayNo]]=1,Tabulation[[#This Row],[DayNo]]=7),1,0)","v":0},{"$f":"COUNTIF(Holidays,Tabulation[[#This Row],[Date]])","v":0},{"$f":"CONCATENATE(Tabulation[[#This Row],[Holiday]],Tabulation[[#This Row],[Season]],Tabulation[[#This Row],[Weekend]],\"-\",IF(Tabulation[[#This Row],[Hour]]<10,0,\"\"),C5312)","v":"0Summer0-04"},{"$f":"VLOOKUP(Tabulation[[#This Row],[Concat]],Table3[],8)","v":0.28148000000000001},{"$f":"(Tabulation[[#This Row],[AC System Output (kW)]]*Tabulation[[#This Row],[Rate]])","v":0}]
[8,9,7,1130.31,{"$f":"Tabulation[[#This Row],[AC System Output (W)]]/1000","v":1.1303099999999999},{"$f":"VLOOKUP(Tabulation[[#This Row],[Month]],Season,2)","v":"Summer"},{"$f":"(DATE(2021,Tabulation[[#This Row],[Month]],Tabulation[[#This Row],[Day]]))","v":"2021-08-09"},{"$f":"WEEKDAY(Tabulation[[#This Row],[Date]])","v":2},{"$f":"IF(OR(Tabulation[[#This Row],[DayNo]]=1,Tabulation[[#This Row],[DayNo]]=7),1,0)","v":0},{"$f":"COUNTIF(Holidays,Tabulation[[#This Row],[Date]])","v":0},{"$f":"CONCATENATE(Tabulation[[#This Row],[Holiday]],Tabulation[[#This Row],[Season]],Tabulation[[#This Row],[Weekend]],\"-\",IF(Tabulation[[#This Row],[Hour]]<10,0,\"\"),C5315)","v":"0Summer0-07"},{"$f":"VLOOKUP(Tabulation[[#This Row],[Concat]],Table3[],8)","v":0.28148000000000001},{"$f":"(Tabulation[[#This Row],[AC System Output (kW)]]*Tabulation[[#This Row],[Rate]])","v":0.31815965879999997}]
[8,9,10,2595.0940000000001,{"$f":"Tabulation[[#This Row],[AC System Output (W)]]/1000","v":2.595094},{"$f":"VLOOKUP(Tabulation[[#This Row],[Month]],Season,2)","v":"Summer"},{"$f":"(DATE(2021,Tabulation[[#This Row],[Month]],Tabulation[[#This Row],[Day]]))","v":"2021-08-09"},{"$f":"WEEKDAY(Tabulation[[#This Row],[Date]])","v":2},{"$f":"IF(OR(Tabulation[[#This Row],[DayNo]]=1,Tabulation[[#This Row],[DayNo]]=7),1,0)","v":0},{"$f":"COUNTIF(Holidays,Tabulation[[#This Row],[Date]])","v":0},{"$f":"CONCATENATE(Tabulation[[#This Row],[Holiday]],Tabulation[[#This Row],[Season]],Tabulation[[#This Row],[Weekend]],\"-\",IF(Tabulation[[#This Row],[Hour]]<10,0,\"\"),C5318)","v":"0Summer0-10"},{"$f":"VLOOKUP(Tabulation[[#This Row],[Concat]],Table3[],8)","v":0.28148000000000001},{"$f":"(Tabulation[[#This Row],[AC System Output (kW)]]*Tabulation[[#This Row],[Rate]])","v":0.73046705911999998}]
[8,9,14,2454.058,{"$f":"Tabulation[[#This Row],[AC System Output (W)]]/1000","v":2.4540579999999999},{"$f":"VLOOKUP(Tabulation[[#This Row],[Month]],Season,2)","v":"Summer"},{"$f":"(DATE(2021,Tabulation[[#This Row],[Month]],Tabulation[[#This Row],[Day]]))","v":"2021-08-09"},{"$f":"WEEKDAY(Tabulation[[#This Row],[Date]])","v":2},{"$f":"IF(OR(Tabulation[[#This Row],[DayNo]]=1,Tabulation[[#This Row],[DayNo]]=7),1,0)","v":0},{"$f":"COUNTIF(Holidays,Tabulation[[#This Row],[Date]])","v":0},{"$f":"CONCATENATE(Tabulation[[#This Row],[Holiday]],Tabulation[[#This Row],[Season]],Tabulation[[#This Row],[Weekend]],\"-\",IF(Tabulation[[#This Row],[Hour]]<10,0,\"\"),C5322)","v":"0Summer0-14"},{"$f":"VLOOKUP(Tabulation[[#This Row],[Concat]],Table3[],8)","v":0.28148000000000001},{"$f":"(Tabulation[[#This Row],[AC System Output (kW)]]*Tabulation[[#This Row],[Rate]])","v":0.69076824583999996}]
[8,9,17,516.14599999999996,{"$f":"Tabulation[[#This Row],[AC System Output (W)]]/1000","v":0.51614599999999999},{"$f":"VLOOKUP(Tabulation[[#This Row],[Month]],Season,2)","v":"Summer"},{"$f":"(DATE(2021,Tabulation[[#This Row],[Month]],Tabulation[[#This Row],[Day]]))","v":"2021-08-09"},{"$f":"WEEKDAY(Tabulation[[#This Row],[Date]])","v":2},{"$f":"IF(OR(Tabulation[[#This Row],[DayNo]]=1,Tabulation[[#This Row],[DayNo]]=7),1,0)","v":0},{"$f":"COUNTIF(Holidays,Tabulation[[#This Row],[Date]])","v":0},{"$f":"CONCATENATE(Tabulation[[#This Row],[Holiday]],Tabulation[[#This Row],[Season]],Tabulation[[#This Row],[Weekend]],\"-\",IF(Tabulation[[#This Row],[Hour]]<10,0,\"\"),C5325)","v":"0Summer0-17"},{"$f":"VLOOKUP(Tabulation[[#This Row],[Concat]],Table3[],8)","v":0.37644},{"$f":"(Tabulation[[#This Row],[AC System Output (kW)]]*Tabulation[[#This Row],[Rate]])","v":0.19429800023999999}]
[8,9,18,45.014000000000003,{"$f":"Tabulation[[#This Row],[AC System Output (W)]]/1000","v":4.5014000000000005E-2},{"$f":"VLOOKUP(Tabulation[[#This Row],[Month]],Season,2)","v":"Summer"},{"$f":"(DATE(2021,Tabulation[[#This Row],[Month]],Tabulation[[#This Row],[Day]]))","v":"2021-08-09"},{"$f":"WEEKDAY(Tabulation[[#This Row],[Date]])","v":2},{"$f":"IF(OR(Tabulation[[#This Row],[DayNo]]=1,Tabulation[[#This Row],[DayNo]]=7),1,0)","v":0},{"$f":"COUNTIF(Holidays,Tabulation[[#This Row],[Date]])","v":0},{"$f":"CONCATENATE(Tabulation[[#This Row],[Holiday]],Tabulation[[#This Row],[Season]],Tabulation[[#This Row],[Weekend]],\"-\",IF(Tabulation[[#This Row],[Hour]]<10,0,\"\"),C5326)","v":"0Summer0-18"},{"$f":"VLOOKUP(Tabulation[[#This Row],[Concat]],Table3[],8)","v":0.37644},{"$f":"(Tabulation[[#This Row],[AC System Output (kW)]]*Tabulation[[#This Row],[Rate]])","v":1.6945070160000002E-2}]
[8,9,21,0,{"$f":"Tabulation[[#This Row],[AC System Output (W)]]/1000","v":0},{"$f":"VLOOKUP(Tabulation[[#This Row],[Month]],Season,2)","v":"Summer"},{"$f":"(DATE(2021,Tabulation[[#This Row],[Month]],Tabulation[[#This Row],[Day]]))","v":"2021-08-09"},{"$f":"WEEKDAY(Tabulation[[#This Row],[Date]])","v":2},{"$f":"IF(OR(Tabulation[[#This Row],[DayNo]]=1,Tabulation[[#This Row],[DayNo]]=7),1,0)","v":0},{"$f":"COUNTIF(Holidays,Tabulation[[#This Row],[Date]])","v":0},{"$f":"CONCATENATE(Tabulation[[#This Row],[Holiday]],Tabulation[[#This Row],[Season]],Tabulation[[#This Row],[Weekend]],\"-\",IF(Tabulation[[#This Row],[Hour]]<10,0,\"\"),C5329)","v":"0Summer0-21"},{"$f":"VLOOKUP(Tabulation[[#This Row],[Concat]],Table3[],8)","v":0.28148000000000001},{"$f":"(Tabulation[[#This Row],[AC System Output (kW)]]*Tabulation[[#This Row],[Rate]])","v":0}]
[8,10,1,0,{"$f":"Tabulation[[#This Row],[AC System Output (W)]]/1000","v":0},{"$f":"VLOOKUP(Tabulation[[#This Row],[Month]],Season,2)","v":"Summer"},{"$f":"(DATE(2021,Tabulation[[#This Row],[Month]],Tabulation[[#This Row],[Day]]))","v":"2021-08-10"},{"$f":"WEEKDAY(Tabulation[[#This Row],[Date]])","v":3},{"$f":"IF(OR(Tabulation[[#This Row],[DayNo]]=1,Tabulation[[#This Row],[DayNo]]=7),1,0)","v":0},{"$f":"COUNTIF(Holidays,Tabulation[[#This Row],[Date]])","v":0},{"$f":"CONCATENATE(Tabulation[[#This Row],[Holiday]],Tabulation[[#This Row],[Season]],Tabulation[[#This Row],[Weekend]],\"-\",IF(Tabulation[[#This Row],[Hour]]<10,0,\"\"),C5333)","v":"0Summer0-01"},{"$f":"VLOOKUP(Tabulation[[#This Row],[Concat]],Table3[],8)","v":0.28148000000000001},{"$f":"(Tabulation[[#This Row],[AC System Output (kW)]]*Tabulation[[#This Row],[Rate]])","v":0}]
[8,10,5,9.8010000000000002,{"$f":"Tabulation[[#This Row],[AC System Output (W)]]/1000","v":9.8010000000000007E-3},{"$f":"VLOOKUP(Tabulation[[#This Row],[Month]],Season,2)","v":"Summer"},{"$f":"(DATE(2021,Tabulation[[#This Row],[Month]],Tabulation[[#This Row],[Day]]))","v":"2021-08-10"},{"$f":"WEEKDAY(Tabulation[[#This Row],[Date]])","v":3},{"$f":"IF(OR(Tabulation[[#This Row],[DayNo]]=1,Tabulation[[#This Row],[DayNo]]=7),1,0)","v":0},{"$f":"COUNTIF(Holidays,Tabulation[[#This Row],[Date]])","v":0},{"$f":"CONCATENATE(Tabulation[[#This Row],[Holiday]],Tabulation[[#This Row],[Season]],Tabulation[[#This Row],[Weekend]],\"-\",IF(Tabulation[[#This Row],[Hour]]<10,0,\"\"),C5337)","v":"0Summer0-05"},{"$f":"VLOOKUP(Tabulation[[#This Row],[Concat]],Table3[],8)","v":0.28148000000000001},{"$f":"(Tabulation[[#This Row],[AC System Output (kW)]]*Tabulation[[#This Row],[Rate]])","v":2.7587854800000004E-3}]
[8,10,8,1797.8820000000001,{"$f":"Tabulation[[#This Row],[AC System Output (W)]]/1000","v":1.797882},{"$f":"VLOOKUP(Tabulation[[#This Row],[Month]],Season,2)","v":"Summer"},{"$f":"(DATE(2021,Tabulation[[#This Row],[Month]],Tabulation[[#This Row],[Day]]))","v":"2021-08-10"},{"$f":"WEEKDAY(Tabulation[[#This Row],[Date]])","v":3},{"$f":"IF(OR(Tabulation[[#This Row],[DayNo]]=1,Tabulation[[#This Row],[DayNo]]=7),1,0)","v":0},{"$f":"COUNTIF(Holidays,Tabulation[[#This Row],[Date]])","v":0},{"$f":"CONCATENATE(Tabulation[[#This Row],[Holiday]],Tabulation[[#This Row],[Season]],Tabulation[[#This Row],[Weekend]],\"-\",IF(Tabulation[[#This Row],[Hour]]<10,0,\"\"),C5340)","v":"0Summer0-08"},{"$f":"VLOOKUP(Tabulation[[#This Row],[Concat]],Table3[],8)","v":0.28148000000000001},{"$f":"(Tabulation[[#This Row],[AC System Output (kW)]]*Tabulation[[#This Row],[Rate]])","v":0.50606782536000006}]
[8,10,12,2879.7069999999999,{"$f":"Tabulation[[#This Row],[AC System Output (W)]]/1000","v":2.8797069999999998},{"$f":"VLOOKUP(Tabulation[[#This Row],[Month]],Season,2)","v":"Summer"},{"$f":"(DATE(2021,Tabulation[[#This Row],[Month]],Tabulation[[#This Row],[Day]]))","v":"2021-08-10"},{"$f":"WEEKDAY(Tabulation[[#This Row],[Date]])","v":3},{"$f":"IF(OR(Tabulation[[#This Row],[DayNo]]=1,Tabulation[[#This Row],[DayNo]]=7),1,0)","v":0},{"$f":"COUNTIF(Holidays,Tabulation[[#This Row],[Date]])","v":0},{"$f":"CONCATENATE(Tabulation[[#This Row],[Holiday]],Tabulation[[#This Row],[Season]],Tabulation[[#This Row],[Weekend]],\"-\",IF(Tabulation[[#This Row],[Hour]]<10,0,\"\"),C5344)","v":"0Summer0-12"},{"$f":"VLOOKUP(Tabulation[[#This Row],[Concat]],Table3[],8)","v":0.28148000000000001},{"$f":"(Tabulation[[#This Row],[AC System Output (kW)]]*Tabulation[[#This Row],[Rate]])","v":0.81057992635999998}]
[8,10,15,1930.2850000000001,{"$f":"Tabulation[[#This Row],[AC System Output (W)]]/1000","v":1.930285},{"$f":"VLOOKUP(Tabulation[[#This Row],[Month]],Season,2)","v":"Summer"},{"$f":"(DATE(2021,Tabulation[[#This Row],[Month]],Tabulation[[#This Row],[Day]]))","v":"2021-08-10"},{"$f":"WEEKDAY(Tabulation[[#This Row],[Date]])","v":3},{"$f":"IF(OR(Tabulation[[#This Row],[DayNo]]=1,Tabulation[[#This Row],[DayNo]]=7),1,0)","v":0},{"$f":"COUNTIF(Holidays,Tabulation[[#This Row],[Date]])","v":0},{"$f":"CONCATENATE(Tabulation[[#This Row],[Holiday]],Tabulation[[#This Row],[Season]],Tabulation[[#This Row],[Weekend]],\"-\",IF(Tabulation[[#This Row],[Hour]]<10,0,\"\"),C5347)","v":"0Summer0-15"},{"$f":"VLOOKUP(Tabulation[[#This Row],[Concat]],Table3[],8)","v":0.28148000000000001},{"$f":"(Tabulation[[#This Row],[AC System Output (kW)]]*Tabulation[[#This Row],[Rate]])","v":0.54333662179999997}]
[8,10,18,47.72,{"$f":"Tabulation[[#This Row],[AC System Output (W)]]/1000","v":4.7719999999999999E-2},{"$f":"VLOOKUP(Tabulation[[#This Row],[Month]],Season,2)","v":"Summer"},{"$f":"(DATE(2021,Tabulation[[#This Row],[Month]],Tabulation[[#This Row],[Day]]))","v":"2021-08-10"},{"$f":"WEEKDAY(Tabulation[[#This Row],[Date]])","v":3},{"$f":"IF(OR(Tabulation[[#This Row],[DayNo]]=1,Tabulation[[#This Row],[DayNo]]=7),1,0)","v":0},{"$f":"COUNTIF(Holidays,Tabulation[[#This Row],[Date]])","v":0},{"$f":"CONCATENATE(Tabulation[[#This Row],[Holiday]],Tabulation[[#This Row],[Season]],Tabulation[[#This Row],[Weekend]],\"-\",IF(Tabulation[[#This Row],[Hour]]<10,0,\"\"),C5350)","v":"0Summer0-18"},{"$f":"VLOOKUP(Tabulation[[#This Row],[Concat]],Table3[],8)","v":0.37644},{"$f":"(Tabulation[[#This Row],[AC System Output (kW)]]*Tabulation[[#This Row],[Rate]])","v":1.7963716799999998E-2}]
[8,10,22,0,{"$f":"Tabulation[[#This Row],[AC System Output (W)]]/1000","v":0},{"$f":"VLOOKUP(Tabulation[[#This Row],[Month]],Season,2)","v":"Summer"},{"$f":"(DATE(2021,Tabulation[[#This Row],[Month]],Tabulation[[#This Row],[Day]]))","v":"2021-08-10"},{"$f":"WEEKDAY(Tabulation[[#This Row],[Date]])","v":3},{"$f":"IF(OR(Tabulation[[#This Row],[DayNo]]=1,Tabulation[[#This Row],[DayNo]]=7),1,0)","v":0},{"$f":"COUNTIF(Holidays,Tabulation[[#This Row],[Date]])","v":0},{"$f":"CONCATENATE(Tabulation[[#This Row],[Holiday]],Tabulation[[#This Row],[Season]],Tabulation[[#This Row],[Weekend]],\"-\",IF(Tabulation[[#This Row],[Hour]]<10,0,\"\"),C5354)","v":"0Summer0-22"},{"$f":"VLOOKUP(Tabulation[[#This Row],[Concat]],Table3[],8)","v":0.28148000000000001},{"$f":"(Tabulation[[#This Row],[AC System Output (kW)]]*Tabulation[[#This Row],[Rate]])","v":0}]
[8,10,23,0,{"$f":"Tabulation[[#This Row],[AC System Output (W)]]/1000","v":0},{"$f":"VLOOKUP(Tabulation[[#This Row],[Month]],Season,2)","v":"Summer"},{"$f":"(DATE(2021,Tabulation[[#This Row],[Month]],Tabulation[[#This Row],[Day]]))","v":"2021-08-10"},{"$f":"WEEKDAY(Tabulation[[#This Row],[Date]])","v":3},{"$f":"IF(OR(Tabulation[[#This Row],[DayNo]]=1,Tabulation[[#This Row],[DayNo]]=7),1,0)","v":0},{"$f":"COUNTIF(Holidays,Tabulation[[#This Row],[Date]])","v":0},{"$f":"CONCATENATE(Tabulation[[#This Row],[Holiday]],Tabulation[[#This Row],[Season]],Tabulation[[#This Row],[Weekend]],\"-\",IF(Tabulation[[#This Row],[Hour]]<10,0,\"\"),C5355)","v":"0Summer0-23"},{"$f":"VLOOKUP(Tabulation[[#This Row],[Concat]],Table3[],8)","v":0.28148000000000001},{"$f":"(Tabulation[[#This Row],[AC System Output (kW)]]*Tabulation[[#This Row],[Rate]])","v":0}]
[8,11,2,0,{"$f":"Tabulation[[#This Row],[AC System Output (W)]]/1000","v":0},{"$f":"VLOOKUP(Tabulation[[#This Row],[Month]],Season,2)","v":"Summer"},{"$f":"(DATE(2021,Tabulation[[#This Row],[Month]],Tabulation[[#This Row],[Day]]))","v":"2021-08-11"},{"$f":"WEEKDAY(Tabulation[[#This Row],[Date]])","v":4},{"$f":"IF(OR(Tabulation[[#This Row],[DayNo]]=1,Tabulation[[#This Row],[DayNo]]=7),1,0)","v":0},{"$f":"COUNTIF(Holidays,Tabulation[[#This Row],[Date]])","v":0},{"$f":"CONCATENATE(Tabulation[[#This Row],[Holiday]],Tabulation[[#This Row],[Season]],Tabulation[[#This Row],[Weekend]],\"-\",IF(Tabulation[[#This Row],[Hour]]<10,0,\"\"),C5358)","v":"0Summer0-02"},{"$f":"VLOOKUP(Tabulation[[#This Row],[Concat]],Table3[],8)","v":0.28148000000000001},{"$f":"(Tabulation[[#This Row],[AC System Output (kW)]]*Tabulation[[#This Row],[Rate]])","v":0}]
[8,11,6,342.452,{"$f":"Tabulation[[#This Row],[AC System Output (W)]]/1000","v":0.34245199999999998},{"$f":"VLOOKUP(Tabulation[[#This Row],[Month]],Season,2)","v":"Summer"},{"$f":"(DATE(2021,Tabulation[[#This Row],[Month]],Tabulation[[#This Row],[Day]]))","v":"2021-08-11"},{"$f":"WEEKDAY(Tabulation[[#This Row],[Date]])","v":4},{"$f":"IF(OR(Tabulation[[#This Row],[DayNo]]=1,Tabulation[[#This Row],[DayNo]]=7),1,0)","v":0},{"$f":"COUNTIF(Holidays,Tabulation[[#This Row],[Date]])","v":0},{"$f":"CONCATENATE(Tabulation[[#This Row],[Holiday]],Tabulation[[#This Row],[Season]],Tabulation[[#This Row],[Weekend]],\"-\",IF(Tabulation[[#This Row],[Hour]]<10,0,\"\"),C5362)","v":"0Summer0-06"},{"$f":"VLOOKUP(Tabulation[[#This Row],[Concat]],Table3[],8)","v":0.28148000000000001},{"$f":"(Tabulation[[#This Row],[AC System Output (kW)]]*Tabulation[[#This Row],[Rate]])","v":9.6393388959999993E-2}]
[8,11,9,2379.6120000000001,{"$f":"Tabulation[[#This Row],[AC System Output (W)]]/1000","v":2.3796120000000003},{"$f":"VLOOKUP(Tabulation[[#This Row],[Month]],Season,2)","v":"Summer"},{"$f":"(DATE(2021,Tabulation[[#This Row],[Month]],Tabulation[[#This Row],[Day]]))","v":"2021-08-11"},{"$f":"WEEKDAY(Tabulation[[#This Row],[Date]])","v":4},{"$f":"IF(OR(Tabulation[[#This Row],[DayNo]]=1,Tabulation[[#This Row],[DayNo]]=7),1,0)","v":0},{"$f":"COUNTIF(Holidays,Tabulation[[#This Row],[Date]])","v":0},{"$f":"CONCATENATE(Tabulation[[#This Row],[Holiday]],Tabulation[[#This Row],[Season]],Tabulation[[#This Row],[Weekend]],\"-\",IF(Tabulation[[#This Row],[Hour]]<10,0,\"\"),C5365)","v":"0Summer0-09"},{"$f":"VLOOKUP(Tabulation[[#This Row],[Concat]],Table3[],8)","v":0.28148000000000001},{"$f":"(Tabulation[[#This Row],[AC System Output (kW)]]*Tabulation[[#This Row],[Rate]])","v":0.66981318576000015}]
[8,11,13,2785.1190000000001,{"$f":"Tabulation[[#This Row],[AC System Output (W)]]/1000","v":2.7851190000000003},{"$f":"VLOOKUP(Tabulation[[#This Row],[Month]],Season,2)","v":"Summer"},{"$f":"(DATE(2021,Tabulation[[#This Row],[Month]],Tabulation[[#This Row],[Day]]))","v":"2021-08-11"},{"$f":"WEEKDAY(Tabulation[[#This Row],[Date]])","v":4},{"$f":"IF(OR(Tabulation[[#This Row],[DayNo]]=1,Tabulation[[#This Row],[DayNo]]=7),1,0)","v":0},{"$f":"COUNTIF(Holidays,Tabulation[[#This Row],[Date]])","v":0},{"$f":"CONCATENATE(Tabulation[[#This Row],[Holiday]],Tabulation[[#This Row],[Season]],Tabulation[[#This Row],[Weekend]],\"-\",IF(Tabulation[[#This Row],[Hour]]<10,0,\"\"),C5369)","v":"0Summer0-13"},{"$f":"VLOOKUP(Tabulation[[#This Row],[Concat]],Table3[],8)","v":0.28148000000000001},{"$f":"(Tabulation[[#This Row],[AC System Output (kW)]]*Tabulation[[#This Row],[Rate]])","v":0.78395529612000014}]
[8,11,16,1255.3499999999999,{"$f":"Tabulation[[#This Row],[AC System Output (W)]]/1000","v":1.25535},{"$f":"VLOOKUP(Tabulation[[#This Row],[Month]],Season,2)","v":"Summer"},{"$f":"(DATE(2021,Tabulation[[#This Row],[Month]],Tabulation[[#This Row],[Day]]))","v":"2021-08-11"},{"$f":"WEEKDAY(Tabulation[[#This Row],[Date]])","v":4},{"$f":"IF(OR(Tabulation[[#This Row],[DayNo]]=1,Tabulation[[#This Row],[DayNo]]=7),1,0)","v":0},{"$f":"COUNTIF(Holidays,Tabulation[[#This Row],[Date]])","v":0},{"$f":"CONCATENATE(Tabulation[[#This Row],[Holiday]],Tabulation[[#This Row],[Season]],Tabulation[[#This Row],[Weekend]],\"-\",IF(Tabulation[[#This Row],[Hour]]<10,0,\"\"),C5372)","v":"0Summer0-16"},{"$f":"VLOOKUP(Tabulation[[#This Row],[Concat]],Table3[],8)","v":0.28148000000000001},{"$f":"(Tabulation[[#This Row],[AC System Output (kW)]]*Tabulation[[#This Row],[Rate]])","v":0.35335591799999999}]
[8,11,19,0,{"$f":"Tabulation[[#This Row],[AC System Output (W)]]/1000","v":0},{"$f":"VLOOKUP(Tabulation[[#This Row],[Month]],Season,2)","v":"Summer"},{"$f":"(DATE(2021,Tabulation[[#This Row],[Month]],Tabulation[[#This Row],[Day]]))","v":"2021-08-11"},{"$f":"WEEKDAY(Tabulation[[#This Row],[Date]])","v":4},{"$f":"IF(OR(Tabulation[[#This Row],[DayNo]]=1,Tabulation[[#This Row],[DayNo]]=7),1,0)","v":0},{"$f":"COUNTIF(Holidays,Tabulation[[#This Row],[Date]])","v":0},{"$f":"CONCATENATE(Tabulation[[#This Row],[Holiday]],Tabulation[[#This Row],[Season]],Tabulation[[#This Row],[Weekend]],\"-\",IF(Tabulation[[#This Row],[Hour]]<10,0,\"\"),C5375)","v":"0Summer0-19"},{"$f":"VLOOKUP(Tabulation[[#This Row],[Concat]],Table3[],8)","v":0.37644},{"$f":"(Tabulation[[#This Row],[AC System Output (kW)]]*Tabulation[[#This Row],[Rate]])","v":0}]
[8,11,21,0,{"$f":"Tabulation[[#This Row],[AC System Output (W)]]/1000","v":0},{"$f":"VLOOKUP(Tabulation[[#This Row],[Month]],Season,2)","v":"Summer"},{"$f":"(DATE(2021,Tabulation[[#This Row],[Month]],Tabulation[[#This Row],[Day]]))","v":"2021-08-11"},{"$f":"WEEKDAY(Tabulation[[#This Row],[Date]])","v":4},{"$f":"IF(OR(Tabulation[[#This Row],[DayNo]]=1,Tabulation[[#This Row],[DayNo]]=7),1,0)","v":0},{"$f":"COUNTIF(Holidays,Tabulation[[#This Row],[Date]])","v":0},{"$f":"CONCATENATE(Tabulation[[#This Row],[Holiday]],Tabulation[[#This Row],[Season]],Tabulation[[#This Row],[Weekend]],\"-\",IF(Tabulation[[#This Row],[Hour]]<10,0,\"\"),C5377)","v":"0Summer0-21"},{"$f":"VLOOKUP(Tabulation[[#This Row],[Concat]],Table3[],8)","v":0.28148000000000001},{"$f":"(Tabulation[[#This Row],[AC System Output (kW)]]*Tabulation[[#This Row],[Rate]])","v":0}]
[8,12,0,0,{"$f":"Tabulation[[#This Row],[AC System Output (W)]]/1000","v":0},{"$f":"VLOOKUP(Tabulation[[#This Row],[Month]],Season,2)","v":"Summer"},{"$f":"(DATE(2021,Tabulation[[#This Row],[Month]],Tabulation[[#This Row],[Day]]))","v":"2021-08-12"},{"$f":"WEEKDAY(Tabulation[[#This Row],[Date]])","v":5},{"$f":"IF(OR(Tabulation[[#This Row],[DayNo]]=1,Tabulation[[#This Row],[DayNo]]=7),1,0)","v":0},{"$f":"COUNTIF(Holidays,Tabulation[[#This Row],[Date]])","v":0},{"$f":"CONCATENATE(Tabulation[[#This Row],[Holiday]],Tabulation[[#This Row],[Season]],Tabulation[[#This Row],[Weekend]],\"-\",IF(Tabulation[[#This Row],[Hour]]<10,0,\"\"),C5380)","v":"0Summer0-00"},{"$f":"VLOOKUP(Tabulation[[#This Row],[Concat]],Table3[],8)","v":0.28148000000000001},{"$f":"(Tabulation[[#This Row],[AC System Output (kW)]]*Tabulation[[#This Row],[Rate]])","v":0}]
[8,12,3,0,{"$f":"Tabulation[[#This Row],[AC System Output (W)]]/1000","v":0},{"$f":"VLOOKUP(Tabulation[[#This Row],[Month]],Season,2)","v":"Summer"},{"$f":"(DATE(2021,Tabulation[[#This Row],[Month]],Tabulation[[#This Row],[Day]]))","v":"2021-08-12"},{"$f":"WEEKDAY(Tabulation[[#This Row],[Date]])","v":5},{"$f":"IF(OR(Tabulation[[#This Row],[DayNo]]=1,Tabulation[[#This Row],[DayNo]]=7),1,0)","v":0},{"$f":"COUNTIF(Holidays,Tabulation[[#This Row],[Date]])","v":0},{"$f":"CONCATENATE(Tabulation[[#This Row],[Holiday]],Tabulation[[#This Row],[Season]],Tabulation[[#This Row],[Weekend]],\"-\",IF(Tabulation[[#This Row],[Hour]]<10,0,\"\"),C5383)","v":"0Summer0-03"},{"$f":"VLOOKUP(Tabulation[[#This Row],[Concat]],Table3[],8)","v":0.28148000000000001},{"$f":"(Tabulation[[#This Row],[AC System Output (kW)]]*Tabulation[[#This Row],[Rate]])","v":0}]
[8,12,7,1115.944,{"$f":"Tabulation[[#This Row],[AC System Output (W)]]/1000","v":1.115944},{"$f":"VLOOKUP(Tabulation[[#This Row],[Month]],Season,2)","v":"Summer"},{"$f":"(DATE(2021,Tabulation[[#This Row],[Month]],Tabulation[[#This Row],[Day]]))","v":"2021-08-12"},{"$f":"WEEKDAY(Tabulation[[#This Row],[Date]])","v":5},{"$f":"IF(OR(Tabulation[[#This Row],[DayNo]]=1,Tabulation[[#This Row],[DayNo]]=7),1,0)","v":0},{"$f":"COUNTIF(Holidays,Tabulation[[#This Row],[Date]])","v":0},{"$f":"CONCATENATE(Tabulation[[#This Row],[Holiday]],Tabulation[[#This Row],[Season]],Tabulation[[#This Row],[Weekend]],\"-\",IF(Tabulation[[#This Row],[Hour]]<10,0,\"\"),C5387)","v":"0Summer0-07"},{"$f":"VLOOKUP(Tabulation[[#This Row],[Concat]],Table3[],8)","v":0.28148000000000001},{"$f":"(Tabulation[[#This Row],[AC System Output (kW)]]*Tabulation[[#This Row],[Rate]])","v":0.31411591712000003}]
[8,12,10,2719.4589999999998,{"$f":"Tabulation[[#This Row],[AC System Output (W)]]/1000","v":2.7194589999999996},{"$f":"VLOOKUP(Tabulation[[#This Row],[Month]],Season,2)","v":"Summer"},{"$f":"(DATE(2021,Tabulation[[#This Row],[Month]],Tabulation[[#This Row],[Day]]))","v":"2021-08-12"},{"$f":"WEEKDAY(Tabulation[[#This Row],[Date]])","v":5},{"$f":"IF(OR(Tabulation[[#This Row],[DayNo]]=1,Tabulation[[#This Row],[DayNo]]=7),1,0)","v":0},{"$f":"COUNTIF(Holidays,Tabulation[[#This Row],[Date]])","v":0},{"$f":"CONCATENATE(Tabulation[[#This Row],[Holiday]],Tabulation[[#This Row],[Season]],Tabulation[[#This Row],[Weekend]],\"-\",IF(Tabulation[[#This Row],[Hour]]<10,0,\"\"),C5390)","v":"0Summer0-10"},{"$f":"VLOOKUP(Tabulation[[#This Row],[Concat]],Table3[],8)","v":0.28148000000000001},{"$f":"(Tabulation[[#This Row],[AC System Output (kW)]]*Tabulation[[#This Row],[Rate]])","v":0.76547331931999996}]
[8,12,14,2562.1799999999998,{"$f":"Tabulation[[#This Row],[AC System Output (W)]]/1000","v":2.5621799999999997},{"$f":"VLOOKUP(Tabulation[[#This Row],[Month]],Season,2)","v":"Summer"},{"$f":"(DATE(2021,Tabulation[[#This Row],[Month]],Tabulation[[#This Row],[Day]]))","v":"2021-08-12"},{"$f":"WEEKDAY(Tabulation[[#This Row],[Date]])","v":5},{"$f":"IF(OR(Tabulation[[#This Row],[DayNo]]=1,Tabulation[[#This Row],[DayNo]]=7),1,0)","v":0},{"$f":"COUNTIF(Holidays,Tabulation[[#This Row],[Date]])","v":0},{"$f":"CONCATENATE(Tabulation[[#This Row],[Holiday]],Tabulation[[#This Row],[Season]],Tabulation[[#This Row],[Weekend]],\"-\",IF(Tabulation[[#This Row],[Hour]]<10,0,\"\"),C5394)","v":"0Summer0-14"},{"$f":"VLOOKUP(Tabulation[[#This Row],[Concat]],Table3[],8)","v":0.28148000000000001},{"$f":"(Tabulation[[#This Row],[AC System Output (kW)]]*Tabulation[[#This Row],[Rate]])","v":0.72120242639999999}]
[8,12,16,1317.0229999999999,{"$f":"Tabulation[[#This Row],[AC System Output (W)]]/1000","v":1.3170229999999998},{"$f":"VLOOKUP(Tabulation[[#This Row],[Month]],Season,2)","v":"Summer"},{"$f":"(DATE(2021,Tabulation[[#This Row],[Month]],Tabulation[[#This Row],[Day]]))","v":"2021-08-12"},{"$f":"WEEKDAY(Tabulation[[#This Row],[Date]])","v":5},{"$f":"IF(OR(Tabulation[[#This Row],[DayNo]]=1,Tabulation[[#This Row],[DayNo]]=7),1,0)","v":0},{"$f":"COUNTIF(Holidays,Tabulation[[#This Row],[Date]])","v":0},{"$f":"CONCATENATE(Tabulation[[#This Row],[Holiday]],Tabulation[[#This Row],[Season]],Tabulation[[#This Row],[Weekend]],\"-\",IF(Tabulation[[#This Row],[Hour]]<10,0,\"\"),C5396)","v":"0Summer0-16"},{"$f":"VLOOKUP(Tabulation[[#This Row],[Concat]],Table3[],8)","v":0.28148000000000001},{"$f":"(Tabulation[[#This Row],[AC System Output (kW)]]*Tabulation[[#This Row],[Rate]])","v":0.37071563403999996}]
[8,12,21,0,{"$f":"Tabulation[[#This Row],[AC System Output (W)]]/1000","v":0},{"$f":"VLOOKUP(Tabulation[[#This Row],[Month]],Season,2)","v":"Summer"},{"$f":"(DATE(2021,Tabulation[[#This Row],[Month]],Tabulation[[#This Row],[Day]]))","v":"2021-08-12"},{"$f":"WEEKDAY(Tabulation[[#This Row],[Date]])","v":5},{"$f":"IF(OR(Tabulation[[#This Row],[DayNo]]=1,Tabulation[[#This Row],[DayNo]]=7),1,0)","v":0},{"$f":"COUNTIF(Holidays,Tabulation[[#This Row],[Date]])","v":0},{"$f":"CONCATENATE(Tabulation[[#This Row],[Holiday]],Tabulation[[#This Row],[Season]],Tabulation[[#This Row],[Weekend]],\"-\",IF(Tabulation[[#This Row],[Hour]]<10,0,\"\"),C5401)","v":"0Summer0-21"},{"$f":"VLOOKUP(Tabulation[[#This Row],[Concat]],Table3[],8)","v":0.28148000000000001},{"$f":"(Tabulation[[#This Row],[AC System Output (kW)]]*Tabulation[[#This Row],[Rate]])","v":0}]
[8,12,22,0,{"$f":"Tabulation[[#This Row],[AC System Output (W)]]/1000","v":0},{"$f":"VLOOKUP(Tabulation[[#This Row],[Month]],Season,2)","v":"Summer"},{"$f":"(DATE(2021,Tabulation[[#This Row],[Month]],Tabulation[[#This Row],[Day]]))","v":"2021-08-12"},{"$f":"WEEKDAY(Tabulation[[#This Row],[Date]])","v":5},{"$f":"IF(OR(Tabulation[[#This Row],[DayNo]]=1,Tabulation[[#This Row],[DayNo]]=7),1,0)","v":0},{"$f":"COUNTIF(Holidays,Tabulation[[#This Row],[Date]])","v":0},{"$f":"CONCATENATE(Tabulation[[#This Row],[Holiday]],Tabulation[[#This Row],[Season]],Tabulation[[#This Row],[Weekend]],\"-\",IF(Tabulation[[#This Row],[Hour]]<10,0,\"\"),C5402)","v":"0Summer0-22"},{"$f":"VLOOKUP(Tabulation[[#This Row],[Concat]],Table3[],8)","v":0.28148000000000001},{"$f":"(Tabulation[[#This Row],[AC System Output (kW)]]*Tabulation[[#This Row],[Rate]])","v":0}]
[8,13,1,0,{"$f":"Tabulation[[#This Row],[AC System Output (W)]]/1000","v":0},{"$f":"VLOOKUP(Tabulation[[#This Row],[Month]],Season,2)","v":"Summer"},{"$f":"(DATE(2021,Tabulation[[#This Row],[Month]],Tabulation[[#This Row],[Day]]))","v":"2021-08-13"},{"$f":"WEEKDAY(Tabulation[[#This Row],[Date]])","v":6},{"$f":"IF(OR(Tabulation[[#This Row],[DayNo]]=1,Tabulation[[#This Row],[DayNo]]=7),1,0)","v":0},{"$f":"COUNTIF(Holidays,Tabulation[[#This Row],[Date]])","v":0},{"$f":"CONCATENATE(Tabulation[[#This Row],[Holiday]],Tabulation[[#This Row],[Season]],Tabulation[[#This Row],[Weekend]],\"-\",IF(Tabulation[[#This Row],[Hour]]<10,0,\"\"),C5405)","v":"0Summer0-01"},{"$f":"VLOOKUP(Tabulation[[#This Row],[Concat]],Table3[],8)","v":0.28148000000000001},{"$f":"(Tabulation[[#This Row],[AC System Output (kW)]]*Tabulation[[#This Row],[Rate]])","v":0}]
[8,13,5,9.9649999999999999,{"$f":"Tabulation[[#This Row],[AC System Output (W)]]/1000","v":9.9649999999999999E-3},{"$f":"VLOOKUP(Tabulation[[#This Row],[Month]],Season,2)","v":"Summer"},{"$f":"(DATE(2021,Tabulation[[#This Row],[Month]],Tabulation[[#This Row],[Day]]))","v":"2021-08-13"},{"$f":"WEEKDAY(Tabulation[[#This Row],[Date]])","v":6},{"$f":"IF(OR(Tabulation[[#This Row],[DayNo]]=1,Tabulation[[#This Row],[DayNo]]=7),1,0)","v":0},{"$f":"COUNTIF(Holidays,Tabulation[[#This Row],[Date]])","v":0},{"$f":"CONCATENATE(Tabulation[[#This Row],[Holiday]],Tabulation[[#This Row],[Season]],Tabulation[[#This Row],[Weekend]],\"-\",IF(Tabulation[[#This Row],[Hour]]<10,0,\"\"),C5409)","v":"0Summer0-05"},{"$f":"VLOOKUP(Tabulation[[#This Row],[Concat]],Table3[],8)","v":0.28148000000000001},{"$f":"(Tabulation[[#This Row],[AC System Output (kW)]]*Tabulation[[#This Row],[Rate]])","v":2.8049481999999999E-3}]
[8,13,8,1883.771,{"$f":"Tabulation[[#This Row],[AC System Output (W)]]/1000","v":1.8837709999999999},{"$f":"VLOOKUP(Tabulation[[#This Row],[Month]],Season,2)","v":"Summer"},{"$f":"(DATE(2021,Tabulation[[#This Row],[Month]],Tabulation[[#This Row],[Day]]))","v":"2021-08-13"},{"$f":"WEEKDAY(Tabulation[[#This Row],[Date]])","v":6},{"$f":"IF(OR(Tabulation[[#This Row],[DayNo]]=1,Tabulation[[#This Row],[DayNo]]=7),1,0)","v":0},{"$f":"COUNTIF(Holidays,Tabulation[[#This Row],[Date]])","v":0},{"$f":"CONCATENATE(Tabulation[[#This Row],[Holiday]],Tabulation[[#This Row],[Season]],Tabulation[[#This Row],[Weekend]],\"-\",IF(Tabulation[[#This Row],[Hour]]<10,0,\"\"),C5412)","v":"0Summer0-08"},{"$f":"VLOOKUP(Tabulation[[#This Row],[Concat]],Table3[],8)","v":0.28148000000000001},{"$f":"(Tabulation[[#This Row],[AC System Output (kW)]]*Tabulation[[#This Row],[Rate]])","v":0.53024386107999999}]
[8,13,11,2786.73,{"$f":"Tabulation[[#This Row],[AC System Output (W)]]/1000","v":2.7867299999999999},{"$f":"VLOOKUP(Tabulation[[#This Row],[Month]],Season,2)","v":"Summer"},{"$f":"(DATE(2021,Tabulation[[#This Row],[Month]],Tabulation[[#This Row],[Day]]))","v":"2021-08-13"},{"$f":"WEEKDAY(Tabulation[[#This Row],[Date]])","v":6},{"$f":"IF(OR(Tabulation[[#This Row],[DayNo]]=1,Tabulation[[#This Row],[DayNo]]=7),1,0)","v":0},{"$f":"COUNTIF(Holidays,Tabulation[[#This Row],[Date]])","v":0},{"$f":"CONCATENATE(Tabulation[[#This Row],[Holiday]],Tabulation[[#This Row],[Season]],Tabulation[[#This Row],[Weekend]],\"-\",IF(Tabulation[[#This Row],[Hour]]<10,0,\"\"),C5415)","v":"0Summer0-11"},{"$f":"VLOOKUP(Tabulation[[#This Row],[Concat]],Table3[],8)","v":0.28148000000000001},{"$f":"(Tabulation[[#This Row],[AC System Output (kW)]]*Tabulation[[#This Row],[Rate]])","v":0.78440876039999996}]
[8,13,13,2812.5569999999998,{"$f":"Tabulation[[#This Row],[AC System Output (W)]]/1000","v":2.812557},{"$f":"VLOOKUP(Tabulation[[#This Row],[Month]],Season,2)","v":"Summer"},{"$f":"(DATE(2021,Tabulation[[#This Row],[Month]],Tabulation[[#This Row],[Day]]))","v":"2021-08-13"},{"$f":"WEEKDAY(Tabulation[[#This Row],[Date]])","v":6},{"$f":"IF(OR(Tabulation[[#This Row],[DayNo]]=1,Tabulation[[#This Row],[DayNo]]=7),1,0)","v":0},{"$f":"COUNTIF(Holidays,Tabulation[[#This Row],[Date]])","v":0},{"$f":"CONCATENATE(Tabulation[[#This Row],[Holiday]],Tabulation[[#This Row],[Season]],Tabulation[[#This Row],[Weekend]],\"-\",IF(Tabulation[[#This Row],[Hour]]<10,0,\"\"),C5417)","v":"0Summer0-13"},{"$f":"VLOOKUP(Tabulation[[#This Row],[Concat]],Table3[],8)","v":0.28148000000000001},{"$f":"(Tabulation[[#This Row],[AC System Output (kW)]]*Tabulation[[#This Row],[Rate]])","v":0.79167854436000007}]
[8,13,19,0,{"$f":"Tabulation[[#This Row],[AC System Output (W)]]/1000","v":0},{"$f":"VLOOKUP(Tabulation[[#This Row],[Month]],Season,2)","v":"Summer"},{"$f":"(DATE(2021,Tabulation[[#This Row],[Month]],Tabulation[[#This Row],[Day]]))","v":"2021-08-13"},{"$f":"WEEKDAY(Tabulation[[#This Row],[Date]])","v":6},{"$f":"IF(OR(Tabulation[[#This Row],[DayNo]]=1,Tabulation[[#This Row],[DayNo]]=7),1,0)","v":0},{"$f":"COUNTIF(Holidays,Tabulation[[#This Row],[Date]])","v":0},{"$f":"CONCATENATE(Tabulation[[#This Row],[Holiday]],Tabulation[[#This Row],[Season]],Tabulation[[#This Row],[Weekend]],\"-\",IF(Tabulation[[#This Row],[Hour]]<10,0,\"\"),C5423)","v":"0Summer0-19"},{"$f":"VLOOKUP(Tabulation[[#This Row],[Concat]],Table3[],8)","v":0.37644},{"$f":"(Tabulation[[#This Row],[AC System Output (kW)]]*Tabulation[[#This Row],[Rate]])","v":0}]
[8,13,22,0,{"$f":"Tabulation[[#This Row],[AC System Output (W)]]/1000","v":0},{"$f":"VLOOKUP(Tabulation[[#This Row],[Month]],Season,2)","v":"Summer"},{"$f":"(DATE(2021,Tabulation[[#This Row],[Month]],Tabulation[[#This Row],[Day]]))","v":"2021-08-13"},{"$f":"WEEKDAY(Tabulation[[#This Row],[Date]])","v":6},{"$f":"IF(OR(Tabulation[[#This Row],[DayNo]]=1,Tabulation[[#This Row],[DayNo]]=7),1,0)","v":0},{"$f":"COUNTIF(Holidays,Tabulation[[#This Row],[Date]])","v":0},{"$f":"CONCATENATE(Tabulation[[#This Row],[Holiday]],Tabulation[[#This Row],[Season]],Tabulation[[#This Row],[Weekend]],\"-\",IF(Tabulation[[#This Row],[Hour]]<10,0,\"\"),C5426)","v":"0Summer0-22"},{"$f":"VLOOKUP(Tabulation[[#This Row],[Concat]],Table3[],8)","v":0.28148000000000001},{"$f":"(Tabulation[[#This Row],[AC System Output (kW)]]*Tabulation[[#This Row],[Rate]])","v":0}]
[8,13,23,0,{"$f":"Tabulation[[#This Row],[AC System Output (W)]]/1000","v":0},{"$f":"VLOOKUP(Tabulation[[#This Row],[Month]],Season,2)","v":"Summer"},{"$f":"(DATE(2021,Tabulation[[#This Row],[Month]],Tabulation[[#This Row],[Day]]))","v":"2021-08-13"},{"$f":"WEEKDAY(Tabulation[[#This Row],[Date]])","v":6},{"$f":"IF(OR(Tabulation[[#This Row],[DayNo]]=1,Tabulation[[#This Row],[DayNo]]=7),1,0)","v":0},{"$f":"COUNTIF(Holidays,Tabulation[[#This Row],[Date]])","v":0},{"$f":"CONCATENATE(Tabulation[[#This Row],[Holiday]],Tabulation[[#This Row],[Season]],Tabulation[[#This Row],[Weekend]],\"-\",IF(Tabulation[[#This Row],[Hour]]<10,0,\"\"),C5427)","v":"0Summer0-23"},{"$f":"VLOOKUP(Tabulation[[#This Row],[Concat]],Table3[],8)","v":0.28148000000000001},{"$f":"(Tabulation[[#This Row],[AC System Output (kW)]]*Tabulation[[#This Row],[Rate]])","v":0}]
[8,14,2,0,{"$f":"Tabulation[[#This Row],[AC System Output (W)]]/1000","v":0},{"$f":"VLOOKUP(Tabulation[[#This Row],[Month]],Season,2)","v":"Summer"},{"$f":"(DATE(2021,Tabulation[[#This Row],[Month]],Tabulation[[#This Row],[Day]]))","v":"2021-08-14"},{"$f":"WEEKDAY(Tabulation[[#This Row],[Date]])","v":7},{"$f":"IF(OR(Tabulation[[#This Row],[DayNo]]=1,Tabulation[[#This Row],[DayNo]]=7),1,0)","v":1},{"$f":"COUNTIF(Holidays,Tabulation[[#This Row],[Date]])","v":0},{"$f":"CONCATENATE(Tabulation[[#This Row],[Holiday]],Tabulation[[#This Row],[Season]],Tabulation[[#This Row],[Weekend]],\"-\",IF(Tabulation[[#This Row],[Hour]]<10,0,\"\"),C5430)","v":"0Summer1-02"},{"$f":"VLOOKUP(Tabulation[[#This Row],[Concat]],Table3[],8)","v":0.28148000000000001},{"$f":"(Tabulation[[#This Row],[AC System Output (kW)]]*Tabulation[[#This Row],[Rate]])","v":0}]
[8,14,6,299.08100000000002,{"$f":"Tabulation[[#This Row],[AC System Output (W)]]/1000","v":0.29908100000000004},{"$f":"VLOOKUP(Tabulation[[#This Row],[Month]],Season,2)","v":"Summer"},{"$f":"(DATE(2021,Tabulation[[#This Row],[Month]],Tabulation[[#This Row],[Day]]))","v":"2021-08-14"},{"$f":"WEEKDAY(Tabulation[[#This Row],[Date]])","v":7},{"$f":"IF(OR(Tabulation[[#This Row],[DayNo]]=1,Tabulation[[#This Row],[DayNo]]=7),1,0)","v":1},{"$f":"COUNTIF(Holidays,Tabulation[[#This Row],[Date]])","v":0},{"$f":"CONCATENATE(Tabulation[[#This Row],[Holiday]],Tabulation[[#This Row],[Season]],Tabulation[[#This Row],[Weekend]],\"-\",IF(Tabulation[[#This Row],[Hour]]<10,0,\"\"),C5434)","v":"0Summer1-06"},{"$f":"VLOOKUP(Tabulation[[#This Row],[Concat]],Table3[],8)","v":0.28148000000000001},{"$f":"(Tabulation[[#This Row],[AC System Output (kW)]]*Tabulation[[#This Row],[Rate]])","v":8.4185319880000012E-2}]
[8,14,9,2280.585,{"$f":"Tabulation[[#This Row],[AC System Output (W)]]/1000","v":2.2805849999999999},{"$f":"VLOOKUP(Tabulation[[#This Row],[Month]],Season,2)","v":"Summer"},{"$f":"(DATE(2021,Tabulation[[#This Row],[Month]],Tabulation[[#This Row],[Day]]))","v":"2021-08-14"},{"$f":"WEEKDAY(Tabulation[[#This Row],[Date]])","v":7},{"$f":"IF(OR(Tabulation[[#This Row],[DayNo]]=1,Tabulation[[#This Row],[DayNo]]=7),1,0)","v":1},{"$f":"COUNTIF(Holidays,Tabulation[[#This Row],[Date]])","v":0},{"$f":"CONCATENATE(Tabulation[[#This Row],[Holiday]],Tabulation[[#This Row],[Season]],Tabulation[[#This Row],[Weekend]],\"-\",IF(Tabulation[[#This Row],[Hour]]<10,0,\"\"),C5437)","v":"0Summer1-09"},{"$f":"VLOOKUP(Tabulation[[#This Row],[Concat]],Table3[],8)","v":0.28148000000000001},{"$f":"(Tabulation[[#This Row],[AC System Output (kW)]]*Tabulation[[#This Row],[Rate]])","v":0.64193906579999993}]
[8,14,14,2425.2040000000002,{"$f":"Tabulation[[#This Row],[AC System Output (W)]]/1000","v":2.4252040000000004},{"$f":"VLOOKUP(Tabulation[[#This Row],[Month]],Season,2)","v":"Summer"},{"$f":"(DATE(2021,Tabulation[[#This Row],[Month]],Tabulation[[#This Row],[Day]]))","v":"2021-08-14"},{"$f":"WEEKDAY(Tabulation[[#This Row],[Date]])","v":7},{"$f":"IF(OR(Tabulation[[#This Row],[DayNo]]=1,Tabulation[[#This Row],[DayNo]]=7),1,0)","v":1},{"$f":"COUNTIF(Holidays,Tabulation[[#This Row],[Date]])","v":0},{"$f":"CONCATENATE(Tabulation[[#This Row],[Holiday]],Tabulation[[#This Row],[Season]],Tabulation[[#This Row],[Weekend]],\"-\",IF(Tabulation[[#This Row],[Hour]]<10,0,\"\"),C5442)","v":"0Summer1-14"},{"$f":"VLOOKUP(Tabulation[[#This Row],[Concat]],Table3[],8)","v":0.28148000000000001},{"$f":"(Tabulation[[#This Row],[AC System Output (kW)]]*Tabulation[[#This Row],[Rate]])","v":0.68264642192000013}]
[8,14,17,468.23,{"$f":"Tabulation[[#This Row],[AC System Output (W)]]/1000","v":0.46823000000000004},{"$f":"VLOOKUP(Tabulation[[#This Row],[Month]],Season,2)","v":"Summer"},{"$f":"(DATE(2021,Tabulation[[#This Row],[Month]],Tabulation[[#This Row],[Day]]))","v":"2021-08-14"},{"$f":"WEEKDAY(Tabulation[[#This Row],[Date]])","v":7},{"$f":"IF(OR(Tabulation[[#This Row],[DayNo]]=1,Tabulation[[#This Row],[DayNo]]=7),1,0)","v":1},{"$f":"COUNTIF(Holidays,Tabulation[[#This Row],[Date]])","v":0},{"$f":"CONCATENATE(Tabulation[[#This Row],[Holiday]],Tabulation[[#This Row],[Season]],Tabulation[[#This Row],[Weekend]],\"-\",IF(Tabulation[[#This Row],[Hour]]<10,0,\"\"),C5445)","v":"0Summer1-17"},{"$f":"VLOOKUP(Tabulation[[#This Row],[Concat]],Table3[],8)","v":0.28148000000000001},{"$f":"(Tabulation[[#This Row],[AC System Output (kW)]]*Tabulation[[#This Row],[Rate]])","v":0.13179738040000002}]
[8,14,20,0,{"$f":"Tabulation[[#This Row],[AC System Output (W)]]/1000","v":0},{"$f":"VLOOKUP(Tabulation[[#This Row],[Month]],Season,2)","v":"Summer"},{"$f":"(DATE(2021,Tabulation[[#This Row],[Month]],Tabulation[[#This Row],[Day]]))","v":"2021-08-14"},{"$f":"WEEKDAY(Tabulation[[#This Row],[Date]])","v":7},{"$f":"IF(OR(Tabulation[[#This Row],[DayNo]]=1,Tabulation[[#This Row],[DayNo]]=7),1,0)","v":1},{"$f":"COUNTIF(Holidays,Tabulation[[#This Row],[Date]])","v":0},{"$f":"CONCATENATE(Tabulation[[#This Row],[Holiday]],Tabulation[[#This Row],[Season]],Tabulation[[#This Row],[Weekend]],\"-\",IF(Tabulation[[#This Row],[Hour]]<10,0,\"\"),C5448)","v":"0Summer1-20"},{"$f":"VLOOKUP(Tabulation[[#This Row],[Concat]],Table3[],8)","v":0.28148000000000001},{"$f":"(Tabulation[[#This Row],[AC System Output (kW)]]*Tabulation[[#This Row],[Rate]])","v":0}]
[8,14,21,0,{"$f":"Tabulation[[#This Row],[AC System Output (W)]]/1000","v":0},{"$f":"VLOOKUP(Tabulation[[#This Row],[Month]],Season,2)","v":"Summer"},{"$f":"(DATE(2021,Tabulation[[#This Row],[Month]],Tabulation[[#This Row],[Day]]))","v":"2021-08-14"},{"$f":"WEEKDAY(Tabulation[[#This Row],[Date]])","v":7},{"$f":"IF(OR(Tabulation[[#This Row],[DayNo]]=1,Tabulation[[#This Row],[DayNo]]=7),1,0)","v":1},{"$f":"COUNTIF(Holidays,Tabulation[[#This Row],[Date]])","v":0},{"$f":"CONCATENATE(Tabulation[[#This Row],[Holiday]],Tabulation[[#This Row],[Season]],Tabulation[[#This Row],[Weekend]],\"-\",IF(Tabulation[[#This Row],[Hour]]<10,0,\"\"),C5449)","v":"0Summer1-21"},{"$f":"VLOOKUP(Tabulation[[#This Row],[Concat]],Table3[],8)","v":0.28148000000000001},{"$f":"(Tabulation[[#This Row],[AC System Output (kW)]]*Tabulation[[#This Row],[Rate]])","v":0}]
[8,15,0,0,{"$f":"Tabulation[[#This Row],[AC System Output (W)]]/1000","v":0},{"$f":"VLOOKUP(Tabulation[[#This Row],[Month]],Season,2)","v":"Summer"},{"$f":"(DATE(2021,Tabulation[[#This Row],[Month]],Tabulation[[#This Row],[Day]]))","v":"2021-08-15"},{"$f":"WEEKDAY(Tabulation[[#This Row],[Date]])","v":1},{"$f":"IF(OR(Tabulation[[#This Row],[DayNo]]=1,Tabulation[[#This Row],[DayNo]]=7),1,0)","v":1},{"$f":"COUNTIF(Holidays,Tabulation[[#This Row],[Date]])","v":0},{"$f":"CONCATENATE(Tabulation[[#This Row],[Holiday]],Tabulation[[#This Row],[Season]],Tabulation[[#This Row],[Weekend]],\"-\",IF(Tabulation[[#This Row],[Hour]]<10,0,\"\"),C5452)","v":"0Summer1-00"},{"$f":"VLOOKUP(Tabulation[[#This Row],[Concat]],Table3[],8)","v":0.28148000000000001},{"$f":"(Tabulation[[#This Row],[AC System Output (kW)]]*Tabulation[[#This Row],[Rate]])","v":0}]
[8,15,3,0,{"$f":"Tabulation[[#This Row],[AC System Output (W)]]/1000","v":0},{"$f":"VLOOKUP(Tabulation[[#This Row],[Month]],Season,2)","v":"Summer"},{"$f":"(DATE(2021,Tabulation[[#This Row],[Month]],Tabulation[[#This Row],[Day]]))","v":"2021-08-15"},{"$f":"WEEKDAY(Tabulation[[#This Row],[Date]])","v":1},{"$f":"IF(OR(Tabulation[[#This Row],[DayNo]]=1,Tabulation[[#This Row],[DayNo]]=7),1,0)","v":1},{"$f":"COUNTIF(Holidays,Tabulation[[#This Row],[Date]])","v":0},{"$f":"CONCATENATE(Tabulation[[#This Row],[Holiday]],Tabulation[[#This Row],[Season]],Tabulation[[#This Row],[Weekend]],\"-\",IF(Tabulation[[#This Row],[Hour]]<10,0,\"\"),C5455)","v":"0Summer1-03"},{"$f":"VLOOKUP(Tabulation[[#This Row],[Concat]],Table3[],8)","v":0.28148000000000001},{"$f":"(Tabulation[[#This Row],[AC System Output (kW)]]*Tabulation[[#This Row],[Rate]])","v":0}]
[8,15,7,1088.9549999999999,{"$f":"Tabulation[[#This Row],[AC System Output (W)]]/1000","v":1.0889549999999999},{"$f":"VLOOKUP(Tabulation[[#This Row],[Month]],Season,2)","v":"Summer"},{"$f":"(DATE(2021,Tabulation[[#This Row],[Month]],Tabulation[[#This Row],[Day]]))","v":"2021-08-15"},{"$f":"WEEKDAY(Tabulation[[#This Row],[Date]])","v":1},{"$f":"IF(OR(Tabulation[[#This Row],[DayNo]]=1,Tabulation[[#This Row],[DayNo]]=7),1,0)","v":1},{"$f":"COUNTIF(Holidays,Tabulation[[#This Row],[Date]])","v":0},{"$f":"CONCATENATE(Tabulation[[#This Row],[Holiday]],Tabulation[[#This Row],[Season]],Tabulation[[#This Row],[Weekend]],\"-\",IF(Tabulation[[#This Row],[Hour]]<10,0,\"\"),C5459)","v":"0Summer1-07"},{"$f":"VLOOKUP(Tabulation[[#This Row],[Concat]],Table3[],8)","v":0.28148000000000001},{"$f":"(Tabulation[[#This Row],[AC System Output (kW)]]*Tabulation[[#This Row],[Rate]])","v":0.30651905339999996}]
[8,15,11,2867.78,{"$f":"Tabulation[[#This Row],[AC System Output (W)]]/1000","v":2.8677800000000002},{"$f":"VLOOKUP(Tabulation[[#This Row],[Month]],Season,2)","v":"Summer"},{"$f":"(DATE(2021,Tabulation[[#This Row],[Month]],Tabulation[[#This Row],[Day]]))","v":"2021-08-15"},{"$f":"WEEKDAY(Tabulation[[#This Row],[Date]])","v":1},{"$f":"IF(OR(Tabulation[[#This Row],[DayNo]]=1,Tabulation[[#This Row],[DayNo]]=7),1,0)","v":1},{"$f":"COUNTIF(Holidays,Tabulation[[#This Row],[Date]])","v":0},{"$f":"CONCATENATE(Tabulation[[#This Row],[Holiday]],Tabulation[[#This Row],[Season]],Tabulation[[#This Row],[Weekend]],\"-\",IF(Tabulation[[#This Row],[Hour]]<10,0,\"\"),C5463)","v":"0Summer1-11"},{"$f":"VLOOKUP(Tabulation[[#This Row],[Concat]],Table3[],8)","v":0.28148000000000001},{"$f":"(Tabulation[[#This Row],[AC System Output (kW)]]*Tabulation[[#This Row],[Rate]])","v":0.80722271440000004}]
[8,15,14,2415.75,{"$f":"Tabulation[[#This Row],[AC System Output (W)]]/1000","v":2.4157500000000001},{"$f":"VLOOKUP(Tabulation[[#This Row],[Month]],Season,2)","v":"Summer"},{"$f":"(DATE(2021,Tabulation[[#This Row],[Month]],Tabulation[[#This Row],[Day]]))","v":"2021-08-15"},{"$f":"WEEKDAY(Tabulation[[#This Row],[Date]])","v":1},{"$f":"IF(OR(Tabulation[[#This Row],[DayNo]]=1,Tabulation[[#This Row],[DayNo]]=7),1,0)","v":1},{"$f":"COUNTIF(Holidays,Tabulation[[#This Row],[Date]])","v":0},{"$f":"CONCATENATE(Tabulation[[#This Row],[Holiday]],Tabulation[[#This Row],[Season]],Tabulation[[#This Row],[Weekend]],\"-\",IF(Tabulation[[#This Row],[Hour]]<10,0,\"\"),C5466)","v":"0Summer1-14"},{"$f":"VLOOKUP(Tabulation[[#This Row],[Concat]],Table3[],8)","v":0.28148000000000001},{"$f":"(Tabulation[[#This Row],[AC System Output (kW)]]*Tabulation[[#This Row],[Rate]])","v":0.67998531000000006}]
[8,15,18,33.607999999999997,{"$f":"Tabulation[[#This Row],[AC System Output (W)]]/1000","v":3.3607999999999999E-2},{"$f":"VLOOKUP(Tabulation[[#This Row],[Month]],Season,2)","v":"Summer"},{"$f":"(DATE(2021,Tabulation[[#This Row],[Month]],Tabulation[[#This Row],[Day]]))","v":"2021-08-15"},{"$f":"WEEKDAY(Tabulation[[#This Row],[Date]])","v":1},{"$f":"IF(OR(Tabulation[[#This Row],[DayNo]]=1,Tabulation[[#This Row],[DayNo]]=7),1,0)","v":1},{"$f":"COUNTIF(Holidays,Tabulation[[#This Row],[Date]])","v":0},{"$f":"CONCATENATE(Tabulation[[#This Row],[Holiday]],Tabulation[[#This Row],[Season]],Tabulation[[#This Row],[Weekend]],\"-\",IF(Tabulation[[#This Row],[Hour]]<10,0,\"\"),C5470)","v":"0Summer1-18"},{"$f":"VLOOKUP(Tabulation[[#This Row],[Concat]],Table3[],8)","v":0.28148000000000001},{"$f":"(Tabulation[[#This Row],[AC System Output (kW)]]*Tabulation[[#This Row],[Rate]])","v":9.4599798400000004E-3}]
[8,15,21,0,{"$f":"Tabulation[[#This Row],[AC System Output (W)]]/1000","v":0},{"$f":"VLOOKUP(Tabulation[[#This Row],[Month]],Season,2)","v":"Summer"},{"$f":"(DATE(2021,Tabulation[[#This Row],[Month]],Tabulation[[#This Row],[Day]]))","v":"2021-08-15"},{"$f":"WEEKDAY(Tabulation[[#This Row],[Date]])","v":1},{"$f":"IF(OR(Tabulation[[#This Row],[DayNo]]=1,Tabulation[[#This Row],[DayNo]]=7),1,0)","v":1},{"$f":"COUNTIF(Holidays,Tabulation[[#This Row],[Date]])","v":0},{"$f":"CONCATENATE(Tabulation[[#This Row],[Holiday]],Tabulation[[#This Row],[Season]],Tabulation[[#This Row],[Weekend]],\"-\",IF(Tabulation[[#This Row],[Hour]]<10,0,\"\"),C5473)","v":"0Summer1-21"},{"$f":"VLOOKUP(Tabulation[[#This Row],[Concat]],Table3[],8)","v":0.28148000000000001},{"$f":"(Tabulation[[#This Row],[AC System Output (kW)]]*Tabulation[[#This Row],[Rate]])","v":0}]
[8,15,22,0,{"$f":"Tabulation[[#This Row],[AC System Output (W)]]/1000","v":0},{"$f":"VLOOKUP(Tabulation[[#This Row],[Month]],Season,2)","v":"Summer"},{"$f":"(DATE(2021,Tabulation[[#This Row],[Month]],Tabulation[[#This Row],[Day]]))","v":"2021-08-15"},{"$f":"WEEKDAY(Tabulation[[#This Row],[Date]])","v":1},{"$f":"IF(OR(Tabulation[[#This Row],[DayNo]]=1,Tabulation[[#This Row],[DayNo]]=7),1,0)","v":1},{"$f":"COUNTIF(Holidays,Tabulation[[#This Row],[Date]])","v":0},{"$f":"CONCATENATE(Tabulation[[#This Row],[Holiday]],Tabulation[[#This Row],[Season]],Tabulation[[#This Row],[Weekend]],\"-\",IF(Tabulation[[#This Row],[Hour]]<10,0,\"\"),C5474)","v":"0Summer1-22"},{"$f":"VLOOKUP(Tabulation[[#This Row],[Concat]],Table3[],8)","v":0.28148000000000001},{"$f":"(Tabulation[[#This Row],[AC System Output (kW)]]*Tabulation[[#This Row],[Rate]])","v":0}]
[8,16,1,0,{"$f":"Tabulation[[#This Row],[AC System Output (W)]]/1000","v":0},{"$f":"VLOOKUP(Tabulation[[#This Row],[Month]],Season,2)","v":"Summer"},{"$f":"(DATE(2021,Tabulation[[#This Row],[Month]],Tabulation[[#This Row],[Day]]))","v":"2021-08-16"},{"$f":"WEEKDAY(Tabulation[[#This Row],[Date]])","v":2},{"$f":"IF(OR(Tabulation[[#This Row],[DayNo]]=1,Tabulation[[#This Row],[DayNo]]=7),1,0)","v":0},{"$f":"COUNTIF(Holidays,Tabulation[[#This Row],[Date]])","v":0},{"$f":"CONCATENATE(Tabulation[[#This Row],[Holiday]],Tabulation[[#This Row],[Season]],Tabulation[[#This Row],[Weekend]],\"-\",IF(Tabulation[[#This Row],[Hour]]<10,0,\"\"),C5477)","v":"0Summer0-01"},{"$f":"VLOOKUP(Tabulation[[#This Row],[Concat]],Table3[],8)","v":0.28148000000000001},{"$f":"(Tabulation[[#This Row],[AC System Output (kW)]]*Tabulation[[#This Row],[Rate]])","v":0}]
[8,16,4,0,{"$f":"Tabulation[[#This Row],[AC System Output (W)]]/1000","v":0},{"$f":"VLOOKUP(Tabulation[[#This Row],[Month]],Season,2)","v":"Summer"},{"$f":"(DATE(2021,Tabulation[[#This Row],[Month]],Tabulation[[#This Row],[Day]]))","v":"2021-08-16"},{"$f":"WEEKDAY(Tabulation[[#This Row],[Date]])","v":2},{"$f":"IF(OR(Tabulation[[#This Row],[DayNo]]=1,Tabulation[[#This Row],[DayNo]]=7),1,0)","v":0},{"$f":"COUNTIF(Holidays,Tabulation[[#This Row],[Date]])","v":0},{"$f":"CONCATENATE(Tabulation[[#This Row],[Holiday]],Tabulation[[#This Row],[Season]],Tabulation[[#This Row],[Weekend]],\"-\",IF(Tabulation[[#This Row],[Hour]]<10,0,\"\"),C5480)","v":"0Summer0-04"},{"$f":"VLOOKUP(Tabulation[[#This Row],[Concat]],Table3[],8)","v":0.28148000000000001},{"$f":"(Tabulation[[#This Row],[AC System Output (kW)]]*Tabulation[[#This Row],[Rate]])","v":0}]
[8,16,8,1741.3989999999999,{"$f":"Tabulation[[#This Row],[AC System Output (W)]]/1000","v":1.7413989999999999},{"$f":"VLOOKUP(Tabulation[[#This Row],[Month]],Season,2)","v":"Summer"},{"$f":"(DATE(2021,Tabulation[[#This Row],[Month]],Tabulation[[#This Row],[Day]]))","v":"2021-08-16"},{"$f":"WEEKDAY(Tabulation[[#This Row],[Date]])","v":2},{"$f":"IF(OR(Tabulation[[#This Row],[DayNo]]=1,Tabulation[[#This Row],[DayNo]]=7),1,0)","v":0},{"$f":"COUNTIF(Holidays,Tabulation[[#This Row],[Date]])","v":0},{"$f":"CONCATENATE(Tabulation[[#This Row],[Holiday]],Tabulation[[#This Row],[Season]],Tabulation[[#This Row],[Weekend]],\"-\",IF(Tabulation[[#This Row],[Hour]]<10,0,\"\"),C5484)","v":"0Summer0-08"},{"$f":"VLOOKUP(Tabulation[[#This Row],[Concat]],Table3[],8)","v":0.28148000000000001},{"$f":"(Tabulation[[#This Row],[AC System Output (kW)]]*Tabulation[[#This Row],[Rate]])","v":0.49016899052000001}]
[8,16,12,2953.2139999999999,{"$f":"Tabulation[[#This Row],[AC System Output (W)]]/1000","v":2.953214},{"$f":"VLOOKUP(Tabulation[[#This Row],[Month]],Season,2)","v":"Summer"},{"$f":"(DATE(2021,Tabulation[[#This Row],[Month]],Tabulation[[#This Row],[Day]]))","v":"2021-08-16"},{"$f":"WEEKDAY(Tabulation[[#This Row],[Date]])","v":2},{"$f":"IF(OR(Tabulation[[#This Row],[DayNo]]=1,Tabulation[[#This Row],[DayNo]]=7),1,0)","v":0},{"$f":"COUNTIF(Holidays,Tabulation[[#This Row],[Date]])","v":0},{"$f":"CONCATENATE(Tabulation[[#This Row],[Holiday]],Tabulation[[#This Row],[Season]],Tabulation[[#This Row],[Weekend]],\"-\",IF(Tabulation[[#This Row],[Hour]]<10,0,\"\"),C5488)","v":"0Summer0-12"},{"$f":"VLOOKUP(Tabulation[[#This Row],[Concat]],Table3[],8)","v":0.28148000000000001},{"$f":"(Tabulation[[#This Row],[AC System Output (kW)]]*Tabulation[[#This Row],[Rate]])","v":0.83127067671999999}]
[8,16,15,1951.7070000000001,{"$f":"Tabulation[[#This Row],[AC System Output (W)]]/1000","v":1.9517070000000001},{"$f":"VLOOKUP(Tabulation[[#This Row],[Month]],Season,2)","v":"Summer"},{"$f":"(DATE(2021,Tabulation[[#This Row],[Month]],Tabulation[[#This Row],[Day]]))","v":"2021-08-16"},{"$f":"WEEKDAY(Tabulation[[#This Row],[Date]])","v":2},{"$f":"IF(OR(Tabulation[[#This Row],[DayNo]]=1,Tabulation[[#This Row],[DayNo]]=7),1,0)","v":0},{"$f":"COUNTIF(Holidays,Tabulation[[#This Row],[Date]])","v":0},{"$f":"CONCATENATE(Tabulation[[#This Row],[Holiday]],Tabulation[[#This Row],[Season]],Tabulation[[#This Row],[Weekend]],\"-\",IF(Tabulation[[#This Row],[Hour]]<10,0,\"\"),C5491)","v":"0Summer0-15"},{"$f":"VLOOKUP(Tabulation[[#This Row],[Concat]],Table3[],8)","v":0.28148000000000001},{"$f":"(Tabulation[[#This Row],[AC System Output (kW)]]*Tabulation[[#This Row],[Rate]])","v":0.54936648636000007}]
[8,16,19,0,{"$f":"Tabulation[[#This Row],[AC System Output (W)]]/1000","v":0},{"$f":"VLOOKUP(Tabulation[[#This Row],[Month]],Season,2)","v":"Summer"},{"$f":"(DATE(2021,Tabulation[[#This Row],[Month]],Tabulation[[#This Row],[Day]]))","v":"2021-08-16"},{"$f":"WEEKDAY(Tabulation[[#This Row],[Date]])","v":2},{"$f":"IF(OR(Tabulation[[#This Row],[DayNo]]=1,Tabulation[[#This Row],[DayNo]]=7),1,0)","v":0},{"$f":"COUNTIF(Holidays,Tabulation[[#This Row],[Date]])","v":0},{"$f":"CONCATENATE(Tabulation[[#This Row],[Holiday]],Tabulation[[#This Row],[Season]],Tabulation[[#This Row],[Weekend]],\"-\",IF(Tabulation[[#This Row],[Hour]]<10,0,\"\"),C5495)","v":"0Summer0-19"},{"$f":"VLOOKUP(Tabulation[[#This Row],[Concat]],Table3[],8)","v":0.37644},{"$f":"(Tabulation[[#This Row],[AC System Output (kW)]]*Tabulation[[#This Row],[Rate]])","v":0}]
[8,16,22,0,{"$f":"Tabulation[[#This Row],[AC System Output (W)]]/1000","v":0},{"$f":"VLOOKUP(Tabulation[[#This Row],[Month]],Season,2)","v":"Summer"},{"$f":"(DATE(2021,Tabulation[[#This Row],[Month]],Tabulation[[#This Row],[Day]]))","v":"2021-08-16"},{"$f":"WEEKDAY(Tabulation[[#This Row],[Date]])","v":2},{"$f":"IF(OR(Tabulation[[#This Row],[DayNo]]=1,Tabulation[[#This Row],[DayNo]]=7),1,0)","v":0},{"$f":"COUNTIF(Holidays,Tabulation[[#This Row],[Date]])","v":0},{"$f":"CONCATENATE(Tabulation[[#This Row],[Holiday]],Tabulation[[#This Row],[Season]],Tabulation[[#This Row],[Weekend]],\"-\",IF(Tabulation[[#This Row],[Hour]]<10,0,\"\"),C5498)","v":"0Summer0-22"},{"$f":"VLOOKUP(Tabulation[[#This Row],[Concat]],Table3[],8)","v":0.28148000000000001},{"$f":"(Tabulation[[#This Row],[AC System Output (kW)]]*Tabulation[[#This Row],[Rate]])","v":0}]
[8,16,23,0,{"$f":"Tabulation[[#This Row],[AC System Output (W)]]/1000","v":0},{"$f":"VLOOKUP(Tabulation[[#This Row],[Month]],Season,2)","v":"Summer"},{"$f":"(DATE(2021,Tabulation[[#This Row],[Month]],Tabulation[[#This Row],[Day]]))","v":"2021-08-16"},{"$f":"WEEKDAY(Tabulation[[#This Row],[Date]])","v":2},{"$f":"IF(OR(Tabulation[[#This Row],[DayNo]]=1,Tabulation[[#This Row],[DayNo]]=7),1,0)","v":0},{"$f":"COUNTIF(Holidays,Tabulation[[#This Row],[Date]])","v":0},{"$f":"CONCATENATE(Tabulation[[#This Row],[Holiday]],Tabulation[[#This Row],[Season]],Tabulation[[#This Row],[Weekend]],\"-\",IF(Tabulation[[#This Row],[Hour]]<10,0,\"\"),C5499)","v":"0Summer0-23"},{"$f":"VLOOKUP(Tabulation[[#This Row],[Concat]],Table3[],8)","v":0.28148000000000001},{"$f":"(Tabulation[[#This Row],[AC System Output (kW)]]*Tabulation[[#This Row],[Rate]])","v":0}]
[8,17,5,0,{"$f":"Tabulation[[#This Row],[AC System Output (W)]]/1000","v":0},{"$f":"VLOOKUP(Tabulation[[#This Row],[Month]],Season,2)","v":"Summer"},{"$f":"(DATE(2021,Tabulation[[#This Row],[Month]],Tabulation[[#This Row],[Day]]))","v":"2021-08-17"},{"$f":"WEEKDAY(Tabulation[[#This Row],[Date]])","v":3},{"$f":"IF(OR(Tabulation[[#This Row],[DayNo]]=1,Tabulation[[#This Row],[DayNo]]=7),1,0)","v":0},{"$f":"COUNTIF(Holidays,Tabulation[[#This Row],[Date]])","v":0},{"$f":"CONCATENATE(Tabulation[[#This Row],[Holiday]],Tabulation[[#This Row],[Season]],Tabulation[[#This Row],[Weekend]],\"-\",IF(Tabulation[[#This Row],[Hour]]<10,0,\"\"),C5505)","v":"0Summer0-05"},{"$f":"VLOOKUP(Tabulation[[#This Row],[Concat]],Table3[],8)","v":0.28148000000000001},{"$f":"(Tabulation[[#This Row],[AC System Output (kW)]]*Tabulation[[#This Row],[Rate]])","v":0}]
[8,17,6,326.84399999999999,{"$f":"Tabulation[[#This Row],[AC System Output (W)]]/1000","v":0.32684399999999997},{"$f":"VLOOKUP(Tabulation[[#This Row],[Month]],Season,2)","v":"Summer"},{"$f":"(DATE(2021,Tabulation[[#This Row],[Month]],Tabulation[[#This Row],[Day]]))","v":"2021-08-17"},{"$f":"WEEKDAY(Tabulation[[#This Row],[Date]])","v":3},{"$f":"IF(OR(Tabulation[[#This Row],[DayNo]]=1,Tabulation[[#This Row],[DayNo]]=7),1,0)","v":0},{"$f":"COUNTIF(Holidays,Tabulation[[#This Row],[Date]])","v":0},{"$f":"CONCATENATE(Tabulation[[#This Row],[Holiday]],Tabulation[[#This Row],[Season]],Tabulation[[#This Row],[Weekend]],\"-\",IF(Tabulation[[#This Row],[Hour]]<10,0,\"\"),C5506)","v":"0Summer0-06"},{"$f":"VLOOKUP(Tabulation[[#This Row],[Concat]],Table3[],8)","v":0.28148000000000001},{"$f":"(Tabulation[[#This Row],[AC System Output (kW)]]*Tabulation[[#This Row],[Rate]])","v":9.2000049119999996E-2}]
[8,17,10,2725.6619999999998,{"$f":"Tabulation[[#This Row],[AC System Output (W)]]/1000","v":2.7256619999999998},{"$f":"VLOOKUP(Tabulation[[#This Row],[Month]],Season,2)","v":"Summer"},{"$f":"(DATE(2021,Tabulation[[#This Row],[Month]],Tabulation[[#This Row],[Day]]))","v":"2021-08-17"},{"$f":"WEEKDAY(Tabulation[[#This Row],[Date]])","v":3},{"$f":"IF(OR(Tabulation[[#This Row],[DayNo]]=1,Tabulation[[#This Row],[DayNo]]=7),1,0)","v":0},{"$f":"COUNTIF(Holidays,Tabulation[[#This Row],[Date]])","v":0},{"$f":"CONCATENATE(Tabulation[[#This Row],[Holiday]],Tabulation[[#This Row],[Season]],Tabulation[[#This Row],[Weekend]],\"-\",IF(Tabulation[[#This Row],[Hour]]<10,0,\"\"),C5510)","v":"0Summer0-10"},{"$f":"VLOOKUP(Tabulation[[#This Row],[Concat]],Table3[],8)","v":0.28148000000000001},{"$f":"(Tabulation[[#This Row],[AC System Output (kW)]]*Tabulation[[#This Row],[Rate]])","v":0.76721933976000001}]
[8,17,13,2794.4609999999998,{"$f":"Tabulation[[#This Row],[AC System Output (W)]]/1000","v":2.7944609999999996},{"$f":"VLOOKUP(Tabulation[[#This Row],[Month]],Season,2)","v":"Summer"},{"$f":"(DATE(2021,Tabulation[[#This Row],[Month]],Tabulation[[#This Row],[Day]]))","v":"2021-08-17"},{"$f":"WEEKDAY(Tabulation[[#This Row],[Date]])","v":3},{"$f":"IF(OR(Tabulation[[#This Row],[DayNo]]=1,Tabulation[[#This Row],[DayNo]]=7),1,0)","v":0},{"$f":"COUNTIF(Holidays,Tabulation[[#This Row],[Date]])","v":0},{"$f":"CONCATENATE(Tabulation[[#This Row],[Holiday]],Tabulation[[#This Row],[Season]],Tabulation[[#This Row],[Weekend]],\"-\",IF(Tabulation[[#This Row],[Hour]]<10,0,\"\"),C5513)","v":"0Summer0-13"},{"$f":"VLOOKUP(Tabulation[[#This Row],[Concat]],Table3[],8)","v":0.28148000000000001},{"$f":"(Tabulation[[#This Row],[AC System Output (kW)]]*Tabulation[[#This Row],[Rate]])","v":0.7865848822799999}]
[8,17,17,463.23599999999999,{"$f":"Tabulation[[#This Row],[AC System Output (W)]]/1000","v":0.46323599999999998},{"$f":"VLOOKUP(Tabulation[[#This Row],[Month]],Season,2)","v":"Summer"},{"$f":"(DATE(2021,Tabulation[[#This Row],[Month]],Tabulation[[#This Row],[Day]]))","v":"2021-08-17"},{"$f":"WEEKDAY(Tabulation[[#This Row],[Date]])","v":3},{"$f":"IF(OR(Tabulation[[#This Row],[DayNo]]=1,Tabulation[[#This Row],[DayNo]]=7),1,0)","v":0},{"$f":"COUNTIF(Holidays,Tabulation[[#This Row],[Date]])","v":0},{"$f":"CONCATENATE(Tabulation[[#This Row],[Holiday]],Tabulation[[#This Row],[Season]],Tabulation[[#This Row],[Weekend]],\"-\",IF(Tabulation[[#This Row],[Hour]]<10,0,\"\"),C5517)","v":"0Summer0-17"},{"$f":"VLOOKUP(Tabulation[[#This Row],[Concat]],Table3[],8)","v":0.37644},{"$f":"(Tabulation[[#This Row],[AC System Output (kW)]]*Tabulation[[#This Row],[Rate]])","v":0.17438055984}]
[8,17,20,0,{"$f":"Tabulation[[#This Row],[AC System Output (W)]]/1000","v":0},{"$f":"VLOOKUP(Tabulation[[#This Row],[Month]],Season,2)","v":"Summer"},{"$f":"(DATE(2021,Tabulation[[#This Row],[Month]],Tabulation[[#This Row],[Day]]))","v":"2021-08-17"},{"$f":"WEEKDAY(Tabulation[[#This Row],[Date]])","v":3},{"$f":"IF(OR(Tabulation[[#This Row],[DayNo]]=1,Tabulation[[#This Row],[DayNo]]=7),1,0)","v":0},{"$f":"COUNTIF(Holidays,Tabulation[[#This Row],[Date]])","v":0},{"$f":"CONCATENATE(Tabulation[[#This Row],[Holiday]],Tabulation[[#This Row],[Season]],Tabulation[[#This Row],[Weekend]],\"-\",IF(Tabulation[[#This Row],[Hour]]<10,0,\"\"),C5520)","v":"0Summer0-20"},{"$f":"VLOOKUP(Tabulation[[#This Row],[Concat]],Table3[],8)","v":0.28148000000000001},{"$f":"(Tabulation[[#This Row],[AC System Output (kW)]]*Tabulation[[#This Row],[Rate]])","v":0}]
[8,17,23,0,{"$f":"Tabulation[[#This Row],[AC System Output (W)]]/1000","v":0},{"$f":"VLOOKUP(Tabulation[[#This Row],[Month]],Season,2)","v":"Summer"},{"$f":"(DATE(2021,Tabulation[[#This Row],[Month]],Tabulation[[#This Row],[Day]]))","v":"2021-08-17"},{"$f":"WEEKDAY(Tabulation[[#This Row],[Date]])","v":3},{"$f":"IF(OR(Tabulation[[#This Row],[DayNo]]=1,Tabulation[[#This Row],[DayNo]]=7),1,0)","v":0},{"$f":"COUNTIF(Holidays,Tabulation[[#This Row],[Date]])","v":0},{"$f":"CONCATENATE(Tabulation[[#This Row],[Holiday]],Tabulation[[#This Row],[Season]],Tabulation[[#This Row],[Weekend]],\"-\",IF(Tabulation[[#This Row],[Hour]]<10,0,\"\"),C5523)","v":"0Summer0-23"},{"$f":"VLOOKUP(Tabulation[[#This Row],[Concat]],Table3[],8)","v":0.28148000000000001},{"$f":"(Tabulation[[#This Row],[AC System Output (kW)]]*Tabulation[[#This Row],[Rate]])","v":0}]
[8,18,2,0,{"$f":"Tabulation[[#This Row],[AC System Output (W)]]/1000","v":0},{"$f":"VLOOKUP(Tabulation[[#This Row],[Month]],Season,2)","v":"Summer"},{"$f":"(DATE(2021,Tabulation[[#This Row],[Month]],Tabulation[[#This Row],[Day]]))","v":"2021-08-18"},{"$f":"WEEKDAY(Tabulation[[#This Row],[Date]])","v":4},{"$f":"IF(OR(Tabulation[[#This Row],[DayNo]]=1,Tabulation[[#This Row],[DayNo]]=7),1,0)","v":0},{"$f":"COUNTIF(Holidays,Tabulation[[#This Row],[Date]])","v":0},{"$f":"CONCATENATE(Tabulation[[#This Row],[Holiday]],Tabulation[[#This Row],[Season]],Tabulation[[#This Row],[Weekend]],\"-\",IF(Tabulation[[#This Row],[Hour]]<10,0,\"\"),C5526)","v":"0Summer0-02"},{"$f":"VLOOKUP(Tabulation[[#This Row],[Concat]],Table3[],8)","v":0.28148000000000001},{"$f":"(Tabulation[[#This Row],[AC System Output (kW)]]*Tabulation[[#This Row],[Rate]])","v":0}]
[8,18,4,0,{"$f":"Tabulation[[#This Row],[AC System Output (W)]]/1000","v":0},{"$f":"VLOOKUP(Tabulation[[#This Row],[Month]],Season,2)","v":"Summer"},{"$f":"(DATE(2021,Tabulation[[#This Row],[Month]],Tabulation[[#This Row],[Day]]))","v":"2021-08-18"},{"$f":"WEEKDAY(Tabulation[[#This Row],[Date]])","v":4},{"$f":"IF(OR(Tabulation[[#This Row],[DayNo]]=1,Tabulation[[#This Row],[DayNo]]=7),1,0)","v":0},{"$f":"COUNTIF(Holidays,Tabulation[[#This Row],[Date]])","v":0},{"$f":"CONCATENATE(Tabulation[[#This Row],[Holiday]],Tabulation[[#This Row],[Season]],Tabulation[[#This Row],[Weekend]],\"-\",IF(Tabulation[[#This Row],[Hour]]<10,0,\"\"),C5528)","v":"0Summer0-04"},{"$f":"VLOOKUP(Tabulation[[#This Row],[Concat]],Table3[],8)","v":0.28148000000000001},{"$f":"(Tabulation[[#This Row],[AC System Output (kW)]]*Tabulation[[#This Row],[Rate]])","v":0}]
[8,18,7,1078.703,{"$f":"Tabulation[[#This Row],[AC System Output (W)]]/1000","v":1.078703},{"$f":"VLOOKUP(Tabulation[[#This Row],[Month]],Season,2)","v":"Summer"},{"$f":"(DATE(2021,Tabulation[[#This Row],[Month]],Tabulation[[#This Row],[Day]]))","v":"2021-08-18"},{"$f":"WEEKDAY(Tabulation[[#This Row],[Date]])","v":4},{"$f":"IF(OR(Tabulation[[#This Row],[DayNo]]=1,Tabulation[[#This Row],[DayNo]]=7),1,0)","v":0},{"$f":"COUNTIF(Holidays,Tabulation[[#This Row],[Date]])","v":0},{"$f":"CONCATENATE(Tabulation[[#This Row],[Holiday]],Tabulation[[#This Row],[Season]],Tabulation[[#This Row],[Weekend]],\"-\",IF(Tabulation[[#This Row],[Hour]]<10,0,\"\"),C5531)","v":"0Summer0-07"},{"$f":"VLOOKUP(Tabulation[[#This Row],[Concat]],Table3[],8)","v":0.28148000000000001},{"$f":"(Tabulation[[#This Row],[AC System Output (kW)]]*Tabulation[[#This Row],[Rate]])","v":0.30363332044000002}]
[8,18,11,2805.4209999999998,{"$f":"Tabulation[[#This Row],[AC System Output (W)]]/1000","v":2.8054209999999999},{"$f":"VLOOKUP(Tabulation[[#This Row],[Month]],Season,2)","v":"Summer"},{"$f":"(DATE(2021,Tabulation[[#This Row],[Month]],Tabulation[[#This Row],[Day]]))","v":"2021-08-18"},{"$f":"WEEKDAY(Tabulation[[#This Row],[Date]])","v":4},{"$f":"IF(OR(Tabulation[[#This Row],[DayNo]]=1,Tabulation[[#This Row],[DayNo]]=7),1,0)","v":0},{"$f":"COUNTIF(Holidays,Tabulation[[#This Row],[Date]])","v":0},{"$f":"CONCATENATE(Tabulation[[#This Row],[Holiday]],Tabulation[[#This Row],[Season]],Tabulation[[#This Row],[Weekend]],\"-\",IF(Tabulation[[#This Row],[Hour]]<10,0,\"\"),C5535)","v":"0Summer0-11"},{"$f":"VLOOKUP(Tabulation[[#This Row],[Concat]],Table3[],8)","v":0.28148000000000001},{"$f":"(Tabulation[[#This Row],[AC System Output (kW)]]*Tabulation[[#This Row],[Rate]])","v":0.78966990307999996}]
[8,18,14,2434.6680000000001,{"$f":"Tabulation[[#This Row],[AC System Output (W)]]/1000","v":2.4346680000000003},{"$f":"VLOOKUP(Tabulation[[#This Row],[Month]],Season,2)","v":"Summer"},{"$f":"(DATE(2021,Tabulation[[#This Row],[Month]],Tabulation[[#This Row],[Day]]))","v":"2021-08-18"},{"$f":"WEEKDAY(Tabulation[[#This Row],[Date]])","v":4},{"$f":"IF(OR(Tabulation[[#This Row],[DayNo]]=1,Tabulation[[#This Row],[DayNo]]=7),1,0)","v":0},{"$f":"COUNTIF(Holidays,Tabulation[[#This Row],[Date]])","v":0},{"$f":"CONCATENATE(Tabulation[[#This Row],[Holiday]],Tabulation[[#This Row],[Season]],Tabulation[[#This Row],[Weekend]],\"-\",IF(Tabulation[[#This Row],[Hour]]<10,0,\"\"),C5538)","v":"0Summer0-14"},{"$f":"VLOOKUP(Tabulation[[#This Row],[Concat]],Table3[],8)","v":0.28148000000000001},{"$f":"(Tabulation[[#This Row],[AC System Output (kW)]]*Tabulation[[#This Row],[Rate]])","v":0.68531034864000007}]
[8,18,18,25.591999999999999,{"$f":"Tabulation[[#This Row],[AC System Output (W)]]/1000","v":2.5592E-2},{"$f":"VLOOKUP(Tabulation[[#This Row],[Month]],Season,2)","v":"Summer"},{"$f":"(DATE(2021,Tabulation[[#This Row],[Month]],Tabulation[[#This Row],[Day]]))","v":"2021-08-18"},{"$f":"WEEKDAY(Tabulation[[#This Row],[Date]])","v":4},{"$f":"IF(OR(Tabulation[[#This Row],[DayNo]]=1,Tabulation[[#This Row],[DayNo]]=7),1,0)","v":0},{"$f":"COUNTIF(Holidays,Tabulation[[#This Row],[Date]])","v":0},{"$f":"CONCATENATE(Tabulation[[#This Row],[Holiday]],Tabulation[[#This Row],[Season]],Tabulation[[#This Row],[Weekend]],\"-\",IF(Tabulation[[#This Row],[Hour]]<10,0,\"\"),C5542)","v":"0Summer0-18"},{"$f":"VLOOKUP(Tabulation[[#This Row],[Concat]],Table3[],8)","v":0.37644},{"$f":"(Tabulation[[#This Row],[AC System Output (kW)]]*Tabulation[[#This Row],[Rate]])","v":9.6338524799999999E-3}]
[8,18,21,0,{"$f":"Tabulation[[#This Row],[AC System Output (W)]]/1000","v":0},{"$f":"VLOOKUP(Tabulation[[#This Row],[Month]],Season,2)","v":"Summer"},{"$f":"(DATE(2021,Tabulation[[#This Row],[Month]],Tabulation[[#This Row],[Day]]))","v":"2021-08-18"},{"$f":"WEEKDAY(Tabulation[[#This Row],[Date]])","v":4},{"$f":"IF(OR(Tabulation[[#This Row],[DayNo]]=1,Tabulation[[#This Row],[DayNo]]=7),1,0)","v":0},{"$f":"COUNTIF(Holidays,Tabulation[[#This Row],[Date]])","v":0},{"$f":"CONCATENATE(Tabulation[[#This Row],[Holiday]],Tabulation[[#This Row],[Season]],Tabulation[[#This Row],[Weekend]],\"-\",IF(Tabulation[[#This Row],[Hour]]<10,0,\"\"),C5545)","v":"0Summer0-21"},{"$f":"VLOOKUP(Tabulation[[#This Row],[Concat]],Table3[],8)","v":0.28148000000000001},{"$f":"(Tabulation[[#This Row],[AC System Output (kW)]]*Tabulation[[#This Row],[Rate]])","v":0}]
[8,18,23,0,{"$f":"Tabulation[[#This Row],[AC System Output (W)]]/1000","v":0},{"$f":"VLOOKUP(Tabulation[[#This Row],[Month]],Season,2)","v":"Summer"},{"$f":"(DATE(2021,Tabulation[[#This Row],[Month]],Tabulation[[#This Row],[Day]]))","v":"2021-08-18"},{"$f":"WEEKDAY(Tabulation[[#This Row],[Date]])","v":4},{"$f":"IF(OR(Tabulation[[#This Row],[DayNo]]=1,Tabulation[[#This Row],[DayNo]]=7),1,0)","v":0},{"$f":"COUNTIF(Holidays,Tabulation[[#This Row],[Date]])","v":0},{"$f":"CONCATENATE(Tabulation[[#This Row],[Holiday]],Tabulation[[#This Row],[Season]],Tabulation[[#This Row],[Weekend]],\"-\",IF(Tabulation[[#This Row],[Hour]]<10,0,\"\"),C5547)","v":"0Summer0-23"},{"$f":"VLOOKUP(Tabulation[[#This Row],[Concat]],Table3[],8)","v":0.28148000000000001},{"$f":"(Tabulation[[#This Row],[AC System Output (kW)]]*Tabulation[[#This Row],[Rate]])","v":0}]
[8,19,2,0,{"$f":"Tabulation[[#This Row],[AC System Output (W)]]/1000","v":0},{"$f":"VLOOKUP(Tabulation[[#This Row],[Month]],Season,2)","v":"Summer"},{"$f":"(DATE(2021,Tabulation[[#This Row],[Month]],Tabulation[[#This Row],[Day]]))","v":"2021-08-19"},{"$f":"WEEKDAY(Tabulation[[#This Row],[Date]])","v":5},{"$f":"IF(OR(Tabulation[[#This Row],[DayNo]]=1,Tabulation[[#This Row],[DayNo]]=7),1,0)","v":0},{"$f":"COUNTIF(Holidays,Tabulation[[#This Row],[Date]])","v":0},{"$f":"CONCATENATE(Tabulation[[#This Row],[Holiday]],Tabulation[[#This Row],[Season]],Tabulation[[#This Row],[Weekend]],\"-\",IF(Tabulation[[#This Row],[Hour]]<10,0,\"\"),C5550)","v":"0Summer0-02"},{"$f":"VLOOKUP(Tabulation[[#This Row],[Concat]],Table3[],8)","v":0.28148000000000001},{"$f":"(Tabulation[[#This Row],[AC System Output (kW)]]*Tabulation[[#This Row],[Rate]])","v":0}]
[8,19,5,0,{"$f":"Tabulation[[#This Row],[AC System Output (W)]]/1000","v":0},{"$f":"VLOOKUP(Tabulation[[#This Row],[Month]],Season,2)","v":"Summer"},{"$f":"(DATE(2021,Tabulation[[#This Row],[Month]],Tabulation[[#This Row],[Day]]))","v":"2021-08-19"},{"$f":"WEEKDAY(Tabulation[[#This Row],[Date]])","v":5},{"$f":"IF(OR(Tabulation[[#This Row],[DayNo]]=1,Tabulation[[#This Row],[DayNo]]=7),1,0)","v":0},{"$f":"COUNTIF(Holidays,Tabulation[[#This Row],[Date]])","v":0},{"$f":"CONCATENATE(Tabulation[[#This Row],[Holiday]],Tabulation[[#This Row],[Season]],Tabulation[[#This Row],[Weekend]],\"-\",IF(Tabulation[[#This Row],[Hour]]<10,0,\"\"),C5553)","v":"0Summer0-05"},{"$f":"VLOOKUP(Tabulation[[#This Row],[Concat]],Table3[],8)","v":0.28148000000000001},{"$f":"(Tabulation[[#This Row],[AC System Output (kW)]]*Tabulation[[#This Row],[Rate]])","v":0}]
[8,19,9,2411.5880000000002,{"$f":"Tabulation[[#This Row],[AC System Output (W)]]/1000","v":2.4115880000000001},{"$f":"VLOOKUP(Tabulation[[#This Row],[Month]],Season,2)","v":"Summer"},{"$f":"(DATE(2021,Tabulation[[#This Row],[Month]],Tabulation[[#This Row],[Day]]))","v":"2021-08-19"},{"$f":"WEEKDAY(Tabulation[[#This Row],[Date]])","v":5},{"$f":"IF(OR(Tabulation[[#This Row],[DayNo]]=1,Tabulation[[#This Row],[DayNo]]=7),1,0)","v":0},{"$f":"COUNTIF(Holidays,Tabulation[[#This Row],[Date]])","v":0},{"$f":"CONCATENATE(Tabulation[[#This Row],[Holiday]],Tabulation[[#This Row],[Season]],Tabulation[[#This Row],[Weekend]],\"-\",IF(Tabulation[[#This Row],[Hour]]<10,0,\"\"),C5557)","v":"0Summer0-09"},{"$f":"VLOOKUP(Tabulation[[#This Row],[Concat]],Table3[],8)","v":0.28148000000000001},{"$f":"(Tabulation[[#This Row],[AC System Output (kW)]]*Tabulation[[#This Row],[Rate]])","v":0.67881379023999999}]
[8,19,12,3002.8919999999998,{"$f":"Tabulation[[#This Row],[AC System Output (W)]]/1000","v":3.0028919999999997},{"$f":"VLOOKUP(Tabulation[[#This Row],[Month]],Season,2)","v":"Summer"},{"$f":"(DATE(2021,Tabulation[[#This Row],[Month]],Tabulation[[#This Row],[Day]]))","v":"2021-08-19"},{"$f":"WEEKDAY(Tabulation[[#This Row],[Date]])","v":5},{"$f":"IF(OR(Tabulation[[#This Row],[DayNo]]=1,Tabulation[[#This Row],[DayNo]]=7),1,0)","v":0},{"$f":"COUNTIF(Holidays,Tabulation[[#This Row],[Date]])","v":0},{"$f":"CONCATENATE(Tabulation[[#This Row],[Holiday]],Tabulation[[#This Row],[Season]],Tabulation[[#This Row],[Weekend]],\"-\",IF(Tabulation[[#This Row],[Hour]]<10,0,\"\"),C5560)","v":"0Summer0-12"},{"$f":"VLOOKUP(Tabulation[[#This Row],[Concat]],Table3[],8)","v":0.28148000000000001},{"$f":"(Tabulation[[#This Row],[AC System Output (kW)]]*Tabulation[[#This Row],[Rate]])","v":0.84525404015999994}]
[8,19,15,1958.777,{"$f":"Tabulation[[#This Row],[AC System Output (W)]]/1000","v":1.958777},{"$f":"VLOOKUP(Tabulation[[#This Row],[Month]],Season,2)","v":"Summer"},{"$f":"(DATE(2021,Tabulation[[#This Row],[Month]],Tabulation[[#This Row],[Day]]))","v":"2021-08-19"},{"$f":"WEEKDAY(Tabulation[[#This Row],[Date]])","v":5},{"$f":"IF(OR(Tabulation[[#This Row],[DayNo]]=1,Tabulation[[#This Row],[DayNo]]=7),1,0)","v":0},{"$f":"COUNTIF(Holidays,Tabulation[[#This Row],[Date]])","v":0},{"$f":"CONCATENATE(Tabulation[[#This Row],[Holiday]],Tabulation[[#This Row],[Season]],Tabulation[[#This Row],[Weekend]],\"-\",IF(Tabulation[[#This Row],[Hour]]<10,0,\"\"),C5563)","v":"0Summer0-15"},{"$f":"VLOOKUP(Tabulation[[#This Row],[Concat]],Table3[],8)","v":0.28148000000000001},{"$f":"(Tabulation[[#This Row],[AC System Output (kW)]]*Tabulation[[#This Row],[Rate]])","v":0.55135654996000005}]
[8,19,19,0,{"$f":"Tabulation[[#This Row],[AC System Output (W)]]/1000","v":0},{"$f":"VLOOKUP(Tabulation[[#This Row],[Month]],Season,2)","v":"Summer"},{"$f":"(DATE(2021,Tabulation[[#This Row],[Month]],Tabulation[[#This Row],[Day]]))","v":"2021-08-19"},{"$f":"WEEKDAY(Tabulation[[#This Row],[Date]])","v":5},{"$f":"IF(OR(Tabulation[[#This Row],[DayNo]]=1,Tabulation[[#This Row],[DayNo]]=7),1,0)","v":0},{"$f":"COUNTIF(Holidays,Tabulation[[#This Row],[Date]])","v":0},{"$f":"CONCATENATE(Tabulation[[#This Row],[Holiday]],Tabulation[[#This Row],[Season]],Tabulation[[#This Row],[Weekend]],\"-\",IF(Tabulation[[#This Row],[Hour]]<10,0,\"\"),C5567)","v":"0Summer0-19"},{"$f":"VLOOKUP(Tabulation[[#This Row],[Concat]],Table3[],8)","v":0.37644},{"$f":"(Tabulation[[#This Row],[AC System Output (kW)]]*Tabulation[[#This Row],[Rate]])","v":0}]
[8,19,20,0,{"$f":"Tabulation[[#This Row],[AC System Output (W)]]/1000","v":0},{"$f":"VLOOKUP(Tabulation[[#This Row],[Month]],Season,2)","v":"Summer"},{"$f":"(DATE(2021,Tabulation[[#This Row],[Month]],Tabulation[[#This Row],[Day]]))","v":"2021-08-19"},{"$f":"WEEKDAY(Tabulation[[#This Row],[Date]])","v":5},{"$f":"IF(OR(Tabulation[[#This Row],[DayNo]]=1,Tabulation[[#This Row],[DayNo]]=7),1,0)","v":0},{"$f":"COUNTIF(Holidays,Tabulation[[#This Row],[Date]])","v":0},{"$f":"CONCATENATE(Tabulation[[#This Row],[Holiday]],Tabulation[[#This Row],[Season]],Tabulation[[#This Row],[Weekend]],\"-\",IF(Tabulation[[#This Row],[Hour]]<10,0,\"\"),C5568)","v":"0Summer0-20"},{"$f":"VLOOKUP(Tabulation[[#This Row],[Concat]],Table3[],8)","v":0.28148000000000001},{"$f":"(Tabulation[[#This Row],[AC System Output (kW)]]*Tabulation[[#This Row],[Rate]])","v":0}]
[8,20,2,0,{"$f":"Tabulation[[#This Row],[AC System Output (W)]]/1000","v":0},{"$f":"VLOOKUP(Tabulation[[#This Row],[Month]],Season,2)","v":"Summer"},{"$f":"(DATE(2021,Tabulation[[#This Row],[Month]],Tabulation[[#This Row],[Day]]))","v":"2021-08-20"},{"$f":"WEEKDAY(Tabulation[[#This Row],[Date]])","v":6},{"$f":"IF(OR(Tabulation[[#This Row],[DayNo]]=1,Tabulation[[#This Row],[DayNo]]=7),1,0)","v":0},{"$f":"COUNTIF(Holidays,Tabulation[[#This Row],[Date]])","v":0},{"$f":"CONCATENATE(Tabulation[[#This Row],[Holiday]],Tabulation[[#This Row],[Season]],Tabulation[[#This Row],[Weekend]],\"-\",IF(Tabulation[[#This Row],[Hour]]<10,0,\"\"),C5574)","v":"0Summer0-02"},{"$f":"VLOOKUP(Tabulation[[#This Row],[Concat]],Table3[],8)","v":0.28148000000000001},{"$f":"(Tabulation[[#This Row],[AC System Output (kW)]]*Tabulation[[#This Row],[Rate]])","v":0}]
[8,20,3,0,{"$f":"Tabulation[[#This Row],[AC System Output (W)]]/1000","v":0},{"$f":"VLOOKUP(Tabulation[[#This Row],[Month]],Season,2)","v":"Summer"},{"$f":"(DATE(2021,Tabulation[[#This Row],[Month]],Tabulation[[#This Row],[Day]]))","v":"2021-08-20"},{"$f":"WEEKDAY(Tabulation[[#This Row],[Date]])","v":6},{"$f":"IF(OR(Tabulation[[#This Row],[DayNo]]=1,Tabulation[[#This Row],[DayNo]]=7),1,0)","v":0},{"$f":"COUNTIF(Holidays,Tabulation[[#This Row],[Date]])","v":0},{"$f":"CONCATENATE(Tabulation[[#This Row],[Holiday]],Tabulation[[#This Row],[Season]],Tabulation[[#This Row],[Weekend]],\"-\",IF(Tabulation[[#This Row],[Hour]]<10,0,\"\"),C5575)","v":"0Summer0-03"},{"$f":"VLOOKUP(Tabulation[[#This Row],[Concat]],Table3[],8)","v":0.28148000000000001},{"$f":"(Tabulation[[#This Row],[AC System Output (kW)]]*Tabulation[[#This Row],[Rate]])","v":0}]
[8,20,6,319.51600000000002,{"$f":"Tabulation[[#This Row],[AC System Output (W)]]/1000","v":0.31951600000000002},{"$f":"VLOOKUP(Tabulation[[#This Row],[Month]],Season,2)","v":"Summer"},{"$f":"(DATE(2021,Tabulation[[#This Row],[Month]],Tabulation[[#This Row],[Day]]))","v":"2021-08-20"},{"$f":"WEEKDAY(Tabulation[[#This Row],[Date]])","v":6},{"$f":"IF(OR(Tabulation[[#This Row],[DayNo]]=1,Tabulation[[#This Row],[DayNo]]=7),1,0)","v":0},{"$f":"COUNTIF(Holidays,Tabulation[[#This Row],[Date]])","v":0},{"$f":"CONCATENATE(Tabulation[[#This Row],[Holiday]],Tabulation[[#This Row],[Season]],Tabulation[[#This Row],[Weekend]],\"-\",IF(Tabulation[[#This Row],[Hour]]<10,0,\"\"),C5578)","v":"0Summer0-06"},{"$f":"VLOOKUP(Tabulation[[#This Row],[Concat]],Table3[],8)","v":0.28148000000000001},{"$f":"(Tabulation[[#This Row],[AC System Output (kW)]]*Tabulation[[#This Row],[Rate]])","v":8.9937363680000007E-2}]
[8,20,10,2690.1030000000001,{"$f":"Tabulation[[#This Row],[AC System Output (W)]]/1000","v":2.6901030000000001},{"$f":"VLOOKUP(Tabulation[[#This Row],[Month]],Season,2)","v":"Summer"},{"$f":"(DATE(2021,Tabulation[[#This Row],[Month]],Tabulation[[#This Row],[Day]]))","v":"2021-08-20"},{"$f":"WEEKDAY(Tabulation[[#This Row],[Date]])","v":6},{"$f":"IF(OR(Tabulation[[#This Row],[DayNo]]=1,Tabulation[[#This Row],[DayNo]]=7),1,0)","v":0},{"$f":"COUNTIF(Holidays,Tabulation[[#This Row],[Date]])","v":0},{"$f":"CONCATENATE(Tabulation[[#This Row],[Holiday]],Tabulation[[#This Row],[Season]],Tabulation[[#This Row],[Weekend]],\"-\",IF(Tabulation[[#This Row],[Hour]]<10,0,\"\"),C5582)","v":"0Summer0-10"},{"$f":"VLOOKUP(Tabulation[[#This Row],[Concat]],Table3[],8)","v":0.28148000000000001},{"$f":"(Tabulation[[#This Row],[AC System Output (kW)]]*Tabulation[[#This Row],[Rate]])","v":0.7572101924400001}]
[8,20,13,2804.6460000000002,{"$f":"Tabulation[[#This Row],[AC System Output (W)]]/1000","v":2.804646},{"$f":"VLOOKUP(Tabulation[[#This Row],[Month]],Season,2)","v":"Summer"},{"$f":"(DATE(2021,Tabulation[[#This Row],[Month]],Tabulation[[#This Row],[Day]]))","v":"2021-08-20"},{"$f":"WEEKDAY(Tabulation[[#This Row],[Date]])","v":6},{"$f":"IF(OR(Tabulation[[#This Row],[DayNo]]=1,Tabulation[[#This Row],[DayNo]]=7),1,0)","v":0},{"$f":"COUNTIF(Holidays,Tabulation[[#This Row],[Date]])","v":0},{"$f":"CONCATENATE(Tabulation[[#This Row],[Holiday]],Tabulation[[#This Row],[Season]],Tabulation[[#This Row],[Weekend]],\"-\",IF(Tabulation[[#This Row],[Hour]]<10,0,\"\"),C5585)","v":"0Summer0-13"},{"$f":"VLOOKUP(Tabulation[[#This Row],[Concat]],Table3[],8)","v":0.28148000000000001},{"$f":"(Tabulation[[#This Row],[AC System Output (kW)]]*Tabulation[[#This Row],[Rate]])","v":0.78945175608000007}]
[8,20,16,1205.635,{"$f":"Tabulation[[#This Row],[AC System Output (W)]]/1000","v":1.205635},{"$f":"VLOOKUP(Tabulation[[#This Row],[Month]],Season,2)","v":"Summer"},{"$f":"(DATE(2021,Tabulation[[#This Row],[Month]],Tabulation[[#This Row],[Day]]))","v":"2021-08-20"},{"$f":"WEEKDAY(Tabulation[[#This Row],[Date]])","v":6},{"$f":"IF(OR(Tabulation[[#This Row],[DayNo]]=1,Tabulation[[#This Row],[DayNo]]=7),1,0)","v":0},{"$f":"COUNTIF(Holidays,Tabulation[[#This Row],[Date]])","v":0},{"$f":"CONCATENATE(Tabulation[[#This Row],[Holiday]],Tabulation[[#This Row],[Season]],Tabulation[[#This Row],[Weekend]],\"-\",IF(Tabulation[[#This Row],[Hour]]<10,0,\"\"),C5588)","v":"0Summer0-16"},{"$f":"VLOOKUP(Tabulation[[#This Row],[Concat]],Table3[],8)","v":0.28148000000000001},{"$f":"(Tabulation[[#This Row],[AC System Output (kW)]]*Tabulation[[#This Row],[Rate]])","v":0.33936213980000002}]
[8,20,21,0,{"$f":"Tabulation[[#This Row],[AC System Output (W)]]/1000","v":0},{"$f":"VLOOKUP(Tabulation[[#This Row],[Month]],Season,2)","v":"Summer"},{"$f":"(DATE(2021,Tabulation[[#This Row],[Month]],Tabulation[[#This Row],[Day]]))","v":"2021-08-20"},{"$f":"WEEKDAY(Tabulation[[#This Row],[Date]])","v":6},{"$f":"IF(OR(Tabulation[[#This Row],[DayNo]]=1,Tabulation[[#This Row],[DayNo]]=7),1,0)","v":0},{"$f":"COUNTIF(Holidays,Tabulation[[#This Row],[Date]])","v":0},{"$f":"CONCATENATE(Tabulation[[#This Row],[Holiday]],Tabulation[[#This Row],[Season]],Tabulation[[#This Row],[Weekend]],\"-\",IF(Tabulation[[#This Row],[Hour]]<10,0,\"\"),C5593)","v":"0Summer0-21"},{"$f":"VLOOKUP(Tabulation[[#This Row],[Concat]],Table3[],8)","v":0.28148000000000001},{"$f":"(Tabulation[[#This Row],[AC System Output (kW)]]*Tabulation[[#This Row],[Rate]])","v":0}]
[8,21,0,0,{"$f":"Tabulation[[#This Row],[AC System Output (W)]]/1000","v":0},{"$f":"VLOOKUP(Tabulation[[#This Row],[Month]],Season,2)","v":"Summer"},{"$f":"(DATE(2021,Tabulation[[#This Row],[Month]],Tabulation[[#This Row],[Day]]))","v":"2021-08-21"},{"$f":"WEEKDAY(Tabulation[[#This Row],[Date]])","v":7},{"$f":"IF(OR(Tabulation[[#This Row],[DayNo]]=1,Tabulation[[#This Row],[DayNo]]=7),1,0)","v":1},{"$f":"COUNTIF(Holidays,Tabulation[[#This Row],[Date]])","v":0},{"$f":"CONCATENATE(Tabulation[[#This Row],[Holiday]],Tabulation[[#This Row],[Season]],Tabulation[[#This Row],[Weekend]],\"-\",IF(Tabulation[[#This Row],[Hour]]<10,0,\"\"),C5596)","v":"0Summer1-00"},{"$f":"VLOOKUP(Tabulation[[#This Row],[Concat]],Table3[],8)","v":0.28148000000000001},{"$f":"(Tabulation[[#This Row],[AC System Output (kW)]]*Tabulation[[#This Row],[Rate]])","v":0}]
[8,21,3,0,{"$f":"Tabulation[[#This Row],[AC System Output (W)]]/1000","v":0},{"$f":"VLOOKUP(Tabulation[[#This Row],[Month]],Season,2)","v":"Summer"},{"$f":"(DATE(2021,Tabulation[[#This Row],[Month]],Tabulation[[#This Row],[Day]]))","v":"2021-08-21"},{"$f":"WEEKDAY(Tabulation[[#This Row],[Date]])","v":7},{"$f":"IF(OR(Tabulation[[#This Row],[DayNo]]=1,Tabulation[[#This Row],[DayNo]]=7),1,0)","v":1},{"$f":"COUNTIF(Holidays,Tabulation[[#This Row],[Date]])","v":0},{"$f":"CONCATENATE(Tabulation[[#This Row],[Holiday]],Tabulation[[#This Row],[Season]],Tabulation[[#This Row],[Weekend]],\"-\",IF(Tabulation[[#This Row],[Hour]]<10,0,\"\"),C5599)","v":"0Summer1-03"},{"$f":"VLOOKUP(Tabulation[[#This Row],[Concat]],Table3[],8)","v":0.28148000000000001},{"$f":"(Tabulation[[#This Row],[AC System Output (kW)]]*Tabulation[[#This Row],[Rate]])","v":0}]
[8,21,4,0,{"$f":"Tabulation[[#This Row],[AC System Output (W)]]/1000","v":0},{"$f":"VLOOKUP(Tabulation[[#This Row],[Month]],Season,2)","v":"Summer"},{"$f":"(DATE(2021,Tabulation[[#This Row],[Month]],Tabulation[[#This Row],[Day]]))","v":"2021-08-21"},{"$f":"WEEKDAY(Tabulation[[#This Row],[Date]])","v":7},{"$f":"IF(OR(Tabulation[[#This Row],[DayNo]]=1,Tabulation[[#This Row],[DayNo]]=7),1,0)","v":1},{"$f":"COUNTIF(Holidays,Tabulation[[#This Row],[Date]])","v":0},{"$f":"CONCATENATE(Tabulation[[#This Row],[Holiday]],Tabulation[[#This Row],[Season]],Tabulation[[#This Row],[Weekend]],\"-\",IF(Tabulation[[#This Row],[Hour]]<10,0,\"\"),C5600)","v":"0Summer1-04"},{"$f":"VLOOKUP(Tabulation[[#This Row],[Concat]],Table3[],8)","v":0.28148000000000001},{"$f":"(Tabulation[[#This Row],[AC System Output (kW)]]*Tabulation[[#This Row],[Rate]])","v":0}]
[8,21,7,492.40100000000001,{"$f":"Tabulation[[#This Row],[AC System Output (W)]]/1000","v":0.49240100000000003},{"$f":"VLOOKUP(Tabulation[[#This Row],[Month]],Season,2)","v":"Summer"},{"$f":"(DATE(2021,Tabulation[[#This Row],[Month]],Tabulation[[#This Row],[Day]]))","v":"2021-08-21"},{"$f":"WEEKDAY(Tabulation[[#This Row],[Date]])","v":7},{"$f":"IF(OR(Tabulation[[#This Row],[DayNo]]=1,Tabulation[[#This Row],[DayNo]]=7),1,0)","v":1},{"$f":"COUNTIF(Holidays,Tabulation[[#This Row],[Date]])","v":0},{"$f":"CONCATENATE(Tabulation[[#This Row],[Holiday]],Tabulation[[#This Row],[Season]],Tabulation[[#This Row],[Weekend]],\"-\",IF(Tabulation[[#This Row],[Hour]]<10,0,\"\"),C5603)","v":"0Summer1-07"},{"$f":"VLOOKUP(Tabulation[[#This Row],[Concat]],Table3[],8)","v":0.28148000000000001},{"$f":"(Tabulation[[#This Row],[AC System Output (kW)]]*Tabulation[[#This Row],[Rate]])","v":0.13860103348000002}]
[8,21,11,2425.9360000000001,{"$f":"Tabulation[[#This Row],[AC System Output (W)]]/1000","v":2.4259360000000001},{"$f":"VLOOKUP(Tabulation[[#This Row],[Month]],Season,2)","v":"Summer"},{"$f":"(DATE(2021,Tabulation[[#This Row],[Month]],Tabulation[[#This Row],[Day]]))","v":"2021-08-21"},{"$f":"WEEKDAY(Tabulation[[#This Row],[Date]])","v":7},{"$f":"IF(OR(Tabulation[[#This Row],[DayNo]]=1,Tabulation[[#This Row],[DayNo]]=7),1,0)","v":1},{"$f":"COUNTIF(Holidays,Tabulation[[#This Row],[Date]])","v":0},{"$f":"CONCATENATE(Tabulation[[#This Row],[Holiday]],Tabulation[[#This Row],[Season]],Tabulation[[#This Row],[Weekend]],\"-\",IF(Tabulation[[#This Row],[Hour]]<10,0,\"\"),C5607)","v":"0Summer1-11"},{"$f":"VLOOKUP(Tabulation[[#This Row],[Concat]],Table3[],8)","v":0.28148000000000001},{"$f":"(Tabulation[[#This Row],[AC System Output (kW)]]*Tabulation[[#This Row],[Rate]])","v":0.6828524652800001}]
[8,21,14,2415.7220000000002,{"$f":"Tabulation[[#This Row],[AC System Output (W)]]/1000","v":2.4157220000000001},{"$f":"VLOOKUP(Tabulation[[#This Row],[Month]],Season,2)","v":"Summer"},{"$f":"(DATE(2021,Tabulation[[#This Row],[Month]],Tabulation[[#This Row],[Day]]))","v":"2021-08-21"},{"$f":"WEEKDAY(Tabulation[[#This Row],[Date]])","v":7},{"$f":"IF(OR(Tabulation[[#This Row],[DayNo]]=1,Tabulation[[#This Row],[DayNo]]=7),1,0)","v":1},{"$f":"COUNTIF(Holidays,Tabulation[[#This Row],[Date]])","v":0},{"$f":"CONCATENATE(Tabulation[[#This Row],[Holiday]],Tabulation[[#This Row],[Season]],Tabulation[[#This Row],[Weekend]],\"-\",IF(Tabulation[[#This Row],[Hour]]<10,0,\"\"),C5610)","v":"0Summer1-14"},{"$f":"VLOOKUP(Tabulation[[#This Row],[Concat]],Table3[],8)","v":0.28148000000000001},{"$f":"(Tabulation[[#This Row],[AC System Output (kW)]]*Tabulation[[#This Row],[Rate]])","v":0.6799774285600001}]
[8,21,18,17.335999999999999,{"$f":"Tabulation[[#This Row],[AC System Output (W)]]/1000","v":1.7335999999999997E-2},{"$f":"VLOOKUP(Tabulation[[#This Row],[Month]],Season,2)","v":"Summer"},{"$f":"(DATE(2021,Tabulation[[#This Row],[Month]],Tabulation[[#This Row],[Day]]))","v":"2021-08-21"},{"$f":"WEEKDAY(Tabulation[[#This Row],[Date]])","v":7},{"$f":"IF(OR(Tabulation[[#This Row],[DayNo]]=1,Tabulation[[#This Row],[DayNo]]=7),1,0)","v":1},{"$f":"COUNTIF(Holidays,Tabulation[[#This Row],[Date]])","v":0},{"$f":"CONCATENATE(Tabulation[[#This Row],[Holiday]],Tabulation[[#This Row],[Season]],Tabulation[[#This Row],[Weekend]],\"-\",IF(Tabulation[[#This Row],[Hour]]<10,0,\"\"),C5614)","v":"0Summer1-18"},{"$f":"VLOOKUP(Tabulation[[#This Row],[Concat]],Table3[],8)","v":0.28148000000000001},{"$f":"(Tabulation[[#This Row],[AC System Output (kW)]]*Tabulation[[#This Row],[Rate]])","v":4.8797372799999992E-3}]
[8,21,22,0,{"$f":"Tabulation[[#This Row],[AC System Output (W)]]/1000","v":0},{"$f":"VLOOKUP(Tabulation[[#This Row],[Month]],Season,2)","v":"Summer"},{"$f":"(DATE(2021,Tabulation[[#This Row],[Month]],Tabulation[[#This Row],[Day]]))","v":"2021-08-21"},{"$f":"WEEKDAY(Tabulation[[#This Row],[Date]])","v":7},{"$f":"IF(OR(Tabulation[[#This Row],[DayNo]]=1,Tabulation[[#This Row],[DayNo]]=7),1,0)","v":1},{"$f":"COUNTIF(Holidays,Tabulation[[#This Row],[Date]])","v":0},{"$f":"CONCATENATE(Tabulation[[#This Row],[Holiday]],Tabulation[[#This Row],[Season]],Tabulation[[#This Row],[Weekend]],\"-\",IF(Tabulation[[#This Row],[Hour]]<10,0,\"\"),C5618)","v":"0Summer1-22"},{"$f":"VLOOKUP(Tabulation[[#This Row],[Concat]],Table3[],8)","v":0.28148000000000001},{"$f":"(Tabulation[[#This Row],[AC System Output (kW)]]*Tabulation[[#This Row],[Rate]])","v":0}]
[8,22,1,0,{"$f":"Tabulation[[#This Row],[AC System Output (W)]]/1000","v":0},{"$f":"VLOOKUP(Tabulation[[#This Row],[Month]],Season,2)","v":"Summer"},{"$f":"(DATE(2021,Tabulation[[#This Row],[Month]],Tabulation[[#This Row],[Day]]))","v":"2021-08-22"},{"$f":"WEEKDAY(Tabulation[[#This Row],[Date]])","v":1},{"$f":"IF(OR(Tabulation[[#This Row],[DayNo]]=1,Tabulation[[#This Row],[DayNo]]=7),1,0)","v":1},{"$f":"COUNTIF(Holidays,Tabulation[[#This Row],[Date]])","v":0},{"$f":"CONCATENATE(Tabulation[[#This Row],[Holiday]],Tabulation[[#This Row],[Season]],Tabulation[[#This Row],[Weekend]],\"-\",IF(Tabulation[[#This Row],[Hour]]<10,0,\"\"),C5621)","v":"0Summer1-01"},{"$f":"VLOOKUP(Tabulation[[#This Row],[Concat]],Table3[],8)","v":0.28148000000000001},{"$f":"(Tabulation[[#This Row],[AC System Output (kW)]]*Tabulation[[#This Row],[Rate]])","v":0}]
[8,22,2,0,{"$f":"Tabulation[[#This Row],[AC System Output (W)]]/1000","v":0},{"$f":"VLOOKUP(Tabulation[[#This Row],[Month]],Season,2)","v":"Summer"},{"$f":"(DATE(2021,Tabulation[[#This Row],[Month]],Tabulation[[#This Row],[Day]]))","v":"2021-08-22"},{"$f":"WEEKDAY(Tabulation[[#This Row],[Date]])","v":1},{"$f":"IF(OR(Tabulation[[#This Row],[DayNo]]=1,Tabulation[[#This Row],[DayNo]]=7),1,0)","v":1},{"$f":"COUNTIF(Holidays,Tabulation[[#This Row],[Date]])","v":0},{"$f":"CONCATENATE(Tabulation[[#This Row],[Holiday]],Tabulation[[#This Row],[Season]],Tabulation[[#This Row],[Weekend]],\"-\",IF(Tabulation[[#This Row],[Hour]]<10,0,\"\"),C5622)","v":"0Summer1-02"},{"$f":"VLOOKUP(Tabulation[[#This Row],[Concat]],Table3[],8)","v":0.28148000000000001},{"$f":"(Tabulation[[#This Row],[AC System Output (kW)]]*Tabulation[[#This Row],[Rate]])","v":0}]
[8,22,5,0,{"$f":"Tabulation[[#This Row],[AC System Output (W)]]/1000","v":0},{"$f":"VLOOKUP(Tabulation[[#This Row],[Month]],Season,2)","v":"Summer"},{"$f":"(DATE(2021,Tabulation[[#This Row],[Month]],Tabulation[[#This Row],[Day]]))","v":"2021-08-22"},{"$f":"WEEKDAY(Tabulation[[#This Row],[Date]])","v":1},{"$f":"IF(OR(Tabulation[[#This Row],[DayNo]]=1,Tabulation[[#This Row],[DayNo]]=7),1,0)","v":1},{"$f":"COUNTIF(Holidays,Tabulation[[#This Row],[Date]])","v":0},{"$f":"CONCATENATE(Tabulation[[#This Row],[Holiday]],Tabulation[[#This Row],[Season]],Tabulation[[#This Row],[Weekend]],\"-\",IF(Tabulation[[#This Row],[Hour]]<10,0,\"\"),C5625)","v":"0Summer1-05"},{"$f":"VLOOKUP(Tabulation[[#This Row],[Concat]],Table3[],8)","v":0.28148000000000001},{"$f":"(Tabulation[[#This Row],[AC System Output (kW)]]*Tabulation[[#This Row],[Rate]])","v":0}]
[8,22,8,1167.837,{"$f":"Tabulation[[#This Row],[AC System Output (W)]]/1000","v":1.167837},{"$f":"VLOOKUP(Tabulation[[#This Row],[Month]],Season,2)","v":"Summer"},{"$f":"(DATE(2021,Tabulation[[#This Row],[Month]],Tabulation[[#This Row],[Day]]))","v":"2021-08-22"},{"$f":"WEEKDAY(Tabulation[[#This Row],[Date]])","v":1},{"$f":"IF(OR(Tabulation[[#This Row],[DayNo]]=1,Tabulation[[#This Row],[DayNo]]=7),1,0)","v":1},{"$f":"COUNTIF(Holidays,Tabulation[[#This Row],[Date]])","v":0},{"$f":"CONCATENATE(Tabulation[[#This Row],[Holiday]],Tabulation[[#This Row],[Season]],Tabulation[[#This Row],[Weekend]],\"-\",IF(Tabulation[[#This Row],[Hour]]<10,0,\"\"),C5628)","v":"0Summer1-08"},{"$f":"VLOOKUP(Tabulation[[#This Row],[Concat]],Table3[],8)","v":0.28148000000000001},{"$f":"(Tabulation[[#This Row],[AC System Output (kW)]]*Tabulation[[#This Row],[Rate]])","v":0.32872275876000001}]
[8,22,12,3082.7869999999998,{"$f":"Tabulation[[#This Row],[AC System Output (W)]]/1000","v":3.0827869999999997},{"$f":"VLOOKUP(Tabulation[[#This Row],[Month]],Season,2)","v":"Summer"},{"$f":"(DATE(2021,Tabulation[[#This Row],[Month]],Tabulation[[#This Row],[Day]]))","v":"2021-08-22"},{"$f":"WEEKDAY(Tabulation[[#This Row],[Date]])","v":1},{"$f":"IF(OR(Tabulation[[#This Row],[DayNo]]=1,Tabulation[[#This Row],[DayNo]]=7),1,0)","v":1},{"$f":"COUNTIF(Holidays,Tabulation[[#This Row],[Date]])","v":0},{"$f":"CONCATENATE(Tabulation[[#This Row],[Holiday]],Tabulation[[#This Row],[Season]],Tabulation[[#This Row],[Weekend]],\"-\",IF(Tabulation[[#This Row],[Hour]]<10,0,\"\"),C5632)","v":"0Summer1-12"},{"$f":"VLOOKUP(Tabulation[[#This Row],[Concat]],Table3[],8)","v":0.28148000000000001},{"$f":"(Tabulation[[#This Row],[AC System Output (kW)]]*Tabulation[[#This Row],[Rate]])","v":0.86774288475999994}]
[8,22,15,2010.5909999999999,{"$f":"Tabulation[[#This Row],[AC System Output (W)]]/1000","v":2.0105909999999998},{"$f":"VLOOKUP(Tabulation[[#This Row],[Month]],Season,2)","v":"Summer"},{"$f":"(DATE(2021,Tabulation[[#This Row],[Month]],Tabulation[[#This Row],[Day]]))","v":"2021-08-22"},{"$f":"WEEKDAY(Tabulation[[#This Row],[Date]])","v":1},{"$f":"IF(OR(Tabulation[[#This Row],[DayNo]]=1,Tabulation[[#This Row],[DayNo]]=7),1,0)","v":1},{"$f":"COUNTIF(Holidays,Tabulation[[#This Row],[Date]])","v":0},{"$f":"CONCATENATE(Tabulation[[#This Row],[Holiday]],Tabulation[[#This Row],[Season]],Tabulation[[#This Row],[Weekend]],\"-\",IF(Tabulation[[#This Row],[Hour]]<10,0,\"\"),C5635)","v":"0Summer1-15"},{"$f":"VLOOKUP(Tabulation[[#This Row],[Concat]],Table3[],8)","v":0.28148000000000001},{"$f":"(Tabulation[[#This Row],[AC System Output (kW)]]*Tabulation[[#This Row],[Rate]])","v":0.56594115467999995}]
[8,22,19,0,{"$f":"Tabulation[[#This Row],[AC System Output (W)]]/1000","v":0},{"$f":"VLOOKUP(Tabulation[[#This Row],[Month]],Season,2)","v":"Summer"},{"$f":"(DATE(2021,Tabulation[[#This Row],[Month]],Tabulation[[#This Row],[Day]]))","v":"2021-08-22"},{"$f":"WEEKDAY(Tabulation[[#This Row],[Date]])","v":1},{"$f":"IF(OR(Tabulation[[#This Row],[DayNo]]=1,Tabulation[[#This Row],[DayNo]]=7),1,0)","v":1},{"$f":"COUNTIF(Holidays,Tabulation[[#This Row],[Date]])","v":0},{"$f":"CONCATENATE(Tabulation[[#This Row],[Holiday]],Tabulation[[#This Row],[Season]],Tabulation[[#This Row],[Weekend]],\"-\",IF(Tabulation[[#This Row],[Hour]]<10,0,\"\"),C5639)","v":"0Summer1-19"},{"$f":"VLOOKUP(Tabulation[[#This Row],[Concat]],Table3[],8)","v":0.28148000000000001},{"$f":"(Tabulation[[#This Row],[AC System Output (kW)]]*Tabulation[[#This Row],[Rate]])","v":0}]
[8,22,23,0,{"$f":"Tabulation[[#This Row],[AC System Output (W)]]/1000","v":0},{"$f":"VLOOKUP(Tabulation[[#This Row],[Month]],Season,2)","v":"Summer"},{"$f":"(DATE(2021,Tabulation[[#This Row],[Month]],Tabulation[[#This Row],[Day]]))","v":"2021-08-22"},{"$f":"WEEKDAY(Tabulation[[#This Row],[Date]])","v":1},{"$f":"IF(OR(Tabulation[[#This Row],[DayNo]]=1,Tabulation[[#This Row],[DayNo]]=7),1,0)","v":1},{"$f":"COUNTIF(Holidays,Tabulation[[#This Row],[Date]])","v":0},{"$f":"CONCATENATE(Tabulation[[#This Row],[Holiday]],Tabulation[[#This Row],[Season]],Tabulation[[#This Row],[Weekend]],\"-\",IF(Tabulation[[#This Row],[Hour]]<10,0,\"\"),C5643)","v":"0Summer1-23"},{"$f":"VLOOKUP(Tabulation[[#This Row],[Concat]],Table3[],8)","v":0.28148000000000001},{"$f":"(Tabulation[[#This Row],[AC System Output (kW)]]*Tabulation[[#This Row],[Rate]])","v":0}]
[8,23,2,0,{"$f":"Tabulation[[#This Row],[AC System Output (W)]]/1000","v":0},{"$f":"VLOOKUP(Tabulation[[#This Row],[Month]],Season,2)","v":"Summer"},{"$f":"(DATE(2021,Tabulation[[#This Row],[Month]],Tabulation[[#This Row],[Day]]))","v":"2021-08-23"},{"$f":"WEEKDAY(Tabulation[[#This Row],[Date]])","v":2},{"$f":"IF(OR(Tabulation[[#This Row],[DayNo]]=1,Tabulation[[#This Row],[DayNo]]=7),1,0)","v":0},{"$f":"COUNTIF(Holidays,Tabulation[[#This Row],[Date]])","v":0},{"$f":"CONCATENATE(Tabulation[[#This Row],[Holiday]],Tabulation[[#This Row],[Season]],Tabulation[[#This Row],[Weekend]],\"-\",IF(Tabulation[[#This Row],[Hour]]<10,0,\"\"),C5646)","v":"0Summer0-02"},{"$f":"VLOOKUP(Tabulation[[#This Row],[Concat]],Table3[],8)","v":0.28148000000000001},{"$f":"(Tabulation[[#This Row],[AC System Output (kW)]]*Tabulation[[#This Row],[Rate]])","v":0}]
[8,23,3,0,{"$f":"Tabulation[[#This Row],[AC System Output (W)]]/1000","v":0},{"$f":"VLOOKUP(Tabulation[[#This Row],[Month]],Season,2)","v":"Summer"},{"$f":"(DATE(2021,Tabulation[[#This Row],[Month]],Tabulation[[#This Row],[Day]]))","v":"2021-08-23"},{"$f":"WEEKDAY(Tabulation[[#This Row],[Date]])","v":2},{"$f":"IF(OR(Tabulation[[#This Row],[DayNo]]=1,Tabulation[[#This Row],[DayNo]]=7),1,0)","v":0},{"$f":"COUNTIF(Holidays,Tabulation[[#This Row],[Date]])","v":0},{"$f":"CONCATENATE(Tabulation[[#This Row],[Holiday]],Tabulation[[#This Row],[Season]],Tabulation[[#This Row],[Weekend]],\"-\",IF(Tabulation[[#This Row],[Hour]]<10,0,\"\"),C5647)","v":"0Summer0-03"},{"$f":"VLOOKUP(Tabulation[[#This Row],[Concat]],Table3[],8)","v":0.28148000000000001},{"$f":"(Tabulation[[#This Row],[AC System Output (kW)]]*Tabulation[[#This Row],[Rate]])","v":0}]
[8,23,6,278.005,{"$f":"Tabulation[[#This Row],[AC System Output (W)]]/1000","v":0.278005},{"$f":"VLOOKUP(Tabulation[[#This Row],[Month]],Season,2)","v":"Summer"},{"$f":"(DATE(2021,Tabulation[[#This Row],[Month]],Tabulation[[#This Row],[Day]]))","v":"2021-08-23"},{"$f":"WEEKDAY(Tabulation[[#This Row],[Date]])","v":2},{"$f":"IF(OR(Tabulation[[#This Row],[DayNo]]=1,Tabulation[[#This Row],[DayNo]]=7),1,0)","v":0},{"$f":"COUNTIF(Holidays,Tabulation[[#This Row],[Date]])","v":0},{"$f":"CONCATENATE(Tabulation[[#This Row],[Holiday]],Tabulation[[#This Row],[Season]],Tabulation[[#This Row],[Weekend]],\"-\",IF(Tabulation[[#This Row],[Hour]]<10,0,\"\"),C5650)","v":"0Summer0-06"},{"$f":"VLOOKUP(Tabulation[[#This Row],[Concat]],Table3[],8)","v":0.28148000000000001},{"$f":"(Tabulation[[#This Row],[AC System Output (kW)]]*Tabulation[[#This Row],[Rate]])","v":7.8252847400000006E-2}]
[8,23,9,2283.9450000000002,{"$f":"Tabulation[[#This Row],[AC System Output (W)]]/1000","v":2.2839450000000001},{"$f":"VLOOKUP(Tabulation[[#This Row],[Month]],Season,2)","v":"Summer"},{"$f":"(DATE(2021,Tabulation[[#This Row],[Month]],Tabulation[[#This Row],[Day]]))","v":"2021-08-23"},{"$f":"WEEKDAY(Tabulation[[#This Row],[Date]])","v":2},{"$f":"IF(OR(Tabulation[[#This Row],[DayNo]]=1,Tabulation[[#This Row],[DayNo]]=7),1,0)","v":0},{"$f":"COUNTIF(Holidays,Tabulation[[#This Row],[Date]])","v":0},{"$f":"CONCATENATE(Tabulation[[#This Row],[Holiday]],Tabulation[[#This Row],[Season]],Tabulation[[#This Row],[Weekend]],\"-\",IF(Tabulation[[#This Row],[Hour]]<10,0,\"\"),C5653)","v":"0Summer0-09"},{"$f":"VLOOKUP(Tabulation[[#This Row],[Concat]],Table3[],8)","v":0.28148000000000001},{"$f":"(Tabulation[[#This Row],[AC System Output (kW)]]*Tabulation[[#This Row],[Rate]])","v":0.64288483860000001}]
[8,23,12,2871.2710000000002,{"$f":"Tabulation[[#This Row],[AC System Output (W)]]/1000","v":2.8712710000000001},{"$f":"VLOOKUP(Tabulation[[#This Row],[Month]],Season,2)","v":"Summer"},{"$f":"(DATE(2021,Tabulation[[#This Row],[Month]],Tabulation[[#This Row],[Day]]))","v":"2021-08-23"},{"$f":"WEEKDAY(Tabulation[[#This Row],[Date]])","v":2},{"$f":"IF(OR(Tabulation[[#This Row],[DayNo]]=1,Tabulation[[#This Row],[DayNo]]=7),1,0)","v":0},{"$f":"COUNTIF(Holidays,Tabulation[[#This Row],[Date]])","v":0},{"$f":"CONCATENATE(Tabulation[[#This Row],[Holiday]],Tabulation[[#This Row],[Season]],Tabulation[[#This Row],[Weekend]],\"-\",IF(Tabulation[[#This Row],[Hour]]<10,0,\"\"),C5656)","v":"0Summer0-12"},{"$f":"VLOOKUP(Tabulation[[#This Row],[Concat]],Table3[],8)","v":0.28148000000000001},{"$f":"(Tabulation[[#This Row],[AC System Output (kW)]]*Tabulation[[#This Row],[Rate]])","v":0.80820536108000007}]
[8,23,17,420.904,{"$f":"Tabulation[[#This Row],[AC System Output (W)]]/1000","v":0.420904},{"$f":"VLOOKUP(Tabulation[[#This Row],[Month]],Season,2)","v":"Summer"},{"$f":"(DATE(2021,Tabulation[[#This Row],[Month]],Tabulation[[#This Row],[Day]]))","v":"2021-08-23"},{"$f":"WEEKDAY(Tabulation[[#This Row],[Date]])","v":2},{"$f":"IF(OR(Tabulation[[#This Row],[DayNo]]=1,Tabulation[[#This Row],[DayNo]]=7),1,0)","v":0},{"$f":"COUNTIF(Holidays,Tabulation[[#This Row],[Date]])","v":0},{"$f":"CONCATENATE(Tabulation[[#This Row],[Holiday]],Tabulation[[#This Row],[Season]],Tabulation[[#This Row],[Weekend]],\"-\",IF(Tabulation[[#This Row],[Hour]]<10,0,\"\"),C5661)","v":"0Summer0-17"},{"$f":"VLOOKUP(Tabulation[[#This Row],[Concat]],Table3[],8)","v":0.37644},{"$f":"(Tabulation[[#This Row],[AC System Output (kW)]]*Tabulation[[#This Row],[Rate]])","v":0.15844510176000001}]
[8,23,20,0,{"$f":"Tabulation[[#This Row],[AC System Output (W)]]/1000","v":0},{"$f":"VLOOKUP(Tabulation[[#This Row],[Month]],Season,2)","v":"Summer"},{"$f":"(DATE(2021,Tabulation[[#This Row],[Month]],Tabulation[[#This Row],[Day]]))","v":"2021-08-23"},{"$f":"WEEKDAY(Tabulation[[#This Row],[Date]])","v":2},{"$f":"IF(OR(Tabulation[[#This Row],[DayNo]]=1,Tabulation[[#This Row],[DayNo]]=7),1,0)","v":0},{"$f":"COUNTIF(Holidays,Tabulation[[#This Row],[Date]])","v":0},{"$f":"CONCATENATE(Tabulation[[#This Row],[Holiday]],Tabulation[[#This Row],[Season]],Tabulation[[#This Row],[Weekend]],\"-\",IF(Tabulation[[#This Row],[Hour]]<10,0,\"\"),C5664)","v":"0Summer0-20"},{"$f":"VLOOKUP(Tabulation[[#This Row],[Concat]],Table3[],8)","v":0.28148000000000001},{"$f":"(Tabulation[[#This Row],[AC System Output (kW)]]*Tabulation[[#This Row],[Rate]])","v":0}]
[8,24,0,0,{"$f":"Tabulation[[#This Row],[AC System Output (W)]]/1000","v":0},{"$f":"VLOOKUP(Tabulation[[#This Row],[Month]],Season,2)","v":"Summer"},{"$f":"(DATE(2021,Tabulation[[#This Row],[Month]],Tabulation[[#This Row],[Day]]))","v":"2021-08-24"},{"$f":"WEEKDAY(Tabulation[[#This Row],[Date]])","v":3},{"$f":"IF(OR(Tabulation[[#This Row],[DayNo]]=1,Tabulation[[#This Row],[DayNo]]=7),1,0)","v":0},{"$f":"COUNTIF(Holidays,Tabulation[[#This Row],[Date]])","v":0},{"$f":"CONCATENATE(Tabulation[[#This Row],[Holiday]],Tabulation[[#This Row],[Season]],Tabulation[[#This Row],[Weekend]],\"-\",IF(Tabulation[[#This Row],[Hour]]<10,0,\"\"),C5668)","v":"0Summer0-00"},{"$f":"VLOOKUP(Tabulation[[#This Row],[Concat]],Table3[],8)","v":0.28148000000000001},{"$f":"(Tabulation[[#This Row],[AC System Output (kW)]]*Tabulation[[#This Row],[Rate]])","v":0}]
[8,24,3,0,{"$f":"Tabulation[[#This Row],[AC System Output (W)]]/1000","v":0},{"$f":"VLOOKUP(Tabulation[[#This Row],[Month]],Season,2)","v":"Summer"},{"$f":"(DATE(2021,Tabulation[[#This Row],[Month]],Tabulation[[#This Row],[Day]]))","v":"2021-08-24"},{"$f":"WEEKDAY(Tabulation[[#This Row],[Date]])","v":3},{"$f":"IF(OR(Tabulation[[#This Row],[DayNo]]=1,Tabulation[[#This Row],[DayNo]]=7),1,0)","v":0},{"$f":"COUNTIF(Holidays,Tabulation[[#This Row],[Date]])","v":0},{"$f":"CONCATENATE(Tabulation[[#This Row],[Holiday]],Tabulation[[#This Row],[Season]],Tabulation[[#This Row],[Weekend]],\"-\",IF(Tabulation[[#This Row],[Hour]]<10,0,\"\"),C5671)","v":"0Summer0-03"},{"$f":"VLOOKUP(Tabulation[[#This Row],[Concat]],Table3[],8)","v":0.28148000000000001},{"$f":"(Tabulation[[#This Row],[AC System Output (kW)]]*Tabulation[[#This Row],[Rate]])","v":0}]
[8,24,4,0,{"$f":"Tabulation[[#This Row],[AC System Output (W)]]/1000","v":0},{"$f":"VLOOKUP(Tabulation[[#This Row],[Month]],Season,2)","v":"Summer"},{"$f":"(DATE(2021,Tabulation[[#This Row],[Month]],Tabulation[[#This Row],[Day]]))","v":"2021-08-24"},{"$f":"WEEKDAY(Tabulation[[#This Row],[Date]])","v":3},{"$f":"IF(OR(Tabulation[[#This Row],[DayNo]]=1,Tabulation[[#This Row],[DayNo]]=7),1,0)","v":0},{"$f":"COUNTIF(Holidays,Tabulation[[#This Row],[Date]])","v":0},{"$f":"CONCATENATE(Tabulation[[#This Row],[Holiday]],Tabulation[[#This Row],[Season]],Tabulation[[#This Row],[Weekend]],\"-\",IF(Tabulation[[#This Row],[Hour]]<10,0,\"\"),C5672)","v":"0Summer0-04"},{"$f":"VLOOKUP(Tabulation[[#This Row],[Concat]],Table3[],8)","v":0.28148000000000001},{"$f":"(Tabulation[[#This Row],[AC System Output (kW)]]*Tabulation[[#This Row],[Rate]])","v":0}]
[8,24,7,1098.085,{"$f":"Tabulation[[#This Row],[AC System Output (W)]]/1000","v":1.098085},{"$f":"VLOOKUP(Tabulation[[#This Row],[Month]],Season,2)","v":"Summer"},{"$f":"(DATE(2021,Tabulation[[#This Row],[Month]],Tabulation[[#This Row],[Day]]))","v":"2021-08-24"},{"$f":"WEEKDAY(Tabulation[[#This Row],[Date]])","v":3},{"$f":"IF(OR(Tabulation[[#This Row],[DayNo]]=1,Tabulation[[#This Row],[DayNo]]=7),1,0)","v":0},{"$f":"COUNTIF(Holidays,Tabulation[[#This Row],[Date]])","v":0},{"$f":"CONCATENATE(Tabulation[[#This Row],[Holiday]],Tabulation[[#This Row],[Season]],Tabulation[[#This Row],[Weekend]],\"-\",IF(Tabulation[[#This Row],[Hour]]<10,0,\"\"),C5675)","v":"0Summer0-07"},{"$f":"VLOOKUP(Tabulation[[#This Row],[Concat]],Table3[],8)","v":0.28148000000000001},{"$f":"(Tabulation[[#This Row],[AC System Output (kW)]]*Tabulation[[#This Row],[Rate]])","v":0.3090889658}]
[8,24,13,2718.4349999999999,{"$f":"Tabulation[[#This Row],[AC System Output (W)]]/1000","v":2.7184349999999999},{"$f":"VLOOKUP(Tabulation[[#This Row],[Month]],Season,2)","v":"Summer"},{"$f":"(DATE(2021,Tabulation[[#This Row],[Month]],Tabulation[[#This Row],[Day]]))","v":"2021-08-24"},{"$f":"WEEKDAY(Tabulation[[#This Row],[Date]])","v":3},{"$f":"IF(OR(Tabulation[[#This Row],[DayNo]]=1,Tabulation[[#This Row],[DayNo]]=7),1,0)","v":0},{"$f":"COUNTIF(Holidays,Tabulation[[#This Row],[Date]])","v":0},{"$f":"CONCATENATE(Tabulation[[#This Row],[Holiday]],Tabulation[[#This Row],[Season]],Tabulation[[#This Row],[Weekend]],\"-\",IF(Tabulation[[#This Row],[Hour]]<10,0,\"\"),C5681)","v":"0Summer0-13"},{"$f":"VLOOKUP(Tabulation[[#This Row],[Concat]],Table3[],8)","v":0.28148000000000001},{"$f":"(Tabulation[[#This Row],[AC System Output (kW)]]*Tabulation[[#This Row],[Rate]])","v":0.76518508380000005}]
[8,24,15,1876.21,{"$f":"Tabulation[[#This Row],[AC System Output (W)]]/1000","v":1.8762099999999999},{"$f":"VLOOKUP(Tabulation[[#This Row],[Month]],Season,2)","v":"Summer"},{"$f":"(DATE(2021,Tabulation[[#This Row],[Month]],Tabulation[[#This Row],[Day]]))","v":"2021-08-24"},{"$f":"WEEKDAY(Tabulation[[#This Row],[Date]])","v":3},{"$f":"IF(OR(Tabulation[[#This Row],[DayNo]]=1,Tabulation[[#This Row],[DayNo]]=7),1,0)","v":0},{"$f":"COUNTIF(Holidays,Tabulation[[#This Row],[Date]])","v":0},{"$f":"CONCATENATE(Tabulation[[#This Row],[Holiday]],Tabulation[[#This Row],[Season]],Tabulation[[#This Row],[Weekend]],\"-\",IF(Tabulation[[#This Row],[Hour]]<10,0,\"\"),C5683)","v":"0Summer0-15"},{"$f":"VLOOKUP(Tabulation[[#This Row],[Concat]],Table3[],8)","v":0.28148000000000001},{"$f":"(Tabulation[[#This Row],[AC System Output (kW)]]*Tabulation[[#This Row],[Rate]])","v":0.52811559080000003}]
[8,24,18,6.3449999999999998,{"$f":"Tabulation[[#This Row],[AC System Output (W)]]/1000","v":6.3449999999999999E-3},{"$f":"VLOOKUP(Tabulation[[#This Row],[Month]],Season,2)","v":"Summer"},{"$f":"(DATE(2021,Tabulation[[#This Row],[Month]],Tabulation[[#This Row],[Day]]))","v":"2021-08-24"},{"$f":"WEEKDAY(Tabulation[[#This Row],[Date]])","v":3},{"$f":"IF(OR(Tabulation[[#This Row],[DayNo]]=1,Tabulation[[#This Row],[DayNo]]=7),1,0)","v":0},{"$f":"COUNTIF(Holidays,Tabulation[[#This Row],[Date]])","v":0},{"$f":"CONCATENATE(Tabulation[[#This Row],[Holiday]],Tabulation[[#This Row],[Season]],Tabulation[[#This Row],[Weekend]],\"-\",IF(Tabulation[[#This Row],[Hour]]<10,0,\"\"),C5686)","v":"0Summer0-18"},{"$f":"VLOOKUP(Tabulation[[#This Row],[Concat]],Table3[],8)","v":0.37644},{"$f":"(Tabulation[[#This Row],[AC System Output (kW)]]*Tabulation[[#This Row],[Rate]])","v":2.3885118000000001E-3}]
[8,24,22,0,{"$f":"Tabulation[[#This Row],[AC System Output (W)]]/1000","v":0},{"$f":"VLOOKUP(Tabulation[[#This Row],[Month]],Season,2)","v":"Summer"},{"$f":"(DATE(2021,Tabulation[[#This Row],[Month]],Tabulation[[#This Row],[Day]]))","v":"2021-08-24"},{"$f":"WEEKDAY(Tabulation[[#This Row],[Date]])","v":3},{"$f":"IF(OR(Tabulation[[#This Row],[DayNo]]=1,Tabulation[[#This Row],[DayNo]]=7),1,0)","v":0},{"$f":"COUNTIF(Holidays,Tabulation[[#This Row],[Date]])","v":0},{"$f":"CONCATENATE(Tabulation[[#This Row],[Holiday]],Tabulation[[#This Row],[Season]],Tabulation[[#This Row],[Weekend]],\"-\",IF(Tabulation[[#This Row],[Hour]]<10,0,\"\"),C5690)","v":"0Summer0-22"},{"$f":"VLOOKUP(Tabulation[[#This Row],[Concat]],Table3[],8)","v":0.28148000000000001},{"$f":"(Tabulation[[#This Row],[AC System Output (kW)]]*Tabulation[[#This Row],[Rate]])","v":0}]
[8,25,1,0,{"$f":"Tabulation[[#This Row],[AC System Output (W)]]/1000","v":0},{"$f":"VLOOKUP(Tabulation[[#This Row],[Month]],Season,2)","v":"Summer"},{"$f":"(DATE(2021,Tabulation[[#This Row],[Month]],Tabulation[[#This Row],[Day]]))","v":"2021-08-25"},{"$f":"WEEKDAY(Tabulation[[#This Row],[Date]])","v":4},{"$f":"IF(OR(Tabulation[[#This Row],[DayNo]]=1,Tabulation[[#This Row],[DayNo]]=7),1,0)","v":0},{"$f":"COUNTIF(Holidays,Tabulation[[#This Row],[Date]])","v":0},{"$f":"CONCATENATE(Tabulation[[#This Row],[Holiday]],Tabulation[[#This Row],[Season]],Tabulation[[#This Row],[Weekend]],\"-\",IF(Tabulation[[#This Row],[Hour]]<10,0,\"\"),C5693)","v":"0Summer0-01"},{"$f":"VLOOKUP(Tabulation[[#This Row],[Concat]],Table3[],8)","v":0.28148000000000001},{"$f":"(Tabulation[[#This Row],[AC System Output (kW)]]*Tabulation[[#This Row],[Rate]])","v":0}]
[8,25,4,0,{"$f":"Tabulation[[#This Row],[AC System Output (W)]]/1000","v":0},{"$f":"VLOOKUP(Tabulation[[#This Row],[Month]],Season,2)","v":"Summer"},{"$f":"(DATE(2021,Tabulation[[#This Row],[Month]],Tabulation[[#This Row],[Day]]))","v":"2021-08-25"},{"$f":"WEEKDAY(Tabulation[[#This Row],[Date]])","v":4},{"$f":"IF(OR(Tabulation[[#This Row],[DayNo]]=1,Tabulation[[#This Row],[DayNo]]=7),1,0)","v":0},{"$f":"COUNTIF(Holidays,Tabulation[[#This Row],[Date]])","v":0},{"$f":"CONCATENATE(Tabulation[[#This Row],[Holiday]],Tabulation[[#This Row],[Season]],Tabulation[[#This Row],[Weekend]],\"-\",IF(Tabulation[[#This Row],[Hour]]<10,0,\"\"),C5696)","v":"0Summer0-04"},{"$f":"VLOOKUP(Tabulation[[#This Row],[Concat]],Table3[],8)","v":0.28148000000000001},{"$f":"(Tabulation[[#This Row],[AC System Output (kW)]]*Tabulation[[#This Row],[Rate]])","v":0}]
[8,25,5,0,{"$f":"Tabulation[[#This Row],[AC System Output (W)]]/1000","v":0},{"$f":"VLOOKUP(Tabulation[[#This Row],[Month]],Season,2)","v":"Summer"},{"$f":"(DATE(2021,Tabulation[[#This Row],[Month]],Tabulation[[#This Row],[Day]]))","v":"2021-08-25"},{"$f":"WEEKDAY(Tabulation[[#This Row],[Date]])","v":4},{"$f":"IF(OR(Tabulation[[#This Row],[DayNo]]=1,Tabulation[[#This Row],[DayNo]]=7),1,0)","v":0},{"$f":"COUNTIF(Holidays,Tabulation[[#This Row],[Date]])","v":0},{"$f":"CONCATENATE(Tabulation[[#This Row],[Holiday]],Tabulation[[#This Row],[Season]],Tabulation[[#This Row],[Weekend]],\"-\",IF(Tabulation[[#This Row],[Hour]]<10,0,\"\"),C5697)","v":"0Summer0-05"},{"$f":"VLOOKUP(Tabulation[[#This Row],[Concat]],Table3[],8)","v":0.28148000000000001},{"$f":"(Tabulation[[#This Row],[AC System Output (kW)]]*Tabulation[[#This Row],[Rate]])","v":0}]
[8,25,10,2579.9630000000002,{"$f":"Tabulation[[#This Row],[AC System Output (W)]]/1000","v":2.5799630000000002},{"$f":"VLOOKUP(Tabulation[[#This Row],[Month]],Season,2)","v":"Summer"},{"$f":"(DATE(2021,Tabulation[[#This Row],[Month]],Tabulation[[#This Row],[Day]]))","v":"2021-08-25"},{"$f":"WEEKDAY(Tabulation[[#This Row],[Date]])","v":4},{"$f":"IF(OR(Tabulation[[#This Row],[DayNo]]=1,Tabulation[[#This Row],[DayNo]]=7),1,0)","v":0},{"$f":"COUNTIF(Holidays,Tabulation[[#This Row],[Date]])","v":0},{"$f":"CONCATENATE(Tabulation[[#This Row],[Holiday]],Tabulation[[#This Row],[Season]],Tabulation[[#This Row],[Weekend]],\"-\",IF(Tabulation[[#This Row],[Hour]]<10,0,\"\"),C5702)","v":"0Summer0-10"},{"$f":"VLOOKUP(Tabulation[[#This Row],[Concat]],Table3[],8)","v":0.28148000000000001},{"$f":"(Tabulation[[#This Row],[AC System Output (kW)]]*Tabulation[[#This Row],[Rate]])","v":0.72620798524000008}]
[8,25,12,2482.027,{"$f":"Tabulation[[#This Row],[AC System Output (W)]]/1000","v":2.482027},{"$f":"VLOOKUP(Tabulation[[#This Row],[Month]],Season,2)","v":"Summer"},{"$f":"(DATE(2021,Tabulation[[#This Row],[Month]],Tabulation[[#This Row],[Day]]))","v":"2021-08-25"},{"$f":"WEEKDAY(Tabulation[[#This Row],[Date]])","v":4},{"$f":"IF(OR(Tabulation[[#This Row],[DayNo]]=1,Tabulation[[#This Row],[DayNo]]=7),1,0)","v":0},{"$f":"COUNTIF(Holidays,Tabulation[[#This Row],[Date]])","v":0},{"$f":"CONCATENATE(Tabulation[[#This Row],[Holiday]],Tabulation[[#This Row],[Season]],Tabulation[[#This Row],[Weekend]],\"-\",IF(Tabulation[[#This Row],[Hour]]<10,0,\"\"),C5704)","v":"0Summer0-12"},{"$f":"VLOOKUP(Tabulation[[#This Row],[Concat]],Table3[],8)","v":0.28148000000000001},{"$f":"(Tabulation[[#This Row],[AC System Output (kW)]]*Tabulation[[#This Row],[Rate]])","v":0.69864095995999997}]
[8,25,16,77.576999999999998,{"$f":"Tabulation[[#This Row],[AC System Output (W)]]/1000","v":7.7576999999999993E-2},{"$f":"VLOOKUP(Tabulation[[#This Row],[Month]],Season,2)","v":"Summer"},{"$f":"(DATE(2021,Tabulation[[#This Row],[Month]],Tabulation[[#This Row],[Day]]))","v":"2021-08-25"},{"$f":"WEEKDAY(Tabulation[[#This Row],[Date]])","v":4},{"$f":"IF(OR(Tabulation[[#This Row],[DayNo]]=1,Tabulation[[#This Row],[DayNo]]=7),1,0)","v":0},{"$f":"COUNTIF(Holidays,Tabulation[[#This Row],[Date]])","v":0},{"$f":"CONCATENATE(Tabulation[[#This Row],[Holiday]],Tabulation[[#This Row],[Season]],Tabulation[[#This Row],[Weekend]],\"-\",IF(Tabulation[[#This Row],[Hour]]<10,0,\"\"),C5708)","v":"0Summer0-16"},{"$f":"VLOOKUP(Tabulation[[#This Row],[Concat]],Table3[],8)","v":0.28148000000000001},{"$f":"(Tabulation[[#This Row],[AC System Output (kW)]]*Tabulation[[#This Row],[Rate]])","v":2.1836373959999999E-2}]
[8,25,19,0,{"$f":"Tabulation[[#This Row],[AC System Output (W)]]/1000","v":0},{"$f":"VLOOKUP(Tabulation[[#This Row],[Month]],Season,2)","v":"Summer"},{"$f":"(DATE(2021,Tabulation[[#This Row],[Month]],Tabulation[[#This Row],[Day]]))","v":"2021-08-25"},{"$f":"WEEKDAY(Tabulation[[#This Row],[Date]])","v":4},{"$f":"IF(OR(Tabulation[[#This Row],[DayNo]]=1,Tabulation[[#This Row],[DayNo]]=7),1,0)","v":0},{"$f":"COUNTIF(Holidays,Tabulation[[#This Row],[Date]])","v":0},{"$f":"CONCATENATE(Tabulation[[#This Row],[Holiday]],Tabulation[[#This Row],[Season]],Tabulation[[#This Row],[Weekend]],\"-\",IF(Tabulation[[#This Row],[Hour]]<10,0,\"\"),C5711)","v":"0Summer0-19"},{"$f":"VLOOKUP(Tabulation[[#This Row],[Concat]],Table3[],8)","v":0.37644},{"$f":"(Tabulation[[#This Row],[AC System Output (kW)]]*Tabulation[[#This Row],[Rate]])","v":0}]
[8,25,23,0,{"$f":"Tabulation[[#This Row],[AC System Output (W)]]/1000","v":0},{"$f":"VLOOKUP(Tabulation[[#This Row],[Month]],Season,2)","v":"Summer"},{"$f":"(DATE(2021,Tabulation[[#This Row],[Month]],Tabulation[[#This Row],[Day]]))","v":"2021-08-25"},{"$f":"WEEKDAY(Tabulation[[#This Row],[Date]])","v":4},{"$f":"IF(OR(Tabulation[[#This Row],[DayNo]]=1,Tabulation[[#This Row],[DayNo]]=7),1,0)","v":0},{"$f":"COUNTIF(Holidays,Tabulation[[#This Row],[Date]])","v":0},{"$f":"CONCATENATE(Tabulation[[#This Row],[Holiday]],Tabulation[[#This Row],[Season]],Tabulation[[#This Row],[Weekend]],\"-\",IF(Tabulation[[#This Row],[Hour]]<10,0,\"\"),C5715)","v":"0Summer0-23"},{"$f":"VLOOKUP(Tabulation[[#This Row],[Concat]],Table3[],8)","v":0.28148000000000001},{"$f":"(Tabulation[[#This Row],[AC System Output (kW)]]*Tabulation[[#This Row],[Rate]])","v":0}]
[8,26,2,0,{"$f":"Tabulation[[#This Row],[AC System Output (W)]]/1000","v":0},{"$f":"VLOOKUP(Tabulation[[#This Row],[Month]],Season,2)","v":"Summer"},{"$f":"(DATE(2021,Tabulation[[#This Row],[Month]],Tabulation[[#This Row],[Day]]))","v":"2021-08-26"},{"$f":"WEEKDAY(Tabulation[[#This Row],[Date]])","v":5},{"$f":"IF(OR(Tabulation[[#This Row],[DayNo]]=1,Tabulation[[#This Row],[DayNo]]=7),1,0)","v":0},{"$f":"COUNTIF(Holidays,Tabulation[[#This Row],[Date]])","v":0},{"$f":"CONCATENATE(Tabulation[[#This Row],[Holiday]],Tabulation[[#This Row],[Season]],Tabulation[[#This Row],[Weekend]],\"-\",IF(Tabulation[[#This Row],[Hour]]<10,0,\"\"),C5718)","v":"0Summer0-02"},{"$f":"VLOOKUP(Tabulation[[#This Row],[Concat]],Table3[],8)","v":0.28148000000000001},{"$f":"(Tabulation[[#This Row],[AC System Output (kW)]]*Tabulation[[#This Row],[Rate]])","v":0}]
[8,26,5,0,{"$f":"Tabulation[[#This Row],[AC System Output (W)]]/1000","v":0},{"$f":"VLOOKUP(Tabulation[[#This Row],[Month]],Season,2)","v":"Summer"},{"$f":"(DATE(2021,Tabulation[[#This Row],[Month]],Tabulation[[#This Row],[Day]]))","v":"2021-08-26"},{"$f":"WEEKDAY(Tabulation[[#This Row],[Date]])","v":5},{"$f":"IF(OR(Tabulation[[#This Row],[DayNo]]=1,Tabulation[[#This Row],[DayNo]]=7),1,0)","v":0},{"$f":"COUNTIF(Holidays,Tabulation[[#This Row],[Date]])","v":0},{"$f":"CONCATENATE(Tabulation[[#This Row],[Holiday]],Tabulation[[#This Row],[Season]],Tabulation[[#This Row],[Weekend]],\"-\",IF(Tabulation[[#This Row],[Hour]]<10,0,\"\"),C5721)","v":"0Summer0-05"},{"$f":"VLOOKUP(Tabulation[[#This Row],[Concat]],Table3[],8)","v":0.28148000000000001},{"$f":"(Tabulation[[#This Row],[AC System Output (kW)]]*Tabulation[[#This Row],[Rate]])","v":0}]
[8,26,7,495.536,{"$f":"Tabulation[[#This Row],[AC System Output (W)]]/1000","v":0.49553599999999998},{"$f":"VLOOKUP(Tabulation[[#This Row],[Month]],Season,2)","v":"Summer"},{"$f":"(DATE(2021,Tabulation[[#This Row],[Month]],Tabulation[[#This Row],[Day]]))","v":"2021-08-26"},{"$f":"WEEKDAY(Tabulation[[#This Row],[Date]])","v":5},{"$f":"IF(OR(Tabulation[[#This Row],[DayNo]]=1,Tabulation[[#This Row],[DayNo]]=7),1,0)","v":0},{"$f":"COUNTIF(Holidays,Tabulation[[#This Row],[Date]])","v":0},{"$f":"CONCATENATE(Tabulation[[#This Row],[Holiday]],Tabulation[[#This Row],[Season]],Tabulation[[#This Row],[Weekend]],\"-\",IF(Tabulation[[#This Row],[Hour]]<10,0,\"\"),C5723)","v":"0Summer0-07"},{"$f":"VLOOKUP(Tabulation[[#This Row],[Concat]],Table3[],8)","v":0.28148000000000001},{"$f":"(Tabulation[[#This Row],[AC System Output (kW)]]*Tabulation[[#This Row],[Rate]])","v":0.13948347327999999}]
[8,26,10,2593.7730000000001,{"$f":"Tabulation[[#This Row],[AC System Output (W)]]/1000","v":2.5937730000000001},{"$f":"VLOOKUP(Tabulation[[#This Row],[Month]],Season,2)","v":"Summer"},{"$f":"(DATE(2021,Tabulation[[#This Row],[Month]],Tabulation[[#This Row],[Day]]))","v":"2021-08-26"},{"$f":"WEEKDAY(Tabulation[[#This Row],[Date]])","v":5},{"$f":"IF(OR(Tabulation[[#This Row],[DayNo]]=1,Tabulation[[#This Row],[DayNo]]=7),1,0)","v":0},{"$f":"COUNTIF(Holidays,Tabulation[[#This Row],[Date]])","v":0},{"$f":"CONCATENATE(Tabulation[[#This Row],[Holiday]],Tabulation[[#This Row],[Season]],Tabulation[[#This Row],[Weekend]],\"-\",IF(Tabulation[[#This Row],[Hour]]<10,0,\"\"),C5726)","v":"0Summer0-10"},{"$f":"VLOOKUP(Tabulation[[#This Row],[Concat]],Table3[],8)","v":0.28148000000000001},{"$f":"(Tabulation[[#This Row],[AC System Output (kW)]]*Tabulation[[#This Row],[Rate]])","v":0.73009522404000005}]
[8,26,14,2399.3090000000002,{"$f":"Tabulation[[#This Row],[AC System Output (W)]]/1000","v":2.3993090000000001},{"$f":"VLOOKUP(Tabulation[[#This Row],[Month]],Season,2)","v":"Summer"},{"$f":"(DATE(2021,Tabulation[[#This Row],[Month]],Tabulation[[#This Row],[Day]]))","v":"2021-08-26"},{"$f":"WEEKDAY(Tabulation[[#This Row],[Date]])","v":5},{"$f":"IF(OR(Tabulation[[#This Row],[DayNo]]=1,Tabulation[[#This Row],[DayNo]]=7),1,0)","v":0},{"$f":"COUNTIF(Holidays,Tabulation[[#This Row],[Date]])","v":0},{"$f":"CONCATENATE(Tabulation[[#This Row],[Holiday]],Tabulation[[#This Row],[Season]],Tabulation[[#This Row],[Weekend]],\"-\",IF(Tabulation[[#This Row],[Hour]]<10,0,\"\"),C5730)","v":"0Summer0-14"},{"$f":"VLOOKUP(Tabulation[[#This Row],[Concat]],Table3[],8)","v":0.28148000000000001},{"$f":"(Tabulation[[#This Row],[AC System Output (kW)]]*Tabulation[[#This Row],[Rate]])","v":0.67535749732000006}]
[8,26,17,378.553,{"$f":"Tabulation[[#This Row],[AC System Output (W)]]/1000","v":0.37855299999999997},{"$f":"VLOOKUP(Tabulation[[#This Row],[Month]],Season,2)","v":"Summer"},{"$f":"(DATE(2021,Tabulation[[#This Row],[Month]],Tabulation[[#This Row],[Day]]))","v":"2021-08-26"},{"$f":"WEEKDAY(Tabulation[[#This Row],[Date]])","v":5},{"$f":"IF(OR(Tabulation[[#This Row],[DayNo]]=1,Tabulation[[#This Row],[DayNo]]=7),1,0)","v":0},{"$f":"COUNTIF(Holidays,Tabulation[[#This Row],[Date]])","v":0},{"$f":"CONCATENATE(Tabulation[[#This Row],[Holiday]],Tabulation[[#This Row],[Season]],Tabulation[[#This Row],[Weekend]],\"-\",IF(Tabulation[[#This Row],[Hour]]<10,0,\"\"),C5733)","v":"0Summer0-17"},{"$f":"VLOOKUP(Tabulation[[#This Row],[Concat]],Table3[],8)","v":0.37644},{"$f":"(Tabulation[[#This Row],[AC System Output (kW)]]*Tabulation[[#This Row],[Rate]])","v":0.14250249131999998}]
[8,26,20,0,{"$f":"Tabulation[[#This Row],[AC System Output (W)]]/1000","v":0},{"$f":"VLOOKUP(Tabulation[[#This Row],[Month]],Season,2)","v":"Summer"},{"$f":"(DATE(2021,Tabulation[[#This Row],[Month]],Tabulation[[#This Row],[Day]]))","v":"2021-08-26"},{"$f":"WEEKDAY(Tabulation[[#This Row],[Date]])","v":5},{"$f":"IF(OR(Tabulation[[#This Row],[DayNo]]=1,Tabulation[[#This Row],[DayNo]]=7),1,0)","v":0},{"$f":"COUNTIF(Holidays,Tabulation[[#This Row],[Date]])","v":0},{"$f":"CONCATENATE(Tabulation[[#This Row],[Holiday]],Tabulation[[#This Row],[Season]],Tabulation[[#This Row],[Weekend]],\"-\",IF(Tabulation[[#This Row],[Hour]]<10,0,\"\"),C5736)","v":"0Summer0-20"},{"$f":"VLOOKUP(Tabulation[[#This Row],[Concat]],Table3[],8)","v":0.28148000000000001},{"$f":"(Tabulation[[#This Row],[AC System Output (kW)]]*Tabulation[[#This Row],[Rate]])","v":0}]
[8,27,0,0,{"$f":"Tabulation[[#This Row],[AC System Output (W)]]/1000","v":0},{"$f":"VLOOKUP(Tabulation[[#This Row],[Month]],Season,2)","v":"Summer"},{"$f":"(DATE(2021,Tabulation[[#This Row],[Month]],Tabulation[[#This Row],[Day]]))","v":"2021-08-27"},{"$f":"WEEKDAY(Tabulation[[#This Row],[Date]])","v":6},{"$f":"IF(OR(Tabulation[[#This Row],[DayNo]]=1,Tabulation[[#This Row],[DayNo]]=7),1,0)","v":0},{"$f":"COUNTIF(Holidays,Tabulation[[#This Row],[Date]])","v":0},{"$f":"CONCATENATE(Tabulation[[#This Row],[Holiday]],Tabulation[[#This Row],[Season]],Tabulation[[#This Row],[Weekend]],\"-\",IF(Tabulation[[#This Row],[Hour]]<10,0,\"\"),C5740)","v":"0Summer0-00"},{"$f":"VLOOKUP(Tabulation[[#This Row],[Concat]],Table3[],8)","v":0.28148000000000001},{"$f":"(Tabulation[[#This Row],[AC System Output (kW)]]*Tabulation[[#This Row],[Rate]])","v":0}]
[8,27,3,0,{"$f":"Tabulation[[#This Row],[AC System Output (W)]]/1000","v":0},{"$f":"VLOOKUP(Tabulation[[#This Row],[Month]],Season,2)","v":"Summer"},{"$f":"(DATE(2021,Tabulation[[#This Row],[Month]],Tabulation[[#This Row],[Day]]))","v":"2021-08-27"},{"$f":"WEEKDAY(Tabulation[[#This Row],[Date]])","v":6},{"$f":"IF(OR(Tabulation[[#This Row],[DayNo]]=1,Tabulation[[#This Row],[DayNo]]=7),1,0)","v":0},{"$f":"COUNTIF(Holidays,Tabulation[[#This Row],[Date]])","v":0},{"$f":"CONCATENATE(Tabulation[[#This Row],[Holiday]],Tabulation[[#This Row],[Season]],Tabulation[[#This Row],[Weekend]],\"-\",IF(Tabulation[[#This Row],[Hour]]<10,0,\"\"),C5743)","v":"0Summer0-03"},{"$f":"VLOOKUP(Tabulation[[#This Row],[Concat]],Table3[],8)","v":0.28148000000000001},{"$f":"(Tabulation[[#This Row],[AC System Output (kW)]]*Tabulation[[#This Row],[Rate]])","v":0}]
[8,27,4,0,{"$f":"Tabulation[[#This Row],[AC System Output (W)]]/1000","v":0},{"$f":"VLOOKUP(Tabulation[[#This Row],[Month]],Season,2)","v":"Summer"},{"$f":"(DATE(2021,Tabulation[[#This Row],[Month]],Tabulation[[#This Row],[Day]]))","v":"2021-08-27"},{"$f":"WEEKDAY(Tabulation[[#This Row],[Date]])","v":6},{"$f":"IF(OR(Tabulation[[#This Row],[DayNo]]=1,Tabulation[[#This Row],[DayNo]]=7),1,0)","v":0},{"$f":"COUNTIF(Holidays,Tabulation[[#This Row],[Date]])","v":0},{"$f":"CONCATENATE(Tabulation[[#This Row],[Holiday]],Tabulation[[#This Row],[Season]],Tabulation[[#This Row],[Weekend]],\"-\",IF(Tabulation[[#This Row],[Hour]]<10,0,\"\"),C5744)","v":"0Summer0-04"},{"$f":"VLOOKUP(Tabulation[[#This Row],[Concat]],Table3[],8)","v":0.28148000000000001},{"$f":"(Tabulation[[#This Row],[AC System Output (kW)]]*Tabulation[[#This Row],[Rate]])","v":0}]
[8,27,8,1722.9949999999999,{"$f":"Tabulation[[#This Row],[AC System Output (W)]]/1000","v":1.7229949999999998},{"$f":"VLOOKUP(Tabulation[[#This Row],[Month]],Season,2)","v":"Summer"},{"$f":"(DATE(2021,Tabulation[[#This Row],[Month]],Tabulation[[#This Row],[Day]]))","v":"2021-08-27"},{"$f":"WEEKDAY(Tabulation[[#This Row],[Date]])","v":6},{"$f":"IF(OR(Tabulation[[#This Row],[DayNo]]=1,Tabulation[[#This Row],[DayNo]]=7),1,0)","v":0},{"$f":"COUNTIF(Holidays,Tabulation[[#This Row],[Date]])","v":0},{"$f":"CONCATENATE(Tabulation[[#This Row],[Holiday]],Tabulation[[#This Row],[Season]],Tabulation[[#This Row],[Weekend]],\"-\",IF(Tabulation[[#This Row],[Hour]]<10,0,\"\"),C5748)","v":"0Summer0-08"},{"$f":"VLOOKUP(Tabulation[[#This Row],[Concat]],Table3[],8)","v":0.28148000000000001},{"$f":"(Tabulation[[#This Row],[AC System Output (kW)]]*Tabulation[[#This Row],[Rate]])","v":0.48498863259999997}]
[8,27,11,2883.924,{"$f":"Tabulation[[#This Row],[AC System Output (W)]]/1000","v":2.8839239999999999},{"$f":"VLOOKUP(Tabulation[[#This Row],[Month]],Season,2)","v":"Summer"},{"$f":"(DATE(2021,Tabulation[[#This Row],[Month]],Tabulation[[#This Row],[Day]]))","v":"2021-08-27"},{"$f":"WEEKDAY(Tabulation[[#This Row],[Date]])","v":6},{"$f":"IF(OR(Tabulation[[#This Row],[DayNo]]=1,Tabulation[[#This Row],[DayNo]]=7),1,0)","v":0},{"$f":"COUNTIF(Holidays,Tabulation[[#This Row],[Date]])","v":0},{"$f":"CONCATENATE(Tabulation[[#This Row],[Holiday]],Tabulation[[#This Row],[Season]],Tabulation[[#This Row],[Weekend]],\"-\",IF(Tabulation[[#This Row],[Hour]]<10,0,\"\"),C5751)","v":"0Summer0-11"},{"$f":"VLOOKUP(Tabulation[[#This Row],[Concat]],Table3[],8)","v":0.28148000000000001},{"$f":"(Tabulation[[#This Row],[AC System Output (kW)]]*Tabulation[[#This Row],[Rate]])","v":0.81176692752000001}]
[8,27,15,1902.8969999999999,{"$f":"Tabulation[[#This Row],[AC System Output (W)]]/1000","v":1.9028969999999998},{"$f":"VLOOKUP(Tabulation[[#This Row],[Month]],Season,2)","v":"Summer"},{"$f":"(DATE(2021,Tabulation[[#This Row],[Month]],Tabulation[[#This Row],[Day]]))","v":"2021-08-27"},{"$f":"WEEKDAY(Tabulation[[#This Row],[Date]])","v":6},{"$f":"IF(OR(Tabulation[[#This Row],[DayNo]]=1,Tabulation[[#This Row],[DayNo]]=7),1,0)","v":0},{"$f":"COUNTIF(Holidays,Tabulation[[#This Row],[Date]])","v":0},{"$f":"CONCATENATE(Tabulation[[#This Row],[Holiday]],Tabulation[[#This Row],[Season]],Tabulation[[#This Row],[Weekend]],\"-\",IF(Tabulation[[#This Row],[Hour]]<10,0,\"\"),C5755)","v":"0Summer0-15"},{"$f":"VLOOKUP(Tabulation[[#This Row],[Concat]],Table3[],8)","v":0.28148000000000001},{"$f":"(Tabulation[[#This Row],[AC System Output (kW)]]*Tabulation[[#This Row],[Rate]])","v":0.53562744756000003}]
[8,27,18,0,{"$f":"Tabulation[[#This Row],[AC System Output (W)]]/1000","v":0},{"$f":"VLOOKUP(Tabulation[[#This Row],[Month]],Season,2)","v":"Summer"},{"$f":"(DATE(2021,Tabulation[[#This Row],[Month]],Tabulation[[#This Row],[Day]]))","v":"2021-08-27"},{"$f":"WEEKDAY(Tabulation[[#This Row],[Date]])","v":6},{"$f":"IF(OR(Tabulation[[#This Row],[DayNo]]=1,Tabulation[[#This Row],[DayNo]]=7),1,0)","v":0},{"$f":"COUNTIF(Holidays,Tabulation[[#This Row],[Date]])","v":0},{"$f":"CONCATENATE(Tabulation[[#This Row],[Holiday]],Tabulation[[#This Row],[Season]],Tabulation[[#This Row],[Weekend]],\"-\",IF(Tabulation[[#This Row],[Hour]]<10,0,\"\"),C5758)","v":"0Summer0-18"},{"$f":"VLOOKUP(Tabulation[[#This Row],[Concat]],Table3[],8)","v":0.37644},{"$f":"(Tabulation[[#This Row],[AC System Output (kW)]]*Tabulation[[#This Row],[Rate]])","v":0}]
[8,27,21,0,{"$f":"Tabulation[[#This Row],[AC System Output (W)]]/1000","v":0},{"$f":"VLOOKUP(Tabulation[[#This Row],[Month]],Season,2)","v":"Summer"},{"$f":"(DATE(2021,Tabulation[[#This Row],[Month]],Tabulation[[#This Row],[Day]]))","v":"2021-08-27"},{"$f":"WEEKDAY(Tabulation[[#This Row],[Date]])","v":6},{"$f":"IF(OR(Tabulation[[#This Row],[DayNo]]=1,Tabulation[[#This Row],[DayNo]]=7),1,0)","v":0},{"$f":"COUNTIF(Holidays,Tabulation[[#This Row],[Date]])","v":0},{"$f":"CONCATENATE(Tabulation[[#This Row],[Holiday]],Tabulation[[#This Row],[Season]],Tabulation[[#This Row],[Weekend]],\"-\",IF(Tabulation[[#This Row],[Hour]]<10,0,\"\"),C5761)","v":"0Summer0-21"},{"$f":"VLOOKUP(Tabulation[[#This Row],[Concat]],Table3[],8)","v":0.28148000000000001},{"$f":"(Tabulation[[#This Row],[AC System Output (kW)]]*Tabulation[[#This Row],[Rate]])","v":0}]
[8,28,1,0,{"$f":"Tabulation[[#This Row],[AC System Output (W)]]/1000","v":0},{"$f":"VLOOKUP(Tabulation[[#This Row],[Month]],Season,2)","v":"Summer"},{"$f":"(DATE(2021,Tabulation[[#This Row],[Month]],Tabulation[[#This Row],[Day]]))","v":"2021-08-28"},{"$f":"WEEKDAY(Tabulation[[#This Row],[Date]])","v":7},{"$f":"IF(OR(Tabulation[[#This Row],[DayNo]]=1,Tabulation[[#This Row],[DayNo]]=7),1,0)","v":1},{"$f":"COUNTIF(Holidays,Tabulation[[#This Row],[Date]])","v":0},{"$f":"CONCATENATE(Tabulation[[#This Row],[Holiday]],Tabulation[[#This Row],[Season]],Tabulation[[#This Row],[Weekend]],\"-\",IF(Tabulation[[#This Row],[Hour]]<10,0,\"\"),C5765)","v":"0Summer1-01"},{"$f":"VLOOKUP(Tabulation[[#This Row],[Concat]],Table3[],8)","v":0.28148000000000001},{"$f":"(Tabulation[[#This Row],[AC System Output (kW)]]*Tabulation[[#This Row],[Rate]])","v":0}]
[8,28,5,0,{"$f":"Tabulation[[#This Row],[AC System Output (W)]]/1000","v":0},{"$f":"VLOOKUP(Tabulation[[#This Row],[Month]],Season,2)","v":"Summer"},{"$f":"(DATE(2021,Tabulation[[#This Row],[Month]],Tabulation[[#This Row],[Day]]))","v":"2021-08-28"},{"$f":"WEEKDAY(Tabulation[[#This Row],[Date]])","v":7},{"$f":"IF(OR(Tabulation[[#This Row],[DayNo]]=1,Tabulation[[#This Row],[DayNo]]=7),1,0)","v":1},{"$f":"COUNTIF(Holidays,Tabulation[[#This Row],[Date]])","v":0},{"$f":"CONCATENATE(Tabulation[[#This Row],[Holiday]],Tabulation[[#This Row],[Season]],Tabulation[[#This Row],[Weekend]],\"-\",IF(Tabulation[[#This Row],[Hour]]<10,0,\"\"),C5769)","v":"0Summer1-05"},{"$f":"VLOOKUP(Tabulation[[#This Row],[Concat]],Table3[],8)","v":0.28148000000000001},{"$f":"(Tabulation[[#This Row],[AC System Output (kW)]]*Tabulation[[#This Row],[Rate]])","v":0}]
[8,28,8,1433.615,{"$f":"Tabulation[[#This Row],[AC System Output (W)]]/1000","v":1.4336150000000001},{"$f":"VLOOKUP(Tabulation[[#This Row],[Month]],Season,2)","v":"Summer"},{"$f":"(DATE(2021,Tabulation[[#This Row],[Month]],Tabulation[[#This Row],[Day]]))","v":"2021-08-28"},{"$f":"WEEKDAY(Tabulation[[#This Row],[Date]])","v":7},{"$f":"IF(OR(Tabulation[[#This Row],[DayNo]]=1,Tabulation[[#This Row],[DayNo]]=7),1,0)","v":1},{"$f":"COUNTIF(Holidays,Tabulation[[#This Row],[Date]])","v":0},{"$f":"CONCATENATE(Tabulation[[#This Row],[Holiday]],Tabulation[[#This Row],[Season]],Tabulation[[#This Row],[Weekend]],\"-\",IF(Tabulation[[#This Row],[Hour]]<10,0,\"\"),C5772)","v":"0Summer1-08"},{"$f":"VLOOKUP(Tabulation[[#This Row],[Concat]],Table3[],8)","v":0.28148000000000001},{"$f":"(Tabulation[[#This Row],[AC System Output (kW)]]*Tabulation[[#This Row],[Rate]])","v":0.40353395020000005}]
[8,28,9,2097.8530000000001,{"$f":"Tabulation[[#This Row],[AC System Output (W)]]/1000","v":2.0978530000000002},{"$f":"VLOOKUP(Tabulation[[#This Row],[Month]],Season,2)","v":"Summer"},{"$f":"(DATE(2021,Tabulation[[#This Row],[Month]],Tabulation[[#This Row],[Day]]))","v":"2021-08-28"},{"$f":"WEEKDAY(Tabulation[[#This Row],[Date]])","v":7},{"$f":"IF(OR(Tabulation[[#This Row],[DayNo]]=1,Tabulation[[#This Row],[DayNo]]=7),1,0)","v":1},{"$f":"COUNTIF(Holidays,Tabulation[[#This Row],[Date]])","v":0},{"$f":"CONCATENATE(Tabulation[[#This Row],[Holiday]],Tabulation[[#This Row],[Season]],Tabulation[[#This Row],[Weekend]],\"-\",IF(Tabulation[[#This Row],[Hour]]<10,0,\"\"),C5773)","v":"0Summer1-09"},{"$f":"VLOOKUP(Tabulation[[#This Row],[Concat]],Table3[],8)","v":0.28148000000000001},{"$f":"(Tabulation[[#This Row],[AC System Output (kW)]]*Tabulation[[#This Row],[Rate]])","v":0.59050366244000008}]
[8,28,12,3071.49,{"$f":"Tabulation[[#This Row],[AC System Output (W)]]/1000","v":3.0714899999999998},{"$f":"VLOOKUP(Tabulation[[#This Row],[Month]],Season,2)","v":"Summer"},{"$f":"(DATE(2021,Tabulation[[#This Row],[Month]],Tabulation[[#This Row],[Day]]))","v":"2021-08-28"},{"$f":"WEEKDAY(Tabulation[[#This Row],[Date]])","v":7},{"$f":"IF(OR(Tabulation[[#This Row],[DayNo]]=1,Tabulation[[#This Row],[DayNo]]=7),1,0)","v":1},{"$f":"COUNTIF(Holidays,Tabulation[[#This Row],[Date]])","v":0},{"$f":"CONCATENATE(Tabulation[[#This Row],[Holiday]],Tabulation[[#This Row],[Season]],Tabulation[[#This Row],[Weekend]],\"-\",IF(Tabulation[[#This Row],[Hour]]<10,0,\"\"),C5776)","v":"0Summer1-12"},{"$f":"VLOOKUP(Tabulation[[#This Row],[Concat]],Table3[],8)","v":0.28148000000000001},{"$f":"(Tabulation[[#This Row],[AC System Output (kW)]]*Tabulation[[#This Row],[Rate]])","v":0.86456300519999996}]
[8,28,16,1204.4680000000001,{"$f":"Tabulation[[#This Row],[AC System Output (W)]]/1000","v":1.2044680000000001},{"$f":"VLOOKUP(Tabulation[[#This Row],[Month]],Season,2)","v":"Summer"},{"$f":"(DATE(2021,Tabulation[[#This Row],[Month]],Tabulation[[#This Row],[Day]]))","v":"2021-08-28"},{"$f":"WEEKDAY(Tabulation[[#This Row],[Date]])","v":7},{"$f":"IF(OR(Tabulation[[#This Row],[DayNo]]=1,Tabulation[[#This Row],[DayNo]]=7),1,0)","v":1},{"$f":"COUNTIF(Holidays,Tabulation[[#This Row],[Date]])","v":0},{"$f":"CONCATENATE(Tabulation[[#This Row],[Holiday]],Tabulation[[#This Row],[Season]],Tabulation[[#This Row],[Weekend]],\"-\",IF(Tabulation[[#This Row],[Hour]]<10,0,\"\"),C5780)","v":"0Summer1-16"},{"$f":"VLOOKUP(Tabulation[[#This Row],[Concat]],Table3[],8)","v":0.28148000000000001},{"$f":"(Tabulation[[#This Row],[AC System Output (kW)]]*Tabulation[[#This Row],[Rate]])","v":0.33903365264000002}]
[8,28,19,0,{"$f":"Tabulation[[#This Row],[AC System Output (W)]]/1000","v":0},{"$f":"VLOOKUP(Tabulation[[#This Row],[Month]],Season,2)","v":"Summer"},{"$f":"(DATE(2021,Tabulation[[#This Row],[Month]],Tabulation[[#This Row],[Day]]))","v":"2021-08-28"},{"$f":"WEEKDAY(Tabulation[[#This Row],[Date]])","v":7},{"$f":"IF(OR(Tabulation[[#This Row],[DayNo]]=1,Tabulation[[#This Row],[DayNo]]=7),1,0)","v":1},{"$f":"COUNTIF(Holidays,Tabulation[[#This Row],[Date]])","v":0},{"$f":"CONCATENATE(Tabulation[[#This Row],[Holiday]],Tabulation[[#This Row],[Season]],Tabulation[[#This Row],[Weekend]],\"-\",IF(Tabulation[[#This Row],[Hour]]<10,0,\"\"),C5783)","v":"0Summer1-19"},{"$f":"VLOOKUP(Tabulation[[#This Row],[Concat]],Table3[],8)","v":0.28148000000000001},{"$f":"(Tabulation[[#This Row],[AC System Output (kW)]]*Tabulation[[#This Row],[Rate]])","v":0}]
[8,28,22,0,{"$f":"Tabulation[[#This Row],[AC System Output (W)]]/1000","v":0},{"$f":"VLOOKUP(Tabulation[[#This Row],[Month]],Season,2)","v":"Summer"},{"$f":"(DATE(2021,Tabulation[[#This Row],[Month]],Tabulation[[#This Row],[Day]]))","v":"2021-08-28"},{"$f":"WEEKDAY(Tabulation[[#This Row],[Date]])","v":7},{"$f":"IF(OR(Tabulation[[#This Row],[DayNo]]=1,Tabulation[[#This Row],[DayNo]]=7),1,0)","v":1},{"$f":"COUNTIF(Holidays,Tabulation[[#This Row],[Date]])","v":0},{"$f":"CONCATENATE(Tabulation[[#This Row],[Holiday]],Tabulation[[#This Row],[Season]],Tabulation[[#This Row],[Weekend]],\"-\",IF(Tabulation[[#This Row],[Hour]]<10,0,\"\"),C5786)","v":"0Summer1-22"},{"$f":"VLOOKUP(Tabulation[[#This Row],[Concat]],Table3[],8)","v":0.28148000000000001},{"$f":"(Tabulation[[#This Row],[AC System Output (kW)]]*Tabulation[[#This Row],[Rate]])","v":0}]
[8,29,2,0,{"$f":"Tabulation[[#This Row],[AC System Output (W)]]/1000","v":0},{"$f":"VLOOKUP(Tabulation[[#This Row],[Month]],Season,2)","v":"Summer"},{"$f":"(DATE(2021,Tabulation[[#This Row],[Month]],Tabulation[[#This Row],[Day]]))","v":"2021-08-29"},{"$f":"WEEKDAY(Tabulation[[#This Row],[Date]])","v":1},{"$f":"IF(OR(Tabulation[[#This Row],[DayNo]]=1,Tabulation[[#This Row],[DayNo]]=7),1,0)","v":1},{"$f":"COUNTIF(Holidays,Tabulation[[#This Row],[Date]])","v":0},{"$f":"CONCATENATE(Tabulation[[#This Row],[Holiday]],Tabulation[[#This Row],[Season]],Tabulation[[#This Row],[Weekend]],\"-\",IF(Tabulation[[#This Row],[Hour]]<10,0,\"\"),C5790)","v":"0Summer1-02"},{"$f":"VLOOKUP(Tabulation[[#This Row],[Concat]],Table3[],8)","v":0.28148000000000001},{"$f":"(Tabulation[[#This Row],[AC System Output (kW)]]*Tabulation[[#This Row],[Rate]])","v":0}]
[8,29,6,57.155999999999999,{"$f":"Tabulation[[#This Row],[AC System Output (W)]]/1000","v":5.7155999999999998E-2},{"$f":"VLOOKUP(Tabulation[[#This Row],[Month]],Season,2)","v":"Summer"},{"$f":"(DATE(2021,Tabulation[[#This Row],[Month]],Tabulation[[#This Row],[Day]]))","v":"2021-08-29"},{"$f":"WEEKDAY(Tabulation[[#This Row],[Date]])","v":1},{"$f":"IF(OR(Tabulation[[#This Row],[DayNo]]=1,Tabulation[[#This Row],[DayNo]]=7),1,0)","v":1},{"$f":"COUNTIF(Holidays,Tabulation[[#This Row],[Date]])","v":0},{"$f":"CONCATENATE(Tabulation[[#This Row],[Holiday]],Tabulation[[#This Row],[Season]],Tabulation[[#This Row],[Weekend]],\"-\",IF(Tabulation[[#This Row],[Hour]]<10,0,\"\"),C5794)","v":"0Summer1-06"},{"$f":"VLOOKUP(Tabulation[[#This Row],[Concat]],Table3[],8)","v":0.28148000000000001},{"$f":"(Tabulation[[#This Row],[AC System Output (kW)]]*Tabulation[[#This Row],[Rate]])","v":1.6088270880000002E-2}]
[8,29,7,293.25200000000001,{"$f":"Tabulation[[#This Row],[AC System Output (W)]]/1000","v":0.29325200000000001},{"$f":"VLOOKUP(Tabulation[[#This Row],[Month]],Season,2)","v":"Summer"},{"$f":"(DATE(2021,Tabulation[[#This Row],[Month]],Tabulation[[#This Row],[Day]]))","v":"2021-08-29"},{"$f":"WEEKDAY(Tabulation[[#This Row],[Date]])","v":1},{"$f":"IF(OR(Tabulation[[#This Row],[DayNo]]=1,Tabulation[[#This Row],[DayNo]]=7),1,0)","v":1},{"$f":"COUNTIF(Holidays,Tabulation[[#This Row],[Date]])","v":0},{"$f":"CONCATENATE(Tabulation[[#This Row],[Holiday]],Tabulation[[#This Row],[Season]],Tabulation[[#This Row],[Weekend]],\"-\",IF(Tabulation[[#This Row],[Hour]]<10,0,\"\"),C5795)","v":"0Summer1-07"},{"$f":"VLOOKUP(Tabulation[[#This Row],[Concat]],Table3[],8)","v":0.28148000000000001},{"$f":"(Tabulation[[#This Row],[AC System Output (kW)]]*Tabulation[[#This Row],[Rate]])","v":8.2544572960000007E-2}]
[8,29,10,2767.384,{"$f":"Tabulation[[#This Row],[AC System Output (W)]]/1000","v":2.7673839999999998},{"$f":"VLOOKUP(Tabulation[[#This Row],[Month]],Season,2)","v":"Summer"},{"$f":"(DATE(2021,Tabulation[[#This Row],[Month]],Tabulation[[#This Row],[Day]]))","v":"2021-08-29"},{"$f":"WEEKDAY(Tabulation[[#This Row],[Date]])","v":1},{"$f":"IF(OR(Tabulation[[#This Row],[DayNo]]=1,Tabulation[[#This Row],[DayNo]]=7),1,0)","v":1},{"$f":"COUNTIF(Holidays,Tabulation[[#This Row],[Date]])","v":0},{"$f":"CONCATENATE(Tabulation[[#This Row],[Holiday]],Tabulation[[#This Row],[Season]],Tabulation[[#This Row],[Weekend]],\"-\",IF(Tabulation[[#This Row],[Hour]]<10,0,\"\"),C5798)","v":"0Summer1-10"},{"$f":"VLOOKUP(Tabulation[[#This Row],[Concat]],Table3[],8)","v":0.28148000000000001},{"$f":"(Tabulation[[#This Row],[AC System Output (kW)]]*Tabulation[[#This Row],[Rate]])","v":0.77896324831999997}]
[8,29,13,2884.8,{"$f":"Tabulation[[#This Row],[AC System Output (W)]]/1000","v":2.8848000000000003},{"$f":"VLOOKUP(Tabulation[[#This Row],[Month]],Season,2)","v":"Summer"},{"$f":"(DATE(2021,Tabulation[[#This Row],[Month]],Tabulation[[#This Row],[Day]]))","v":"2021-08-29"},{"$f":"WEEKDAY(Tabulation[[#This Row],[Date]])","v":1},{"$f":"IF(OR(Tabulation[[#This Row],[DayNo]]=1,Tabulation[[#This Row],[DayNo]]=7),1,0)","v":1},{"$f":"COUNTIF(Holidays,Tabulation[[#This Row],[Date]])","v":0},{"$f":"CONCATENATE(Tabulation[[#This Row],[Holiday]],Tabulation[[#This Row],[Season]],Tabulation[[#This Row],[Weekend]],\"-\",IF(Tabulation[[#This Row],[Hour]]<10,0,\"\"),C5801)","v":"0Summer1-13"},{"$f":"VLOOKUP(Tabulation[[#This Row],[Concat]],Table3[],8)","v":0.28148000000000001},{"$f":"(Tabulation[[#This Row],[AC System Output (kW)]]*Tabulation[[#This Row],[Rate]])","v":0.81201350400000005}]
[8,29,17,377.67099999999999,{"$f":"Tabulation[[#This Row],[AC System Output (W)]]/1000","v":0.37767099999999998},{"$f":"VLOOKUP(Tabulation[[#This Row],[Month]],Season,2)","v":"Summer"},{"$f":"(DATE(2021,Tabulation[[#This Row],[Month]],Tabulation[[#This Row],[Day]]))","v":"2021-08-29"},{"$f":"WEEKDAY(Tabulation[[#This Row],[Date]])","v":1},{"$f":"IF(OR(Tabulation[[#This Row],[DayNo]]=1,Tabulation[[#This Row],[DayNo]]=7),1,0)","v":1},{"$f":"COUNTIF(Holidays,Tabulation[[#This Row],[Date]])","v":0},{"$f":"CONCATENATE(Tabulation[[#This Row],[Holiday]],Tabulation[[#This Row],[Season]],Tabulation[[#This Row],[Weekend]],\"-\",IF(Tabulation[[#This Row],[Hour]]<10,0,\"\"),C5805)","v":"0Summer1-17"},{"$f":"VLOOKUP(Tabulation[[#This Row],[Concat]],Table3[],8)","v":0.28148000000000001},{"$f":"(Tabulation[[#This Row],[AC System Output (kW)]]*Tabulation[[#This Row],[Rate]])","v":0.10630683308}]
[8,29,20,0,{"$f":"Tabulation[[#This Row],[AC System Output (W)]]/1000","v":0},{"$f":"VLOOKUP(Tabulation[[#This Row],[Month]],Season,2)","v":"Summer"},{"$f":"(DATE(2021,Tabulation[[#This Row],[Month]],Tabulation[[#This Row],[Day]]))","v":"2021-08-29"},{"$f":"WEEKDAY(Tabulation[[#This Row],[Date]])","v":1},{"$f":"IF(OR(Tabulation[[#This Row],[DayNo]]=1,Tabulation[[#This Row],[DayNo]]=7),1,0)","v":1},{"$f":"COUNTIF(Holidays,Tabulation[[#This Row],[Date]])","v":0},{"$f":"CONCATENATE(Tabulation[[#This Row],[Holiday]],Tabulation[[#This Row],[Season]],Tabulation[[#This Row],[Weekend]],\"-\",IF(Tabulation[[#This Row],[Hour]]<10,0,\"\"),C5808)","v":"0Summer1-20"},{"$f":"VLOOKUP(Tabulation[[#This Row],[Concat]],Table3[],8)","v":0.28148000000000001},{"$f":"(Tabulation[[#This Row],[AC System Output (kW)]]*Tabulation[[#This Row],[Rate]])","v":0}]
[8,29,23,0,{"$f":"Tabulation[[#This Row],[AC System Output (W)]]/1000","v":0},{"$f":"VLOOKUP(Tabulation[[#This Row],[Month]],Season,2)","v":"Summer"},{"$f":"(DATE(2021,Tabulation[[#This Row],[Month]],Tabulation[[#This Row],[Day]]))","v":"2021-08-29"},{"$f":"WEEKDAY(Tabulation[[#This Row],[Date]])","v":1},{"$f":"IF(OR(Tabulation[[#This Row],[DayNo]]=1,Tabulation[[#This Row],[DayNo]]=7),1,0)","v":1},{"$f":"COUNTIF(Holidays,Tabulation[[#This Row],[Date]])","v":0},{"$f":"CONCATENATE(Tabulation[[#This Row],[Holiday]],Tabulation[[#This Row],[Season]],Tabulation[[#This Row],[Weekend]],\"-\",IF(Tabulation[[#This Row],[Hour]]<10,0,\"\"),C5811)","v":"0Summer1-23"},{"$f":"VLOOKUP(Tabulation[[#This Row],[Concat]],Table3[],8)","v":0.28148000000000001},{"$f":"(Tabulation[[#This Row],[AC System Output (kW)]]*Tabulation[[#This Row],[Rate]])","v":0}]
[8,30,4,0,{"$f":"Tabulation[[#This Row],[AC System Output (W)]]/1000","v":0},{"$f":"VLOOKUP(Tabulation[[#This Row],[Month]],Season,2)","v":"Summer"},{"$f":"(DATE(2021,Tabulation[[#This Row],[Month]],Tabulation[[#This Row],[Day]]))","v":"2021-08-30"},{"$f":"WEEKDAY(Tabulation[[#This Row],[Date]])","v":2},{"$f":"IF(OR(Tabulation[[#This Row],[DayNo]]=1,Tabulation[[#This Row],[DayNo]]=7),1,0)","v":0},{"$f":"COUNTIF(Holidays,Tabulation[[#This Row],[Date]])","v":0},{"$f":"CONCATENATE(Tabulation[[#This Row],[Holiday]],Tabulation[[#This Row],[Season]],Tabulation[[#This Row],[Weekend]],\"-\",IF(Tabulation[[#This Row],[Hour]]<10,0,\"\"),C5816)","v":"0Summer0-04"},{"$f":"VLOOKUP(Tabulation[[#This Row],[Concat]],Table3[],8)","v":0.28148000000000001},{"$f":"(Tabulation[[#This Row],[AC System Output (kW)]]*Tabulation[[#This Row],[Rate]])","v":0}]
[8,30,7,1093.674,{"$f":"Tabulation[[#This Row],[AC System Output (W)]]/1000","v":1.093674},{"$f":"VLOOKUP(Tabulation[[#This Row],[Month]],Season,2)","v":"Summer"},{"$f":"(DATE(2021,Tabulation[[#This Row],[Month]],Tabulation[[#This Row],[Day]]))","v":"2021-08-30"},{"$f":"WEEKDAY(Tabulation[[#This Row],[Date]])","v":2},{"$f":"IF(OR(Tabulation[[#This Row],[DayNo]]=1,Tabulation[[#This Row],[DayNo]]=7),1,0)","v":0},{"$f":"COUNTIF(Holidays,Tabulation[[#This Row],[Date]])","v":0},{"$f":"CONCATENATE(Tabulation[[#This Row],[Holiday]],Tabulation[[#This Row],[Season]],Tabulation[[#This Row],[Weekend]],\"-\",IF(Tabulation[[#This Row],[Hour]]<10,0,\"\"),C5819)","v":"0Summer0-07"},{"$f":"VLOOKUP(Tabulation[[#This Row],[Concat]],Table3[],8)","v":0.28148000000000001},{"$f":"(Tabulation[[#This Row],[AC System Output (kW)]]*Tabulation[[#This Row],[Rate]])","v":0.30784735752000003}]
[8,30,8,1812.9069999999999,{"$f":"Tabulation[[#This Row],[AC System Output (W)]]/1000","v":1.8129069999999998},{"$f":"VLOOKUP(Tabulation[[#This Row],[Month]],Season,2)","v":"Summer"},{"$f":"(DATE(2021,Tabulation[[#This Row],[Month]],Tabulation[[#This Row],[Day]]))","v":"2021-08-30"},{"$f":"WEEKDAY(Tabulation[[#This Row],[Date]])","v":2},{"$f":"IF(OR(Tabulation[[#This Row],[DayNo]]=1,Tabulation[[#This Row],[DayNo]]=7),1,0)","v":0},{"$f":"COUNTIF(Holidays,Tabulation[[#This Row],[Date]])","v":0},{"$f":"CONCATENATE(Tabulation[[#This Row],[Holiday]],Tabulation[[#This Row],[Season]],Tabulation[[#This Row],[Weekend]],\"-\",IF(Tabulation[[#This Row],[Hour]]<10,0,\"\"),C5820)","v":"0Summer0-08"},{"$f":"VLOOKUP(Tabulation[[#This Row],[Concat]],Table3[],8)","v":0.28148000000000001},{"$f":"(Tabulation[[#This Row],[AC System Output (kW)]]*Tabulation[[#This Row],[Rate]])","v":0.51029706235999994}]
[8,30,11,2771.46,{"$f":"Tabulation[[#This Row],[AC System Output (W)]]/1000","v":2.7714600000000003},{"$f":"VLOOKUP(Tabulation[[#This Row],[Month]],Season,2)","v":"Summer"},{"$f":"(DATE(2021,Tabulation[[#This Row],[Month]],Tabulation[[#This Row],[Day]]))","v":"2021-08-30"},{"$f":"WEEKDAY(Tabulation[[#This Row],[Date]])","v":2},{"$f":"IF(OR(Tabulation[[#This Row],[DayNo]]=1,Tabulation[[#This Row],[DayNo]]=7),1,0)","v":0},{"$f":"COUNTIF(Holidays,Tabulation[[#This Row],[Date]])","v":0},{"$f":"CONCATENATE(Tabulation[[#This Row],[Holiday]],Tabulation[[#This Row],[Season]],Tabulation[[#This Row],[Weekend]],\"-\",IF(Tabulation[[#This Row],[Hour]]<10,0,\"\"),C5823)","v":"0Summer0-11"},{"$f":"VLOOKUP(Tabulation[[#This Row],[Concat]],Table3[],8)","v":0.28148000000000001},{"$f":"(Tabulation[[#This Row],[AC System Output (kW)]]*Tabulation[[#This Row],[Rate]])","v":0.78011056080000007}]
[8,30,14,2407.462,{"$f":"Tabulation[[#This Row],[AC System Output (W)]]/1000","v":2.4074619999999998},{"$f":"VLOOKUP(Tabulation[[#This Row],[Month]],Season,2)","v":"Summer"},{"$f":"(DATE(2021,Tabulation[[#This Row],[Month]],Tabulation[[#This Row],[Day]]))","v":"2021-08-30"},{"$f":"WEEKDAY(Tabulation[[#This Row],[Date]])","v":2},{"$f":"IF(OR(Tabulation[[#This Row],[DayNo]]=1,Tabulation[[#This Row],[DayNo]]=7),1,0)","v":0},{"$f":"COUNTIF(Holidays,Tabulation[[#This Row],[Date]])","v":0},{"$f":"CONCATENATE(Tabulation[[#This Row],[Holiday]],Tabulation[[#This Row],[Season]],Tabulation[[#This Row],[Weekend]],\"-\",IF(Tabulation[[#This Row],[Hour]]<10,0,\"\"),C5826)","v":"0Summer0-14"},{"$f":"VLOOKUP(Tabulation[[#This Row],[Concat]],Table3[],8)","v":0.28148000000000001},{"$f":"(Tabulation[[#This Row],[AC System Output (kW)]]*Tabulation[[#This Row],[Rate]])","v":0.67765240375999991}]
[8,30,18,0,{"$f":"Tabulation[[#This Row],[AC System Output (W)]]/1000","v":0},{"$f":"VLOOKUP(Tabulation[[#This Row],[Month]],Season,2)","v":"Summer"},{"$f":"(DATE(2021,Tabulation[[#This Row],[Month]],Tabulation[[#This Row],[Day]]))","v":"2021-08-30"},{"$f":"WEEKDAY(Tabulation[[#This Row],[Date]])","v":2},{"$f":"IF(OR(Tabulation[[#This Row],[DayNo]]=1,Tabulation[[#This Row],[DayNo]]=7),1,0)","v":0},{"$f":"COUNTIF(Holidays,Tabulation[[#This Row],[Date]])","v":0},{"$f":"CONCATENATE(Tabulation[[#This Row],[Holiday]],Tabulation[[#This Row],[Season]],Tabulation[[#This Row],[Weekend]],\"-\",IF(Tabulation[[#This Row],[Hour]]<10,0,\"\"),C5830)","v":"0Summer0-18"},{"$f":"VLOOKUP(Tabulation[[#This Row],[Concat]],Table3[],8)","v":0.37644},{"$f":"(Tabulation[[#This Row],[AC System Output (kW)]]*Tabulation[[#This Row],[Rate]])","v":0}]
[8,30,20,0,{"$f":"Tabulation[[#This Row],[AC System Output (W)]]/1000","v":0},{"$f":"VLOOKUP(Tabulation[[#This Row],[Month]],Season,2)","v":"Summer"},{"$f":"(DATE(2021,Tabulation[[#This Row],[Month]],Tabulation[[#This Row],[Day]]))","v":"2021-08-30"},{"$f":"WEEKDAY(Tabulation[[#This Row],[Date]])","v":2},{"$f":"IF(OR(Tabulation[[#This Row],[DayNo]]=1,Tabulation[[#This Row],[DayNo]]=7),1,0)","v":0},{"$f":"COUNTIF(Holidays,Tabulation[[#This Row],[Date]])","v":0},{"$f":"CONCATENATE(Tabulation[[#This Row],[Holiday]],Tabulation[[#This Row],[Season]],Tabulation[[#This Row],[Weekend]],\"-\",IF(Tabulation[[#This Row],[Hour]]<10,0,\"\"),C5832)","v":"0Summer0-20"},{"$f":"VLOOKUP(Tabulation[[#This Row],[Concat]],Table3[],8)","v":0.28148000000000001},{"$f":"(Tabulation[[#This Row],[AC System Output (kW)]]*Tabulation[[#This Row],[Rate]])","v":0}]
[8,31,1,0,{"$f":"Tabulation[[#This Row],[AC System Output (W)]]/1000","v":0},{"$f":"VLOOKUP(Tabulation[[#This Row],[Month]],Season,2)","v":"Summer"},{"$f":"(DATE(2021,Tabulation[[#This Row],[Month]],Tabulation[[#This Row],[Day]]))","v":"2021-08-31"},{"$f":"WEEKDAY(Tabulation[[#This Row],[Date]])","v":3},{"$f":"IF(OR(Tabulation[[#This Row],[DayNo]]=1,Tabulation[[#This Row],[DayNo]]=7),1,0)","v":0},{"$f":"COUNTIF(Holidays,Tabulation[[#This Row],[Date]])","v":0},{"$f":"CONCATENATE(Tabulation[[#This Row],[Holiday]],Tabulation[[#This Row],[Season]],Tabulation[[#This Row],[Weekend]],\"-\",IF(Tabulation[[#This Row],[Hour]]<10,0,\"\"),C5837)","v":"0Summer0-01"},{"$f":"VLOOKUP(Tabulation[[#This Row],[Concat]],Table3[],8)","v":0.28148000000000001},{"$f":"(Tabulation[[#This Row],[AC System Output (kW)]]*Tabulation[[#This Row],[Rate]])","v":0}]
[8,31,5,0,{"$f":"Tabulation[[#This Row],[AC System Output (W)]]/1000","v":0},{"$f":"VLOOKUP(Tabulation[[#This Row],[Month]],Season,2)","v":"Summer"},{"$f":"(DATE(2021,Tabulation[[#This Row],[Month]],Tabulation[[#This Row],[Day]]))","v":"2021-08-31"},{"$f":"WEEKDAY(Tabulation[[#This Row],[Date]])","v":3},{"$f":"IF(OR(Tabulation[[#This Row],[DayNo]]=1,Tabulation[[#This Row],[DayNo]]=7),1,0)","v":0},{"$f":"COUNTIF(Holidays,Tabulation[[#This Row],[Date]])","v":0},{"$f":"CONCATENATE(Tabulation[[#This Row],[Holiday]],Tabulation[[#This Row],[Season]],Tabulation[[#This Row],[Weekend]],\"-\",IF(Tabulation[[#This Row],[Hour]]<10,0,\"\"),C5841)","v":"0Summer0-05"},{"$f":"VLOOKUP(Tabulation[[#This Row],[Concat]],Table3[],8)","v":0.28148000000000001},{"$f":"(Tabulation[[#This Row],[AC System Output (kW)]]*Tabulation[[#This Row],[Rate]])","v":0}]
[8,31,8,1770.11,{"$f":"Tabulation[[#This Row],[AC System Output (W)]]/1000","v":1.7701099999999999},{"$f":"VLOOKUP(Tabulation[[#This Row],[Month]],Season,2)","v":"Summer"},{"$f":"(DATE(2021,Tabulation[[#This Row],[Month]],Tabulation[[#This Row],[Day]]))","v":"2021-08-31"},{"$f":"WEEKDAY(Tabulation[[#This Row],[Date]])","v":3},{"$f":"IF(OR(Tabulation[[#This Row],[DayNo]]=1,Tabulation[[#This Row],[DayNo]]=7),1,0)","v":0},{"$f":"COUNTIF(Holidays,Tabulation[[#This Row],[Date]])","v":0},{"$f":"CONCATENATE(Tabulation[[#This Row],[Holiday]],Tabulation[[#This Row],[Season]],Tabulation[[#This Row],[Weekend]],\"-\",IF(Tabulation[[#This Row],[Hour]]<10,0,\"\"),C5844)","v":"0Summer0-08"},{"$f":"VLOOKUP(Tabulation[[#This Row],[Concat]],Table3[],8)","v":0.28148000000000001},{"$f":"(Tabulation[[#This Row],[AC System Output (kW)]]*Tabulation[[#This Row],[Rate]])","v":0.49825056279999996}]
[8,31,9,2274.038,{"$f":"Tabulation[[#This Row],[AC System Output (W)]]/1000","v":2.274038},{"$f":"VLOOKUP(Tabulation[[#This Row],[Month]],Season,2)","v":"Summer"},{"$f":"(DATE(2021,Tabulation[[#This Row],[Month]],Tabulation[[#This Row],[Day]]))","v":"2021-08-31"},{"$f":"WEEKDAY(Tabulation[[#This Row],[Date]])","v":3},{"$f":"IF(OR(Tabulation[[#This Row],[DayNo]]=1,Tabulation[[#This Row],[DayNo]]=7),1,0)","v":0},{"$f":"COUNTIF(Holidays,Tabulation[[#This Row],[Date]])","v":0},{"$f":"CONCATENATE(Tabulation[[#This Row],[Holiday]],Tabulation[[#This Row],[Season]],Tabulation[[#This Row],[Weekend]],\"-\",IF(Tabulation[[#This Row],[Hour]]<10,0,\"\"),C5845)","v":"0Summer0-09"},{"$f":"VLOOKUP(Tabulation[[#This Row],[Concat]],Table3[],8)","v":0.28148000000000001},{"$f":"(Tabulation[[#This Row],[AC System Output (kW)]]*Tabulation[[#This Row],[Rate]])","v":0.64009621624000002}]
[8,31,12,2975.172,{"$f":"Tabulation[[#This Row],[AC System Output (W)]]/1000","v":2.9751720000000001},{"$f":"VLOOKUP(Tabulation[[#This Row],[Month]],Season,2)","v":"Summer"},{"$f":"(DATE(2021,Tabulation[[#This Row],[Month]],Tabulation[[#This Row],[Day]]))","v":"2021-08-31"},{"$f":"WEEKDAY(Tabulation[[#This Row],[Date]])","v":3},{"$f":"IF(OR(Tabulation[[#This Row],[DayNo]]=1,Tabulation[[#This Row],[DayNo]]=7),1,0)","v":0},{"$f":"COUNTIF(Holidays,Tabulation[[#This Row],[Date]])","v":0},{"$f":"CONCATENATE(Tabulation[[#This Row],[Holiday]],Tabulation[[#This Row],[Season]],Tabulation[[#This Row],[Weekend]],\"-\",IF(Tabulation[[#This Row],[Hour]]<10,0,\"\"),C5848)","v":"0Summer0-12"},{"$f":"VLOOKUP(Tabulation[[#This Row],[Concat]],Table3[],8)","v":0.28148000000000001},{"$f":"(Tabulation[[#This Row],[AC System Output (kW)]]*Tabulation[[#This Row],[Rate]])","v":0.83745141456000005}]
[8,31,15,1878.3009999999999,{"$f":"Tabulation[[#This Row],[AC System Output (W)]]/1000","v":1.878301},{"$f":"VLOOKUP(Tabulation[[#This Row],[Month]],Season,2)","v":"Summer"},{"$f":"(DATE(2021,Tabulation[[#This Row],[Month]],Tabulation[[#This Row],[Day]]))","v":"2021-08-31"},{"$f":"WEEKDAY(Tabulation[[#This Row],[Date]])","v":3},{"$f":"IF(OR(Tabulation[[#This Row],[DayNo]]=1,Tabulation[[#This Row],[DayNo]]=7),1,0)","v":0},{"$f":"COUNTIF(Holidays,Tabulation[[#This Row],[Date]])","v":0},{"$f":"CONCATENATE(Tabulation[[#This Row],[Holiday]],Tabulation[[#This Row],[Season]],Tabulation[[#This Row],[Weekend]],\"-\",IF(Tabulation[[#This Row],[Hour]]<10,0,\"\"),C5851)","v":"0Summer0-15"},{"$f":"VLOOKUP(Tabulation[[#This Row],[Concat]],Table3[],8)","v":0.28148000000000001},{"$f":"(Tabulation[[#This Row],[AC System Output (kW)]]*Tabulation[[#This Row],[Rate]])","v":0.52870416547999999}]
[8,31,21,0,{"$f":"Tabulation[[#This Row],[AC System Output (W)]]/1000","v":0},{"$f":"VLOOKUP(Tabulation[[#This Row],[Month]],Season,2)","v":"Summer"},{"$f":"(DATE(2021,Tabulation[[#This Row],[Month]],Tabulation[[#This Row],[Day]]))","v":"2021-08-31"},{"$f":"WEEKDAY(Tabulation[[#This Row],[Date]])","v":3},{"$f":"IF(OR(Tabulation[[#This Row],[DayNo]]=1,Tabulation[[#This Row],[DayNo]]=7),1,0)","v":0},{"$f":"COUNTIF(Holidays,Tabulation[[#This Row],[Date]])","v":0},{"$f":"CONCATENATE(Tabulation[[#This Row],[Holiday]],Tabulation[[#This Row],[Season]],Tabulation[[#This Row],[Weekend]],\"-\",IF(Tabulation[[#This Row],[Hour]]<10,0,\"\"),C5857)","v":"0Summer0-21"},{"$f":"VLOOKUP(Tabulation[[#This Row],[Concat]],Table3[],8)","v":0.28148000000000001},{"$f":"(Tabulation[[#This Row],[AC System Output (kW)]]*Tabulation[[#This Row],[Rate]])","v":0}]
[8,31,23,0,{"$f":"Tabulation[[#This Row],[AC System Output (W)]]/1000","v":0},{"$f":"VLOOKUP(Tabulation[[#This Row],[Month]],Season,2)","v":"Summer"},{"$f":"(DATE(2021,Tabulation[[#This Row],[Month]],Tabulation[[#This Row],[Day]]))","v":"2021-08-31"},{"$f":"WEEKDAY(Tabulation[[#This Row],[Date]])","v":3},{"$f":"IF(OR(Tabulation[[#This Row],[DayNo]]=1,Tabulation[[#This Row],[DayNo]]=7),1,0)","v":0},{"$f":"COUNTIF(Holidays,Tabulation[[#This Row],[Date]])","v":0},{"$f":"CONCATENATE(Tabulation[[#This Row],[Holiday]],Tabulation[[#This Row],[Season]],Tabulation[[#This Row],[Weekend]],\"-\",IF(Tabulation[[#This Row],[Hour]]<10,0,\"\"),C5859)","v":"0Summer0-23"},{"$f":"VLOOKUP(Tabulation[[#This Row],[Concat]],Table3[],8)","v":0.28148000000000001},{"$f":"(Tabulation[[#This Row],[AC System Output (kW)]]*Tabulation[[#This Row],[Rate]])","v":0}]
[9,1,3,0,{"$f":"Tabulation[[#This Row],[AC System Output (W)]]/1000","v":0},{"$f":"VLOOKUP(Tabulation[[#This Row],[Month]],Season,2)","v":"Summer"},{"$f":"(DATE(2021,Tabulation[[#This Row],[Month]],Tabulation[[#This Row],[Day]]))","v":"2021-09-01"},{"$f":"WEEKDAY(Tabulation[[#This Row],[Date]])","v":4},{"$f":"IF(OR(Tabulation[[#This Row],[DayNo]]=1,Tabulation[[#This Row],[DayNo]]=7),1,0)","v":0},{"$f":"COUNTIF(Holidays,Tabulation[[#This Row],[Date]])","v":0},{"$f":"CONCATENATE(Tabulation[[#This Row],[Holiday]],Tabulation[[#This Row],[Season]],Tabulation[[#This Row],[Weekend]],\"-\",IF(Tabulation[[#This Row],[Hour]]<10,0,\"\"),C5863)","v":"0Summer0-03"},{"$f":"VLOOKUP(Tabulation[[#This Row],[Concat]],Table3[],8)","v":0.28148000000000001},{"$f":"(Tabulation[[#This Row],[AC System Output (kW)]]*Tabulation[[#This Row],[Rate]])","v":0}]
[9,1,6,85.051000000000002,{"$f":"Tabulation[[#This Row],[AC System Output (W)]]/1000","v":8.5051000000000002E-2},{"$f":"VLOOKUP(Tabulation[[#This Row],[Month]],Season,2)","v":"Summer"},{"$f":"(DATE(2021,Tabulation[[#This Row],[Month]],Tabulation[[#This Row],[Day]]))","v":"2021-09-01"},{"$f":"WEEKDAY(Tabulation[[#This Row],[Date]])","v":4},{"$f":"IF(OR(Tabulation[[#This Row],[DayNo]]=1,Tabulation[[#This Row],[DayNo]]=7),1,0)","v":0},{"$f":"COUNTIF(Holidays,Tabulation[[#This Row],[Date]])","v":0},{"$f":"CONCATENATE(Tabulation[[#This Row],[Holiday]],Tabulation[[#This Row],[Season]],Tabulation[[#This Row],[Weekend]],\"-\",IF(Tabulation[[#This Row],[Hour]]<10,0,\"\"),C5866)","v":"0Summer0-06"},{"$f":"VLOOKUP(Tabulation[[#This Row],[Concat]],Table3[],8)","v":0.28148000000000001},{"$f":"(Tabulation[[#This Row],[AC System Output (kW)]]*Tabulation[[#This Row],[Rate]])","v":2.3940155480000003E-2}]
[9,1,9,2389.5929999999998,{"$f":"Tabulation[[#This Row],[AC System Output (W)]]/1000","v":2.3895929999999996},{"$f":"VLOOKUP(Tabulation[[#This Row],[Month]],Season,2)","v":"Summer"},{"$f":"(DATE(2021,Tabulation[[#This Row],[Month]],Tabulation[[#This Row],[Day]]))","v":"2021-09-01"},{"$f":"WEEKDAY(Tabulation[[#This Row],[Date]])","v":4},{"$f":"IF(OR(Tabulation[[#This Row],[DayNo]]=1,Tabulation[[#This Row],[DayNo]]=7),1,0)","v":0},{"$f":"COUNTIF(Holidays,Tabulation[[#This Row],[Date]])","v":0},{"$f":"CONCATENATE(Tabulation[[#This Row],[Holiday]],Tabulation[[#This Row],[Season]],Tabulation[[#This Row],[Weekend]],\"-\",IF(Tabulation[[#This Row],[Hour]]<10,0,\"\"),C5869)","v":"0Summer0-09"},{"$f":"VLOOKUP(Tabulation[[#This Row],[Concat]],Table3[],8)","v":0.28148000000000001},{"$f":"(Tabulation[[#This Row],[AC System Output (kW)]]*Tabulation[[#This Row],[Rate]])","v":0.67262263763999997}]
[9,1,10,2682.212,{"$f":"Tabulation[[#This Row],[AC System Output (W)]]/1000","v":2.6822119999999998},{"$f":"VLOOKUP(Tabulation[[#This Row],[Month]],Season,2)","v":"Summer"},{"$f":"(DATE(2021,Tabulation[[#This Row],[Month]],Tabulation[[#This Row],[Day]]))","v":"2021-09-01"},{"$f":"WEEKDAY(Tabulation[[#This Row],[Date]])","v":4},{"$f":"IF(OR(Tabulation[[#This Row],[DayNo]]=1,Tabulation[[#This Row],[DayNo]]=7),1,0)","v":0},{"$f":"COUNTIF(Holidays,Tabulation[[#This Row],[Date]])","v":0},{"$f":"CONCATENATE(Tabulation[[#This Row],[Holiday]],Tabulation[[#This Row],[Season]],Tabulation[[#This Row],[Weekend]],\"-\",IF(Tabulation[[#This Row],[Hour]]<10,0,\"\"),C5870)","v":"0Summer0-10"},{"$f":"VLOOKUP(Tabulation[[#This Row],[Concat]],Table3[],8)","v":0.28148000000000001},{"$f":"(Tabulation[[#This Row],[AC System Output (kW)]]*Tabulation[[#This Row],[Rate]])","v":0.75498903375999993}]
[9,1,13,2862.8539999999998,{"$f":"Tabulation[[#This Row],[AC System Output (W)]]/1000","v":2.862854},{"$f":"VLOOKUP(Tabulation[[#This Row],[Month]],Season,2)","v":"Summer"},{"$f":"(DATE(2021,Tabulation[[#This Row],[Month]],Tabulation[[#This Row],[Day]]))","v":"2021-09-01"},{"$f":"WEEKDAY(Tabulation[[#This Row],[Date]])","v":4},{"$f":"IF(OR(Tabulation[[#This Row],[DayNo]]=1,Tabulation[[#This Row],[DayNo]]=7),1,0)","v":0},{"$f":"COUNTIF(Holidays,Tabulation[[#This Row],[Date]])","v":0},{"$f":"CONCATENATE(Tabulation[[#This Row],[Holiday]],Tabulation[[#This Row],[Season]],Tabulation[[#This Row],[Weekend]],\"-\",IF(Tabulation[[#This Row],[Hour]]<10,0,\"\"),C5873)","v":"0Summer0-13"},{"$f":"VLOOKUP(Tabulation[[#This Row],[Concat]],Table3[],8)","v":0.28148000000000001},{"$f":"(Tabulation[[#This Row],[AC System Output (kW)]]*Tabulation[[#This Row],[Rate]])","v":0.80583614392000003}]
[9,1,18,0,{"$f":"Tabulation[[#This Row],[AC System Output (W)]]/1000","v":0},{"$f":"VLOOKUP(Tabulation[[#This Row],[Month]],Season,2)","v":"Summer"},{"$f":"(DATE(2021,Tabulation[[#This Row],[Month]],Tabulation[[#This Row],[Day]]))","v":"2021-09-01"},{"$f":"WEEKDAY(Tabulation[[#This Row],[Date]])","v":4},{"$f":"IF(OR(Tabulation[[#This Row],[DayNo]]=1,Tabulation[[#This Row],[DayNo]]=7),1,0)","v":0},{"$f":"COUNTIF(Holidays,Tabulation[[#This Row],[Date]])","v":0},{"$f":"CONCATENATE(Tabulation[[#This Row],[Holiday]],Tabulation[[#This Row],[Season]],Tabulation[[#This Row],[Weekend]],\"-\",IF(Tabulation[[#This Row],[Hour]]<10,0,\"\"),C5878)","v":"0Summer0-18"},{"$f":"VLOOKUP(Tabulation[[#This Row],[Concat]],Table3[],8)","v":0.37644},{"$f":"(Tabulation[[#This Row],[AC System Output (kW)]]*Tabulation[[#This Row],[Rate]])","v":0}]
[9,1,21,0,{"$f":"Tabulation[[#This Row],[AC System Output (W)]]/1000","v":0},{"$f":"VLOOKUP(Tabulation[[#This Row],[Month]],Season,2)","v":"Summer"},{"$f":"(DATE(2021,Tabulation[[#This Row],[Month]],Tabulation[[#This Row],[Day]]))","v":"2021-09-01"},{"$f":"WEEKDAY(Tabulation[[#This Row],[Date]])","v":4},{"$f":"IF(OR(Tabulation[[#This Row],[DayNo]]=1,Tabulation[[#This Row],[DayNo]]=7),1,0)","v":0},{"$f":"COUNTIF(Holidays,Tabulation[[#This Row],[Date]])","v":0},{"$f":"CONCATENATE(Tabulation[[#This Row],[Holiday]],Tabulation[[#This Row],[Season]],Tabulation[[#This Row],[Weekend]],\"-\",IF(Tabulation[[#This Row],[Hour]]<10,0,\"\"),C5881)","v":"0Summer0-21"},{"$f":"VLOOKUP(Tabulation[[#This Row],[Concat]],Table3[],8)","v":0.28148000000000001},{"$f":"(Tabulation[[#This Row],[AC System Output (kW)]]*Tabulation[[#This Row],[Rate]])","v":0}]
[9,2,0,0,{"$f":"Tabulation[[#This Row],[AC System Output (W)]]/1000","v":0},{"$f":"VLOOKUP(Tabulation[[#This Row],[Month]],Season,2)","v":"Summer"},{"$f":"(DATE(2021,Tabulation[[#This Row],[Month]],Tabulation[[#This Row],[Day]]))","v":"2021-09-02"},{"$f":"WEEKDAY(Tabulation[[#This Row],[Date]])","v":5},{"$f":"IF(OR(Tabulation[[#This Row],[DayNo]]=1,Tabulation[[#This Row],[DayNo]]=7),1,0)","v":0},{"$f":"COUNTIF(Holidays,Tabulation[[#This Row],[Date]])","v":0},{"$f":"CONCATENATE(Tabulation[[#This Row],[Holiday]],Tabulation[[#This Row],[Season]],Tabulation[[#This Row],[Weekend]],\"-\",IF(Tabulation[[#This Row],[Hour]]<10,0,\"\"),C5884)","v":"0Summer0-00"},{"$f":"VLOOKUP(Tabulation[[#This Row],[Concat]],Table3[],8)","v":0.28148000000000001},{"$f":"(Tabulation[[#This Row],[AC System Output (kW)]]*Tabulation[[#This Row],[Rate]])","v":0}]
[9,2,4,0,{"$f":"Tabulation[[#This Row],[AC System Output (W)]]/1000","v":0},{"$f":"VLOOKUP(Tabulation[[#This Row],[Month]],Season,2)","v":"Summer"},{"$f":"(DATE(2021,Tabulation[[#This Row],[Month]],Tabulation[[#This Row],[Day]]))","v":"2021-09-02"},{"$f":"WEEKDAY(Tabulation[[#This Row],[Date]])","v":5},{"$f":"IF(OR(Tabulation[[#This Row],[DayNo]]=1,Tabulation[[#This Row],[DayNo]]=7),1,0)","v":0},{"$f":"COUNTIF(Holidays,Tabulation[[#This Row],[Date]])","v":0},{"$f":"CONCATENATE(Tabulation[[#This Row],[Holiday]],Tabulation[[#This Row],[Season]],Tabulation[[#This Row],[Weekend]],\"-\",IF(Tabulation[[#This Row],[Hour]]<10,0,\"\"),C5888)","v":"0Summer0-04"},{"$f":"VLOOKUP(Tabulation[[#This Row],[Concat]],Table3[],8)","v":0.28148000000000001},{"$f":"(Tabulation[[#This Row],[AC System Output (kW)]]*Tabulation[[#This Row],[Rate]])","v":0}]
[9,2,7,1067.213,{"$f":"Tabulation[[#This Row],[AC System Output (W)]]/1000","v":1.067213},{"$f":"VLOOKUP(Tabulation[[#This Row],[Month]],Season,2)","v":"Summer"},{"$f":"(DATE(2021,Tabulation[[#This Row],[Month]],Tabulation[[#This Row],[Day]]))","v":"2021-09-02"},{"$f":"WEEKDAY(Tabulation[[#This Row],[Date]])","v":5},{"$f":"IF(OR(Tabulation[[#This Row],[DayNo]]=1,Tabulation[[#This Row],[DayNo]]=7),1,0)","v":0},{"$f":"COUNTIF(Holidays,Tabulation[[#This Row],[Date]])","v":0},{"$f":"CONCATENATE(Tabulation[[#This Row],[Holiday]],Tabulation[[#This Row],[Season]],Tabulation[[#This Row],[Weekend]],\"-\",IF(Tabulation[[#This Row],[Hour]]<10,0,\"\"),C5891)","v":"0Summer0-07"},{"$f":"VLOOKUP(Tabulation[[#This Row],[Concat]],Table3[],8)","v":0.28148000000000001},{"$f":"(Tabulation[[#This Row],[AC System Output (kW)]]*Tabulation[[#This Row],[Rate]])","v":0.30039911524000001}]
[9,2,10,2737.85,{"$f":"Tabulation[[#This Row],[AC System Output (W)]]/1000","v":2.7378499999999999},{"$f":"VLOOKUP(Tabulation[[#This Row],[Month]],Season,2)","v":"Summer"},{"$f":"(DATE(2021,Tabulation[[#This Row],[Month]],Tabulation[[#This Row],[Day]]))","v":"2021-09-02"},{"$f":"WEEKDAY(Tabulation[[#This Row],[Date]])","v":5},{"$f":"IF(OR(Tabulation[[#This Row],[DayNo]]=1,Tabulation[[#This Row],[DayNo]]=7),1,0)","v":0},{"$f":"COUNTIF(Holidays,Tabulation[[#This Row],[Date]])","v":0},{"$f":"CONCATENATE(Tabulation[[#This Row],[Holiday]],Tabulation[[#This Row],[Season]],Tabulation[[#This Row],[Weekend]],\"-\",IF(Tabulation[[#This Row],[Hour]]<10,0,\"\"),C5894)","v":"0Summer0-10"},{"$f":"VLOOKUP(Tabulation[[#This Row],[Concat]],Table3[],8)","v":0.28148000000000001},{"$f":"(Tabulation[[#This Row],[AC System Output (kW)]]*Tabulation[[#This Row],[Rate]])","v":0.77065001799999999}]
[9,2,11,2906.9749999999999,{"$f":"Tabulation[[#This Row],[AC System Output (W)]]/1000","v":2.9069750000000001},{"$f":"VLOOKUP(Tabulation[[#This Row],[Month]],Season,2)","v":"Summer"},{"$f":"(DATE(2021,Tabulation[[#This Row],[Month]],Tabulation[[#This Row],[Day]]))","v":"2021-09-02"},{"$f":"WEEKDAY(Tabulation[[#This Row],[Date]])","v":5},{"$f":"IF(OR(Tabulation[[#This Row],[DayNo]]=1,Tabulation[[#This Row],[DayNo]]=7),1,0)","v":0},{"$f":"COUNTIF(Holidays,Tabulation[[#This Row],[Date]])","v":0},{"$f":"CONCATENATE(Tabulation[[#This Row],[Holiday]],Tabulation[[#This Row],[Season]],Tabulation[[#This Row],[Weekend]],\"-\",IF(Tabulation[[#This Row],[Hour]]<10,0,\"\"),C5895)","v":"0Summer0-11"},{"$f":"VLOOKUP(Tabulation[[#This Row],[Concat]],Table3[],8)","v":0.28148000000000001},{"$f":"(Tabulation[[#This Row],[AC System Output (kW)]]*Tabulation[[#This Row],[Rate]])","v":0.81825532300000003}]
[9,2,15,1867.96,{"$f":"Tabulation[[#This Row],[AC System Output (W)]]/1000","v":1.8679600000000001},{"$f":"VLOOKUP(Tabulation[[#This Row],[Month]],Season,2)","v":"Summer"},{"$f":"(DATE(2021,Tabulation[[#This Row],[Month]],Tabulation[[#This Row],[Day]]))","v":"2021-09-02"},{"$f":"WEEKDAY(Tabulation[[#This Row],[Date]])","v":5},{"$f":"IF(OR(Tabulation[[#This Row],[DayNo]]=1,Tabulation[[#This Row],[DayNo]]=7),1,0)","v":0},{"$f":"COUNTIF(Holidays,Tabulation[[#This Row],[Date]])","v":0},{"$f":"CONCATENATE(Tabulation[[#This Row],[Holiday]],Tabulation[[#This Row],[Season]],Tabulation[[#This Row],[Weekend]],\"-\",IF(Tabulation[[#This Row],[Hour]]<10,0,\"\"),C5899)","v":"0Summer0-15"},{"$f":"VLOOKUP(Tabulation[[#This Row],[Concat]],Table3[],8)","v":0.28148000000000001},{"$f":"(Tabulation[[#This Row],[AC System Output (kW)]]*Tabulation[[#This Row],[Rate]])","v":0.52579338080000004}]
[9,2,19,0,{"$f":"Tabulation[[#This Row],[AC System Output (W)]]/1000","v":0},{"$f":"VLOOKUP(Tabulation[[#This Row],[Month]],Season,2)","v":"Summer"},{"$f":"(DATE(2021,Tabulation[[#This Row],[Month]],Tabulation[[#This Row],[Day]]))","v":"2021-09-02"},{"$f":"WEEKDAY(Tabulation[[#This Row],[Date]])","v":5},{"$f":"IF(OR(Tabulation[[#This Row],[DayNo]]=1,Tabulation[[#This Row],[DayNo]]=7),1,0)","v":0},{"$f":"COUNTIF(Holidays,Tabulation[[#This Row],[Date]])","v":0},{"$f":"CONCATENATE(Tabulation[[#This Row],[Holiday]],Tabulation[[#This Row],[Season]],Tabulation[[#This Row],[Weekend]],\"-\",IF(Tabulation[[#This Row],[Hour]]<10,0,\"\"),C5903)","v":"0Summer0-19"},{"$f":"VLOOKUP(Tabulation[[#This Row],[Concat]],Table3[],8)","v":0.37644},{"$f":"(Tabulation[[#This Row],[AC System Output (kW)]]*Tabulation[[#This Row],[Rate]])","v":0}]
[9,2,22,0,{"$f":"Tabulation[[#This Row],[AC System Output (W)]]/1000","v":0},{"$f":"VLOOKUP(Tabulation[[#This Row],[Month]],Season,2)","v":"Summer"},{"$f":"(DATE(2021,Tabulation[[#This Row],[Month]],Tabulation[[#This Row],[Day]]))","v":"2021-09-02"},{"$f":"WEEKDAY(Tabulation[[#This Row],[Date]])","v":5},{"$f":"IF(OR(Tabulation[[#This Row],[DayNo]]=1,Tabulation[[#This Row],[DayNo]]=7),1,0)","v":0},{"$f":"COUNTIF(Holidays,Tabulation[[#This Row],[Date]])","v":0},{"$f":"CONCATENATE(Tabulation[[#This Row],[Holiday]],Tabulation[[#This Row],[Season]],Tabulation[[#This Row],[Weekend]],\"-\",IF(Tabulation[[#This Row],[Hour]]<10,0,\"\"),C5906)","v":"0Summer0-22"},{"$f":"VLOOKUP(Tabulation[[#This Row],[Concat]],Table3[],8)","v":0.28148000000000001},{"$f":"(Tabulation[[#This Row],[AC System Output (kW)]]*Tabulation[[#This Row],[Rate]])","v":0}]
[9,3,1,0,{"$f":"Tabulation[[#This Row],[AC System Output (W)]]/1000","v":0},{"$f":"VLOOKUP(Tabulation[[#This Row],[Month]],Season,2)","v":"Summer"},{"$f":"(DATE(2021,Tabulation[[#This Row],[Month]],Tabulation[[#This Row],[Day]]))","v":"2021-09-03"},{"$f":"WEEKDAY(Tabulation[[#This Row],[Date]])","v":6},{"$f":"IF(OR(Tabulation[[#This Row],[DayNo]]=1,Tabulation[[#This Row],[DayNo]]=7),1,0)","v":0},{"$f":"COUNTIF(Holidays,Tabulation[[#This Row],[Date]])","v":0},{"$f":"CONCATENATE(Tabulation[[#This Row],[Holiday]],Tabulation[[#This Row],[Season]],Tabulation[[#This Row],[Weekend]],\"-\",IF(Tabulation[[#This Row],[Hour]]<10,0,\"\"),C5909)","v":"0Summer0-01"},{"$f":"VLOOKUP(Tabulation[[#This Row],[Concat]],Table3[],8)","v":0.28148000000000001},{"$f":"(Tabulation[[#This Row],[AC System Output (kW)]]*Tabulation[[#This Row],[Rate]])","v":0}]
[9,3,5,0,{"$f":"Tabulation[[#This Row],[AC System Output (W)]]/1000","v":0},{"$f":"VLOOKUP(Tabulation[[#This Row],[Month]],Season,2)","v":"Summer"},{"$f":"(DATE(2021,Tabulation[[#This Row],[Month]],Tabulation[[#This Row],[Day]]))","v":"2021-09-03"},{"$f":"WEEKDAY(Tabulation[[#This Row],[Date]])","v":6},{"$f":"IF(OR(Tabulation[[#This Row],[DayNo]]=1,Tabulation[[#This Row],[DayNo]]=7),1,0)","v":0},{"$f":"COUNTIF(Holidays,Tabulation[[#This Row],[Date]])","v":0},{"$f":"CONCATENATE(Tabulation[[#This Row],[Holiday]],Tabulation[[#This Row],[Season]],Tabulation[[#This Row],[Weekend]],\"-\",IF(Tabulation[[#This Row],[Hour]]<10,0,\"\"),C5913)","v":"0Summer0-05"},{"$f":"VLOOKUP(Tabulation[[#This Row],[Concat]],Table3[],8)","v":0.28148000000000001},{"$f":"(Tabulation[[#This Row],[AC System Output (kW)]]*Tabulation[[#This Row],[Rate]])","v":0}]
[9,3,8,1786.289,{"$f":"Tabulation[[#This Row],[AC System Output (W)]]/1000","v":1.786289},{"$f":"VLOOKUP(Tabulation[[#This Row],[Month]],Season,2)","v":"Summer"},{"$f":"(DATE(2021,Tabulation[[#This Row],[Month]],Tabulation[[#This Row],[Day]]))","v":"2021-09-03"},{"$f":"WEEKDAY(Tabulation[[#This Row],[Date]])","v":6},{"$f":"IF(OR(Tabulation[[#This Row],[DayNo]]=1,Tabulation[[#This Row],[DayNo]]=7),1,0)","v":0},{"$f":"COUNTIF(Holidays,Tabulation[[#This Row],[Date]])","v":0},{"$f":"CONCATENATE(Tabulation[[#This Row],[Holiday]],Tabulation[[#This Row],[Season]],Tabulation[[#This Row],[Weekend]],\"-\",IF(Tabulation[[#This Row],[Hour]]<10,0,\"\"),C5916)","v":"0Summer0-08"},{"$f":"VLOOKUP(Tabulation[[#This Row],[Concat]],Table3[],8)","v":0.28148000000000001},{"$f":"(Tabulation[[#This Row],[AC System Output (kW)]]*Tabulation[[#This Row],[Rate]])","v":0.50280462772000001}]
[9,3,11,2856.6379999999999,{"$f":"Tabulation[[#This Row],[AC System Output (W)]]/1000","v":2.8566379999999998},{"$f":"VLOOKUP(Tabulation[[#This Row],[Month]],Season,2)","v":"Summer"},{"$f":"(DATE(2021,Tabulation[[#This Row],[Month]],Tabulation[[#This Row],[Day]]))","v":"2021-09-03"},{"$f":"WEEKDAY(Tabulation[[#This Row],[Date]])","v":6},{"$f":"IF(OR(Tabulation[[#This Row],[DayNo]]=1,Tabulation[[#This Row],[DayNo]]=7),1,0)","v":0},{"$f":"COUNTIF(Holidays,Tabulation[[#This Row],[Date]])","v":0},{"$f":"CONCATENATE(Tabulation[[#This Row],[Holiday]],Tabulation[[#This Row],[Season]],Tabulation[[#This Row],[Weekend]],\"-\",IF(Tabulation[[#This Row],[Hour]]<10,0,\"\"),C5919)","v":"0Summer0-11"},{"$f":"VLOOKUP(Tabulation[[#This Row],[Concat]],Table3[],8)","v":0.28148000000000001},{"$f":"(Tabulation[[#This Row],[AC System Output (kW)]]*Tabulation[[#This Row],[Rate]])","v":0.80408646423999997}]
[9,3,12,2849.665,{"$f":"Tabulation[[#This Row],[AC System Output (W)]]/1000","v":2.8496649999999999},{"$f":"VLOOKUP(Tabulation[[#This Row],[Month]],Season,2)","v":"Summer"},{"$f":"(DATE(2021,Tabulation[[#This Row],[Month]],Tabulation[[#This Row],[Day]]))","v":"2021-09-03"},{"$f":"WEEKDAY(Tabulation[[#This Row],[Date]])","v":6},{"$f":"IF(OR(Tabulation[[#This Row],[DayNo]]=1,Tabulation[[#This Row],[DayNo]]=7),1,0)","v":0},{"$f":"COUNTIF(Holidays,Tabulation[[#This Row],[Date]])","v":0},{"$f":"CONCATENATE(Tabulation[[#This Row],[Holiday]],Tabulation[[#This Row],[Season]],Tabulation[[#This Row],[Weekend]],\"-\",IF(Tabulation[[#This Row],[Hour]]<10,0,\"\"),C5920)","v":"0Summer0-12"},{"$f":"VLOOKUP(Tabulation[[#This Row],[Concat]],Table3[],8)","v":0.28148000000000001},{"$f":"(Tabulation[[#This Row],[AC System Output (kW)]]*Tabulation[[#This Row],[Rate]])","v":0.80212370420000001}]
[9,3,16,1084.6300000000001,{"$f":"Tabulation[[#This Row],[AC System Output (W)]]/1000","v":1.0846300000000002},{"$f":"VLOOKUP(Tabulation[[#This Row],[Month]],Season,2)","v":"Summer"},{"$f":"(DATE(2021,Tabulation[[#This Row],[Month]],Tabulation[[#This Row],[Day]]))","v":"2021-09-03"},{"$f":"WEEKDAY(Tabulation[[#This Row],[Date]])","v":6},{"$f":"IF(OR(Tabulation[[#This Row],[DayNo]]=1,Tabulation[[#This Row],[DayNo]]=7),1,0)","v":0},{"$f":"COUNTIF(Holidays,Tabulation[[#This Row],[Date]])","v":0},{"$f":"CONCATENATE(Tabulation[[#This Row],[Holiday]],Tabulation[[#This Row],[Season]],Tabulation[[#This Row],[Weekend]],\"-\",IF(Tabulation[[#This Row],[Hour]]<10,0,\"\"),C5924)","v":"0Summer0-16"},{"$f":"VLOOKUP(Tabulation[[#This Row],[Concat]],Table3[],8)","v":0.28148000000000001},{"$f":"(Tabulation[[#This Row],[AC System Output (kW)]]*Tabulation[[#This Row],[Rate]])","v":0.30530165240000007}]
[9,3,20,0,{"$f":"Tabulation[[#This Row],[AC System Output (W)]]/1000","v":0},{"$f":"VLOOKUP(Tabulation[[#This Row],[Month]],Season,2)","v":"Summer"},{"$f":"(DATE(2021,Tabulation[[#This Row],[Month]],Tabulation[[#This Row],[Day]]))","v":"2021-09-03"},{"$f":"WEEKDAY(Tabulation[[#This Row],[Date]])","v":6},{"$f":"IF(OR(Tabulation[[#This Row],[DayNo]]=1,Tabulation[[#This Row],[DayNo]]=7),1,0)","v":0},{"$f":"COUNTIF(Holidays,Tabulation[[#This Row],[Date]])","v":0},{"$f":"CONCATENATE(Tabulation[[#This Row],[Holiday]],Tabulation[[#This Row],[Season]],Tabulation[[#This Row],[Weekend]],\"-\",IF(Tabulation[[#This Row],[Hour]]<10,0,\"\"),C5928)","v":"0Summer0-20"},{"$f":"VLOOKUP(Tabulation[[#This Row],[Concat]],Table3[],8)","v":0.28148000000000001},{"$f":"(Tabulation[[#This Row],[AC System Output (kW)]]*Tabulation[[#This Row],[Rate]])","v":0}]
[9,3,23,0,{"$f":"Tabulation[[#This Row],[AC System Output (W)]]/1000","v":0},{"$f":"VLOOKUP(Tabulation[[#This Row],[Month]],Season,2)","v":"Summer"},{"$f":"(DATE(2021,Tabulation[[#This Row],[Month]],Tabulation[[#This Row],[Day]]))","v":"2021-09-03"},{"$f":"WEEKDAY(Tabulation[[#This Row],[Date]])","v":6},{"$f":"IF(OR(Tabulation[[#This Row],[DayNo]]=1,Tabulation[[#This Row],[DayNo]]=7),1,0)","v":0},{"$f":"COUNTIF(Holidays,Tabulation[[#This Row],[Date]])","v":0},{"$f":"CONCATENATE(Tabulation[[#This Row],[Holiday]],Tabulation[[#This Row],[Season]],Tabulation[[#This Row],[Weekend]],\"-\",IF(Tabulation[[#This Row],[Hour]]<10,0,\"\"),C5931)","v":"0Summer0-23"},{"$f":"VLOOKUP(Tabulation[[#This Row],[Concat]],Table3[],8)","v":0.28148000000000001},{"$f":"(Tabulation[[#This Row],[AC System Output (kW)]]*Tabulation[[#This Row],[Rate]])","v":0}]
[9,4,2,0,{"$f":"Tabulation[[#This Row],[AC System Output (W)]]/1000","v":0},{"$f":"VLOOKUP(Tabulation[[#This Row],[Month]],Season,2)","v":"Summer"},{"$f":"(DATE(2021,Tabulation[[#This Row],[Month]],Tabulation[[#This Row],[Day]]))","v":"2021-09-04"},{"$f":"WEEKDAY(Tabulation[[#This Row],[Date]])","v":7},{"$f":"IF(OR(Tabulation[[#This Row],[DayNo]]=1,Tabulation[[#This Row],[DayNo]]=7),1,0)","v":1},{"$f":"COUNTIF(Holidays,Tabulation[[#This Row],[Date]])","v":0},{"$f":"CONCATENATE(Tabulation[[#This Row],[Holiday]],Tabulation[[#This Row],[Season]],Tabulation[[#This Row],[Weekend]],\"-\",IF(Tabulation[[#This Row],[Hour]]<10,0,\"\"),C5934)","v":"0Summer1-02"},{"$f":"VLOOKUP(Tabulation[[#This Row],[Concat]],Table3[],8)","v":0.28148000000000001},{"$f":"(Tabulation[[#This Row],[AC System Output (kW)]]*Tabulation[[#This Row],[Rate]])","v":0}]
[9,4,6,283.108,{"$f":"Tabulation[[#This Row],[AC System Output (W)]]/1000","v":0.28310800000000003},{"$f":"VLOOKUP(Tabulation[[#This Row],[Month]],Season,2)","v":"Summer"},{"$f":"(DATE(2021,Tabulation[[#This Row],[Month]],Tabulation[[#This Row],[Day]]))","v":"2021-09-04"},{"$f":"WEEKDAY(Tabulation[[#This Row],[Date]])","v":7},{"$f":"IF(OR(Tabulation[[#This Row],[DayNo]]=1,Tabulation[[#This Row],[DayNo]]=7),1,0)","v":1},{"$f":"COUNTIF(Holidays,Tabulation[[#This Row],[Date]])","v":0},{"$f":"CONCATENATE(Tabulation[[#This Row],[Holiday]],Tabulation[[#This Row],[Season]],Tabulation[[#This Row],[Weekend]],\"-\",IF(Tabulation[[#This Row],[Hour]]<10,0,\"\"),C5938)","v":"0Summer1-06"},{"$f":"VLOOKUP(Tabulation[[#This Row],[Concat]],Table3[],8)","v":0.28148000000000001},{"$f":"(Tabulation[[#This Row],[AC System Output (kW)]]*Tabulation[[#This Row],[Rate]])","v":7.9689239840000009E-2}]
[9,4,9,2232.4319999999998,{"$f":"Tabulation[[#This Row],[AC System Output (W)]]/1000","v":2.2324319999999997},{"$f":"VLOOKUP(Tabulation[[#This Row],[Month]],Season,2)","v":"Summer"},{"$f":"(DATE(2021,Tabulation[[#This Row],[Month]],Tabulation[[#This Row],[Day]]))","v":"2021-09-04"},{"$f":"WEEKDAY(Tabulation[[#This Row],[Date]])","v":7},{"$f":"IF(OR(Tabulation[[#This Row],[DayNo]]=1,Tabulation[[#This Row],[DayNo]]=7),1,0)","v":1},{"$f":"COUNTIF(Holidays,Tabulation[[#This Row],[Date]])","v":0},{"$f":"CONCATENATE(Tabulation[[#This Row],[Holiday]],Tabulation[[#This Row],[Season]],Tabulation[[#This Row],[Weekend]],\"-\",IF(Tabulation[[#This Row],[Hour]]<10,0,\"\"),C5941)","v":"0Summer1-09"},{"$f":"VLOOKUP(Tabulation[[#This Row],[Concat]],Table3[],8)","v":0.28148000000000001},{"$f":"(Tabulation[[#This Row],[AC System Output (kW)]]*Tabulation[[#This Row],[Rate]])","v":0.62838495935999994}]
[9,4,13,2752.1559999999999,{"$f":"Tabulation[[#This Row],[AC System Output (W)]]/1000","v":2.7521559999999998},{"$f":"VLOOKUP(Tabulation[[#This Row],[Month]],Season,2)","v":"Summer"},{"$f":"(DATE(2021,Tabulation[[#This Row],[Month]],Tabulation[[#This Row],[Day]]))","v":"2021-09-04"},{"$f":"WEEKDAY(Tabulation[[#This Row],[Date]])","v":7},{"$f":"IF(OR(Tabulation[[#This Row],[DayNo]]=1,Tabulation[[#This Row],[DayNo]]=7),1,0)","v":1},{"$f":"COUNTIF(Holidays,Tabulation[[#This Row],[Date]])","v":0},{"$f":"CONCATENATE(Tabulation[[#This Row],[Holiday]],Tabulation[[#This Row],[Season]],Tabulation[[#This Row],[Weekend]],\"-\",IF(Tabulation[[#This Row],[Hour]]<10,0,\"\"),C5945)","v":"0Summer1-13"},{"$f":"VLOOKUP(Tabulation[[#This Row],[Concat]],Table3[],8)","v":0.28148000000000001},{"$f":"(Tabulation[[#This Row],[AC System Output (kW)]]*Tabulation[[#This Row],[Rate]])","v":0.77467687087999992}]
[9,4,14,2382.4830000000002,{"$f":"Tabulation[[#This Row],[AC System Output (W)]]/1000","v":2.3824830000000001},{"$f":"VLOOKUP(Tabulation[[#This Row],[Month]],Season,2)","v":"Summer"},{"$f":"(DATE(2021,Tabulation[[#This Row],[Month]],Tabulation[[#This Row],[Day]]))","v":"2021-09-04"},{"$f":"WEEKDAY(Tabulation[[#This Row],[Date]])","v":7},{"$f":"IF(OR(Tabulation[[#This Row],[DayNo]]=1,Tabulation[[#This Row],[DayNo]]=7),1,0)","v":1},{"$f":"COUNTIF(Holidays,Tabulation[[#This Row],[Date]])","v":0},{"$f":"CONCATENATE(Tabulation[[#This Row],[Holiday]],Tabulation[[#This Row],[Season]],Tabulation[[#This Row],[Weekend]],\"-\",IF(Tabulation[[#This Row],[Hour]]<10,0,\"\"),C5946)","v":"0Summer1-14"},{"$f":"VLOOKUP(Tabulation[[#This Row],[Concat]],Table3[],8)","v":0.28148000000000001},{"$f":"(Tabulation[[#This Row],[AC System Output (kW)]]*Tabulation[[#This Row],[Rate]])","v":0.67062131484000009}]
[9,4,17,298.84100000000001,{"$f":"Tabulation[[#This Row],[AC System Output (W)]]/1000","v":0.29884100000000002},{"$f":"VLOOKUP(Tabulation[[#This Row],[Month]],Season,2)","v":"Summer"},{"$f":"(DATE(2021,Tabulation[[#This Row],[Month]],Tabulation[[#This Row],[Day]]))","v":"2021-09-04"},{"$f":"WEEKDAY(Tabulation[[#This Row],[Date]])","v":7},{"$f":"IF(OR(Tabulation[[#This Row],[DayNo]]=1,Tabulation[[#This Row],[DayNo]]=7),1,0)","v":1},{"$f":"COUNTIF(Holidays,Tabulation[[#This Row],[Date]])","v":0},{"$f":"CONCATENATE(Tabulation[[#This Row],[Holiday]],Tabulation[[#This Row],[Season]],Tabulation[[#This Row],[Weekend]],\"-\",IF(Tabulation[[#This Row],[Hour]]<10,0,\"\"),C5949)","v":"0Summer1-17"},{"$f":"VLOOKUP(Tabulation[[#This Row],[Concat]],Table3[],8)","v":0.28148000000000001},{"$f":"(Tabulation[[#This Row],[AC System Output (kW)]]*Tabulation[[#This Row],[Rate]])","v":8.4117764680000012E-2}]
[9,4,21,0,{"$f":"Tabulation[[#This Row],[AC System Output (W)]]/1000","v":0},{"$f":"VLOOKUP(Tabulation[[#This Row],[Month]],Season,2)","v":"Summer"},{"$f":"(DATE(2021,Tabulation[[#This Row],[Month]],Tabulation[[#This Row],[Day]]))","v":"2021-09-04"},{"$f":"WEEKDAY(Tabulation[[#This Row],[Date]])","v":7},{"$f":"IF(OR(Tabulation[[#This Row],[DayNo]]=1,Tabulation[[#This Row],[DayNo]]=7),1,0)","v":1},{"$f":"COUNTIF(Holidays,Tabulation[[#This Row],[Date]])","v":0},{"$f":"CONCATENATE(Tabulation[[#This Row],[Holiday]],Tabulation[[#This Row],[Season]],Tabulation[[#This Row],[Weekend]],\"-\",IF(Tabulation[[#This Row],[Hour]]<10,0,\"\"),C5953)","v":"0Summer1-21"},{"$f":"VLOOKUP(Tabulation[[#This Row],[Concat]],Table3[],8)","v":0.28148000000000001},{"$f":"(Tabulation[[#This Row],[AC System Output (kW)]]*Tabulation[[#This Row],[Rate]])","v":0}]
[9,5,0,0,{"$f":"Tabulation[[#This Row],[AC System Output (W)]]/1000","v":0},{"$f":"VLOOKUP(Tabulation[[#This Row],[Month]],Season,2)","v":"Summer"},{"$f":"(DATE(2021,Tabulation[[#This Row],[Month]],Tabulation[[#This Row],[Day]]))","v":"2021-09-05"},{"$f":"WEEKDAY(Tabulation[[#This Row],[Date]])","v":1},{"$f":"IF(OR(Tabulation[[#This Row],[DayNo]]=1,Tabulation[[#This Row],[DayNo]]=7),1,0)","v":1},{"$f":"COUNTIF(Holidays,Tabulation[[#This Row],[Date]])","v":0},{"$f":"CONCATENATE(Tabulation[[#This Row],[Holiday]],Tabulation[[#This Row],[Season]],Tabulation[[#This Row],[Weekend]],\"-\",IF(Tabulation[[#This Row],[Hour]]<10,0,\"\"),C5956)","v":"0Summer1-00"},{"$f":"VLOOKUP(Tabulation[[#This Row],[Concat]],Table3[],8)","v":0.28148000000000001},{"$f":"(Tabulation[[#This Row],[AC System Output (kW)]]*Tabulation[[#This Row],[Rate]])","v":0}]
[9,5,3,0,{"$f":"Tabulation[[#This Row],[AC System Output (W)]]/1000","v":0},{"$f":"VLOOKUP(Tabulation[[#This Row],[Month]],Season,2)","v":"Summer"},{"$f":"(DATE(2021,Tabulation[[#This Row],[Month]],Tabulation[[#This Row],[Day]]))","v":"2021-09-05"},{"$f":"WEEKDAY(Tabulation[[#This Row],[Date]])","v":1},{"$f":"IF(OR(Tabulation[[#This Row],[DayNo]]=1,Tabulation[[#This Row],[DayNo]]=7),1,0)","v":1},{"$f":"COUNTIF(Holidays,Tabulation[[#This Row],[Date]])","v":0},{"$f":"CONCATENATE(Tabulation[[#This Row],[Holiday]],Tabulation[[#This Row],[Season]],Tabulation[[#This Row],[Weekend]],\"-\",IF(Tabulation[[#This Row],[Hour]]<10,0,\"\"),C5959)","v":"0Summer1-03"},{"$f":"VLOOKUP(Tabulation[[#This Row],[Concat]],Table3[],8)","v":0.28148000000000001},{"$f":"(Tabulation[[#This Row],[AC System Output (kW)]]*Tabulation[[#This Row],[Rate]])","v":0}]
[9,5,7,45.896999999999998,{"$f":"Tabulation[[#This Row],[AC System Output (W)]]/1000","v":4.5897E-2},{"$f":"VLOOKUP(Tabulation[[#This Row],[Month]],Season,2)","v":"Summer"},{"$f":"(DATE(2021,Tabulation[[#This Row],[Month]],Tabulation[[#This Row],[Day]]))","v":"2021-09-05"},{"$f":"WEEKDAY(Tabulation[[#This Row],[Date]])","v":1},{"$f":"IF(OR(Tabulation[[#This Row],[DayNo]]=1,Tabulation[[#This Row],[DayNo]]=7),1,0)","v":1},{"$f":"COUNTIF(Holidays,Tabulation[[#This Row],[Date]])","v":0},{"$f":"CONCATENATE(Tabulation[[#This Row],[Holiday]],Tabulation[[#This Row],[Season]],Tabulation[[#This Row],[Weekend]],\"-\",IF(Tabulation[[#This Row],[Hour]]<10,0,\"\"),C5963)","v":"0Summer1-07"},{"$f":"VLOOKUP(Tabulation[[#This Row],[Concat]],Table3[],8)","v":0.28148000000000001},{"$f":"(Tabulation[[#This Row],[AC System Output (kW)]]*Tabulation[[#This Row],[Rate]])","v":1.291908756E-2}]
[9,5,10,1703.414,{"$f":"Tabulation[[#This Row],[AC System Output (W)]]/1000","v":1.703414},{"$f":"VLOOKUP(Tabulation[[#This Row],[Month]],Season,2)","v":"Summer"},{"$f":"(DATE(2021,Tabulation[[#This Row],[Month]],Tabulation[[#This Row],[Day]]))","v":"2021-09-05"},{"$f":"WEEKDAY(Tabulation[[#This Row],[Date]])","v":1},{"$f":"IF(OR(Tabulation[[#This Row],[DayNo]]=1,Tabulation[[#This Row],[DayNo]]=7),1,0)","v":1},{"$f":"COUNTIF(Holidays,Tabulation[[#This Row],[Date]])","v":0},{"$f":"CONCATENATE(Tabulation[[#This Row],[Holiday]],Tabulation[[#This Row],[Season]],Tabulation[[#This Row],[Weekend]],\"-\",IF(Tabulation[[#This Row],[Hour]]<10,0,\"\"),C5966)","v":"0Summer1-10"},{"$f":"VLOOKUP(Tabulation[[#This Row],[Concat]],Table3[],8)","v":0.28148000000000001},{"$f":"(Tabulation[[#This Row],[AC System Output (kW)]]*Tabulation[[#This Row],[Rate]])","v":0.47947697272000001}]
[9,5,12,1436.797,{"$f":"Tabulation[[#This Row],[AC System Output (W)]]/1000","v":1.4367970000000001},{"$f":"VLOOKUP(Tabulation[[#This Row],[Month]],Season,2)","v":"Summer"},{"$f":"(DATE(2021,Tabulation[[#This Row],[Month]],Tabulation[[#This Row],[Day]]))","v":"2021-09-05"},{"$f":"WEEKDAY(Tabulation[[#This Row],[Date]])","v":1},{"$f":"IF(OR(Tabulation[[#This Row],[DayNo]]=1,Tabulation[[#This Row],[DayNo]]=7),1,0)","v":1},{"$f":"COUNTIF(Holidays,Tabulation[[#This Row],[Date]])","v":0},{"$f":"CONCATENATE(Tabulation[[#This Row],[Holiday]],Tabulation[[#This Row],[Season]],Tabulation[[#This Row],[Weekend]],\"-\",IF(Tabulation[[#This Row],[Hour]]<10,0,\"\"),C5968)","v":"0Summer1-12"},{"$f":"VLOOKUP(Tabulation[[#This Row],[Concat]],Table3[],8)","v":0.28148000000000001},{"$f":"(Tabulation[[#This Row],[AC System Output (kW)]]*Tabulation[[#This Row],[Rate]])","v":0.40442961956000006}]
[9,5,15,955.97,{"$f":"Tabulation[[#This Row],[AC System Output (W)]]/1000","v":0.95596999999999999},{"$f":"VLOOKUP(Tabulation[[#This Row],[Month]],Season,2)","v":"Summer"},{"$f":"(DATE(2021,Tabulation[[#This Row],[Month]],Tabulation[[#This Row],[Day]]))","v":"2021-09-05"},{"$f":"WEEKDAY(Tabulation[[#This Row],[Date]])","v":1},{"$f":"IF(OR(Tabulation[[#This Row],[DayNo]]=1,Tabulation[[#This Row],[DayNo]]=7),1,0)","v":1},{"$f":"COUNTIF(Holidays,Tabulation[[#This Row],[Date]])","v":0},{"$f":"CONCATENATE(Tabulation[[#This Row],[Holiday]],Tabulation[[#This Row],[Season]],Tabulation[[#This Row],[Weekend]],\"-\",IF(Tabulation[[#This Row],[Hour]]<10,0,\"\"),C5971)","v":"0Summer1-15"},{"$f":"VLOOKUP(Tabulation[[#This Row],[Concat]],Table3[],8)","v":0.28148000000000001},{"$f":"(Tabulation[[#This Row],[AC System Output (kW)]]*Tabulation[[#This Row],[Rate]])","v":0.26908643560000001}]
[9,5,18,0,{"$f":"Tabulation[[#This Row],[AC System Output (W)]]/1000","v":0},{"$f":"VLOOKUP(Tabulation[[#This Row],[Month]],Season,2)","v":"Summer"},{"$f":"(DATE(2021,Tabulation[[#This Row],[Month]],Tabulation[[#This Row],[Day]]))","v":"2021-09-05"},{"$f":"WEEKDAY(Tabulation[[#This Row],[Date]])","v":1},{"$f":"IF(OR(Tabulation[[#This Row],[DayNo]]=1,Tabulation[[#This Row],[DayNo]]=7),1,0)","v":1},{"$f":"COUNTIF(Holidays,Tabulation[[#This Row],[Date]])","v":0},{"$f":"CONCATENATE(Tabulation[[#This Row],[Holiday]],Tabulation[[#This Row],[Season]],Tabulation[[#This Row],[Weekend]],\"-\",IF(Tabulation[[#This Row],[Hour]]<10,0,\"\"),C5974)","v":"0Summer1-18"},{"$f":"VLOOKUP(Tabulation[[#This Row],[Concat]],Table3[],8)","v":0.28148000000000001},{"$f":"(Tabulation[[#This Row],[AC System Output (kW)]]*Tabulation[[#This Row],[Rate]])","v":0}]
[9,5,22,0,{"$f":"Tabulation[[#This Row],[AC System Output (W)]]/1000","v":0},{"$f":"VLOOKUP(Tabulation[[#This Row],[Month]],Season,2)","v":"Summer"},{"$f":"(DATE(2021,Tabulation[[#This Row],[Month]],Tabulation[[#This Row],[Day]]))","v":"2021-09-05"},{"$f":"WEEKDAY(Tabulation[[#This Row],[Date]])","v":1},{"$f":"IF(OR(Tabulation[[#This Row],[DayNo]]=1,Tabulation[[#This Row],[DayNo]]=7),1,0)","v":1},{"$f":"COUNTIF(Holidays,Tabulation[[#This Row],[Date]])","v":0},{"$f":"CONCATENATE(Tabulation[[#This Row],[Holiday]],Tabulation[[#This Row],[Season]],Tabulation[[#This Row],[Weekend]],\"-\",IF(Tabulation[[#This Row],[Hour]]<10,0,\"\"),C5978)","v":"0Summer1-22"},{"$f":"VLOOKUP(Tabulation[[#This Row],[Concat]],Table3[],8)","v":0.28148000000000001},{"$f":"(Tabulation[[#This Row],[AC System Output (kW)]]*Tabulation[[#This Row],[Rate]])","v":0}]
[9,6,1,0,{"$f":"Tabulation[[#This Row],[AC System Output (W)]]/1000","v":0},{"$f":"VLOOKUP(Tabulation[[#This Row],[Month]],Season,2)","v":"Summer"},{"$f":"(DATE(2021,Tabulation[[#This Row],[Month]],Tabulation[[#This Row],[Day]]))","v":"2021-09-06"},{"$f":"WEEKDAY(Tabulation[[#This Row],[Date]])","v":2},{"$f":"IF(OR(Tabulation[[#This Row],[DayNo]]=1,Tabulation[[#This Row],[DayNo]]=7),1,0)","v":0},{"$f":"COUNTIF(Holidays,Tabulation[[#This Row],[Date]])","v":0},{"$f":"CONCATENATE(Tabulation[[#This Row],[Holiday]],Tabulation[[#This Row],[Season]],Tabulation[[#This Row],[Weekend]],\"-\",IF(Tabulation[[#This Row],[Hour]]<10,0,\"\"),C5981)","v":"0Summer0-01"},{"$f":"VLOOKUP(Tabulation[[#This Row],[Concat]],Table3[],8)","v":0.28148000000000001},{"$f":"(Tabulation[[#This Row],[AC System Output (kW)]]*Tabulation[[#This Row],[Rate]])","v":0}]
[9,6,4,0,{"$f":"Tabulation[[#This Row],[AC System Output (W)]]/1000","v":0},{"$f":"VLOOKUP(Tabulation[[#This Row],[Month]],Season,2)","v":"Summer"},{"$f":"(DATE(2021,Tabulation[[#This Row],[Month]],Tabulation[[#This Row],[Day]]))","v":"2021-09-06"},{"$f":"WEEKDAY(Tabulation[[#This Row],[Date]])","v":2},{"$f":"IF(OR(Tabulation[[#This Row],[DayNo]]=1,Tabulation[[#This Row],[DayNo]]=7),1,0)","v":0},{"$f":"COUNTIF(Holidays,Tabulation[[#This Row],[Date]])","v":0},{"$f":"CONCATENATE(Tabulation[[#This Row],[Holiday]],Tabulation[[#This Row],[Season]],Tabulation[[#This Row],[Weekend]],\"-\",IF(Tabulation[[#This Row],[Hour]]<10,0,\"\"),C5984)","v":"0Summer0-04"},{"$f":"VLOOKUP(Tabulation[[#This Row],[Concat]],Table3[],8)","v":0.28148000000000001},{"$f":"(Tabulation[[#This Row],[AC System Output (kW)]]*Tabulation[[#This Row],[Rate]])","v":0}]
[9,6,7,743.55,{"$f":"Tabulation[[#This Row],[AC System Output (W)]]/1000","v":0.74354999999999993},{"$f":"VLOOKUP(Tabulation[[#This Row],[Month]],Season,2)","v":"Summer"},{"$f":"(DATE(2021,Tabulation[[#This Row],[Month]],Tabulation[[#This Row],[Day]]))","v":"2021-09-06"},{"$f":"WEEKDAY(Tabulation[[#This Row],[Date]])","v":2},{"$f":"IF(OR(Tabulation[[#This Row],[DayNo]]=1,Tabulation[[#This Row],[DayNo]]=7),1,0)","v":0},{"$f":"COUNTIF(Holidays,Tabulation[[#This Row],[Date]])","v":0},{"$f":"CONCATENATE(Tabulation[[#This Row],[Holiday]],Tabulation[[#This Row],[Season]],Tabulation[[#This Row],[Weekend]],\"-\",IF(Tabulation[[#This Row],[Hour]]<10,0,\"\"),C5987)","v":"0Summer0-07"},{"$f":"VLOOKUP(Tabulation[[#This Row],[Concat]],Table3[],8)","v":0.28148000000000001},{"$f":"(Tabulation[[#This Row],[AC System Output (kW)]]*Tabulation[[#This Row],[Rate]])","v":0.20929445399999999}]
[9,6,12,2921.26,{"$f":"Tabulation[[#This Row],[AC System Output (W)]]/1000","v":2.9212600000000002},{"$f":"VLOOKUP(Tabulation[[#This Row],[Month]],Season,2)","v":"Summer"},{"$f":"(DATE(2021,Tabulation[[#This Row],[Month]],Tabulation[[#This Row],[Day]]))","v":"2021-09-06"},{"$f":"WEEKDAY(Tabulation[[#This Row],[Date]])","v":2},{"$f":"IF(OR(Tabulation[[#This Row],[DayNo]]=1,Tabulation[[#This Row],[DayNo]]=7),1,0)","v":0},{"$f":"COUNTIF(Holidays,Tabulation[[#This Row],[Date]])","v":0},{"$f":"CONCATENATE(Tabulation[[#This Row],[Holiday]],Tabulation[[#This Row],[Season]],Tabulation[[#This Row],[Weekend]],\"-\",IF(Tabulation[[#This Row],[Hour]]<10,0,\"\"),C5992)","v":"0Summer0-12"},{"$f":"VLOOKUP(Tabulation[[#This Row],[Concat]],Table3[],8)","v":0.28148000000000001},{"$f":"(Tabulation[[#This Row],[AC System Output (kW)]]*Tabulation[[#This Row],[Rate]])","v":0.82227626480000005}]
[9,6,13,2706.8029999999999,{"$f":"Tabulation[[#This Row],[AC System Output (W)]]/1000","v":2.7068029999999998},{"$f":"VLOOKUP(Tabulation[[#This Row],[Month]],Season,2)","v":"Summer"},{"$f":"(DATE(2021,Tabulation[[#This Row],[Month]],Tabulation[[#This Row],[Day]]))","v":"2021-09-06"},{"$f":"WEEKDAY(Tabulation[[#This Row],[Date]])","v":2},{"$f":"IF(OR(Tabulation[[#This Row],[DayNo]]=1,Tabulation[[#This Row],[DayNo]]=7),1,0)","v":0},{"$f":"COUNTIF(Holidays,Tabulation[[#This Row],[Date]])","v":0},{"$f":"CONCATENATE(Tabulation[[#This Row],[Holiday]],Tabulation[[#This Row],[Season]],Tabulation[[#This Row],[Weekend]],\"-\",IF(Tabulation[[#This Row],[Hour]]<10,0,\"\"),C5993)","v":"0Summer0-13"},{"$f":"VLOOKUP(Tabulation[[#This Row],[Concat]],Table3[],8)","v":0.28148000000000001},{"$f":"(Tabulation[[#This Row],[AC System Output (kW)]]*Tabulation[[#This Row],[Rate]])","v":0.76191090843999998}]
[9,6,16,696.28599999999994,{"$f":"Tabulation[[#This Row],[AC System Output (W)]]/1000","v":0.69628599999999996},{"$f":"VLOOKUP(Tabulation[[#This Row],[Month]],Season,2)","v":"Summer"},{"$f":"(DATE(2021,Tabulation[[#This Row],[Month]],Tabulation[[#This Row],[Day]]))","v":"2021-09-06"},{"$f":"WEEKDAY(Tabulation[[#This Row],[Date]])","v":2},{"$f":"IF(OR(Tabulation[[#This Row],[DayNo]]=1,Tabulation[[#This Row],[DayNo]]=7),1,0)","v":0},{"$f":"COUNTIF(Holidays,Tabulation[[#This Row],[Date]])","v":0},{"$f":"CONCATENATE(Tabulation[[#This Row],[Holiday]],Tabulation[[#This Row],[Season]],Tabulation[[#This Row],[Weekend]],\"-\",IF(Tabulation[[#This Row],[Hour]]<10,0,\"\"),C5996)","v":"0Summer0-16"},{"$f":"VLOOKUP(Tabulation[[#This Row],[Concat]],Table3[],8)","v":0.28148000000000001},{"$f":"(Tabulation[[#This Row],[AC System Output (kW)]]*Tabulation[[#This Row],[Rate]])","v":0.19599058327999999}]
[9,6,19,0,{"$f":"Tabulation[[#This Row],[AC System Output (W)]]/1000","v":0},{"$f":"VLOOKUP(Tabulation[[#This Row],[Month]],Season,2)","v":"Summer"},{"$f":"(DATE(2021,Tabulation[[#This Row],[Month]],Tabulation[[#This Row],[Day]]))","v":"2021-09-06"},{"$f":"WEEKDAY(Tabulation[[#This Row],[Date]])","v":2},{"$f":"IF(OR(Tabulation[[#This Row],[DayNo]]=1,Tabulation[[#This Row],[DayNo]]=7),1,0)","v":0},{"$f":"COUNTIF(Holidays,Tabulation[[#This Row],[Date]])","v":0},{"$f":"CONCATENATE(Tabulation[[#This Row],[Holiday]],Tabulation[[#This Row],[Season]],Tabulation[[#This Row],[Weekend]],\"-\",IF(Tabulation[[#This Row],[Hour]]<10,0,\"\"),C5999)","v":"0Summer0-19"},{"$f":"VLOOKUP(Tabulation[[#This Row],[Concat]],Table3[],8)","v":0.37644},{"$f":"(Tabulation[[#This Row],[AC System Output (kW)]]*Tabulation[[#This Row],[Rate]])","v":0}]
[9,6,23,0,{"$f":"Tabulation[[#This Row],[AC System Output (W)]]/1000","v":0},{"$f":"VLOOKUP(Tabulation[[#This Row],[Month]],Season,2)","v":"Summer"},{"$f":"(DATE(2021,Tabulation[[#This Row],[Month]],Tabulation[[#This Row],[Day]]))","v":"2021-09-06"},{"$f":"WEEKDAY(Tabulation[[#This Row],[Date]])","v":2},{"$f":"IF(OR(Tabulation[[#This Row],[DayNo]]=1,Tabulation[[#This Row],[DayNo]]=7),1,0)","v":0},{"$f":"COUNTIF(Holidays,Tabulation[[#This Row],[Date]])","v":0},{"$f":"CONCATENATE(Tabulation[[#This Row],[Holiday]],Tabulation[[#This Row],[Season]],Tabulation[[#This Row],[Weekend]],\"-\",IF(Tabulation[[#This Row],[Hour]]<10,0,\"\"),C6003)","v":"0Summer0-23"},{"$f":"VLOOKUP(Tabulation[[#This Row],[Concat]],Table3[],8)","v":0.28148000000000001},{"$f":"(Tabulation[[#This Row],[AC System Output (kW)]]*Tabulation[[#This Row],[Rate]])","v":0}]
[9,7,2,0,{"$f":"Tabulation[[#This Row],[AC System Output (W)]]/1000","v":0},{"$f":"VLOOKUP(Tabulation[[#This Row],[Month]],Season,2)","v":"Summer"},{"$f":"(DATE(2021,Tabulation[[#This Row],[Month]],Tabulation[[#This Row],[Day]]))","v":"2021-09-07"},{"$f":"WEEKDAY(Tabulation[[#This Row],[Date]])","v":3},{"$f":"IF(OR(Tabulation[[#This Row],[DayNo]]=1,Tabulation[[#This Row],[DayNo]]=7),1,0)","v":0},{"$f":"COUNTIF(Holidays,Tabulation[[#This Row],[Date]])","v":0},{"$f":"CONCATENATE(Tabulation[[#This Row],[Holiday]],Tabulation[[#This Row],[Season]],Tabulation[[#This Row],[Weekend]],\"-\",IF(Tabulation[[#This Row],[Hour]]<10,0,\"\"),C6006)","v":"0Summer0-02"},{"$f":"VLOOKUP(Tabulation[[#This Row],[Concat]],Table3[],8)","v":0.28148000000000001},{"$f":"(Tabulation[[#This Row],[AC System Output (kW)]]*Tabulation[[#This Row],[Rate]])","v":0}]
[9,7,4,0,{"$f":"Tabulation[[#This Row],[AC System Output (W)]]/1000","v":0},{"$f":"VLOOKUP(Tabulation[[#This Row],[Month]],Season,2)","v":"Summer"},{"$f":"(DATE(2021,Tabulation[[#This Row],[Month]],Tabulation[[#This Row],[Day]]))","v":"2021-09-07"},{"$f":"WEEKDAY(Tabulation[[#This Row],[Date]])","v":3},{"$f":"IF(OR(Tabulation[[#This Row],[DayNo]]=1,Tabulation[[#This Row],[DayNo]]=7),1,0)","v":0},{"$f":"COUNTIF(Holidays,Tabulation[[#This Row],[Date]])","v":0},{"$f":"CONCATENATE(Tabulation[[#This Row],[Holiday]],Tabulation[[#This Row],[Season]],Tabulation[[#This Row],[Weekend]],\"-\",IF(Tabulation[[#This Row],[Hour]]<10,0,\"\"),C6008)","v":"0Summer0-04"},{"$f":"VLOOKUP(Tabulation[[#This Row],[Concat]],Table3[],8)","v":0.28148000000000001},{"$f":"(Tabulation[[#This Row],[AC System Output (kW)]]*Tabulation[[#This Row],[Rate]])","v":0}]
[9,7,10,2592.1579999999999,{"$f":"Tabulation[[#This Row],[AC System Output (W)]]/1000","v":2.592158},{"$f":"VLOOKUP(Tabulation[[#This Row],[Month]],Season,2)","v":"Summer"},{"$f":"(DATE(2021,Tabulation[[#This Row],[Month]],Tabulation[[#This Row],[Day]]))","v":"2021-09-07"},{"$f":"WEEKDAY(Tabulation[[#This Row],[Date]])","v":3},{"$f":"IF(OR(Tabulation[[#This Row],[DayNo]]=1,Tabulation[[#This Row],[DayNo]]=7),1,0)","v":0},{"$f":"COUNTIF(Holidays,Tabulation[[#This Row],[Date]])","v":0},{"$f":"CONCATENATE(Tabulation[[#This Row],[Holiday]],Tabulation[[#This Row],[Season]],Tabulation[[#This Row],[Weekend]],\"-\",IF(Tabulation[[#This Row],[Hour]]<10,0,\"\"),C6014)","v":"0Summer0-10"},{"$f":"VLOOKUP(Tabulation[[#This Row],[Concat]],Table3[],8)","v":0.28148000000000001},{"$f":"(Tabulation[[#This Row],[AC System Output (kW)]]*Tabulation[[#This Row],[Rate]])","v":0.72964063384}]
[9,7,13,2654.64,{"$f":"Tabulation[[#This Row],[AC System Output (W)]]/1000","v":2.6546399999999997},{"$f":"VLOOKUP(Tabulation[[#This Row],[Month]],Season,2)","v":"Summer"},{"$f":"(DATE(2021,Tabulation[[#This Row],[Month]],Tabulation[[#This Row],[Day]]))","v":"2021-09-07"},{"$f":"WEEKDAY(Tabulation[[#This Row],[Date]])","v":3},{"$f":"IF(OR(Tabulation[[#This Row],[DayNo]]=1,Tabulation[[#This Row],[DayNo]]=7),1,0)","v":0},{"$f":"COUNTIF(Holidays,Tabulation[[#This Row],[Date]])","v":0},{"$f":"CONCATENATE(Tabulation[[#This Row],[Holiday]],Tabulation[[#This Row],[Season]],Tabulation[[#This Row],[Weekend]],\"-\",IF(Tabulation[[#This Row],[Hour]]<10,0,\"\"),C6017)","v":"0Summer0-13"},{"$f":"VLOOKUP(Tabulation[[#This Row],[Concat]],Table3[],8)","v":0.28148000000000001},{"$f":"(Tabulation[[#This Row],[AC System Output (kW)]]*Tabulation[[#This Row],[Rate]])","v":0.7472280671999999}]
[9,7,14,2288.2080000000001,{"$f":"Tabulation[[#This Row],[AC System Output (W)]]/1000","v":2.288208},{"$f":"VLOOKUP(Tabulation[[#This Row],[Month]],Season,2)","v":"Summer"},{"$f":"(DATE(2021,Tabulation[[#This Row],[Month]],Tabulation[[#This Row],[Day]]))","v":"2021-09-07"},{"$f":"WEEKDAY(Tabulation[[#This Row],[Date]])","v":3},{"$f":"IF(OR(Tabulation[[#This Row],[DayNo]]=1,Tabulation[[#This Row],[DayNo]]=7),1,0)","v":0},{"$f":"COUNTIF(Holidays,Tabulation[[#This Row],[Date]])","v":0},{"$f":"CONCATENATE(Tabulation[[#This Row],[Holiday]],Tabulation[[#This Row],[Season]],Tabulation[[#This Row],[Weekend]],\"-\",IF(Tabulation[[#This Row],[Hour]]<10,0,\"\"),C6018)","v":"0Summer0-14"},{"$f":"VLOOKUP(Tabulation[[#This Row],[Concat]],Table3[],8)","v":0.28148000000000001},{"$f":"(Tabulation[[#This Row],[AC System Output (kW)]]*Tabulation[[#This Row],[Rate]])","v":0.64408478784000001}]
[9,7,17,265.2,{"$f":"Tabulation[[#This Row],[AC System Output (W)]]/1000","v":0.26519999999999999},{"$f":"VLOOKUP(Tabulation[[#This Row],[Month]],Season,2)","v":"Summer"},{"$f":"(DATE(2021,Tabulation[[#This Row],[Month]],Tabulation[[#This Row],[Day]]))","v":"2021-09-07"},{"$f":"WEEKDAY(Tabulation[[#This Row],[Date]])","v":3},{"$f":"IF(OR(Tabulation[[#This Row],[DayNo]]=1,Tabulation[[#This Row],[DayNo]]=7),1,0)","v":0},{"$f":"COUNTIF(Holidays,Tabulation[[#This Row],[Date]])","v":0},{"$f":"CONCATENATE(Tabulation[[#This Row],[Holiday]],Tabulation[[#This Row],[Season]],Tabulation[[#This Row],[Weekend]],\"-\",IF(Tabulation[[#This Row],[Hour]]<10,0,\"\"),C6021)","v":"0Summer0-17"},{"$f":"VLOOKUP(Tabulation[[#This Row],[Concat]],Table3[],8)","v":0.37644},{"$f":"(Tabulation[[#This Row],[AC System Output (kW)]]*Tabulation[[#This Row],[Rate]])","v":9.9831887999999994E-2}]
[9,7,20,0,{"$f":"Tabulation[[#This Row],[AC System Output (W)]]/1000","v":0},{"$f":"VLOOKUP(Tabulation[[#This Row],[Month]],Season,2)","v":"Summer"},{"$f":"(DATE(2021,Tabulation[[#This Row],[Month]],Tabulation[[#This Row],[Day]]))","v":"2021-09-07"},{"$f":"WEEKDAY(Tabulation[[#This Row],[Date]])","v":3},{"$f":"IF(OR(Tabulation[[#This Row],[DayNo]]=1,Tabulation[[#This Row],[DayNo]]=7),1,0)","v":0},{"$f":"COUNTIF(Holidays,Tabulation[[#This Row],[Date]])","v":0},{"$f":"CONCATENATE(Tabulation[[#This Row],[Holiday]],Tabulation[[#This Row],[Season]],Tabulation[[#This Row],[Weekend]],\"-\",IF(Tabulation[[#This Row],[Hour]]<10,0,\"\"),C6024)","v":"0Summer0-20"},{"$f":"VLOOKUP(Tabulation[[#This Row],[Concat]],Table3[],8)","v":0.28148000000000001},{"$f":"(Tabulation[[#This Row],[AC System Output (kW)]]*Tabulation[[#This Row],[Rate]])","v":0}]
[9,8,0,0,{"$f":"Tabulation[[#This Row],[AC System Output (W)]]/1000","v":0},{"$f":"VLOOKUP(Tabulation[[#This Row],[Month]],Season,2)","v":"Summer"},{"$f":"(DATE(2021,Tabulation[[#This Row],[Month]],Tabulation[[#This Row],[Day]]))","v":"2021-09-08"},{"$f":"WEEKDAY(Tabulation[[#This Row],[Date]])","v":4},{"$f":"IF(OR(Tabulation[[#This Row],[DayNo]]=1,Tabulation[[#This Row],[DayNo]]=7),1,0)","v":0},{"$f":"COUNTIF(Holidays,Tabulation[[#This Row],[Date]])","v":0},{"$f":"CONCATENATE(Tabulation[[#This Row],[Holiday]],Tabulation[[#This Row],[Season]],Tabulation[[#This Row],[Weekend]],\"-\",IF(Tabulation[[#This Row],[Hour]]<10,0,\"\"),C6028)","v":"0Summer0-00"},{"$f":"VLOOKUP(Tabulation[[#This Row],[Concat]],Table3[],8)","v":0.28148000000000001},{"$f":"(Tabulation[[#This Row],[AC System Output (kW)]]*Tabulation[[#This Row],[Rate]])","v":0}]
[9,8,5,0,{"$f":"Tabulation[[#This Row],[AC System Output (W)]]/1000","v":0},{"$f":"VLOOKUP(Tabulation[[#This Row],[Month]],Season,2)","v":"Summer"},{"$f":"(DATE(2021,Tabulation[[#This Row],[Month]],Tabulation[[#This Row],[Day]]))","v":"2021-09-08"},{"$f":"WEEKDAY(Tabulation[[#This Row],[Date]])","v":4},{"$f":"IF(OR(Tabulation[[#This Row],[DayNo]]=1,Tabulation[[#This Row],[DayNo]]=7),1,0)","v":0},{"$f":"COUNTIF(Holidays,Tabulation[[#This Row],[Date]])","v":0},{"$f":"CONCATENATE(Tabulation[[#This Row],[Holiday]],Tabulation[[#This Row],[Season]],Tabulation[[#This Row],[Weekend]],\"-\",IF(Tabulation[[#This Row],[Hour]]<10,0,\"\"),C6033)","v":"0Summer0-05"},{"$f":"VLOOKUP(Tabulation[[#This Row],[Concat]],Table3[],8)","v":0.28148000000000001},{"$f":"(Tabulation[[#This Row],[AC System Output (kW)]]*Tabulation[[#This Row],[Rate]])","v":0}]
[9,8,8,1317.672,{"$f":"Tabulation[[#This Row],[AC System Output (W)]]/1000","v":1.317672},{"$f":"VLOOKUP(Tabulation[[#This Row],[Month]],Season,2)","v":"Summer"},{"$f":"(DATE(2021,Tabulation[[#This Row],[Month]],Tabulation[[#This Row],[Day]]))","v":"2021-09-08"},{"$f":"WEEKDAY(Tabulation[[#This Row],[Date]])","v":4},{"$f":"IF(OR(Tabulation[[#This Row],[DayNo]]=1,Tabulation[[#This Row],[DayNo]]=7),1,0)","v":0},{"$f":"COUNTIF(Holidays,Tabulation[[#This Row],[Date]])","v":0},{"$f":"CONCATENATE(Tabulation[[#This Row],[Holiday]],Tabulation[[#This Row],[Season]],Tabulation[[#This Row],[Weekend]],\"-\",IF(Tabulation[[#This Row],[Hour]]<10,0,\"\"),C6036)","v":"0Summer0-08"},{"$f":"VLOOKUP(Tabulation[[#This Row],[Concat]],Table3[],8)","v":0.28148000000000001},{"$f":"(Tabulation[[#This Row],[AC System Output (kW)]]*Tabulation[[#This Row],[Rate]])","v":0.37089831456}]
[9,8,11,2764.1239999999998,{"$f":"Tabulation[[#This Row],[AC System Output (W)]]/1000","v":2.7641239999999998},{"$f":"VLOOKUP(Tabulation[[#This Row],[Month]],Season,2)","v":"Summer"},{"$f":"(DATE(2021,Tabulation[[#This Row],[Month]],Tabulation[[#This Row],[Day]]))","v":"2021-09-08"},{"$f":"WEEKDAY(Tabulation[[#This Row],[Date]])","v":4},{"$f":"IF(OR(Tabulation[[#This Row],[DayNo]]=1,Tabulation[[#This Row],[DayNo]]=7),1,0)","v":0},{"$f":"COUNTIF(Holidays,Tabulation[[#This Row],[Date]])","v":0},{"$f":"CONCATENATE(Tabulation[[#This Row],[Holiday]],Tabulation[[#This Row],[Season]],Tabulation[[#This Row],[Weekend]],\"-\",IF(Tabulation[[#This Row],[Hour]]<10,0,\"\"),C6039)","v":"0Summer0-11"},{"$f":"VLOOKUP(Tabulation[[#This Row],[Concat]],Table3[],8)","v":0.28148000000000001},{"$f":"(Tabulation[[#This Row],[AC System Output (kW)]]*Tabulation[[#This Row],[Rate]])","v":0.77804562351999995}]
[9,8,14,2276.5940000000001,{"$f":"Tabulation[[#This Row],[AC System Output (W)]]/1000","v":2.2765940000000002},{"$f":"VLOOKUP(Tabulation[[#This Row],[Month]],Season,2)","v":"Summer"},{"$f":"(DATE(2021,Tabulation[[#This Row],[Month]],Tabulation[[#This Row],[Day]]))","v":"2021-09-08"},{"$f":"WEEKDAY(Tabulation[[#This Row],[Date]])","v":4},{"$f":"IF(OR(Tabulation[[#This Row],[DayNo]]=1,Tabulation[[#This Row],[DayNo]]=7),1,0)","v":0},{"$f":"COUNTIF(Holidays,Tabulation[[#This Row],[Date]])","v":0},{"$f":"CONCATENATE(Tabulation[[#This Row],[Holiday]],Tabulation[[#This Row],[Season]],Tabulation[[#This Row],[Weekend]],\"-\",IF(Tabulation[[#This Row],[Hour]]<10,0,\"\"),C6042)","v":"0Summer0-14"},{"$f":"VLOOKUP(Tabulation[[#This Row],[Concat]],Table3[],8)","v":0.28148000000000001},{"$f":"(Tabulation[[#This Row],[AC System Output (kW)]]*Tabulation[[#This Row],[Rate]])","v":0.64081567912000004}]
[9,8,15,1715.62,{"$f":"Tabulation[[#This Row],[AC System Output (W)]]/1000","v":1.7156199999999999},{"$f":"VLOOKUP(Tabulation[[#This Row],[Month]],Season,2)","v":"Summer"},{"$f":"(DATE(2021,Tabulation[[#This Row],[Month]],Tabulation[[#This Row],[Day]]))","v":"2021-09-08"},{"$f":"WEEKDAY(Tabulation[[#This Row],[Date]])","v":4},{"$f":"IF(OR(Tabulation[[#This Row],[DayNo]]=1,Tabulation[[#This Row],[DayNo]]=7),1,0)","v":0},{"$f":"COUNTIF(Holidays,Tabulation[[#This Row],[Date]])","v":0},{"$f":"CONCATENATE(Tabulation[[#This Row],[Holiday]],Tabulation[[#This Row],[Season]],Tabulation[[#This Row],[Weekend]],\"-\",IF(Tabulation[[#This Row],[Hour]]<10,0,\"\"),C6043)","v":"0Summer0-15"},{"$f":"VLOOKUP(Tabulation[[#This Row],[Concat]],Table3[],8)","v":0.28148000000000001},{"$f":"(Tabulation[[#This Row],[AC System Output (kW)]]*Tabulation[[#This Row],[Rate]])","v":0.48291271759999999}]
[9,8,18,0,{"$f":"Tabulation[[#This Row],[AC System Output (W)]]/1000","v":0},{"$f":"VLOOKUP(Tabulation[[#This Row],[Month]],Season,2)","v":"Summer"},{"$f":"(DATE(2021,Tabulation[[#This Row],[Month]],Tabulation[[#This Row],[Day]]))","v":"2021-09-08"},{"$f":"WEEKDAY(Tabulation[[#This Row],[Date]])","v":4},{"$f":"IF(OR(Tabulation[[#This Row],[DayNo]]=1,Tabulation[[#This Row],[DayNo]]=7),1,0)","v":0},{"$f":"COUNTIF(Holidays,Tabulation[[#This Row],[Date]])","v":0},{"$f":"CONCATENATE(Tabulation[[#This Row],[Holiday]],Tabulation[[#This Row],[Season]],Tabulation[[#This Row],[Weekend]],\"-\",IF(Tabulation[[#This Row],[Hour]]<10,0,\"\"),C6046)","v":"0Summer0-18"},{"$f":"VLOOKUP(Tabulation[[#This Row],[Concat]],Table3[],8)","v":0.37644},{"$f":"(Tabulation[[#This Row],[AC System Output (kW)]]*Tabulation[[#This Row],[Rate]])","v":0}]
[9,8,21,0,{"$f":"Tabulation[[#This Row],[AC System Output (W)]]/1000","v":0},{"$f":"VLOOKUP(Tabulation[[#This Row],[Month]],Season,2)","v":"Summer"},{"$f":"(DATE(2021,Tabulation[[#This Row],[Month]],Tabulation[[#This Row],[Day]]))","v":"2021-09-08"},{"$f":"WEEKDAY(Tabulation[[#This Row],[Date]])","v":4},{"$f":"IF(OR(Tabulation[[#This Row],[DayNo]]=1,Tabulation[[#This Row],[DayNo]]=7),1,0)","v":0},{"$f":"COUNTIF(Holidays,Tabulation[[#This Row],[Date]])","v":0},{"$f":"CONCATENATE(Tabulation[[#This Row],[Holiday]],Tabulation[[#This Row],[Season]],Tabulation[[#This Row],[Weekend]],\"-\",IF(Tabulation[[#This Row],[Hour]]<10,0,\"\"),C6049)","v":"0Summer0-21"},{"$f":"VLOOKUP(Tabulation[[#This Row],[Concat]],Table3[],8)","v":0.28148000000000001},{"$f":"(Tabulation[[#This Row],[AC System Output (kW)]]*Tabulation[[#This Row],[Rate]])","v":0}]
[9,9,2,0,{"$f":"Tabulation[[#This Row],[AC System Output (W)]]/1000","v":0},{"$f":"VLOOKUP(Tabulation[[#This Row],[Month]],Season,2)","v":"Summer"},{"$f":"(DATE(2021,Tabulation[[#This Row],[Month]],Tabulation[[#This Row],[Day]]))","v":"2021-09-09"},{"$f":"WEEKDAY(Tabulation[[#This Row],[Date]])","v":5},{"$f":"IF(OR(Tabulation[[#This Row],[DayNo]]=1,Tabulation[[#This Row],[DayNo]]=7),1,0)","v":0},{"$f":"COUNTIF(Holidays,Tabulation[[#This Row],[Date]])","v":0},{"$f":"CONCATENATE(Tabulation[[#This Row],[Holiday]],Tabulation[[#This Row],[Season]],Tabulation[[#This Row],[Weekend]],\"-\",IF(Tabulation[[#This Row],[Hour]]<10,0,\"\"),C6054)","v":"0Summer0-02"},{"$f":"VLOOKUP(Tabulation[[#This Row],[Concat]],Table3[],8)","v":0.28148000000000001},{"$f":"(Tabulation[[#This Row],[AC System Output (kW)]]*Tabulation[[#This Row],[Rate]])","v":0}]
[9,9,5,0,{"$f":"Tabulation[[#This Row],[AC System Output (W)]]/1000","v":0},{"$f":"VLOOKUP(Tabulation[[#This Row],[Month]],Season,2)","v":"Summer"},{"$f":"(DATE(2021,Tabulation[[#This Row],[Month]],Tabulation[[#This Row],[Day]]))","v":"2021-09-09"},{"$f":"WEEKDAY(Tabulation[[#This Row],[Date]])","v":5},{"$f":"IF(OR(Tabulation[[#This Row],[DayNo]]=1,Tabulation[[#This Row],[DayNo]]=7),1,0)","v":0},{"$f":"COUNTIF(Holidays,Tabulation[[#This Row],[Date]])","v":0},{"$f":"CONCATENATE(Tabulation[[#This Row],[Holiday]],Tabulation[[#This Row],[Season]],Tabulation[[#This Row],[Weekend]],\"-\",IF(Tabulation[[#This Row],[Hour]]<10,0,\"\"),C6057)","v":"0Summer0-05"},{"$f":"VLOOKUP(Tabulation[[#This Row],[Concat]],Table3[],8)","v":0.28148000000000001},{"$f":"(Tabulation[[#This Row],[AC System Output (kW)]]*Tabulation[[#This Row],[Rate]])","v":0}]
[9,9,9,2153.6439999999998,{"$f":"Tabulation[[#This Row],[AC System Output (W)]]/1000","v":2.1536439999999999},{"$f":"VLOOKUP(Tabulation[[#This Row],[Month]],Season,2)","v":"Summer"},{"$f":"(DATE(2021,Tabulation[[#This Row],[Month]],Tabulation[[#This Row],[Day]]))","v":"2021-09-09"},{"$f":"WEEKDAY(Tabulation[[#This Row],[Date]])","v":5},{"$f":"IF(OR(Tabulation[[#This Row],[DayNo]]=1,Tabulation[[#This Row],[DayNo]]=7),1,0)","v":0},{"$f":"COUNTIF(Holidays,Tabulation[[#This Row],[Date]])","v":0},{"$f":"CONCATENATE(Tabulation[[#This Row],[Holiday]],Tabulation[[#This Row],[Season]],Tabulation[[#This Row],[Weekend]],\"-\",IF(Tabulation[[#This Row],[Hour]]<10,0,\"\"),C6061)","v":"0Summer0-09"},{"$f":"VLOOKUP(Tabulation[[#This Row],[Concat]],Table3[],8)","v":0.28148000000000001},{"$f":"(Tabulation[[#This Row],[AC System Output (kW)]]*Tabulation[[#This Row],[Rate]])","v":0.60620771311999999}]
[9,9,12,2785.1480000000001,{"$f":"Tabulation[[#This Row],[AC System Output (W)]]/1000","v":2.785148},{"$f":"VLOOKUP(Tabulation[[#This Row],[Month]],Season,2)","v":"Summer"},{"$f":"(DATE(2021,Tabulation[[#This Row],[Month]],Tabulation[[#This Row],[Day]]))","v":"2021-09-09"},{"$f":"WEEKDAY(Tabulation[[#This Row],[Date]])","v":5},{"$f":"IF(OR(Tabulation[[#This Row],[DayNo]]=1,Tabulation[[#This Row],[DayNo]]=7),1,0)","v":0},{"$f":"COUNTIF(Holidays,Tabulation[[#This Row],[Date]])","v":0},{"$f":"CONCATENATE(Tabulation[[#This Row],[Holiday]],Tabulation[[#This Row],[Season]],Tabulation[[#This Row],[Weekend]],\"-\",IF(Tabulation[[#This Row],[Hour]]<10,0,\"\"),C6064)","v":"0Summer0-12"},{"$f":"VLOOKUP(Tabulation[[#This Row],[Concat]],Table3[],8)","v":0.28148000000000001},{"$f":"(Tabulation[[#This Row],[AC System Output (kW)]]*Tabulation[[#This Row],[Rate]])","v":0.78396345903999998}]
[9,9,15,1708.328,{"$f":"Tabulation[[#This Row],[AC System Output (W)]]/1000","v":1.7083280000000001},{"$f":"VLOOKUP(Tabulation[[#This Row],[Month]],Season,2)","v":"Summer"},{"$f":"(DATE(2021,Tabulation[[#This Row],[Month]],Tabulation[[#This Row],[Day]]))","v":"2021-09-09"},{"$f":"WEEKDAY(Tabulation[[#This Row],[Date]])","v":5},{"$f":"IF(OR(Tabulation[[#This Row],[DayNo]]=1,Tabulation[[#This Row],[DayNo]]=7),1,0)","v":0},{"$f":"COUNTIF(Holidays,Tabulation[[#This Row],[Date]])","v":0},{"$f":"CONCATENATE(Tabulation[[#This Row],[Holiday]],Tabulation[[#This Row],[Season]],Tabulation[[#This Row],[Weekend]],\"-\",IF(Tabulation[[#This Row],[Hour]]<10,0,\"\"),C6067)","v":"0Summer0-15"},{"$f":"VLOOKUP(Tabulation[[#This Row],[Concat]],Table3[],8)","v":0.28148000000000001},{"$f":"(Tabulation[[#This Row],[AC System Output (kW)]]*Tabulation[[#This Row],[Rate]])","v":0.48086016544000004}]
[9,9,16,965.947,{"$f":"Tabulation[[#This Row],[AC System Output (W)]]/1000","v":0.965947},{"$f":"VLOOKUP(Tabulation[[#This Row],[Month]],Season,2)","v":"Summer"},{"$f":"(DATE(2021,Tabulation[[#This Row],[Month]],Tabulation[[#This Row],[Day]]))","v":"2021-09-09"},{"$f":"WEEKDAY(Tabulation[[#This Row],[Date]])","v":5},{"$f":"IF(OR(Tabulation[[#This Row],[DayNo]]=1,Tabulation[[#This Row],[DayNo]]=7),1,0)","v":0},{"$f":"COUNTIF(Holidays,Tabulation[[#This Row],[Date]])","v":0},{"$f":"CONCATENATE(Tabulation[[#This Row],[Holiday]],Tabulation[[#This Row],[Season]],Tabulation[[#This Row],[Weekend]],\"-\",IF(Tabulation[[#This Row],[Hour]]<10,0,\"\"),C6068)","v":"0Summer0-16"},{"$f":"VLOOKUP(Tabulation[[#This Row],[Concat]],Table3[],8)","v":0.28148000000000001},{"$f":"(Tabulation[[#This Row],[AC System Output (kW)]]*Tabulation[[#This Row],[Rate]])","v":0.27189476156000003}]
[9,9,19,0,{"$f":"Tabulation[[#This Row],[AC System Output (W)]]/1000","v":0},{"$f":"VLOOKUP(Tabulation[[#This Row],[Month]],Season,2)","v":"Summer"},{"$f":"(DATE(2021,Tabulation[[#This Row],[Month]],Tabulation[[#This Row],[Day]]))","v":"2021-09-09"},{"$f":"WEEKDAY(Tabulation[[#This Row],[Date]])","v":5},{"$f":"IF(OR(Tabulation[[#This Row],[DayNo]]=1,Tabulation[[#This Row],[DayNo]]=7),1,0)","v":0},{"$f":"COUNTIF(Holidays,Tabulation[[#This Row],[Date]])","v":0},{"$f":"CONCATENATE(Tabulation[[#This Row],[Holiday]],Tabulation[[#This Row],[Season]],Tabulation[[#This Row],[Weekend]],\"-\",IF(Tabulation[[#This Row],[Hour]]<10,0,\"\"),C6071)","v":"0Summer0-19"},{"$f":"VLOOKUP(Tabulation[[#This Row],[Concat]],Table3[],8)","v":0.37644},{"$f":"(Tabulation[[#This Row],[AC System Output (kW)]]*Tabulation[[#This Row],[Rate]])","v":0}]
[9,9,23,0,{"$f":"Tabulation[[#This Row],[AC System Output (W)]]/1000","v":0},{"$f":"VLOOKUP(Tabulation[[#This Row],[Month]],Season,2)","v":"Summer"},{"$f":"(DATE(2021,Tabulation[[#This Row],[Month]],Tabulation[[#This Row],[Day]]))","v":"2021-09-09"},{"$f":"WEEKDAY(Tabulation[[#This Row],[Date]])","v":5},{"$f":"IF(OR(Tabulation[[#This Row],[DayNo]]=1,Tabulation[[#This Row],[DayNo]]=7),1,0)","v":0},{"$f":"COUNTIF(Holidays,Tabulation[[#This Row],[Date]])","v":0},{"$f":"CONCATENATE(Tabulation[[#This Row],[Holiday]],Tabulation[[#This Row],[Season]],Tabulation[[#This Row],[Weekend]],\"-\",IF(Tabulation[[#This Row],[Hour]]<10,0,\"\"),C6075)","v":"0Summer0-23"},{"$f":"VLOOKUP(Tabulation[[#This Row],[Concat]],Table3[],8)","v":0.28148000000000001},{"$f":"(Tabulation[[#This Row],[AC System Output (kW)]]*Tabulation[[#This Row],[Rate]])","v":0}]
[9,10,3,0,{"$f":"Tabulation[[#This Row],[AC System Output (W)]]/1000","v":0},{"$f":"VLOOKUP(Tabulation[[#This Row],[Month]],Season,2)","v":"Summer"},{"$f":"(DATE(2021,Tabulation[[#This Row],[Month]],Tabulation[[#This Row],[Day]]))","v":"2021-09-10"},{"$f":"WEEKDAY(Tabulation[[#This Row],[Date]])","v":6},{"$f":"IF(OR(Tabulation[[#This Row],[DayNo]]=1,Tabulation[[#This Row],[DayNo]]=7),1,0)","v":0},{"$f":"COUNTIF(Holidays,Tabulation[[#This Row],[Date]])","v":0},{"$f":"CONCATENATE(Tabulation[[#This Row],[Holiday]],Tabulation[[#This Row],[Season]],Tabulation[[#This Row],[Weekend]],\"-\",IF(Tabulation[[#This Row],[Hour]]<10,0,\"\"),C6079)","v":"0Summer0-03"},{"$f":"VLOOKUP(Tabulation[[#This Row],[Concat]],Table3[],8)","v":0.28148000000000001},{"$f":"(Tabulation[[#This Row],[AC System Output (kW)]]*Tabulation[[#This Row],[Rate]])","v":0}]
[9,10,6,268.20400000000001,{"$f":"Tabulation[[#This Row],[AC System Output (W)]]/1000","v":0.268204},{"$f":"VLOOKUP(Tabulation[[#This Row],[Month]],Season,2)","v":"Summer"},{"$f":"(DATE(2021,Tabulation[[#This Row],[Month]],Tabulation[[#This Row],[Day]]))","v":"2021-09-10"},{"$f":"WEEKDAY(Tabulation[[#This Row],[Date]])","v":6},{"$f":"IF(OR(Tabulation[[#This Row],[DayNo]]=1,Tabulation[[#This Row],[DayNo]]=7),1,0)","v":0},{"$f":"COUNTIF(Holidays,Tabulation[[#This Row],[Date]])","v":0},{"$f":"CONCATENATE(Tabulation[[#This Row],[Holiday]],Tabulation[[#This Row],[Season]],Tabulation[[#This Row],[Weekend]],\"-\",IF(Tabulation[[#This Row],[Hour]]<10,0,\"\"),C6082)","v":"0Summer0-06"},{"$f":"VLOOKUP(Tabulation[[#This Row],[Concat]],Table3[],8)","v":0.28148000000000001},{"$f":"(Tabulation[[#This Row],[AC System Output (kW)]]*Tabulation[[#This Row],[Rate]])","v":7.5494061920000008E-2}]
[9,10,10,2753.547,{"$f":"Tabulation[[#This Row],[AC System Output (W)]]/1000","v":2.7535470000000002},{"$f":"VLOOKUP(Tabulation[[#This Row],[Month]],Season,2)","v":"Summer"},{"$f":"(DATE(2021,Tabulation[[#This Row],[Month]],Tabulation[[#This Row],[Day]]))","v":"2021-09-10"},{"$f":"WEEKDAY(Tabulation[[#This Row],[Date]])","v":6},{"$f":"IF(OR(Tabulation[[#This Row],[DayNo]]=1,Tabulation[[#This Row],[DayNo]]=7),1,0)","v":0},{"$f":"COUNTIF(Holidays,Tabulation[[#This Row],[Date]])","v":0},{"$f":"CONCATENATE(Tabulation[[#This Row],[Holiday]],Tabulation[[#This Row],[Season]],Tabulation[[#This Row],[Weekend]],\"-\",IF(Tabulation[[#This Row],[Hour]]<10,0,\"\"),C6086)","v":"0Summer0-10"},{"$f":"VLOOKUP(Tabulation[[#This Row],[Concat]],Table3[],8)","v":0.28148000000000001},{"$f":"(Tabulation[[#This Row],[AC System Output (kW)]]*Tabulation[[#This Row],[Rate]])","v":0.77506840956000012}]
[9,10,13,2821.9459999999999,{"$f":"Tabulation[[#This Row],[AC System Output (W)]]/1000","v":2.8219460000000001},{"$f":"VLOOKUP(Tabulation[[#This Row],[Month]],Season,2)","v":"Summer"},{"$f":"(DATE(2021,Tabulation[[#This Row],[Month]],Tabulation[[#This Row],[Day]]))","v":"2021-09-10"},{"$f":"WEEKDAY(Tabulation[[#This Row],[Date]])","v":6},{"$f":"IF(OR(Tabulation[[#This Row],[DayNo]]=1,Tabulation[[#This Row],[DayNo]]=7),1,0)","v":0},{"$f":"COUNTIF(Holidays,Tabulation[[#This Row],[Date]])","v":0},{"$f":"CONCATENATE(Tabulation[[#This Row],[Holiday]],Tabulation[[#This Row],[Season]],Tabulation[[#This Row],[Weekend]],\"-\",IF(Tabulation[[#This Row],[Hour]]<10,0,\"\"),C6089)","v":"0Summer0-13"},{"$f":"VLOOKUP(Tabulation[[#This Row],[Concat]],Table3[],8)","v":0.28148000000000001},{"$f":"(Tabulation[[#This Row],[AC System Output (kW)]]*Tabulation[[#This Row],[Rate]])","v":0.79432136008000009}]
[9,10,16,1035.058,{"$f":"Tabulation[[#This Row],[AC System Output (W)]]/1000","v":1.035058},{"$f":"VLOOKUP(Tabulation[[#This Row],[Month]],Season,2)","v":"Summer"},{"$f":"(DATE(2021,Tabulation[[#This Row],[Month]],Tabulation[[#This Row],[Day]]))","v":"2021-09-10"},{"$f":"WEEKDAY(Tabulation[[#This Row],[Date]])","v":6},{"$f":"IF(OR(Tabulation[[#This Row],[DayNo]]=1,Tabulation[[#This Row],[DayNo]]=7),1,0)","v":0},{"$f":"COUNTIF(Holidays,Tabulation[[#This Row],[Date]])","v":0},{"$f":"CONCATENATE(Tabulation[[#This Row],[Holiday]],Tabulation[[#This Row],[Season]],Tabulation[[#This Row],[Weekend]],\"-\",IF(Tabulation[[#This Row],[Hour]]<10,0,\"\"),C6092)","v":"0Summer0-16"},{"$f":"VLOOKUP(Tabulation[[#This Row],[Concat]],Table3[],8)","v":0.28148000000000001},{"$f":"(Tabulation[[#This Row],[AC System Output (kW)]]*Tabulation[[#This Row],[Rate]])","v":0.29134812584000003}]
[9,10,17,252.60400000000001,{"$f":"Tabulation[[#This Row],[AC System Output (W)]]/1000","v":0.252604},{"$f":"VLOOKUP(Tabulation[[#This Row],[Month]],Season,2)","v":"Summer"},{"$f":"(DATE(2021,Tabulation[[#This Row],[Month]],Tabulation[[#This Row],[Day]]))","v":"2021-09-10"},{"$f":"WEEKDAY(Tabulation[[#This Row],[Date]])","v":6},{"$f":"IF(OR(Tabulation[[#This Row],[DayNo]]=1,Tabulation[[#This Row],[DayNo]]=7),1,0)","v":0},{"$f":"COUNTIF(Holidays,Tabulation[[#This Row],[Date]])","v":0},{"$f":"CONCATENATE(Tabulation[[#This Row],[Holiday]],Tabulation[[#This Row],[Season]],Tabulation[[#This Row],[Weekend]],\"-\",IF(Tabulation[[#This Row],[Hour]]<10,0,\"\"),C6093)","v":"0Summer0-17"},{"$f":"VLOOKUP(Tabulation[[#This Row],[Concat]],Table3[],8)","v":0.37644},{"$f":"(Tabulation[[#This Row],[AC System Output (kW)]]*Tabulation[[#This Row],[Rate]])","v":9.5090249759999995E-2}]
[9,10,20,0,{"$f":"Tabulation[[#This Row],[AC System Output (W)]]/1000","v":0},{"$f":"VLOOKUP(Tabulation[[#This Row],[Month]],Season,2)","v":"Summer"},{"$f":"(DATE(2021,Tabulation[[#This Row],[Month]],Tabulation[[#This Row],[Day]]))","v":"2021-09-10"},{"$f":"WEEKDAY(Tabulation[[#This Row],[Date]])","v":6},{"$f":"IF(OR(Tabulation[[#This Row],[DayNo]]=1,Tabulation[[#This Row],[DayNo]]=7),1,0)","v":0},{"$f":"COUNTIF(Holidays,Tabulation[[#This Row],[Date]])","v":0},{"$f":"CONCATENATE(Tabulation[[#This Row],[Holiday]],Tabulation[[#This Row],[Season]],Tabulation[[#This Row],[Weekend]],\"-\",IF(Tabulation[[#This Row],[Hour]]<10,0,\"\"),C6096)","v":"0Summer0-20"},{"$f":"VLOOKUP(Tabulation[[#This Row],[Concat]],Table3[],8)","v":0.28148000000000001},{"$f":"(Tabulation[[#This Row],[AC System Output (kW)]]*Tabulation[[#This Row],[Rate]])","v":0}]
[9,11,1,0,{"$f":"Tabulation[[#This Row],[AC System Output (W)]]/1000","v":0},{"$f":"VLOOKUP(Tabulation[[#This Row],[Month]],Season,2)","v":"Summer"},{"$f":"(DATE(2021,Tabulation[[#This Row],[Month]],Tabulation[[#This Row],[Day]]))","v":"2021-09-11"},{"$f":"WEEKDAY(Tabulation[[#This Row],[Date]])","v":7},{"$f":"IF(OR(Tabulation[[#This Row],[DayNo]]=1,Tabulation[[#This Row],[DayNo]]=7),1,0)","v":1},{"$f":"COUNTIF(Holidays,Tabulation[[#This Row],[Date]])","v":0},{"$f":"CONCATENATE(Tabulation[[#This Row],[Holiday]],Tabulation[[#This Row],[Season]],Tabulation[[#This Row],[Weekend]],\"-\",IF(Tabulation[[#This Row],[Hour]]<10,0,\"\"),C6101)","v":"0Summer1-01"},{"$f":"VLOOKUP(Tabulation[[#This Row],[Concat]],Table3[],8)","v":0.28148000000000001},{"$f":"(Tabulation[[#This Row],[AC System Output (kW)]]*Tabulation[[#This Row],[Rate]])","v":0}]
[9,11,4,0,{"$f":"Tabulation[[#This Row],[AC System Output (W)]]/1000","v":0},{"$f":"VLOOKUP(Tabulation[[#This Row],[Month]],Season,2)","v":"Summer"},{"$f":"(DATE(2021,Tabulation[[#This Row],[Month]],Tabulation[[#This Row],[Day]]))","v":"2021-09-11"},{"$f":"WEEKDAY(Tabulation[[#This Row],[Date]])","v":7},{"$f":"IF(OR(Tabulation[[#This Row],[DayNo]]=1,Tabulation[[#This Row],[DayNo]]=7),1,0)","v":1},{"$f":"COUNTIF(Holidays,Tabulation[[#This Row],[Date]])","v":0},{"$f":"CONCATENATE(Tabulation[[#This Row],[Holiday]],Tabulation[[#This Row],[Season]],Tabulation[[#This Row],[Weekend]],\"-\",IF(Tabulation[[#This Row],[Hour]]<10,0,\"\"),C6104)","v":"0Summer1-04"},{"$f":"VLOOKUP(Tabulation[[#This Row],[Concat]],Table3[],8)","v":0.28148000000000001},{"$f":"(Tabulation[[#This Row],[AC System Output (kW)]]*Tabulation[[#This Row],[Rate]])","v":0}]
[9,11,7,1087.952,{"$f":"Tabulation[[#This Row],[AC System Output (W)]]/1000","v":1.087952},{"$f":"VLOOKUP(Tabulation[[#This Row],[Month]],Season,2)","v":"Summer"},{"$f":"(DATE(2021,Tabulation[[#This Row],[Month]],Tabulation[[#This Row],[Day]]))","v":"2021-09-11"},{"$f":"WEEKDAY(Tabulation[[#This Row],[Date]])","v":7},{"$f":"IF(OR(Tabulation[[#This Row],[DayNo]]=1,Tabulation[[#This Row],[DayNo]]=7),1,0)","v":1},{"$f":"COUNTIF(Holidays,Tabulation[[#This Row],[Date]])","v":0},{"$f":"CONCATENATE(Tabulation[[#This Row],[Holiday]],Tabulation[[#This Row],[Season]],Tabulation[[#This Row],[Weekend]],\"-\",IF(Tabulation[[#This Row],[Hour]]<10,0,\"\"),C6107)","v":"0Summer1-07"},{"$f":"VLOOKUP(Tabulation[[#This Row],[Concat]],Table3[],8)","v":0.28148000000000001},{"$f":"(Tabulation[[#This Row],[AC System Output (kW)]]*Tabulation[[#This Row],[Rate]])","v":0.30623672896000004}]
[9,11,11,3033.7069999999999,{"$f":"Tabulation[[#This Row],[AC System Output (W)]]/1000","v":3.0337069999999997},{"$f":"VLOOKUP(Tabulation[[#This Row],[Month]],Season,2)","v":"Summer"},{"$f":"(DATE(2021,Tabulation[[#This Row],[Month]],Tabulation[[#This Row],[Day]]))","v":"2021-09-11"},{"$f":"WEEKDAY(Tabulation[[#This Row],[Date]])","v":7},{"$f":"IF(OR(Tabulation[[#This Row],[DayNo]]=1,Tabulation[[#This Row],[DayNo]]=7),1,0)","v":1},{"$f":"COUNTIF(Holidays,Tabulation[[#This Row],[Date]])","v":0},{"$f":"CONCATENATE(Tabulation[[#This Row],[Holiday]],Tabulation[[#This Row],[Season]],Tabulation[[#This Row],[Weekend]],\"-\",IF(Tabulation[[#This Row],[Hour]]<10,0,\"\"),C6111)","v":"0Summer1-11"},{"$f":"VLOOKUP(Tabulation[[#This Row],[Concat]],Table3[],8)","v":0.28148000000000001},{"$f":"(Tabulation[[#This Row],[AC System Output (kW)]]*Tabulation[[#This Row],[Rate]])","v":0.85392784635999996}]
[9,11,14,2431.326,{"$f":"Tabulation[[#This Row],[AC System Output (W)]]/1000","v":2.4313259999999999},{"$f":"VLOOKUP(Tabulation[[#This Row],[Month]],Season,2)","v":"Summer"},{"$f":"(DATE(2021,Tabulation[[#This Row],[Month]],Tabulation[[#This Row],[Day]]))","v":"2021-09-11"},{"$f":"WEEKDAY(Tabulation[[#This Row],[Date]])","v":7},{"$f":"IF(OR(Tabulation[[#This Row],[DayNo]]=1,Tabulation[[#This Row],[DayNo]]=7),1,0)","v":1},{"$f":"COUNTIF(Holidays,Tabulation[[#This Row],[Date]])","v":0},{"$f":"CONCATENATE(Tabulation[[#This Row],[Holiday]],Tabulation[[#This Row],[Season]],Tabulation[[#This Row],[Weekend]],\"-\",IF(Tabulation[[#This Row],[Hour]]<10,0,\"\"),C6114)","v":"0Summer1-14"},{"$f":"VLOOKUP(Tabulation[[#This Row],[Concat]],Table3[],8)","v":0.28148000000000001},{"$f":"(Tabulation[[#This Row],[AC System Output (kW)]]*Tabulation[[#This Row],[Rate]])","v":0.68436964247999998}]
[9,11,17,246.738,{"$f":"Tabulation[[#This Row],[AC System Output (W)]]/1000","v":0.24673800000000001},{"$f":"VLOOKUP(Tabulation[[#This Row],[Month]],Season,2)","v":"Summer"},{"$f":"(DATE(2021,Tabulation[[#This Row],[Month]],Tabulation[[#This Row],[Day]]))","v":"2021-09-11"},{"$f":"WEEKDAY(Tabulation[[#This Row],[Date]])","v":7},{"$f":"IF(OR(Tabulation[[#This Row],[DayNo]]=1,Tabulation[[#This Row],[DayNo]]=7),1,0)","v":1},{"$f":"COUNTIF(Holidays,Tabulation[[#This Row],[Date]])","v":0},{"$f":"CONCATENATE(Tabulation[[#This Row],[Holiday]],Tabulation[[#This Row],[Season]],Tabulation[[#This Row],[Weekend]],\"-\",IF(Tabulation[[#This Row],[Hour]]<10,0,\"\"),C6117)","v":"0Summer1-17"},{"$f":"VLOOKUP(Tabulation[[#This Row],[Concat]],Table3[],8)","v":0.28148000000000001},{"$f":"(Tabulation[[#This Row],[AC System Output (kW)]]*Tabulation[[#This Row],[Rate]])","v":6.9451812240000008E-2}]
[9,11,21,0,{"$f":"Tabulation[[#This Row],[AC System Output (W)]]/1000","v":0},{"$f":"VLOOKUP(Tabulation[[#This Row],[Month]],Season,2)","v":"Summer"},{"$f":"(DATE(2021,Tabulation[[#This Row],[Month]],Tabulation[[#This Row],[Day]]))","v":"2021-09-11"},{"$f":"WEEKDAY(Tabulation[[#This Row],[Date]])","v":7},{"$f":"IF(OR(Tabulation[[#This Row],[DayNo]]=1,Tabulation[[#This Row],[DayNo]]=7),1,0)","v":1},{"$f":"COUNTIF(Holidays,Tabulation[[#This Row],[Date]])","v":0},{"$f":"CONCATENATE(Tabulation[[#This Row],[Holiday]],Tabulation[[#This Row],[Season]],Tabulation[[#This Row],[Weekend]],\"-\",IF(Tabulation[[#This Row],[Hour]]<10,0,\"\"),C6121)","v":"0Summer1-21"},{"$f":"VLOOKUP(Tabulation[[#This Row],[Concat]],Table3[],8)","v":0.28148000000000001},{"$f":"(Tabulation[[#This Row],[AC System Output (kW)]]*Tabulation[[#This Row],[Rate]])","v":0}]
[9,11,22,0,{"$f":"Tabulation[[#This Row],[AC System Output (W)]]/1000","v":0},{"$f":"VLOOKUP(Tabulation[[#This Row],[Month]],Season,2)","v":"Summer"},{"$f":"(DATE(2021,Tabulation[[#This Row],[Month]],Tabulation[[#This Row],[Day]]))","v":"2021-09-11"},{"$f":"WEEKDAY(Tabulation[[#This Row],[Date]])","v":7},{"$f":"IF(OR(Tabulation[[#This Row],[DayNo]]=1,Tabulation[[#This Row],[DayNo]]=7),1,0)","v":1},{"$f":"COUNTIF(Holidays,Tabulation[[#This Row],[Date]])","v":0},{"$f":"CONCATENATE(Tabulation[[#This Row],[Holiday]],Tabulation[[#This Row],[Season]],Tabulation[[#This Row],[Weekend]],\"-\",IF(Tabulation[[#This Row],[Hour]]<10,0,\"\"),C6122)","v":"0Summer1-22"},{"$f":"VLOOKUP(Tabulation[[#This Row],[Concat]],Table3[],8)","v":0.28148000000000001},{"$f":"(Tabulation[[#This Row],[AC System Output (kW)]]*Tabulation[[#This Row],[Rate]])","v":0}]
[9,12,2,0,{"$f":"Tabulation[[#This Row],[AC System Output (W)]]/1000","v":0},{"$f":"VLOOKUP(Tabulation[[#This Row],[Month]],Season,2)","v":"Summer"},{"$f":"(DATE(2021,Tabulation[[#This Row],[Month]],Tabulation[[#This Row],[Day]]))","v":"2021-09-12"},{"$f":"WEEKDAY(Tabulation[[#This Row],[Date]])","v":1},{"$f":"IF(OR(Tabulation[[#This Row],[DayNo]]=1,Tabulation[[#This Row],[DayNo]]=7),1,0)","v":1},{"$f":"COUNTIF(Holidays,Tabulation[[#This Row],[Date]])","v":0},{"$f":"CONCATENATE(Tabulation[[#This Row],[Holiday]],Tabulation[[#This Row],[Season]],Tabulation[[#This Row],[Weekend]],\"-\",IF(Tabulation[[#This Row],[Hour]]<10,0,\"\"),C6126)","v":"0Summer1-02"},{"$f":"VLOOKUP(Tabulation[[#This Row],[Concat]],Table3[],8)","v":0.28148000000000001},{"$f":"(Tabulation[[#This Row],[AC System Output (kW)]]*Tabulation[[#This Row],[Rate]])","v":0}]
[9,12,5,0,{"$f":"Tabulation[[#This Row],[AC System Output (W)]]/1000","v":0},{"$f":"VLOOKUP(Tabulation[[#This Row],[Month]],Season,2)","v":"Summer"},{"$f":"(DATE(2021,Tabulation[[#This Row],[Month]],Tabulation[[#This Row],[Day]]))","v":"2021-09-12"},{"$f":"WEEKDAY(Tabulation[[#This Row],[Date]])","v":1},{"$f":"IF(OR(Tabulation[[#This Row],[DayNo]]=1,Tabulation[[#This Row],[DayNo]]=7),1,0)","v":1},{"$f":"COUNTIF(Holidays,Tabulation[[#This Row],[Date]])","v":0},{"$f":"CONCATENATE(Tabulation[[#This Row],[Holiday]],Tabulation[[#This Row],[Season]],Tabulation[[#This Row],[Weekend]],\"-\",IF(Tabulation[[#This Row],[Hour]]<10,0,\"\"),C6129)","v":"0Summer1-05"},{"$f":"VLOOKUP(Tabulation[[#This Row],[Concat]],Table3[],8)","v":0.28148000000000001},{"$f":"(Tabulation[[#This Row],[AC System Output (kW)]]*Tabulation[[#This Row],[Rate]])","v":0}]
[9,12,8,1752.33,{"$f":"Tabulation[[#This Row],[AC System Output (W)]]/1000","v":1.7523299999999999},{"$f":"VLOOKUP(Tabulation[[#This Row],[Month]],Season,2)","v":"Summer"},{"$f":"(DATE(2021,Tabulation[[#This Row],[Month]],Tabulation[[#This Row],[Day]]))","v":"2021-09-12"},{"$f":"WEEKDAY(Tabulation[[#This Row],[Date]])","v":1},{"$f":"IF(OR(Tabulation[[#This Row],[DayNo]]=1,Tabulation[[#This Row],[DayNo]]=7),1,0)","v":1},{"$f":"COUNTIF(Holidays,Tabulation[[#This Row],[Date]])","v":0},{"$f":"CONCATENATE(Tabulation[[#This Row],[Holiday]],Tabulation[[#This Row],[Season]],Tabulation[[#This Row],[Weekend]],\"-\",IF(Tabulation[[#This Row],[Hour]]<10,0,\"\"),C6132)","v":"0Summer1-08"},{"$f":"VLOOKUP(Tabulation[[#This Row],[Concat]],Table3[],8)","v":0.28148000000000001},{"$f":"(Tabulation[[#This Row],[AC System Output (kW)]]*Tabulation[[#This Row],[Rate]])","v":0.49324584840000002}]
[9,12,12,2789.915,{"$f":"Tabulation[[#This Row],[AC System Output (W)]]/1000","v":2.7899150000000001},{"$f":"VLOOKUP(Tabulation[[#This Row],[Month]],Season,2)","v":"Summer"},{"$f":"(DATE(2021,Tabulation[[#This Row],[Month]],Tabulation[[#This Row],[Day]]))","v":"2021-09-12"},{"$f":"WEEKDAY(Tabulation[[#This Row],[Date]])","v":1},{"$f":"IF(OR(Tabulation[[#This Row],[DayNo]]=1,Tabulation[[#This Row],[DayNo]]=7),1,0)","v":1},{"$f":"COUNTIF(Holidays,Tabulation[[#This Row],[Date]])","v":0},{"$f":"CONCATENATE(Tabulation[[#This Row],[Holiday]],Tabulation[[#This Row],[Season]],Tabulation[[#This Row],[Weekend]],\"-\",IF(Tabulation[[#This Row],[Hour]]<10,0,\"\"),C6136)","v":"0Summer1-12"},{"$f":"VLOOKUP(Tabulation[[#This Row],[Concat]],Table3[],8)","v":0.28148000000000001},{"$f":"(Tabulation[[#This Row],[AC System Output (kW)]]*Tabulation[[#This Row],[Rate]])","v":0.78530527420000007}]
[9,12,15,1718.692,{"$f":"Tabulation[[#This Row],[AC System Output (W)]]/1000","v":1.7186920000000001},{"$f":"VLOOKUP(Tabulation[[#This Row],[Month]],Season,2)","v":"Summer"},{"$f":"(DATE(2021,Tabulation[[#This Row],[Month]],Tabulation[[#This Row],[Day]]))","v":"2021-09-12"},{"$f":"WEEKDAY(Tabulation[[#This Row],[Date]])","v":1},{"$f":"IF(OR(Tabulation[[#This Row],[DayNo]]=1,Tabulation[[#This Row],[DayNo]]=7),1,0)","v":1},{"$f":"COUNTIF(Holidays,Tabulation[[#This Row],[Date]])","v":0},{"$f":"CONCATENATE(Tabulation[[#This Row],[Holiday]],Tabulation[[#This Row],[Season]],Tabulation[[#This Row],[Weekend]],\"-\",IF(Tabulation[[#This Row],[Hour]]<10,0,\"\"),C6139)","v":"0Summer1-15"},{"$f":"VLOOKUP(Tabulation[[#This Row],[Concat]],Table3[],8)","v":0.28148000000000001},{"$f":"(Tabulation[[#This Row],[AC System Output (kW)]]*Tabulation[[#This Row],[Rate]])","v":0.48377742416000002}]
[9,12,18,0,{"$f":"Tabulation[[#This Row],[AC System Output (W)]]/1000","v":0},{"$f":"VLOOKUP(Tabulation[[#This Row],[Month]],Season,2)","v":"Summer"},{"$f":"(DATE(2021,Tabulation[[#This Row],[Month]],Tabulation[[#This Row],[Day]]))","v":"2021-09-12"},{"$f":"WEEKDAY(Tabulation[[#This Row],[Date]])","v":1},{"$f":"IF(OR(Tabulation[[#This Row],[DayNo]]=1,Tabulation[[#This Row],[DayNo]]=7),1,0)","v":1},{"$f":"COUNTIF(Holidays,Tabulation[[#This Row],[Date]])","v":0},{"$f":"CONCATENATE(Tabulation[[#This Row],[Holiday]],Tabulation[[#This Row],[Season]],Tabulation[[#This Row],[Weekend]],\"-\",IF(Tabulation[[#This Row],[Hour]]<10,0,\"\"),C6142)","v":"0Summer1-18"},{"$f":"VLOOKUP(Tabulation[[#This Row],[Concat]],Table3[],8)","v":0.28148000000000001},{"$f":"(Tabulation[[#This Row],[AC System Output (kW)]]*Tabulation[[#This Row],[Rate]])","v":0}]
[9,12,20,0,{"$f":"Tabulation[[#This Row],[AC System Output (W)]]/1000","v":0},{"$f":"VLOOKUP(Tabulation[[#This Row],[Month]],Season,2)","v":"Summer"},{"$f":"(DATE(2021,Tabulation[[#This Row],[Month]],Tabulation[[#This Row],[Day]]))","v":"2021-09-12"},{"$f":"WEEKDAY(Tabulation[[#This Row],[Date]])","v":1},{"$f":"IF(OR(Tabulation[[#This Row],[DayNo]]=1,Tabulation[[#This Row],[DayNo]]=7),1,0)","v":1},{"$f":"COUNTIF(Holidays,Tabulation[[#This Row],[Date]])","v":0},{"$f":"CONCATENATE(Tabulation[[#This Row],[Holiday]],Tabulation[[#This Row],[Season]],Tabulation[[#This Row],[Weekend]],\"-\",IF(Tabulation[[#This Row],[Hour]]<10,0,\"\"),C6144)","v":"0Summer1-20"},{"$f":"VLOOKUP(Tabulation[[#This Row],[Concat]],Table3[],8)","v":0.28148000000000001},{"$f":"(Tabulation[[#This Row],[AC System Output (kW)]]*Tabulation[[#This Row],[Rate]])","v":0}]
[9,12,23,0,{"$f":"Tabulation[[#This Row],[AC System Output (W)]]/1000","v":0},{"$f":"VLOOKUP(Tabulation[[#This Row],[Month]],Season,2)","v":"Summer"},{"$f":"(DATE(2021,Tabulation[[#This Row],[Month]],Tabulation[[#This Row],[Day]]))","v":"2021-09-12"},{"$f":"WEEKDAY(Tabulation[[#This Row],[Date]])","v":1},{"$f":"IF(OR(Tabulation[[#This Row],[DayNo]]=1,Tabulation[[#This Row],[DayNo]]=7),1,0)","v":1},{"$f":"COUNTIF(Holidays,Tabulation[[#This Row],[Date]])","v":0},{"$f":"CONCATENATE(Tabulation[[#This Row],[Holiday]],Tabulation[[#This Row],[Season]],Tabulation[[#This Row],[Weekend]],\"-\",IF(Tabulation[[#This Row],[Hour]]<10,0,\"\"),C6147)","v":"0Summer1-23"},{"$f":"VLOOKUP(Tabulation[[#This Row],[Concat]],Table3[],8)","v":0.28148000000000001},{"$f":"(Tabulation[[#This Row],[AC System Output (kW)]]*Tabulation[[#This Row],[Rate]])","v":0}]
[9,13,3,0,{"$f":"Tabulation[[#This Row],[AC System Output (W)]]/1000","v":0},{"$f":"VLOOKUP(Tabulation[[#This Row],[Month]],Season,2)","v":"Summer"},{"$f":"(DATE(2021,Tabulation[[#This Row],[Month]],Tabulation[[#This Row],[Day]]))","v":"2021-09-13"},{"$f":"WEEKDAY(Tabulation[[#This Row],[Date]])","v":2},{"$f":"IF(OR(Tabulation[[#This Row],[DayNo]]=1,Tabulation[[#This Row],[DayNo]]=7),1,0)","v":0},{"$f":"COUNTIF(Holidays,Tabulation[[#This Row],[Date]])","v":0},{"$f":"CONCATENATE(Tabulation[[#This Row],[Holiday]],Tabulation[[#This Row],[Season]],Tabulation[[#This Row],[Weekend]],\"-\",IF(Tabulation[[#This Row],[Hour]]<10,0,\"\"),C6151)","v":"0Summer0-03"},{"$f":"VLOOKUP(Tabulation[[#This Row],[Concat]],Table3[],8)","v":0.28148000000000001},{"$f":"(Tabulation[[#This Row],[AC System Output (kW)]]*Tabulation[[#This Row],[Rate]])","v":0}]
[9,13,6,258.78699999999998,{"$f":"Tabulation[[#This Row],[AC System Output (W)]]/1000","v":0.25878699999999999},{"$f":"VLOOKUP(Tabulation[[#This Row],[Month]],Season,2)","v":"Summer"},{"$f":"(DATE(2021,Tabulation[[#This Row],[Month]],Tabulation[[#This Row],[Day]]))","v":"2021-09-13"},{"$f":"WEEKDAY(Tabulation[[#This Row],[Date]])","v":2},{"$f":"IF(OR(Tabulation[[#This Row],[DayNo]]=1,Tabulation[[#This Row],[DayNo]]=7),1,0)","v":0},{"$f":"COUNTIF(Holidays,Tabulation[[#This Row],[Date]])","v":0},{"$f":"CONCATENATE(Tabulation[[#This Row],[Holiday]],Tabulation[[#This Row],[Season]],Tabulation[[#This Row],[Weekend]],\"-\",IF(Tabulation[[#This Row],[Hour]]<10,0,\"\"),C6154)","v":"0Summer0-06"},{"$f":"VLOOKUP(Tabulation[[#This Row],[Concat]],Table3[],8)","v":0.28148000000000001},{"$f":"(Tabulation[[#This Row],[AC System Output (kW)]]*Tabulation[[#This Row],[Rate]])","v":7.2843364760000001E-2}]
[9,13,9,2222.2570000000001,{"$f":"Tabulation[[#This Row],[AC System Output (W)]]/1000","v":2.2222569999999999},{"$f":"VLOOKUP(Tabulation[[#This Row],[Month]],Season,2)","v":"Summer"},{"$f":"(DATE(2021,Tabulation[[#This Row],[Month]],Tabulation[[#This Row],[Day]]))","v":"2021-09-13"},{"$f":"WEEKDAY(Tabulation[[#This Row],[Date]])","v":2},{"$f":"IF(OR(Tabulation[[#This Row],[DayNo]]=1,Tabulation[[#This Row],[DayNo]]=7),1,0)","v":0},{"$f":"COUNTIF(Holidays,Tabulation[[#This Row],[Date]])","v":0},{"$f":"CONCATENATE(Tabulation[[#This Row],[Holiday]],Tabulation[[#This Row],[Season]],Tabulation[[#This Row],[Weekend]],\"-\",IF(Tabulation[[#This Row],[Hour]]<10,0,\"\"),C6157)","v":"0Summer0-09"},{"$f":"VLOOKUP(Tabulation[[#This Row],[Concat]],Table3[],8)","v":0.28148000000000001},{"$f":"(Tabulation[[#This Row],[AC System Output (kW)]]*Tabulation[[#This Row],[Rate]])","v":0.62552090035999997}]
[9,13,13,2664.5740000000001,{"$f":"Tabulation[[#This Row],[AC System Output (W)]]/1000","v":2.664574},{"$f":"VLOOKUP(Tabulation[[#This Row],[Month]],Season,2)","v":"Summer"},{"$f":"(DATE(2021,Tabulation[[#This Row],[Month]],Tabulation[[#This Row],[Day]]))","v":"2021-09-13"},{"$f":"WEEKDAY(Tabulation[[#This Row],[Date]])","v":2},{"$f":"IF(OR(Tabulation[[#This Row],[DayNo]]=1,Tabulation[[#This Row],[DayNo]]=7),1,0)","v":0},{"$f":"COUNTIF(Holidays,Tabulation[[#This Row],[Date]])","v":0},{"$f":"CONCATENATE(Tabulation[[#This Row],[Holiday]],Tabulation[[#This Row],[Season]],Tabulation[[#This Row],[Weekend]],\"-\",IF(Tabulation[[#This Row],[Hour]]<10,0,\"\"),C6161)","v":"0Summer0-13"},{"$f":"VLOOKUP(Tabulation[[#This Row],[Concat]],Table3[],8)","v":0.28148000000000001},{"$f":"(Tabulation[[#This Row],[AC System Output (kW)]]*Tabulation[[#This Row],[Rate]])","v":0.75002428952}]
[9,13,15,1731.425,{"$f":"Tabulation[[#This Row],[AC System Output (W)]]/1000","v":1.731425},{"$f":"VLOOKUP(Tabulation[[#This Row],[Month]],Season,2)","v":"Summer"},{"$f":"(DATE(2021,Tabulation[[#This Row],[Month]],Tabulation[[#This Row],[Day]]))","v":"2021-09-13"},{"$f":"WEEKDAY(Tabulation[[#This Row],[Date]])","v":2},{"$f":"IF(OR(Tabulation[[#This Row],[DayNo]]=1,Tabulation[[#This Row],[DayNo]]=7),1,0)","v":0},{"$f":"COUNTIF(Holidays,Tabulation[[#This Row],[Date]])","v":0},{"$f":"CONCATENATE(Tabulation[[#This Row],[Holiday]],Tabulation[[#This Row],[Season]],Tabulation[[#This Row],[Weekend]],\"-\",IF(Tabulation[[#This Row],[Hour]]<10,0,\"\"),C6163)","v":"0Summer0-15"},{"$f":"VLOOKUP(Tabulation[[#This Row],[Concat]],Table3[],8)","v":0.28148000000000001},{"$f":"(Tabulation[[#This Row],[AC System Output (kW)]]*Tabulation[[#This Row],[Rate]])","v":0.48736150900000003}]
[9,13,18,0,{"$f":"Tabulation[[#This Row],[AC System Output (W)]]/1000","v":0},{"$f":"VLOOKUP(Tabulation[[#This Row],[Month]],Season,2)","v":"Summer"},{"$f":"(DATE(2021,Tabulation[[#This Row],[Month]],Tabulation[[#This Row],[Day]]))","v":"2021-09-13"},{"$f":"WEEKDAY(Tabulation[[#This Row],[Date]])","v":2},{"$f":"IF(OR(Tabulation[[#This Row],[DayNo]]=1,Tabulation[[#This Row],[DayNo]]=7),1,0)","v":0},{"$f":"COUNTIF(Holidays,Tabulation[[#This Row],[Date]])","v":0},{"$f":"CONCATENATE(Tabulation[[#This Row],[Holiday]],Tabulation[[#This Row],[Season]],Tabulation[[#This Row],[Weekend]],\"-\",IF(Tabulation[[#This Row],[Hour]]<10,0,\"\"),C6166)","v":"0Summer0-18"},{"$f":"VLOOKUP(Tabulation[[#This Row],[Concat]],Table3[],8)","v":0.37644},{"$f":"(Tabulation[[#This Row],[AC System Output (kW)]]*Tabulation[[#This Row],[Rate]])","v":0}]
[9,13,21,0,{"$f":"Tabulation[[#This Row],[AC System Output (W)]]/1000","v":0},{"$f":"VLOOKUP(Tabulation[[#This Row],[Month]],Season,2)","v":"Summer"},{"$f":"(DATE(2021,Tabulation[[#This Row],[Month]],Tabulation[[#This Row],[Day]]))","v":"2021-09-13"},{"$f":"WEEKDAY(Tabulation[[#This Row],[Date]])","v":2},{"$f":"IF(OR(Tabulation[[#This Row],[DayNo]]=1,Tabulation[[#This Row],[DayNo]]=7),1,0)","v":0},{"$f":"COUNTIF(Holidays,Tabulation[[#This Row],[Date]])","v":0},{"$f":"CONCATENATE(Tabulation[[#This Row],[Holiday]],Tabulation[[#This Row],[Season]],Tabulation[[#This Row],[Weekend]],\"-\",IF(Tabulation[[#This Row],[Hour]]<10,0,\"\"),C6169)","v":"0Summer0-21"},{"$f":"VLOOKUP(Tabulation[[#This Row],[Concat]],Table3[],8)","v":0.28148000000000001},{"$f":"(Tabulation[[#This Row],[AC System Output (kW)]]*Tabulation[[#This Row],[Rate]])","v":0}]
[9,14,0,0,{"$f":"Tabulation[[#This Row],[AC System Output (W)]]/1000","v":0},{"$f":"VLOOKUP(Tabulation[[#This Row],[Month]],Season,2)","v":"Summer"},{"$f":"(DATE(2021,Tabulation[[#This Row],[Month]],Tabulation[[#This Row],[Day]]))","v":"2021-09-14"},{"$f":"WEEKDAY(Tabulation[[#This Row],[Date]])","v":3},{"$f":"IF(OR(Tabulation[[#This Row],[DayNo]]=1,Tabulation[[#This Row],[DayNo]]=7),1,0)","v":0},{"$f":"COUNTIF(Holidays,Tabulation[[#This Row],[Date]])","v":0},{"$f":"CONCATENATE(Tabulation[[#This Row],[Holiday]],Tabulation[[#This Row],[Season]],Tabulation[[#This Row],[Weekend]],\"-\",IF(Tabulation[[#This Row],[Hour]]<10,0,\"\"),C6172)","v":"0Summer0-00"},{"$f":"VLOOKUP(Tabulation[[#This Row],[Concat]],Table3[],8)","v":0.28148000000000001},{"$f":"(Tabulation[[#This Row],[AC System Output (kW)]]*Tabulation[[#This Row],[Rate]])","v":0}]
[9,14,4,0,{"$f":"Tabulation[[#This Row],[AC System Output (W)]]/1000","v":0},{"$f":"VLOOKUP(Tabulation[[#This Row],[Month]],Season,2)","v":"Summer"},{"$f":"(DATE(2021,Tabulation[[#This Row],[Month]],Tabulation[[#This Row],[Day]]))","v":"2021-09-14"},{"$f":"WEEKDAY(Tabulation[[#This Row],[Date]])","v":3},{"$f":"IF(OR(Tabulation[[#This Row],[DayNo]]=1,Tabulation[[#This Row],[DayNo]]=7),1,0)","v":0},{"$f":"COUNTIF(Holidays,Tabulation[[#This Row],[Date]])","v":0},{"$f":"CONCATENATE(Tabulation[[#This Row],[Holiday]],Tabulation[[#This Row],[Season]],Tabulation[[#This Row],[Weekend]],\"-\",IF(Tabulation[[#This Row],[Hour]]<10,0,\"\"),C6176)","v":"0Summer0-04"},{"$f":"VLOOKUP(Tabulation[[#This Row],[Concat]],Table3[],8)","v":0.28148000000000001},{"$f":"(Tabulation[[#This Row],[AC System Output (kW)]]*Tabulation[[#This Row],[Rate]])","v":0}]
[9,14,7,1017.454,{"$f":"Tabulation[[#This Row],[AC System Output (W)]]/1000","v":1.0174539999999999},{"$f":"VLOOKUP(Tabulation[[#This Row],[Month]],Season,2)","v":"Summer"},{"$f":"(DATE(2021,Tabulation[[#This Row],[Month]],Tabulation[[#This Row],[Day]]))","v":"2021-09-14"},{"$f":"WEEKDAY(Tabulation[[#This Row],[Date]])","v":3},{"$f":"IF(OR(Tabulation[[#This Row],[DayNo]]=1,Tabulation[[#This Row],[DayNo]]=7),1,0)","v":0},{"$f":"COUNTIF(Holidays,Tabulation[[#This Row],[Date]])","v":0},{"$f":"CONCATENATE(Tabulation[[#This Row],[Holiday]],Tabulation[[#This Row],[Season]],Tabulation[[#This Row],[Weekend]],\"-\",IF(Tabulation[[#This Row],[Hour]]<10,0,\"\"),C6179)","v":"0Summer0-07"},{"$f":"VLOOKUP(Tabulation[[#This Row],[Concat]],Table3[],8)","v":0.28148000000000001},{"$f":"(Tabulation[[#This Row],[AC System Output (kW)]]*Tabulation[[#This Row],[Rate]])","v":0.28639295191999997}]
[9,14,11,2754.7310000000002,{"$f":"Tabulation[[#This Row],[AC System Output (W)]]/1000","v":2.754731},{"$f":"VLOOKUP(Tabulation[[#This Row],[Month]],Season,2)","v":"Summer"},{"$f":"(DATE(2021,Tabulation[[#This Row],[Month]],Tabulation[[#This Row],[Day]]))","v":"2021-09-14"},{"$f":"WEEKDAY(Tabulation[[#This Row],[Date]])","v":3},{"$f":"IF(OR(Tabulation[[#This Row],[DayNo]]=1,Tabulation[[#This Row],[DayNo]]=7),1,0)","v":0},{"$f":"COUNTIF(Holidays,Tabulation[[#This Row],[Date]])","v":0},{"$f":"CONCATENATE(Tabulation[[#This Row],[Holiday]],Tabulation[[#This Row],[Season]],Tabulation[[#This Row],[Weekend]],\"-\",IF(Tabulation[[#This Row],[Hour]]<10,0,\"\"),C6183)","v":"0Summer0-11"},{"$f":"VLOOKUP(Tabulation[[#This Row],[Concat]],Table3[],8)","v":0.28148000000000001},{"$f":"(Tabulation[[#This Row],[AC System Output (kW)]]*Tabulation[[#This Row],[Rate]])","v":0.77540168188000003}]
[9,14,12,2815.9960000000001,{"$f":"Tabulation[[#This Row],[AC System Output (W)]]/1000","v":2.8159960000000002},{"$f":"VLOOKUP(Tabulation[[#This Row],[Month]],Season,2)","v":"Summer"},{"$f":"(DATE(2021,Tabulation[[#This Row],[Month]],Tabulation[[#This Row],[Day]]))","v":"2021-09-14"},{"$f":"WEEKDAY(Tabulation[[#This Row],[Date]])","v":3},{"$f":"IF(OR(Tabulation[[#This Row],[DayNo]]=1,Tabulation[[#This Row],[DayNo]]=7),1,0)","v":0},{"$f":"COUNTIF(Holidays,Tabulation[[#This Row],[Date]])","v":0},{"$f":"CONCATENATE(Tabulation[[#This Row],[Holiday]],Tabulation[[#This Row],[Season]],Tabulation[[#This Row],[Weekend]],\"-\",IF(Tabulation[[#This Row],[Hour]]<10,0,\"\"),C6184)","v":"0Summer0-12"},{"$f":"VLOOKUP(Tabulation[[#This Row],[Concat]],Table3[],8)","v":0.28148000000000001},{"$f":"(Tabulation[[#This Row],[AC System Output (kW)]]*Tabulation[[#This Row],[Rate]])","v":0.79264655408000007}]
[9,14,18,0,{"$f":"Tabulation[[#This Row],[AC System Output (W)]]/1000","v":0},{"$f":"VLOOKUP(Tabulation[[#This Row],[Month]],Season,2)","v":"Summer"},{"$f":"(DATE(2021,Tabulation[[#This Row],[Month]],Tabulation[[#This Row],[Day]]))","v":"2021-09-14"},{"$f":"WEEKDAY(Tabulation[[#This Row],[Date]])","v":3},{"$f":"IF(OR(Tabulation[[#This Row],[DayNo]]=1,Tabulation[[#This Row],[DayNo]]=7),1,0)","v":0},{"$f":"COUNTIF(Holidays,Tabulation[[#This Row],[Date]])","v":0},{"$f":"CONCATENATE(Tabulation[[#This Row],[Holiday]],Tabulation[[#This Row],[Season]],Tabulation[[#This Row],[Weekend]],\"-\",IF(Tabulation[[#This Row],[Hour]]<10,0,\"\"),C6190)","v":"0Summer0-18"},{"$f":"VLOOKUP(Tabulation[[#This Row],[Concat]],Table3[],8)","v":0.37644},{"$f":"(Tabulation[[#This Row],[AC System Output (kW)]]*Tabulation[[#This Row],[Rate]])","v":0}]
[9,14,19,0,{"$f":"Tabulation[[#This Row],[AC System Output (W)]]/1000","v":0},{"$f":"VLOOKUP(Tabulation[[#This Row],[Month]],Season,2)","v":"Summer"},{"$f":"(DATE(2021,Tabulation[[#This Row],[Month]],Tabulation[[#This Row],[Day]]))","v":"2021-09-14"},{"$f":"WEEKDAY(Tabulation[[#This Row],[Date]])","v":3},{"$f":"IF(OR(Tabulation[[#This Row],[DayNo]]=1,Tabulation[[#This Row],[DayNo]]=7),1,0)","v":0},{"$f":"COUNTIF(Holidays,Tabulation[[#This Row],[Date]])","v":0},{"$f":"CONCATENATE(Tabulation[[#This Row],[Holiday]],Tabulation[[#This Row],[Season]],Tabulation[[#This Row],[Weekend]],\"-\",IF(Tabulation[[#This Row],[Hour]]<10,0,\"\"),C6191)","v":"0Summer0-19"},{"$f":"VLOOKUP(Tabulation[[#This Row],[Concat]],Table3[],8)","v":0.37644},{"$f":"(Tabulation[[#This Row],[AC System Output (kW)]]*Tabulation[[#This Row],[Rate]])","v":0}]
[9,14,22,0,{"$f":"Tabulation[[#This Row],[AC System Output (W)]]/1000","v":0},{"$f":"VLOOKUP(Tabulation[[#This Row],[Month]],Season,2)","v":"Summer"},{"$f":"(DATE(2021,Tabulation[[#This Row],[Month]],Tabulation[[#This Row],[Day]]))","v":"2021-09-14"},{"$f":"WEEKDAY(Tabulation[[#This Row],[Date]])","v":3},{"$f":"IF(OR(Tabulation[[#This Row],[DayNo]]=1,Tabulation[[#This Row],[DayNo]]=7),1,0)","v":0},{"$f":"COUNTIF(Holidays,Tabulation[[#This Row],[Date]])","v":0},{"$f":"CONCATENATE(Tabulation[[#This Row],[Holiday]],Tabulation[[#This Row],[Season]],Tabulation[[#This Row],[Weekend]],\"-\",IF(Tabulation[[#This Row],[Hour]]<10,0,\"\"),C6194)","v":"0Summer0-22"},{"$f":"VLOOKUP(Tabulation[[#This Row],[Concat]],Table3[],8)","v":0.28148000000000001},{"$f":"(Tabulation[[#This Row],[AC System Output (kW)]]*Tabulation[[#This Row],[Rate]])","v":0}]
[9,15,1,0,{"$f":"Tabulation[[#This Row],[AC System Output (W)]]/1000","v":0},{"$f":"VLOOKUP(Tabulation[[#This Row],[Month]],Season,2)","v":"Summer"},{"$f":"(DATE(2021,Tabulation[[#This Row],[Month]],Tabulation[[#This Row],[Day]]))","v":"2021-09-15"},{"$f":"WEEKDAY(Tabulation[[#This Row],[Date]])","v":4},{"$f":"IF(OR(Tabulation[[#This Row],[DayNo]]=1,Tabulation[[#This Row],[DayNo]]=7),1,0)","v":0},{"$f":"COUNTIF(Holidays,Tabulation[[#This Row],[Date]])","v":0},{"$f":"CONCATENATE(Tabulation[[#This Row],[Holiday]],Tabulation[[#This Row],[Season]],Tabulation[[#This Row],[Weekend]],\"-\",IF(Tabulation[[#This Row],[Hour]]<10,0,\"\"),C6197)","v":"0Summer0-01"},{"$f":"VLOOKUP(Tabulation[[#This Row],[Concat]],Table3[],8)","v":0.28148000000000001},{"$f":"(Tabulation[[#This Row],[AC System Output (kW)]]*Tabulation[[#This Row],[Rate]])","v":0}]
[9,15,5,0,{"$f":"Tabulation[[#This Row],[AC System Output (W)]]/1000","v":0},{"$f":"VLOOKUP(Tabulation[[#This Row],[Month]],Season,2)","v":"Summer"},{"$f":"(DATE(2021,Tabulation[[#This Row],[Month]],Tabulation[[#This Row],[Day]]))","v":"2021-09-15"},{"$f":"WEEKDAY(Tabulation[[#This Row],[Date]])","v":4},{"$f":"IF(OR(Tabulation[[#This Row],[DayNo]]=1,Tabulation[[#This Row],[DayNo]]=7),1,0)","v":0},{"$f":"COUNTIF(Holidays,Tabulation[[#This Row],[Date]])","v":0},{"$f":"CONCATENATE(Tabulation[[#This Row],[Holiday]],Tabulation[[#This Row],[Season]],Tabulation[[#This Row],[Weekend]],\"-\",IF(Tabulation[[#This Row],[Hour]]<10,0,\"\"),C6201)","v":"0Summer0-05"},{"$f":"VLOOKUP(Tabulation[[#This Row],[Concat]],Table3[],8)","v":0.28148000000000001},{"$f":"(Tabulation[[#This Row],[AC System Output (kW)]]*Tabulation[[#This Row],[Rate]])","v":0}]
[9,15,9,2250.9140000000002,{"$f":"Tabulation[[#This Row],[AC System Output (W)]]/1000","v":2.2509140000000003},{"$f":"VLOOKUP(Tabulation[[#This Row],[Month]],Season,2)","v":"Summer"},{"$f":"(DATE(2021,Tabulation[[#This Row],[Month]],Tabulation[[#This Row],[Day]]))","v":"2021-09-15"},{"$f":"WEEKDAY(Tabulation[[#This Row],[Date]])","v":4},{"$f":"IF(OR(Tabulation[[#This Row],[DayNo]]=1,Tabulation[[#This Row],[DayNo]]=7),1,0)","v":0},{"$f":"COUNTIF(Holidays,Tabulation[[#This Row],[Date]])","v":0},{"$f":"CONCATENATE(Tabulation[[#This Row],[Holiday]],Tabulation[[#This Row],[Season]],Tabulation[[#This Row],[Weekend]],\"-\",IF(Tabulation[[#This Row],[Hour]]<10,0,\"\"),C6205)","v":"0Summer0-09"},{"$f":"VLOOKUP(Tabulation[[#This Row],[Concat]],Table3[],8)","v":0.28148000000000001},{"$f":"(Tabulation[[#This Row],[AC System Output (kW)]]*Tabulation[[#This Row],[Rate]])","v":0.63358727272000015}]
[9,15,13,2611.2640000000001,{"$f":"Tabulation[[#This Row],[AC System Output (W)]]/1000","v":2.6112640000000003},{"$f":"VLOOKUP(Tabulation[[#This Row],[Month]],Season,2)","v":"Summer"},{"$f":"(DATE(2021,Tabulation[[#This Row],[Month]],Tabulation[[#This Row],[Day]]))","v":"2021-09-15"},{"$f":"WEEKDAY(Tabulation[[#This Row],[Date]])","v":4},{"$f":"IF(OR(Tabulation[[#This Row],[DayNo]]=1,Tabulation[[#This Row],[DayNo]]=7),1,0)","v":0},{"$f":"COUNTIF(Holidays,Tabulation[[#This Row],[Date]])","v":0},{"$f":"CONCATENATE(Tabulation[[#This Row],[Holiday]],Tabulation[[#This Row],[Season]],Tabulation[[#This Row],[Weekend]],\"-\",IF(Tabulation[[#This Row],[Hour]]<10,0,\"\"),C6209)","v":"0Summer0-13"},{"$f":"VLOOKUP(Tabulation[[#This Row],[Concat]],Table3[],8)","v":0.28148000000000001},{"$f":"(Tabulation[[#This Row],[AC System Output (kW)]]*Tabulation[[#This Row],[Rate]])","v":0.73501859072000009}]
[9,15,16,934.74900000000002,{"$f":"Tabulation[[#This Row],[AC System Output (W)]]/1000","v":0.93474900000000005},{"$f":"VLOOKUP(Tabulation[[#This Row],[Month]],Season,2)","v":"Summer"},{"$f":"(DATE(2021,Tabulation[[#This Row],[Month]],Tabulation[[#This Row],[Day]]))","v":"2021-09-15"},{"$f":"WEEKDAY(Tabulation[[#This Row],[Date]])","v":4},{"$f":"IF(OR(Tabulation[[#This Row],[DayNo]]=1,Tabulation[[#This Row],[DayNo]]=7),1,0)","v":0},{"$f":"COUNTIF(Holidays,Tabulation[[#This Row],[Date]])","v":0},{"$f":"CONCATENATE(Tabulation[[#This Row],[Holiday]],Tabulation[[#This Row],[Season]],Tabulation[[#This Row],[Weekend]],\"-\",IF(Tabulation[[#This Row],[Hour]]<10,0,\"\"),C6212)","v":"0Summer0-16"},{"$f":"VLOOKUP(Tabulation[[#This Row],[Concat]],Table3[],8)","v":0.28148000000000001},{"$f":"(Tabulation[[#This Row],[AC System Output (kW)]]*Tabulation[[#This Row],[Rate]])","v":0.26311314852000001}]
[9,15,19,0,{"$f":"Tabulation[[#This Row],[AC System Output (W)]]/1000","v":0},{"$f":"VLOOKUP(Tabulation[[#This Row],[Month]],Season,2)","v":"Summer"},{"$f":"(DATE(2021,Tabulation[[#This Row],[Month]],Tabulation[[#This Row],[Day]]))","v":"2021-09-15"},{"$f":"WEEKDAY(Tabulation[[#This Row],[Date]])","v":4},{"$f":"IF(OR(Tabulation[[#This Row],[DayNo]]=1,Tabulation[[#This Row],[DayNo]]=7),1,0)","v":0},{"$f":"COUNTIF(Holidays,Tabulation[[#This Row],[Date]])","v":0},{"$f":"CONCATENATE(Tabulation[[#This Row],[Holiday]],Tabulation[[#This Row],[Season]],Tabulation[[#This Row],[Weekend]],\"-\",IF(Tabulation[[#This Row],[Hour]]<10,0,\"\"),C6215)","v":"0Summer0-19"},{"$f":"VLOOKUP(Tabulation[[#This Row],[Concat]],Table3[],8)","v":0.37644},{"$f":"(Tabulation[[#This Row],[AC System Output (kW)]]*Tabulation[[#This Row],[Rate]])","v":0}]
[9,15,20,0,{"$f":"Tabulation[[#This Row],[AC System Output (W)]]/1000","v":0},{"$f":"VLOOKUP(Tabulation[[#This Row],[Month]],Season,2)","v":"Summer"},{"$f":"(DATE(2021,Tabulation[[#This Row],[Month]],Tabulation[[#This Row],[Day]]))","v":"2021-09-15"},{"$f":"WEEKDAY(Tabulation[[#This Row],[Date]])","v":4},{"$f":"IF(OR(Tabulation[[#This Row],[DayNo]]=1,Tabulation[[#This Row],[DayNo]]=7),1,0)","v":0},{"$f":"COUNTIF(Holidays,Tabulation[[#This Row],[Date]])","v":0},{"$f":"CONCATENATE(Tabulation[[#This Row],[Holiday]],Tabulation[[#This Row],[Season]],Tabulation[[#This Row],[Weekend]],\"-\",IF(Tabulation[[#This Row],[Hour]]<10,0,\"\"),C6216)","v":"0Summer0-20"},{"$f":"VLOOKUP(Tabulation[[#This Row],[Concat]],Table3[],8)","v":0.28148000000000001},{"$f":"(Tabulation[[#This Row],[AC System Output (kW)]]*Tabulation[[#This Row],[Rate]])","v":0}]
[9,15,23,0,{"$f":"Tabulation[[#This Row],[AC System Output (W)]]/1000","v":0},{"$f":"VLOOKUP(Tabulation[[#This Row],[Month]],Season,2)","v":"Summer"},{"$f":"(DATE(2021,Tabulation[[#This Row],[Month]],Tabulation[[#This Row],[Day]]))","v":"2021-09-15"},{"$f":"WEEKDAY(Tabulation[[#This Row],[Date]])","v":4},{"$f":"IF(OR(Tabulation[[#This Row],[DayNo]]=1,Tabulation[[#This Row],[DayNo]]=7),1,0)","v":0},{"$f":"COUNTIF(Holidays,Tabulation[[#This Row],[Date]])","v":0},{"$f":"CONCATENATE(Tabulation[[#This Row],[Holiday]],Tabulation[[#This Row],[Season]],Tabulation[[#This Row],[Weekend]],\"-\",IF(Tabulation[[#This Row],[Hour]]<10,0,\"\"),C6219)","v":"0Summer0-23"},{"$f":"VLOOKUP(Tabulation[[#This Row],[Concat]],Table3[],8)","v":0.28148000000000001},{"$f":"(Tabulation[[#This Row],[AC System Output (kW)]]*Tabulation[[#This Row],[Rate]])","v":0}]
[9,16,2,0,{"$f":"Tabulation[[#This Row],[AC System Output (W)]]/1000","v":0},{"$f":"VLOOKUP(Tabulation[[#This Row],[Month]],Season,2)","v":"Summer"},{"$f":"(DATE(2021,Tabulation[[#This Row],[Month]],Tabulation[[#This Row],[Day]]))","v":"2021-09-16"},{"$f":"WEEKDAY(Tabulation[[#This Row],[Date]])","v":5},{"$f":"IF(OR(Tabulation[[#This Row],[DayNo]]=1,Tabulation[[#This Row],[DayNo]]=7),1,0)","v":0},{"$f":"COUNTIF(Holidays,Tabulation[[#This Row],[Date]])","v":0},{"$f":"CONCATENATE(Tabulation[[#This Row],[Holiday]],Tabulation[[#This Row],[Season]],Tabulation[[#This Row],[Weekend]],\"-\",IF(Tabulation[[#This Row],[Hour]]<10,0,\"\"),C6222)","v":"0Summer0-02"},{"$f":"VLOOKUP(Tabulation[[#This Row],[Concat]],Table3[],8)","v":0.28148000000000001},{"$f":"(Tabulation[[#This Row],[AC System Output (kW)]]*Tabulation[[#This Row],[Rate]])","v":0}]
[9,16,6,250.35,{"$f":"Tabulation[[#This Row],[AC System Output (W)]]/1000","v":0.25035000000000002},{"$f":"VLOOKUP(Tabulation[[#This Row],[Month]],Season,2)","v":"Summer"},{"$f":"(DATE(2021,Tabulation[[#This Row],[Month]],Tabulation[[#This Row],[Day]]))","v":"2021-09-16"},{"$f":"WEEKDAY(Tabulation[[#This Row],[Date]])","v":5},{"$f":"IF(OR(Tabulation[[#This Row],[DayNo]]=1,Tabulation[[#This Row],[DayNo]]=7),1,0)","v":0},{"$f":"COUNTIF(Holidays,Tabulation[[#This Row],[Date]])","v":0},{"$f":"CONCATENATE(Tabulation[[#This Row],[Holiday]],Tabulation[[#This Row],[Season]],Tabulation[[#This Row],[Weekend]],\"-\",IF(Tabulation[[#This Row],[Hour]]<10,0,\"\"),C6226)","v":"0Summer0-06"},{"$f":"VLOOKUP(Tabulation[[#This Row],[Concat]],Table3[],8)","v":0.28148000000000001},{"$f":"(Tabulation[[#This Row],[AC System Output (kW)]]*Tabulation[[#This Row],[Rate]])","v":7.0468518000000008E-2}]
[9,16,10,2740.799,{"$f":"Tabulation[[#This Row],[AC System Output (W)]]/1000","v":2.740799},{"$f":"VLOOKUP(Tabulation[[#This Row],[Month]],Season,2)","v":"Summer"},{"$f":"(DATE(2021,Tabulation[[#This Row],[Month]],Tabulation[[#This Row],[Day]]))","v":"2021-09-16"},{"$f":"WEEKDAY(Tabulation[[#This Row],[Date]])","v":5},{"$f":"IF(OR(Tabulation[[#This Row],[DayNo]]=1,Tabulation[[#This Row],[DayNo]]=7),1,0)","v":0},{"$f":"COUNTIF(Holidays,Tabulation[[#This Row],[Date]])","v":0},{"$f":"CONCATENATE(Tabulation[[#This Row],[Holiday]],Tabulation[[#This Row],[Season]],Tabulation[[#This Row],[Weekend]],\"-\",IF(Tabulation[[#This Row],[Hour]]<10,0,\"\"),C6230)","v":"0Summer0-10"},{"$f":"VLOOKUP(Tabulation[[#This Row],[Concat]],Table3[],8)","v":0.28148000000000001},{"$f":"(Tabulation[[#This Row],[AC System Output (kW)]]*Tabulation[[#This Row],[Rate]])","v":0.77148010251999999}]
[9,16,14,2328.768,{"$f":"Tabulation[[#This Row],[AC System Output (W)]]/1000","v":2.3287680000000002},{"$f":"VLOOKUP(Tabulation[[#This Row],[Month]],Season,2)","v":"Summer"},{"$f":"(DATE(2021,Tabulation[[#This Row],[Month]],Tabulation[[#This Row],[Day]]))","v":"2021-09-16"},{"$f":"WEEKDAY(Tabulation[[#This Row],[Date]])","v":5},{"$f":"IF(OR(Tabulation[[#This Row],[DayNo]]=1,Tabulation[[#This Row],[DayNo]]=7),1,0)","v":0},{"$f":"COUNTIF(Holidays,Tabulation[[#This Row],[Date]])","v":0},{"$f":"CONCATENATE(Tabulation[[#This Row],[Holiday]],Tabulation[[#This Row],[Season]],Tabulation[[#This Row],[Weekend]],\"-\",IF(Tabulation[[#This Row],[Hour]]<10,0,\"\"),C6234)","v":"0Summer0-14"},{"$f":"VLOOKUP(Tabulation[[#This Row],[Concat]],Table3[],8)","v":0.28148000000000001},{"$f":"(Tabulation[[#This Row],[AC System Output (kW)]]*Tabulation[[#This Row],[Rate]])","v":0.65550161664000006}]
[9,16,17,193.56399999999999,{"$f":"Tabulation[[#This Row],[AC System Output (W)]]/1000","v":0.19356399999999999},{"$f":"VLOOKUP(Tabulation[[#This Row],[Month]],Season,2)","v":"Summer"},{"$f":"(DATE(2021,Tabulation[[#This Row],[Month]],Tabulation[[#This Row],[Day]]))","v":"2021-09-16"},{"$f":"WEEKDAY(Tabulation[[#This Row],[Date]])","v":5},{"$f":"IF(OR(Tabulation[[#This Row],[DayNo]]=1,Tabulation[[#This Row],[DayNo]]=7),1,0)","v":0},{"$f":"COUNTIF(Holidays,Tabulation[[#This Row],[Date]])","v":0},{"$f":"CONCATENATE(Tabulation[[#This Row],[Holiday]],Tabulation[[#This Row],[Season]],Tabulation[[#This Row],[Weekend]],\"-\",IF(Tabulation[[#This Row],[Hour]]<10,0,\"\"),C6237)","v":"0Summer0-17"},{"$f":"VLOOKUP(Tabulation[[#This Row],[Concat]],Table3[],8)","v":0.37644},{"$f":"(Tabulation[[#This Row],[AC System Output (kW)]]*Tabulation[[#This Row],[Rate]])","v":7.2865232159999987E-2}]
[9,16,20,0,{"$f":"Tabulation[[#This Row],[AC System Output (W)]]/1000","v":0},{"$f":"VLOOKUP(Tabulation[[#This Row],[Month]],Season,2)","v":"Summer"},{"$f":"(DATE(2021,Tabulation[[#This Row],[Month]],Tabulation[[#This Row],[Day]]))","v":"2021-09-16"},{"$f":"WEEKDAY(Tabulation[[#This Row],[Date]])","v":5},{"$f":"IF(OR(Tabulation[[#This Row],[DayNo]]=1,Tabulation[[#This Row],[DayNo]]=7),1,0)","v":0},{"$f":"COUNTIF(Holidays,Tabulation[[#This Row],[Date]])","v":0},{"$f":"CONCATENATE(Tabulation[[#This Row],[Holiday]],Tabulation[[#This Row],[Season]],Tabulation[[#This Row],[Weekend]],\"-\",IF(Tabulation[[#This Row],[Hour]]<10,0,\"\"),C6240)","v":"0Summer0-20"},{"$f":"VLOOKUP(Tabulation[[#This Row],[Concat]],Table3[],8)","v":0.28148000000000001},{"$f":"(Tabulation[[#This Row],[AC System Output (kW)]]*Tabulation[[#This Row],[Rate]])","v":0}]
[9,16,21,0,{"$f":"Tabulation[[#This Row],[AC System Output (W)]]/1000","v":0},{"$f":"VLOOKUP(Tabulation[[#This Row],[Month]],Season,2)","v":"Summer"},{"$f":"(DATE(2021,Tabulation[[#This Row],[Month]],Tabulation[[#This Row],[Day]]))","v":"2021-09-16"},{"$f":"WEEKDAY(Tabulation[[#This Row],[Date]])","v":5},{"$f":"IF(OR(Tabulation[[#This Row],[DayNo]]=1,Tabulation[[#This Row],[DayNo]]=7),1,0)","v":0},{"$f":"COUNTIF(Holidays,Tabulation[[#This Row],[Date]])","v":0},{"$f":"CONCATENATE(Tabulation[[#This Row],[Holiday]],Tabulation[[#This Row],[Season]],Tabulation[[#This Row],[Weekend]],\"-\",IF(Tabulation[[#This Row],[Hour]]<10,0,\"\"),C6241)","v":"0Summer0-21"},{"$f":"VLOOKUP(Tabulation[[#This Row],[Concat]],Table3[],8)","v":0.28148000000000001},{"$f":"(Tabulation[[#This Row],[AC System Output (kW)]]*Tabulation[[#This Row],[Rate]])","v":0}]
[9,17,0,0,{"$f":"Tabulation[[#This Row],[AC System Output (W)]]/1000","v":0},{"$f":"VLOOKUP(Tabulation[[#This Row],[Month]],Season,2)","v":"Summer"},{"$f":"(DATE(2021,Tabulation[[#This Row],[Month]],Tabulation[[#This Row],[Day]]))","v":"2021-09-17"},{"$f":"WEEKDAY(Tabulation[[#This Row],[Date]])","v":6},{"$f":"IF(OR(Tabulation[[#This Row],[DayNo]]=1,Tabulation[[#This Row],[DayNo]]=7),1,0)","v":0},{"$f":"COUNTIF(Holidays,Tabulation[[#This Row],[Date]])","v":0},{"$f":"CONCATENATE(Tabulation[[#This Row],[Holiday]],Tabulation[[#This Row],[Season]],Tabulation[[#This Row],[Weekend]],\"-\",IF(Tabulation[[#This Row],[Hour]]<10,0,\"\"),C6244)","v":"0Summer0-00"},{"$f":"VLOOKUP(Tabulation[[#This Row],[Concat]],Table3[],8)","v":0.28148000000000001},{"$f":"(Tabulation[[#This Row],[AC System Output (kW)]]*Tabulation[[#This Row],[Rate]])","v":0}]
[9,17,3,0,{"$f":"Tabulation[[#This Row],[AC System Output (W)]]/1000","v":0},{"$f":"VLOOKUP(Tabulation[[#This Row],[Month]],Season,2)","v":"Summer"},{"$f":"(DATE(2021,Tabulation[[#This Row],[Month]],Tabulation[[#This Row],[Day]]))","v":"2021-09-17"},{"$f":"WEEKDAY(Tabulation[[#This Row],[Date]])","v":6},{"$f":"IF(OR(Tabulation[[#This Row],[DayNo]]=1,Tabulation[[#This Row],[DayNo]]=7),1,0)","v":0},{"$f":"COUNTIF(Holidays,Tabulation[[#This Row],[Date]])","v":0},{"$f":"CONCATENATE(Tabulation[[#This Row],[Holiday]],Tabulation[[#This Row],[Season]],Tabulation[[#This Row],[Weekend]],\"-\",IF(Tabulation[[#This Row],[Hour]]<10,0,\"\"),C6247)","v":"0Summer0-03"},{"$f":"VLOOKUP(Tabulation[[#This Row],[Concat]],Table3[],8)","v":0.28148000000000001},{"$f":"(Tabulation[[#This Row],[AC System Output (kW)]]*Tabulation[[#This Row],[Rate]])","v":0}]
[9,17,8,1859.4490000000001,{"$f":"Tabulation[[#This Row],[AC System Output (W)]]/1000","v":1.8594490000000001},{"$f":"VLOOKUP(Tabulation[[#This Row],[Month]],Season,2)","v":"Summer"},{"$f":"(DATE(2021,Tabulation[[#This Row],[Month]],Tabulation[[#This Row],[Day]]))","v":"2021-09-17"},{"$f":"WEEKDAY(Tabulation[[#This Row],[Date]])","v":6},{"$f":"IF(OR(Tabulation[[#This Row],[DayNo]]=1,Tabulation[[#This Row],[DayNo]]=7),1,0)","v":0},{"$f":"COUNTIF(Holidays,Tabulation[[#This Row],[Date]])","v":0},{"$f":"CONCATENATE(Tabulation[[#This Row],[Holiday]],Tabulation[[#This Row],[Season]],Tabulation[[#This Row],[Weekend]],\"-\",IF(Tabulation[[#This Row],[Hour]]<10,0,\"\"),C6252)","v":"0Summer0-08"},{"$f":"VLOOKUP(Tabulation[[#This Row],[Concat]],Table3[],8)","v":0.28148000000000001},{"$f":"(Tabulation[[#This Row],[AC System Output (kW)]]*Tabulation[[#This Row],[Rate]])","v":0.52339770452000001}]
[9,17,11,2993.3710000000001,{"$f":"Tabulation[[#This Row],[AC System Output (W)]]/1000","v":2.9933710000000002},{"$f":"VLOOKUP(Tabulation[[#This Row],[Month]],Season,2)","v":"Summer"},{"$f":"(DATE(2021,Tabulation[[#This Row],[Month]],Tabulation[[#This Row],[Day]]))","v":"2021-09-17"},{"$f":"WEEKDAY(Tabulation[[#This Row],[Date]])","v":6},{"$f":"IF(OR(Tabulation[[#This Row],[DayNo]]=1,Tabulation[[#This Row],[DayNo]]=7),1,0)","v":0},{"$f":"COUNTIF(Holidays,Tabulation[[#This Row],[Date]])","v":0},{"$f":"CONCATENATE(Tabulation[[#This Row],[Holiday]],Tabulation[[#This Row],[Season]],Tabulation[[#This Row],[Weekend]],\"-\",IF(Tabulation[[#This Row],[Hour]]<10,0,\"\"),C6255)","v":"0Summer0-11"},{"$f":"VLOOKUP(Tabulation[[#This Row],[Concat]],Table3[],8)","v":0.28148000000000001},{"$f":"(Tabulation[[#This Row],[AC System Output (kW)]]*Tabulation[[#This Row],[Rate]])","v":0.8425740690800001}]
[9,17,15,1777.395,{"$f":"Tabulation[[#This Row],[AC System Output (W)]]/1000","v":1.7773950000000001},{"$f":"VLOOKUP(Tabulation[[#This Row],[Month]],Season,2)","v":"Summer"},{"$f":"(DATE(2021,Tabulation[[#This Row],[Month]],Tabulation[[#This Row],[Day]]))","v":"2021-09-17"},{"$f":"WEEKDAY(Tabulation[[#This Row],[Date]])","v":6},{"$f":"IF(OR(Tabulation[[#This Row],[DayNo]]=1,Tabulation[[#This Row],[DayNo]]=7),1,0)","v":0},{"$f":"COUNTIF(Holidays,Tabulation[[#This Row],[Date]])","v":0},{"$f":"CONCATENATE(Tabulation[[#This Row],[Holiday]],Tabulation[[#This Row],[Season]],Tabulation[[#This Row],[Weekend]],\"-\",IF(Tabulation[[#This Row],[Hour]]<10,0,\"\"),C6259)","v":"0Summer0-15"},{"$f":"VLOOKUP(Tabulation[[#This Row],[Concat]],Table3[],8)","v":0.28148000000000001},{"$f":"(Tabulation[[#This Row],[AC System Output (kW)]]*Tabulation[[#This Row],[Rate]])","v":0.50030114460000008}]
[9,17,18,0,{"$f":"Tabulation[[#This Row],[AC System Output (W)]]/1000","v":0},{"$f":"VLOOKUP(Tabulation[[#This Row],[Month]],Season,2)","v":"Summer"},{"$f":"(DATE(2021,Tabulation[[#This Row],[Month]],Tabulation[[#This Row],[Day]]))","v":"2021-09-17"},{"$f":"WEEKDAY(Tabulation[[#This Row],[Date]])","v":6},{"$f":"IF(OR(Tabulation[[#This Row],[DayNo]]=1,Tabulation[[#This Row],[DayNo]]=7),1,0)","v":0},{"$f":"COUNTIF(Holidays,Tabulation[[#This Row],[Date]])","v":0},{"$f":"CONCATENATE(Tabulation[[#This Row],[Holiday]],Tabulation[[#This Row],[Season]],Tabulation[[#This Row],[Weekend]],\"-\",IF(Tabulation[[#This Row],[Hour]]<10,0,\"\"),C6262)","v":"0Summer0-18"},{"$f":"VLOOKUP(Tabulation[[#This Row],[Concat]],Table3[],8)","v":0.37644},{"$f":"(Tabulation[[#This Row],[AC System Output (kW)]]*Tabulation[[#This Row],[Rate]])","v":0}]
[9,17,21,0,{"$f":"Tabulation[[#This Row],[AC System Output (W)]]/1000","v":0},{"$f":"VLOOKUP(Tabulation[[#This Row],[Month]],Season,2)","v":"Summer"},{"$f":"(DATE(2021,Tabulation[[#This Row],[Month]],Tabulation[[#This Row],[Day]]))","v":"2021-09-17"},{"$f":"WEEKDAY(Tabulation[[#This Row],[Date]])","v":6},{"$f":"IF(OR(Tabulation[[#This Row],[DayNo]]=1,Tabulation[[#This Row],[DayNo]]=7),1,0)","v":0},{"$f":"COUNTIF(Holidays,Tabulation[[#This Row],[Date]])","v":0},{"$f":"CONCATENATE(Tabulation[[#This Row],[Holiday]],Tabulation[[#This Row],[Season]],Tabulation[[#This Row],[Weekend]],\"-\",IF(Tabulation[[#This Row],[Hour]]<10,0,\"\"),C6265)","v":"0Summer0-21"},{"$f":"VLOOKUP(Tabulation[[#This Row],[Concat]],Table3[],8)","v":0.28148000000000001},{"$f":"(Tabulation[[#This Row],[AC System Output (kW)]]*Tabulation[[#This Row],[Rate]])","v":0}]
[9,17,22,0,{"$f":"Tabulation[[#This Row],[AC System Output (W)]]/1000","v":0},{"$f":"VLOOKUP(Tabulation[[#This Row],[Month]],Season,2)","v":"Summer"},{"$f":"(DATE(2021,Tabulation[[#This Row],[Month]],Tabulation[[#This Row],[Day]]))","v":"2021-09-17"},{"$f":"WEEKDAY(Tabulation[[#This Row],[Date]])","v":6},{"$f":"IF(OR(Tabulation[[#This Row],[DayNo]]=1,Tabulation[[#This Row],[DayNo]]=7),1,0)","v":0},{"$f":"COUNTIF(Holidays,Tabulation[[#This Row],[Date]])","v":0},{"$f":"CONCATENATE(Tabulation[[#This Row],[Holiday]],Tabulation[[#This Row],[Season]],Tabulation[[#This Row],[Weekend]],\"-\",IF(Tabulation[[#This Row],[Hour]]<10,0,\"\"),C6266)","v":"0Summer0-22"},{"$f":"VLOOKUP(Tabulation[[#This Row],[Concat]],Table3[],8)","v":0.28148000000000001},{"$f":"(Tabulation[[#This Row],[AC System Output (kW)]]*Tabulation[[#This Row],[Rate]])","v":0}]
[9,18,4,0,{"$f":"Tabulation[[#This Row],[AC System Output (W)]]/1000","v":0},{"$f":"VLOOKUP(Tabulation[[#This Row],[Month]],Season,2)","v":"Summer"},{"$f":"(DATE(2021,Tabulation[[#This Row],[Month]],Tabulation[[#This Row],[Day]]))","v":"2021-09-18"},{"$f":"WEEKDAY(Tabulation[[#This Row],[Date]])","v":7},{"$f":"IF(OR(Tabulation[[#This Row],[DayNo]]=1,Tabulation[[#This Row],[DayNo]]=7),1,0)","v":1},{"$f":"COUNTIF(Holidays,Tabulation[[#This Row],[Date]])","v":0},{"$f":"CONCATENATE(Tabulation[[#This Row],[Holiday]],Tabulation[[#This Row],[Season]],Tabulation[[#This Row],[Weekend]],\"-\",IF(Tabulation[[#This Row],[Hour]]<10,0,\"\"),C6272)","v":"0Summer1-04"},{"$f":"VLOOKUP(Tabulation[[#This Row],[Concat]],Table3[],8)","v":0.28148000000000001},{"$f":"(Tabulation[[#This Row],[AC System Output (kW)]]*Tabulation[[#This Row],[Rate]])","v":0}]
[9,18,6,259.59199999999998,{"$f":"Tabulation[[#This Row],[AC System Output (W)]]/1000","v":0.25959199999999999},{"$f":"VLOOKUP(Tabulation[[#This Row],[Month]],Season,2)","v":"Summer"},{"$f":"(DATE(2021,Tabulation[[#This Row],[Month]],Tabulation[[#This Row],[Day]]))","v":"2021-09-18"},{"$f":"WEEKDAY(Tabulation[[#This Row],[Date]])","v":7},{"$f":"IF(OR(Tabulation[[#This Row],[DayNo]]=1,Tabulation[[#This Row],[DayNo]]=7),1,0)","v":1},{"$f":"COUNTIF(Holidays,Tabulation[[#This Row],[Date]])","v":0},{"$f":"CONCATENATE(Tabulation[[#This Row],[Holiday]],Tabulation[[#This Row],[Season]],Tabulation[[#This Row],[Weekend]],\"-\",IF(Tabulation[[#This Row],[Hour]]<10,0,\"\"),C6274)","v":"0Summer1-06"},{"$f":"VLOOKUP(Tabulation[[#This Row],[Concat]],Table3[],8)","v":0.28148000000000001},{"$f":"(Tabulation[[#This Row],[AC System Output (kW)]]*Tabulation[[#This Row],[Rate]])","v":7.3069956160000005E-2}]
[9,18,9,2314.4870000000001,{"$f":"Tabulation[[#This Row],[AC System Output (W)]]/1000","v":2.3144870000000002},{"$f":"VLOOKUP(Tabulation[[#This Row],[Month]],Season,2)","v":"Summer"},{"$f":"(DATE(2021,Tabulation[[#This Row],[Month]],Tabulation[[#This Row],[Day]]))","v":"2021-09-18"},{"$f":"WEEKDAY(Tabulation[[#This Row],[Date]])","v":7},{"$f":"IF(OR(Tabulation[[#This Row],[DayNo]]=1,Tabulation[[#This Row],[DayNo]]=7),1,0)","v":1},{"$f":"COUNTIF(Holidays,Tabulation[[#This Row],[Date]])","v":0},{"$f":"CONCATENATE(Tabulation[[#This Row],[Holiday]],Tabulation[[#This Row],[Season]],Tabulation[[#This Row],[Weekend]],\"-\",IF(Tabulation[[#This Row],[Hour]]<10,0,\"\"),C6277)","v":"0Summer1-09"},{"$f":"VLOOKUP(Tabulation[[#This Row],[Concat]],Table3[],8)","v":0.28148000000000001},{"$f":"(Tabulation[[#This Row],[AC System Output (kW)]]*Tabulation[[#This Row],[Rate]])","v":0.65148180076000006}]
[9,18,12,2848.6439999999998,{"$f":"Tabulation[[#This Row],[AC System Output (W)]]/1000","v":2.8486439999999997},{"$f":"VLOOKUP(Tabulation[[#This Row],[Month]],Season,2)","v":"Summer"},{"$f":"(DATE(2021,Tabulation[[#This Row],[Month]],Tabulation[[#This Row],[Day]]))","v":"2021-09-18"},{"$f":"WEEKDAY(Tabulation[[#This Row],[Date]])","v":7},{"$f":"IF(OR(Tabulation[[#This Row],[DayNo]]=1,Tabulation[[#This Row],[DayNo]]=7),1,0)","v":1},{"$f":"COUNTIF(Holidays,Tabulation[[#This Row],[Date]])","v":0},{"$f":"CONCATENATE(Tabulation[[#This Row],[Holiday]],Tabulation[[#This Row],[Season]],Tabulation[[#This Row],[Weekend]],\"-\",IF(Tabulation[[#This Row],[Hour]]<10,0,\"\"),C6280)","v":"0Summer1-12"},{"$f":"VLOOKUP(Tabulation[[#This Row],[Concat]],Table3[],8)","v":0.28148000000000001},{"$f":"(Tabulation[[#This Row],[AC System Output (kW)]]*Tabulation[[#This Row],[Rate]])","v":0.80183631311999992}]
[9,18,16,925.68,{"$f":"Tabulation[[#This Row],[AC System Output (W)]]/1000","v":0.92567999999999995},{"$f":"VLOOKUP(Tabulation[[#This Row],[Month]],Season,2)","v":"Summer"},{"$f":"(DATE(2021,Tabulation[[#This Row],[Month]],Tabulation[[#This Row],[Day]]))","v":"2021-09-18"},{"$f":"WEEKDAY(Tabulation[[#This Row],[Date]])","v":7},{"$f":"IF(OR(Tabulation[[#This Row],[DayNo]]=1,Tabulation[[#This Row],[DayNo]]=7),1,0)","v":1},{"$f":"COUNTIF(Holidays,Tabulation[[#This Row],[Date]])","v":0},{"$f":"CONCATENATE(Tabulation[[#This Row],[Holiday]],Tabulation[[#This Row],[Season]],Tabulation[[#This Row],[Weekend]],\"-\",IF(Tabulation[[#This Row],[Hour]]<10,0,\"\"),C6284)","v":"0Summer1-16"},{"$f":"VLOOKUP(Tabulation[[#This Row],[Concat]],Table3[],8)","v":0.28148000000000001},{"$f":"(Tabulation[[#This Row],[AC System Output (kW)]]*Tabulation[[#This Row],[Rate]])","v":0.2605604064}]
[9,18,19,0,{"$f":"Tabulation[[#This Row],[AC System Output (W)]]/1000","v":0},{"$f":"VLOOKUP(Tabulation[[#This Row],[Month]],Season,2)","v":"Summer"},{"$f":"(DATE(2021,Tabulation[[#This Row],[Month]],Tabulation[[#This Row],[Day]]))","v":"2021-09-18"},{"$f":"WEEKDAY(Tabulation[[#This Row],[Date]])","v":7},{"$f":"IF(OR(Tabulation[[#This Row],[DayNo]]=1,Tabulation[[#This Row],[DayNo]]=7),1,0)","v":1},{"$f":"COUNTIF(Holidays,Tabulation[[#This Row],[Date]])","v":0},{"$f":"CONCATENATE(Tabulation[[#This Row],[Holiday]],Tabulation[[#This Row],[Season]],Tabulation[[#This Row],[Weekend]],\"-\",IF(Tabulation[[#This Row],[Hour]]<10,0,\"\"),C6287)","v":"0Summer1-19"},{"$f":"VLOOKUP(Tabulation[[#This Row],[Concat]],Table3[],8)","v":0.28148000000000001},{"$f":"(Tabulation[[#This Row],[AC System Output (kW)]]*Tabulation[[#This Row],[Rate]])","v":0}]
[9,18,20,0,{"$f":"Tabulation[[#This Row],[AC System Output (W)]]/1000","v":0},{"$f":"VLOOKUP(Tabulation[[#This Row],[Month]],Season,2)","v":"Summer"},{"$f":"(DATE(2021,Tabulation[[#This Row],[Month]],Tabulation[[#This Row],[Day]]))","v":"2021-09-18"},{"$f":"WEEKDAY(Tabulation[[#This Row],[Date]])","v":7},{"$f":"IF(OR(Tabulation[[#This Row],[DayNo]]=1,Tabulation[[#This Row],[DayNo]]=7),1,0)","v":1},{"$f":"COUNTIF(Holidays,Tabulation[[#This Row],[Date]])","v":0},{"$f":"CONCATENATE(Tabulation[[#This Row],[Holiday]],Tabulation[[#This Row],[Season]],Tabulation[[#This Row],[Weekend]],\"-\",IF(Tabulation[[#This Row],[Hour]]<10,0,\"\"),C6288)","v":"0Summer1-20"},{"$f":"VLOOKUP(Tabulation[[#This Row],[Concat]],Table3[],8)","v":0.28148000000000001},{"$f":"(Tabulation[[#This Row],[AC System Output (kW)]]*Tabulation[[#This Row],[Rate]])","v":0}]
[9,19,1,0,{"$f":"Tabulation[[#This Row],[AC System Output (W)]]/1000","v":0},{"$f":"VLOOKUP(Tabulation[[#This Row],[Month]],Season,2)","v":"Summer"},{"$f":"(DATE(2021,Tabulation[[#This Row],[Month]],Tabulation[[#This Row],[Day]]))","v":"2021-09-19"},{"$f":"WEEKDAY(Tabulation[[#This Row],[Date]])","v":1},{"$f":"IF(OR(Tabulation[[#This Row],[DayNo]]=1,Tabulation[[#This Row],[DayNo]]=7),1,0)","v":1},{"$f":"COUNTIF(Holidays,Tabulation[[#This Row],[Date]])","v":1},{"$f":"CONCATENATE(Tabulation[[#This Row],[Holiday]],Tabulation[[#This Row],[Season]],Tabulation[[#This Row],[Weekend]],\"-\",IF(Tabulation[[#This Row],[Hour]]<10,0,\"\"),C6293)","v":"1Summer1-01"},{"$f":"VLOOKUP(Tabulation[[#This Row],[Concat]],Table3[],8)","v":0.28148000000000001},{"$f":"(Tabulation[[#This Row],[AC System Output (kW)]]*Tabulation[[#This Row],[Rate]])","v":0}]
[9,19,3,0,{"$f":"Tabulation[[#This Row],[AC System Output (W)]]/1000","v":0},{"$f":"VLOOKUP(Tabulation[[#This Row],[Month]],Season,2)","v":"Summer"},{"$f":"(DATE(2021,Tabulation[[#This Row],[Month]],Tabulation[[#This Row],[Day]]))","v":"2021-09-19"},{"$f":"WEEKDAY(Tabulation[[#This Row],[Date]])","v":1},{"$f":"IF(OR(Tabulation[[#This Row],[DayNo]]=1,Tabulation[[#This Row],[DayNo]]=7),1,0)","v":1},{"$f":"COUNTIF(Holidays,Tabulation[[#This Row],[Date]])","v":1},{"$f":"CONCATENATE(Tabulation[[#This Row],[Holiday]],Tabulation[[#This Row],[Season]],Tabulation[[#This Row],[Weekend]],\"-\",IF(Tabulation[[#This Row],[Hour]]<10,0,\"\"),C6295)","v":"1Summer1-03"},{"$f":"VLOOKUP(Tabulation[[#This Row],[Concat]],Table3[],8)","v":0.28148000000000001},{"$f":"(Tabulation[[#This Row],[AC System Output (kW)]]*Tabulation[[#This Row],[Rate]])","v":0}]
[9,19,7,1021.003,{"$f":"Tabulation[[#This Row],[AC System Output (W)]]/1000","v":1.0210030000000001},{"$f":"VLOOKUP(Tabulation[[#This Row],[Month]],Season,2)","v":"Summer"},{"$f":"(DATE(2021,Tabulation[[#This Row],[Month]],Tabulation[[#This Row],[Day]]))","v":"2021-09-19"},{"$f":"WEEKDAY(Tabulation[[#This Row],[Date]])","v":1},{"$f":"IF(OR(Tabulation[[#This Row],[DayNo]]=1,Tabulation[[#This Row],[DayNo]]=7),1,0)","v":1},{"$f":"COUNTIF(Holidays,Tabulation[[#This Row],[Date]])","v":1},{"$f":"CONCATENATE(Tabulation[[#This Row],[Holiday]],Tabulation[[#This Row],[Season]],Tabulation[[#This Row],[Weekend]],\"-\",IF(Tabulation[[#This Row],[Hour]]<10,0,\"\"),C6299)","v":"1Summer1-07"},{"$f":"VLOOKUP(Tabulation[[#This Row],[Concat]],Table3[],8)","v":0.28148000000000001},{"$f":"(Tabulation[[#This Row],[AC System Output (kW)]]*Tabulation[[#This Row],[Rate]])","v":0.28739192444000006}]
[9,19,10,2663.7289999999998,{"$f":"Tabulation[[#This Row],[AC System Output (W)]]/1000","v":2.663729},{"$f":"VLOOKUP(Tabulation[[#This Row],[Month]],Season,2)","v":"Summer"},{"$f":"(DATE(2021,Tabulation[[#This Row],[Month]],Tabulation[[#This Row],[Day]]))","v":"2021-09-19"},{"$f":"WEEKDAY(Tabulation[[#This Row],[Date]])","v":1},{"$f":"IF(OR(Tabulation[[#This Row],[DayNo]]=1,Tabulation[[#This Row],[DayNo]]=7),1,0)","v":1},{"$f":"COUNTIF(Holidays,Tabulation[[#This Row],[Date]])","v":1},{"$f":"CONCATENATE(Tabulation[[#This Row],[Holiday]],Tabulation[[#This Row],[Season]],Tabulation[[#This Row],[Weekend]],\"-\",IF(Tabulation[[#This Row],[Hour]]<10,0,\"\"),C6302)","v":"1Summer1-10"},{"$f":"VLOOKUP(Tabulation[[#This Row],[Concat]],Table3[],8)","v":0.28148000000000001},{"$f":"(Tabulation[[#This Row],[AC System Output (kW)]]*Tabulation[[#This Row],[Rate]])","v":0.74978643892000008}]
[9,19,13,2619.2620000000002,{"$f":"Tabulation[[#This Row],[AC System Output (W)]]/1000","v":2.619262},{"$f":"VLOOKUP(Tabulation[[#This Row],[Month]],Season,2)","v":"Summer"},{"$f":"(DATE(2021,Tabulation[[#This Row],[Month]],Tabulation[[#This Row],[Day]]))","v":"2021-09-19"},{"$f":"WEEKDAY(Tabulation[[#This Row],[Date]])","v":1},{"$f":"IF(OR(Tabulation[[#This Row],[DayNo]]=1,Tabulation[[#This Row],[DayNo]]=7),1,0)","v":1},{"$f":"COUNTIF(Holidays,Tabulation[[#This Row],[Date]])","v":1},{"$f":"CONCATENATE(Tabulation[[#This Row],[Holiday]],Tabulation[[#This Row],[Season]],Tabulation[[#This Row],[Weekend]],\"-\",IF(Tabulation[[#This Row],[Hour]]<10,0,\"\"),C6305)","v":"1Summer1-13"},{"$f":"VLOOKUP(Tabulation[[#This Row],[Concat]],Table3[],8)","v":0.28148000000000001},{"$f":"(Tabulation[[#This Row],[AC System Output (kW)]]*Tabulation[[#This Row],[Rate]])","v":0.73726986776000003}]
[9,19,17,162.15100000000001,{"$f":"Tabulation[[#This Row],[AC System Output (W)]]/1000","v":0.16215100000000002},{"$f":"VLOOKUP(Tabulation[[#This Row],[Month]],Season,2)","v":"Summer"},{"$f":"(DATE(2021,Tabulation[[#This Row],[Month]],Tabulation[[#This Row],[Day]]))","v":"2021-09-19"},{"$f":"WEEKDAY(Tabulation[[#This Row],[Date]])","v":1},{"$f":"IF(OR(Tabulation[[#This Row],[DayNo]]=1,Tabulation[[#This Row],[DayNo]]=7),1,0)","v":1},{"$f":"COUNTIF(Holidays,Tabulation[[#This Row],[Date]])","v":1},{"$f":"CONCATENATE(Tabulation[[#This Row],[Holiday]],Tabulation[[#This Row],[Season]],Tabulation[[#This Row],[Weekend]],\"-\",IF(Tabulation[[#This Row],[Hour]]<10,0,\"\"),C6309)","v":"1Summer1-17"},{"$f":"VLOOKUP(Tabulation[[#This Row],[Concat]],Table3[],8)","v":0.28148000000000001},{"$f":"(Tabulation[[#This Row],[AC System Output (kW)]]*Tabulation[[#This Row],[Rate]])","v":4.5642263480000007E-2}]
[9,19,20,0,{"$f":"Tabulation[[#This Row],[AC System Output (W)]]/1000","v":0},{"$f":"VLOOKUP(Tabulation[[#This Row],[Month]],Season,2)","v":"Summer"},{"$f":"(DATE(2021,Tabulation[[#This Row],[Month]],Tabulation[[#This Row],[Day]]))","v":"2021-09-19"},{"$f":"WEEKDAY(Tabulation[[#This Row],[Date]])","v":1},{"$f":"IF(OR(Tabulation[[#This Row],[DayNo]]=1,Tabulation[[#This Row],[DayNo]]=7),1,0)","v":1},{"$f":"COUNTIF(Holidays,Tabulation[[#This Row],[Date]])","v":1},{"$f":"CONCATENATE(Tabulation[[#This Row],[Holiday]],Tabulation[[#This Row],[Season]],Tabulation[[#This Row],[Weekend]],\"-\",IF(Tabulation[[#This Row],[Hour]]<10,0,\"\"),C6312)","v":"1Summer1-20"},{"$f":"VLOOKUP(Tabulation[[#This Row],[Concat]],Table3[],8)","v":0.28148000000000001},{"$f":"(Tabulation[[#This Row],[AC System Output (kW)]]*Tabulation[[#This Row],[Rate]])","v":0}]
[9,19,22,0,{"$f":"Tabulation[[#This Row],[AC System Output (W)]]/1000","v":0},{"$f":"VLOOKUP(Tabulation[[#This Row],[Month]],Season,2)","v":"Summer"},{"$f":"(DATE(2021,Tabulation[[#This Row],[Month]],Tabulation[[#This Row],[Day]]))","v":"2021-09-19"},{"$f":"WEEKDAY(Tabulation[[#This Row],[Date]])","v":1},{"$f":"IF(OR(Tabulation[[#This Row],[DayNo]]=1,Tabulation[[#This Row],[DayNo]]=7),1,0)","v":1},{"$f":"COUNTIF(Holidays,Tabulation[[#This Row],[Date]])","v":1},{"$f":"CONCATENATE(Tabulation[[#This Row],[Holiday]],Tabulation[[#This Row],[Season]],Tabulation[[#This Row],[Weekend]],\"-\",IF(Tabulation[[#This Row],[Hour]]<10,0,\"\"),C6314)","v":"1Summer1-22"},{"$f":"VLOOKUP(Tabulation[[#This Row],[Concat]],Table3[],8)","v":0.28148000000000001},{"$f":"(Tabulation[[#This Row],[AC System Output (kW)]]*Tabulation[[#This Row],[Rate]])","v":0}]
[9,20,1,0,{"$f":"Tabulation[[#This Row],[AC System Output (W)]]/1000","v":0},{"$f":"VLOOKUP(Tabulation[[#This Row],[Month]],Season,2)","v":"Summer"},{"$f":"(DATE(2021,Tabulation[[#This Row],[Month]],Tabulation[[#This Row],[Day]]))","v":"2021-09-20"},{"$f":"WEEKDAY(Tabulation[[#This Row],[Date]])","v":2},{"$f":"IF(OR(Tabulation[[#This Row],[DayNo]]=1,Tabulation[[#This Row],[DayNo]]=7),1,0)","v":0},{"$f":"COUNTIF(Holidays,Tabulation[[#This Row],[Date]])","v":0},{"$f":"CONCATENATE(Tabulation[[#This Row],[Holiday]],Tabulation[[#This Row],[Season]],Tabulation[[#This Row],[Weekend]],\"-\",IF(Tabulation[[#This Row],[Hour]]<10,0,\"\"),C6317)","v":"0Summer0-01"},{"$f":"VLOOKUP(Tabulation[[#This Row],[Concat]],Table3[],8)","v":0.28148000000000001},{"$f":"(Tabulation[[#This Row],[AC System Output (kW)]]*Tabulation[[#This Row],[Rate]])","v":0}]
[9,20,4,0,{"$f":"Tabulation[[#This Row],[AC System Output (W)]]/1000","v":0},{"$f":"VLOOKUP(Tabulation[[#This Row],[Month]],Season,2)","v":"Summer"},{"$f":"(DATE(2021,Tabulation[[#This Row],[Month]],Tabulation[[#This Row],[Day]]))","v":"2021-09-20"},{"$f":"WEEKDAY(Tabulation[[#This Row],[Date]])","v":2},{"$f":"IF(OR(Tabulation[[#This Row],[DayNo]]=1,Tabulation[[#This Row],[DayNo]]=7),1,0)","v":0},{"$f":"COUNTIF(Holidays,Tabulation[[#This Row],[Date]])","v":0},{"$f":"CONCATENATE(Tabulation[[#This Row],[Holiday]],Tabulation[[#This Row],[Season]],Tabulation[[#This Row],[Weekend]],\"-\",IF(Tabulation[[#This Row],[Hour]]<10,0,\"\"),C6320)","v":"0Summer0-04"},{"$f":"VLOOKUP(Tabulation[[#This Row],[Concat]],Table3[],8)","v":0.28148000000000001},{"$f":"(Tabulation[[#This Row],[AC System Output (kW)]]*Tabulation[[#This Row],[Rate]])","v":0}]
[9,20,8,1757.3389999999999,{"$f":"Tabulation[[#This Row],[AC System Output (W)]]/1000","v":1.757339},{"$f":"VLOOKUP(Tabulation[[#This Row],[Month]],Season,2)","v":"Summer"},{"$f":"(DATE(2021,Tabulation[[#This Row],[Month]],Tabulation[[#This Row],[Day]]))","v":"2021-09-20"},{"$f":"WEEKDAY(Tabulation[[#This Row],[Date]])","v":2},{"$f":"IF(OR(Tabulation[[#This Row],[DayNo]]=1,Tabulation[[#This Row],[DayNo]]=7),1,0)","v":0},{"$f":"COUNTIF(Holidays,Tabulation[[#This Row],[Date]])","v":0},{"$f":"CONCATENATE(Tabulation[[#This Row],[Holiday]],Tabulation[[#This Row],[Season]],Tabulation[[#This Row],[Weekend]],\"-\",IF(Tabulation[[#This Row],[Hour]]<10,0,\"\"),C6324)","v":"0Summer0-08"},{"$f":"VLOOKUP(Tabulation[[#This Row],[Concat]],Table3[],8)","v":0.28148000000000001},{"$f":"(Tabulation[[#This Row],[AC System Output (kW)]]*Tabulation[[#This Row],[Rate]])","v":0.49465578172000002}]
[9,20,11,2676.9180000000001,{"$f":"Tabulation[[#This Row],[AC System Output (W)]]/1000","v":2.6769180000000001},{"$f":"VLOOKUP(Tabulation[[#This Row],[Month]],Season,2)","v":"Summer"},{"$f":"(DATE(2021,Tabulation[[#This Row],[Month]],Tabulation[[#This Row],[Day]]))","v":"2021-09-20"},{"$f":"WEEKDAY(Tabulation[[#This Row],[Date]])","v":2},{"$f":"IF(OR(Tabulation[[#This Row],[DayNo]]=1,Tabulation[[#This Row],[DayNo]]=7),1,0)","v":0},{"$f":"COUNTIF(Holidays,Tabulation[[#This Row],[Date]])","v":0},{"$f":"CONCATENATE(Tabulation[[#This Row],[Holiday]],Tabulation[[#This Row],[Season]],Tabulation[[#This Row],[Weekend]],\"-\",IF(Tabulation[[#This Row],[Hour]]<10,0,\"\"),C6327)","v":"0Summer0-11"},{"$f":"VLOOKUP(Tabulation[[#This Row],[Concat]],Table3[],8)","v":0.28148000000000001},{"$f":"(Tabulation[[#This Row],[AC System Output (kW)]]*Tabulation[[#This Row],[Rate]])","v":0.75349887864000009}]
[9,20,14,2202.8809999999999,{"$f":"Tabulation[[#This Row],[AC System Output (W)]]/1000","v":2.2028809999999996},{"$f":"VLOOKUP(Tabulation[[#This Row],[Month]],Season,2)","v":"Summer"},{"$f":"(DATE(2021,Tabulation[[#This Row],[Month]],Tabulation[[#This Row],[Day]]))","v":"2021-09-20"},{"$f":"WEEKDAY(Tabulation[[#This Row],[Date]])","v":2},{"$f":"IF(OR(Tabulation[[#This Row],[DayNo]]=1,Tabulation[[#This Row],[DayNo]]=7),1,0)","v":0},{"$f":"COUNTIF(Holidays,Tabulation[[#This Row],[Date]])","v":0},{"$f":"CONCATENATE(Tabulation[[#This Row],[Holiday]],Tabulation[[#This Row],[Season]],Tabulation[[#This Row],[Weekend]],\"-\",IF(Tabulation[[#This Row],[Hour]]<10,0,\"\"),C6330)","v":"0Summer0-14"},{"$f":"VLOOKUP(Tabulation[[#This Row],[Concat]],Table3[],8)","v":0.28148000000000001},{"$f":"(Tabulation[[#This Row],[AC System Output (kW)]]*Tabulation[[#This Row],[Rate]])","v":0.62006694387999994}]
[9,20,18,0,{"$f":"Tabulation[[#This Row],[AC System Output (W)]]/1000","v":0},{"$f":"VLOOKUP(Tabulation[[#This Row],[Month]],Season,2)","v":"Summer"},{"$f":"(DATE(2021,Tabulation[[#This Row],[Month]],Tabulation[[#This Row],[Day]]))","v":"2021-09-20"},{"$f":"WEEKDAY(Tabulation[[#This Row],[Date]])","v":2},{"$f":"IF(OR(Tabulation[[#This Row],[DayNo]]=1,Tabulation[[#This Row],[DayNo]]=7),1,0)","v":0},{"$f":"COUNTIF(Holidays,Tabulation[[#This Row],[Date]])","v":0},{"$f":"CONCATENATE(Tabulation[[#This Row],[Holiday]],Tabulation[[#This Row],[Season]],Tabulation[[#This Row],[Weekend]],\"-\",IF(Tabulation[[#This Row],[Hour]]<10,0,\"\"),C6334)","v":"0Summer0-18"},{"$f":"VLOOKUP(Tabulation[[#This Row],[Concat]],Table3[],8)","v":0.37644},{"$f":"(Tabulation[[#This Row],[AC System Output (kW)]]*Tabulation[[#This Row],[Rate]])","v":0}]
[9,20,19,0,{"$f":"Tabulation[[#This Row],[AC System Output (W)]]/1000","v":0},{"$f":"VLOOKUP(Tabulation[[#This Row],[Month]],Season,2)","v":"Summer"},{"$f":"(DATE(2021,Tabulation[[#This Row],[Month]],Tabulation[[#This Row],[Day]]))","v":"2021-09-20"},{"$f":"WEEKDAY(Tabulation[[#This Row],[Date]])","v":2},{"$f":"IF(OR(Tabulation[[#This Row],[DayNo]]=1,Tabulation[[#This Row],[DayNo]]=7),1,0)","v":0},{"$f":"COUNTIF(Holidays,Tabulation[[#This Row],[Date]])","v":0},{"$f":"CONCATENATE(Tabulation[[#This Row],[Holiday]],Tabulation[[#This Row],[Season]],Tabulation[[#This Row],[Weekend]],\"-\",IF(Tabulation[[#This Row],[Hour]]<10,0,\"\"),C6335)","v":"0Summer0-19"},{"$f":"VLOOKUP(Tabulation[[#This Row],[Concat]],Table3[],8)","v":0.37644},{"$f":"(Tabulation[[#This Row],[AC System Output (kW)]]*Tabulation[[#This Row],[Rate]])","v":0}]
[9,20,23,0,{"$f":"Tabulation[[#This Row],[AC System Output (W)]]/1000","v":0},{"$f":"VLOOKUP(Tabulation[[#This Row],[Month]],Season,2)","v":"Summer"},{"$f":"(DATE(2021,Tabulation[[#This Row],[Month]],Tabulation[[#This Row],[Day]]))","v":"2021-09-20"},{"$f":"WEEKDAY(Tabulation[[#This Row],[Date]])","v":2},{"$f":"IF(OR(Tabulation[[#This Row],[DayNo]]=1,Tabulation[[#This Row],[DayNo]]=7),1,0)","v":0},{"$f":"COUNTIF(Holidays,Tabulation[[#This Row],[Date]])","v":0},{"$f":"CONCATENATE(Tabulation[[#This Row],[Holiday]],Tabulation[[#This Row],[Season]],Tabulation[[#This Row],[Weekend]],\"-\",IF(Tabulation[[#This Row],[Hour]]<10,0,\"\"),C6339)","v":"0Summer0-23"},{"$f":"VLOOKUP(Tabulation[[#This Row],[Concat]],Table3[],8)","v":0.28148000000000001},{"$f":"(Tabulation[[#This Row],[AC System Output (kW)]]*Tabulation[[#This Row],[Rate]])","v":0}]
[9,21,2,0,{"$f":"Tabulation[[#This Row],[AC System Output (W)]]/1000","v":0},{"$f":"VLOOKUP(Tabulation[[#This Row],[Month]],Season,2)","v":"Summer"},{"$f":"(DATE(2021,Tabulation[[#This Row],[Month]],Tabulation[[#This Row],[Day]]))","v":"2021-09-21"},{"$f":"WEEKDAY(Tabulation[[#This Row],[Date]])","v":3},{"$f":"IF(OR(Tabulation[[#This Row],[DayNo]]=1,Tabulation[[#This Row],[DayNo]]=7),1,0)","v":0},{"$f":"COUNTIF(Holidays,Tabulation[[#This Row],[Date]])","v":0},{"$f":"CONCATENATE(Tabulation[[#This Row],[Holiday]],Tabulation[[#This Row],[Season]],Tabulation[[#This Row],[Weekend]],\"-\",IF(Tabulation[[#This Row],[Hour]]<10,0,\"\"),C6342)","v":"0Summer0-02"},{"$f":"VLOOKUP(Tabulation[[#This Row],[Concat]],Table3[],8)","v":0.28148000000000001},{"$f":"(Tabulation[[#This Row],[AC System Output (kW)]]*Tabulation[[#This Row],[Rate]])","v":0}]
[9,21,5,0,{"$f":"Tabulation[[#This Row],[AC System Output (W)]]/1000","v":0},{"$f":"VLOOKUP(Tabulation[[#This Row],[Month]],Season,2)","v":"Summer"},{"$f":"(DATE(2021,Tabulation[[#This Row],[Month]],Tabulation[[#This Row],[Day]]))","v":"2021-09-21"},{"$f":"WEEKDAY(Tabulation[[#This Row],[Date]])","v":3},{"$f":"IF(OR(Tabulation[[#This Row],[DayNo]]=1,Tabulation[[#This Row],[DayNo]]=7),1,0)","v":0},{"$f":"COUNTIF(Holidays,Tabulation[[#This Row],[Date]])","v":0},{"$f":"CONCATENATE(Tabulation[[#This Row],[Holiday]],Tabulation[[#This Row],[Season]],Tabulation[[#This Row],[Weekend]],\"-\",IF(Tabulation[[#This Row],[Hour]]<10,0,\"\"),C6345)","v":"0Summer0-05"},{"$f":"VLOOKUP(Tabulation[[#This Row],[Concat]],Table3[],8)","v":0.28148000000000001},{"$f":"(Tabulation[[#This Row],[AC System Output (kW)]]*Tabulation[[#This Row],[Rate]])","v":0}]
[9,21,9,2199.9409999999998,{"$f":"Tabulation[[#This Row],[AC System Output (W)]]/1000","v":2.1999409999999999},{"$f":"VLOOKUP(Tabulation[[#This Row],[Month]],Season,2)","v":"Summer"},{"$f":"(DATE(2021,Tabulation[[#This Row],[Month]],Tabulation[[#This Row],[Day]]))","v":"2021-09-21"},{"$f":"WEEKDAY(Tabulation[[#This Row],[Date]])","v":3},{"$f":"IF(OR(Tabulation[[#This Row],[DayNo]]=1,Tabulation[[#This Row],[DayNo]]=7),1,0)","v":0},{"$f":"COUNTIF(Holidays,Tabulation[[#This Row],[Date]])","v":0},{"$f":"CONCATENATE(Tabulation[[#This Row],[Holiday]],Tabulation[[#This Row],[Season]],Tabulation[[#This Row],[Weekend]],\"-\",IF(Tabulation[[#This Row],[Hour]]<10,0,\"\"),C6349)","v":"0Summer0-09"},{"$f":"VLOOKUP(Tabulation[[#This Row],[Concat]],Table3[],8)","v":0.28148000000000001},{"$f":"(Tabulation[[#This Row],[AC System Output (kW)]]*Tabulation[[#This Row],[Rate]])","v":0.61923939267999994}]
[9,21,12,2295.9589999999998,{"$f":"Tabulation[[#This Row],[AC System Output (W)]]/1000","v":2.2959589999999999},{"$f":"VLOOKUP(Tabulation[[#This Row],[Month]],Season,2)","v":"Summer"},{"$f":"(DATE(2021,Tabulation[[#This Row],[Month]],Tabulation[[#This Row],[Day]]))","v":"2021-09-21"},{"$f":"WEEKDAY(Tabulation[[#This Row],[Date]])","v":3},{"$f":"IF(OR(Tabulation[[#This Row],[DayNo]]=1,Tabulation[[#This Row],[DayNo]]=7),1,0)","v":0},{"$f":"COUNTIF(Holidays,Tabulation[[#This Row],[Date]])","v":0},{"$f":"CONCATENATE(Tabulation[[#This Row],[Holiday]],Tabulation[[#This Row],[Season]],Tabulation[[#This Row],[Weekend]],\"-\",IF(Tabulation[[#This Row],[Hour]]<10,0,\"\"),C6352)","v":"0Summer0-12"},{"$f":"VLOOKUP(Tabulation[[#This Row],[Concat]],Table3[],8)","v":0.28148000000000001},{"$f":"(Tabulation[[#This Row],[AC System Output (kW)]]*Tabulation[[#This Row],[Rate]])","v":0.64626653932}]
[9,21,16,608.29899999999998,{"$f":"Tabulation[[#This Row],[AC System Output (W)]]/1000","v":0.60829899999999992},{"$f":"VLOOKUP(Tabulation[[#This Row],[Month]],Season,2)","v":"Summer"},{"$f":"(DATE(2021,Tabulation[[#This Row],[Month]],Tabulation[[#This Row],[Day]]))","v":"2021-09-21"},{"$f":"WEEKDAY(Tabulation[[#This Row],[Date]])","v":3},{"$f":"IF(OR(Tabulation[[#This Row],[DayNo]]=1,Tabulation[[#This Row],[DayNo]]=7),1,0)","v":0},{"$f":"COUNTIF(Holidays,Tabulation[[#This Row],[Date]])","v":0},{"$f":"CONCATENATE(Tabulation[[#This Row],[Holiday]],Tabulation[[#This Row],[Season]],Tabulation[[#This Row],[Weekend]],\"-\",IF(Tabulation[[#This Row],[Hour]]<10,0,\"\"),C6356)","v":"0Summer0-16"},{"$f":"VLOOKUP(Tabulation[[#This Row],[Concat]],Table3[],8)","v":0.28148000000000001},{"$f":"(Tabulation[[#This Row],[AC System Output (kW)]]*Tabulation[[#This Row],[Rate]])","v":0.17122400251999997}]
[9,21,20,0,{"$f":"Tabulation[[#This Row],[AC System Output (W)]]/1000","v":0},{"$f":"VLOOKUP(Tabulation[[#This Row],[Month]],Season,2)","v":"Summer"},{"$f":"(DATE(2021,Tabulation[[#This Row],[Month]],Tabulation[[#This Row],[Day]]))","v":"2021-09-21"},{"$f":"WEEKDAY(Tabulation[[#This Row],[Date]])","v":3},{"$f":"IF(OR(Tabulation[[#This Row],[DayNo]]=1,Tabulation[[#This Row],[DayNo]]=7),1,0)","v":0},{"$f":"COUNTIF(Holidays,Tabulation[[#This Row],[Date]])","v":0},{"$f":"CONCATENATE(Tabulation[[#This Row],[Holiday]],Tabulation[[#This Row],[Season]],Tabulation[[#This Row],[Weekend]],\"-\",IF(Tabulation[[#This Row],[Hour]]<10,0,\"\"),C6360)","v":"0Summer0-20"},{"$f":"VLOOKUP(Tabulation[[#This Row],[Concat]],Table3[],8)","v":0.28148000000000001},{"$f":"(Tabulation[[#This Row],[AC System Output (kW)]]*Tabulation[[#This Row],[Rate]])","v":0}]
[9,21,23,0,{"$f":"Tabulation[[#This Row],[AC System Output (W)]]/1000","v":0},{"$f":"VLOOKUP(Tabulation[[#This Row],[Month]],Season,2)","v":"Summer"},{"$f":"(DATE(2021,Tabulation[[#This Row],[Month]],Tabulation[[#This Row],[Day]]))","v":"2021-09-21"},{"$f":"WEEKDAY(Tabulation[[#This Row],[Date]])","v":3},{"$f":"IF(OR(Tabulation[[#This Row],[DayNo]]=1,Tabulation[[#This Row],[DayNo]]=7),1,0)","v":0},{"$f":"COUNTIF(Holidays,Tabulation[[#This Row],[Date]])","v":0},{"$f":"CONCATENATE(Tabulation[[#This Row],[Holiday]],Tabulation[[#This Row],[Season]],Tabulation[[#This Row],[Weekend]],\"-\",IF(Tabulation[[#This Row],[Hour]]<10,0,\"\"),C6363)","v":"0Summer0-23"},{"$f":"VLOOKUP(Tabulation[[#This Row],[Concat]],Table3[],8)","v":0.28148000000000001},{"$f":"(Tabulation[[#This Row],[AC System Output (kW)]]*Tabulation[[#This Row],[Rate]])","v":0}]
[9,22,0,0,{"$f":"Tabulation[[#This Row],[AC System Output (W)]]/1000","v":0},{"$f":"VLOOKUP(Tabulation[[#This Row],[Month]],Season,2)","v":"Summer"},{"$f":"(DATE(2021,Tabulation[[#This Row],[Month]],Tabulation[[#This Row],[Day]]))","v":"2021-09-22"},{"$f":"WEEKDAY(Tabulation[[#This Row],[Date]])","v":4},{"$f":"IF(OR(Tabulation[[#This Row],[DayNo]]=1,Tabulation[[#This Row],[DayNo]]=7),1,0)","v":0},{"$f":"COUNTIF(Holidays,Tabulation[[#This Row],[Date]])","v":0},{"$f":"CONCATENATE(Tabulation[[#This Row],[Holiday]],Tabulation[[#This Row],[Season]],Tabulation[[#This Row],[Weekend]],\"-\",IF(Tabulation[[#This Row],[Hour]]<10,0,\"\"),C6364)","v":"0Summer0-00"},{"$f":"VLOOKUP(Tabulation[[#This Row],[Concat]],Table3[],8)","v":0.28148000000000001},{"$f":"(Tabulation[[#This Row],[AC System Output (kW)]]*Tabulation[[#This Row],[Rate]])","v":0}]
[9,22,3,0,{"$f":"Tabulation[[#This Row],[AC System Output (W)]]/1000","v":0},{"$f":"VLOOKUP(Tabulation[[#This Row],[Month]],Season,2)","v":"Summer"},{"$f":"(DATE(2021,Tabulation[[#This Row],[Month]],Tabulation[[#This Row],[Day]]))","v":"2021-09-22"},{"$f":"WEEKDAY(Tabulation[[#This Row],[Date]])","v":4},{"$f":"IF(OR(Tabulation[[#This Row],[DayNo]]=1,Tabulation[[#This Row],[DayNo]]=7),1,0)","v":0},{"$f":"COUNTIF(Holidays,Tabulation[[#This Row],[Date]])","v":0},{"$f":"CONCATENATE(Tabulation[[#This Row],[Holiday]],Tabulation[[#This Row],[Season]],Tabulation[[#This Row],[Weekend]],\"-\",IF(Tabulation[[#This Row],[Hour]]<10,0,\"\"),C6367)","v":"0Summer0-03"},{"$f":"VLOOKUP(Tabulation[[#This Row],[Concat]],Table3[],8)","v":0.28148000000000001},{"$f":"(Tabulation[[#This Row],[AC System Output (kW)]]*Tabulation[[#This Row],[Rate]])","v":0}]
[9,22,6,99.256,{"$f":"Tabulation[[#This Row],[AC System Output (W)]]/1000","v":9.9255999999999997E-2},{"$f":"VLOOKUP(Tabulation[[#This Row],[Month]],Season,2)","v":"Summer"},{"$f":"(DATE(2021,Tabulation[[#This Row],[Month]],Tabulation[[#This Row],[Day]]))","v":"2021-09-22"},{"$f":"WEEKDAY(Tabulation[[#This Row],[Date]])","v":4},{"$f":"IF(OR(Tabulation[[#This Row],[DayNo]]=1,Tabulation[[#This Row],[DayNo]]=7),1,0)","v":0},{"$f":"COUNTIF(Holidays,Tabulation[[#This Row],[Date]])","v":0},{"$f":"CONCATENATE(Tabulation[[#This Row],[Holiday]],Tabulation[[#This Row],[Season]],Tabulation[[#This Row],[Weekend]],\"-\",IF(Tabulation[[#This Row],[Hour]]<10,0,\"\"),C6370)","v":"0Summer0-06"},{"$f":"VLOOKUP(Tabulation[[#This Row],[Concat]],Table3[],8)","v":0.28148000000000001},{"$f":"(Tabulation[[#This Row],[AC System Output (kW)]]*Tabulation[[#This Row],[Rate]])","v":2.7938578879999999E-2}]
[9,22,10,2259.1849999999999,{"$f":"Tabulation[[#This Row],[AC System Output (W)]]/1000","v":2.259185},{"$f":"VLOOKUP(Tabulation[[#This Row],[Month]],Season,2)","v":"Summer"},{"$f":"(DATE(2021,Tabulation[[#This Row],[Month]],Tabulation[[#This Row],[Day]]))","v":"2021-09-22"},{"$f":"WEEKDAY(Tabulation[[#This Row],[Date]])","v":4},{"$f":"IF(OR(Tabulation[[#This Row],[DayNo]]=1,Tabulation[[#This Row],[DayNo]]=7),1,0)","v":0},{"$f":"COUNTIF(Holidays,Tabulation[[#This Row],[Date]])","v":0},{"$f":"CONCATENATE(Tabulation[[#This Row],[Holiday]],Tabulation[[#This Row],[Season]],Tabulation[[#This Row],[Weekend]],\"-\",IF(Tabulation[[#This Row],[Hour]]<10,0,\"\"),C6374)","v":"0Summer0-10"},{"$f":"VLOOKUP(Tabulation[[#This Row],[Concat]],Table3[],8)","v":0.28148000000000001},{"$f":"(Tabulation[[#This Row],[AC System Output (kW)]]*Tabulation[[#This Row],[Rate]])","v":0.63591539380000006}]
[9,22,13,2641.97,{"$f":"Tabulation[[#This Row],[AC System Output (W)]]/1000","v":2.6419699999999997},{"$f":"VLOOKUP(Tabulation[[#This Row],[Month]],Season,2)","v":"Summer"},{"$f":"(DATE(2021,Tabulation[[#This Row],[Month]],Tabulation[[#This Row],[Day]]))","v":"2021-09-22"},{"$f":"WEEKDAY(Tabulation[[#This Row],[Date]])","v":4},{"$f":"IF(OR(Tabulation[[#This Row],[DayNo]]=1,Tabulation[[#This Row],[DayNo]]=7),1,0)","v":0},{"$f":"COUNTIF(Holidays,Tabulation[[#This Row],[Date]])","v":0},{"$f":"CONCATENATE(Tabulation[[#This Row],[Holiday]],Tabulation[[#This Row],[Season]],Tabulation[[#This Row],[Weekend]],\"-\",IF(Tabulation[[#This Row],[Hour]]<10,0,\"\"),C6377)","v":"0Summer0-13"},{"$f":"VLOOKUP(Tabulation[[#This Row],[Concat]],Table3[],8)","v":0.28148000000000001},{"$f":"(Tabulation[[#This Row],[AC System Output (kW)]]*Tabulation[[#This Row],[Rate]])","v":0.74366171559999994}]
[9,22,17,85.828999999999994,{"$f":"Tabulation[[#This Row],[AC System Output (W)]]/1000","v":8.5828999999999989E-2},{"$f":"VLOOKUP(Tabulation[[#This Row],[Month]],Season,2)","v":"Summer"},{"$f":"(DATE(2021,Tabulation[[#This Row],[Month]],Tabulation[[#This Row],[Day]]))","v":"2021-09-22"},{"$f":"WEEKDAY(Tabulation[[#This Row],[Date]])","v":4},{"$f":"IF(OR(Tabulation[[#This Row],[DayNo]]=1,Tabulation[[#This Row],[DayNo]]=7),1,0)","v":0},{"$f":"COUNTIF(Holidays,Tabulation[[#This Row],[Date]])","v":0},{"$f":"CONCATENATE(Tabulation[[#This Row],[Holiday]],Tabulation[[#This Row],[Season]],Tabulation[[#This Row],[Weekend]],\"-\",IF(Tabulation[[#This Row],[Hour]]<10,0,\"\"),C6381)","v":"0Summer0-17"},{"$f":"VLOOKUP(Tabulation[[#This Row],[Concat]],Table3[],8)","v":0.37644},{"$f":"(Tabulation[[#This Row],[AC System Output (kW)]]*Tabulation[[#This Row],[Rate]])","v":3.2309468759999994E-2}]
[9,22,21,0,{"$f":"Tabulation[[#This Row],[AC System Output (W)]]/1000","v":0},{"$f":"VLOOKUP(Tabulation[[#This Row],[Month]],Season,2)","v":"Summer"},{"$f":"(DATE(2021,Tabulation[[#This Row],[Month]],Tabulation[[#This Row],[Day]]))","v":"2021-09-22"},{"$f":"WEEKDAY(Tabulation[[#This Row],[Date]])","v":4},{"$f":"IF(OR(Tabulation[[#This Row],[DayNo]]=1,Tabulation[[#This Row],[DayNo]]=7),1,0)","v":0},{"$f":"COUNTIF(Holidays,Tabulation[[#This Row],[Date]])","v":0},{"$f":"CONCATENATE(Tabulation[[#This Row],[Holiday]],Tabulation[[#This Row],[Season]],Tabulation[[#This Row],[Weekend]],\"-\",IF(Tabulation[[#This Row],[Hour]]<10,0,\"\"),C6385)","v":"0Summer0-21"},{"$f":"VLOOKUP(Tabulation[[#This Row],[Concat]],Table3[],8)","v":0.28148000000000001},{"$f":"(Tabulation[[#This Row],[AC System Output (kW)]]*Tabulation[[#This Row],[Rate]])","v":0}]
[9,23,0,0,{"$f":"Tabulation[[#This Row],[AC System Output (W)]]/1000","v":0},{"$f":"VLOOKUP(Tabulation[[#This Row],[Month]],Season,2)","v":"Summer"},{"$f":"(DATE(2021,Tabulation[[#This Row],[Month]],Tabulation[[#This Row],[Day]]))","v":"2021-09-23"},{"$f":"WEEKDAY(Tabulation[[#This Row],[Date]])","v":5},{"$f":"IF(OR(Tabulation[[#This Row],[DayNo]]=1,Tabulation[[#This Row],[DayNo]]=7),1,0)","v":0},{"$f":"COUNTIF(Holidays,Tabulation[[#This Row],[Date]])","v":0},{"$f":"CONCATENATE(Tabulation[[#This Row],[Holiday]],Tabulation[[#This Row],[Season]],Tabulation[[#This Row],[Weekend]],\"-\",IF(Tabulation[[#This Row],[Hour]]<10,0,\"\"),C6388)","v":"0Summer0-00"},{"$f":"VLOOKUP(Tabulation[[#This Row],[Concat]],Table3[],8)","v":0.28148000000000001},{"$f":"(Tabulation[[#This Row],[AC System Output (kW)]]*Tabulation[[#This Row],[Rate]])","v":0}]
[9,23,1,0,{"$f":"Tabulation[[#This Row],[AC System Output (W)]]/1000","v":0},{"$f":"VLOOKUP(Tabulation[[#This Row],[Month]],Season,2)","v":"Summer"},{"$f":"(DATE(2021,Tabulation[[#This Row],[Month]],Tabulation[[#This Row],[Day]]))","v":"2021-09-23"},{"$f":"WEEKDAY(Tabulation[[#This Row],[Date]])","v":5},{"$f":"IF(OR(Tabulation[[#This Row],[DayNo]]=1,Tabulation[[#This Row],[DayNo]]=7),1,0)","v":0},{"$f":"COUNTIF(Holidays,Tabulation[[#This Row],[Date]])","v":0},{"$f":"CONCATENATE(Tabulation[[#This Row],[Holiday]],Tabulation[[#This Row],[Season]],Tabulation[[#This Row],[Weekend]],\"-\",IF(Tabulation[[#This Row],[Hour]]<10,0,\"\"),C6389)","v":"0Summer0-01"},{"$f":"VLOOKUP(Tabulation[[#This Row],[Concat]],Table3[],8)","v":0.28148000000000001},{"$f":"(Tabulation[[#This Row],[AC System Output (kW)]]*Tabulation[[#This Row],[Rate]])","v":0}]
[9,23,4,0,{"$f":"Tabulation[[#This Row],[AC System Output (W)]]/1000","v":0},{"$f":"VLOOKUP(Tabulation[[#This Row],[Month]],Season,2)","v":"Summer"},{"$f":"(DATE(2021,Tabulation[[#This Row],[Month]],Tabulation[[#This Row],[Day]]))","v":"2021-09-23"},{"$f":"WEEKDAY(Tabulation[[#This Row],[Date]])","v":5},{"$f":"IF(OR(Tabulation[[#This Row],[DayNo]]=1,Tabulation[[#This Row],[DayNo]]=7),1,0)","v":0},{"$f":"COUNTIF(Holidays,Tabulation[[#This Row],[Date]])","v":0},{"$f":"CONCATENATE(Tabulation[[#This Row],[Holiday]],Tabulation[[#This Row],[Season]],Tabulation[[#This Row],[Weekend]],\"-\",IF(Tabulation[[#This Row],[Hour]]<10,0,\"\"),C6392)","v":"0Summer0-04"},{"$f":"VLOOKUP(Tabulation[[#This Row],[Concat]],Table3[],8)","v":0.28148000000000001},{"$f":"(Tabulation[[#This Row],[AC System Output (kW)]]*Tabulation[[#This Row],[Rate]])","v":0}]
[9,23,7,955.92,{"$f":"Tabulation[[#This Row],[AC System Output (W)]]/1000","v":0.95591999999999999},{"$f":"VLOOKUP(Tabulation[[#This Row],[Month]],Season,2)","v":"Summer"},{"$f":"(DATE(2021,Tabulation[[#This Row],[Month]],Tabulation[[#This Row],[Day]]))","v":"2021-09-23"},{"$f":"WEEKDAY(Tabulation[[#This Row],[Date]])","v":5},{"$f":"IF(OR(Tabulation[[#This Row],[DayNo]]=1,Tabulation[[#This Row],[DayNo]]=7),1,0)","v":0},{"$f":"COUNTIF(Holidays,Tabulation[[#This Row],[Date]])","v":0},{"$f":"CONCATENATE(Tabulation[[#This Row],[Holiday]],Tabulation[[#This Row],[Season]],Tabulation[[#This Row],[Weekend]],\"-\",IF(Tabulation[[#This Row],[Hour]]<10,0,\"\"),C6395)","v":"0Summer0-07"},{"$f":"VLOOKUP(Tabulation[[#This Row],[Concat]],Table3[],8)","v":0.28148000000000001},{"$f":"(Tabulation[[#This Row],[AC System Output (kW)]]*Tabulation[[#This Row],[Rate]])","v":0.26907236160000003}]
[9,23,11,2795.4270000000001,{"$f":"Tabulation[[#This Row],[AC System Output (W)]]/1000","v":2.7954270000000001},{"$f":"VLOOKUP(Tabulation[[#This Row],[Month]],Season,2)","v":"Summer"},{"$f":"(DATE(2021,Tabulation[[#This Row],[Month]],Tabulation[[#This Row],[Day]]))","v":"2021-09-23"},{"$f":"WEEKDAY(Tabulation[[#This Row],[Date]])","v":5},{"$f":"IF(OR(Tabulation[[#This Row],[DayNo]]=1,Tabulation[[#This Row],[DayNo]]=7),1,0)","v":0},{"$f":"COUNTIF(Holidays,Tabulation[[#This Row],[Date]])","v":0},{"$f":"CONCATENATE(Tabulation[[#This Row],[Holiday]],Tabulation[[#This Row],[Season]],Tabulation[[#This Row],[Weekend]],\"-\",IF(Tabulation[[#This Row],[Hour]]<10,0,\"\"),C6399)","v":"0Summer0-11"},{"$f":"VLOOKUP(Tabulation[[#This Row],[Concat]],Table3[],8)","v":0.28148000000000001},{"$f":"(Tabulation[[#This Row],[AC System Output (kW)]]*Tabulation[[#This Row],[Rate]])","v":0.78685679196000002}]
[9,23,14,2180.6219999999998,{"$f":"Tabulation[[#This Row],[AC System Output (W)]]/1000","v":2.1806220000000001},{"$f":"VLOOKUP(Tabulation[[#This Row],[Month]],Season,2)","v":"Summer"},{"$f":"(DATE(2021,Tabulation[[#This Row],[Month]],Tabulation[[#This Row],[Day]]))","v":"2021-09-23"},{"$f":"WEEKDAY(Tabulation[[#This Row],[Date]])","v":5},{"$f":"IF(OR(Tabulation[[#This Row],[DayNo]]=1,Tabulation[[#This Row],[DayNo]]=7),1,0)","v":0},{"$f":"COUNTIF(Holidays,Tabulation[[#This Row],[Date]])","v":0},{"$f":"CONCATENATE(Tabulation[[#This Row],[Holiday]],Tabulation[[#This Row],[Season]],Tabulation[[#This Row],[Weekend]],\"-\",IF(Tabulation[[#This Row],[Hour]]<10,0,\"\"),C6402)","v":"0Summer0-14"},{"$f":"VLOOKUP(Tabulation[[#This Row],[Concat]],Table3[],8)","v":0.28148000000000001},{"$f":"(Tabulation[[#This Row],[AC System Output (kW)]]*Tabulation[[#This Row],[Rate]])","v":0.61380148056000006}]
[9,23,19,0,{"$f":"Tabulation[[#This Row],[AC System Output (W)]]/1000","v":0},{"$f":"VLOOKUP(Tabulation[[#This Row],[Month]],Season,2)","v":"Summer"},{"$f":"(DATE(2021,Tabulation[[#This Row],[Month]],Tabulation[[#This Row],[Day]]))","v":"2021-09-23"},{"$f":"WEEKDAY(Tabulation[[#This Row],[Date]])","v":5},{"$f":"IF(OR(Tabulation[[#This Row],[DayNo]]=1,Tabulation[[#This Row],[DayNo]]=7),1,0)","v":0},{"$f":"COUNTIF(Holidays,Tabulation[[#This Row],[Date]])","v":0},{"$f":"CONCATENATE(Tabulation[[#This Row],[Holiday]],Tabulation[[#This Row],[Season]],Tabulation[[#This Row],[Weekend]],\"-\",IF(Tabulation[[#This Row],[Hour]]<10,0,\"\"),C6407)","v":"0Summer0-19"},{"$f":"VLOOKUP(Tabulation[[#This Row],[Concat]],Table3[],8)","v":0.37644},{"$f":"(Tabulation[[#This Row],[AC System Output (kW)]]*Tabulation[[#This Row],[Rate]])","v":0}]
[9,23,22,0,{"$f":"Tabulation[[#This Row],[AC System Output (W)]]/1000","v":0},{"$f":"VLOOKUP(Tabulation[[#This Row],[Month]],Season,2)","v":"Summer"},{"$f":"(DATE(2021,Tabulation[[#This Row],[Month]],Tabulation[[#This Row],[Day]]))","v":"2021-09-23"},{"$f":"WEEKDAY(Tabulation[[#This Row],[Date]])","v":5},{"$f":"IF(OR(Tabulation[[#This Row],[DayNo]]=1,Tabulation[[#This Row],[DayNo]]=7),1,0)","v":0},{"$f":"COUNTIF(Holidays,Tabulation[[#This Row],[Date]])","v":0},{"$f":"CONCATENATE(Tabulation[[#This Row],[Holiday]],Tabulation[[#This Row],[Season]],Tabulation[[#This Row],[Weekend]],\"-\",IF(Tabulation[[#This Row],[Hour]]<10,0,\"\"),C6410)","v":"0Summer0-22"},{"$f":"VLOOKUP(Tabulation[[#This Row],[Concat]],Table3[],8)","v":0.28148000000000001},{"$f":"(Tabulation[[#This Row],[AC System Output (kW)]]*Tabulation[[#This Row],[Rate]])","v":0}]
[9,24,1,0,{"$f":"Tabulation[[#This Row],[AC System Output (W)]]/1000","v":0},{"$f":"VLOOKUP(Tabulation[[#This Row],[Month]],Season,2)","v":"Summer"},{"$f":"(DATE(2021,Tabulation[[#This Row],[Month]],Tabulation[[#This Row],[Day]]))","v":"2021-09-24"},{"$f":"WEEKDAY(Tabulation[[#This Row],[Date]])","v":6},{"$f":"IF(OR(Tabulation[[#This Row],[DayNo]]=1,Tabulation[[#This Row],[DayNo]]=7),1,0)","v":0},{"$f":"COUNTIF(Holidays,Tabulation[[#This Row],[Date]])","v":0},{"$f":"CONCATENATE(Tabulation[[#This Row],[Holiday]],Tabulation[[#This Row],[Season]],Tabulation[[#This Row],[Weekend]],\"-\",IF(Tabulation[[#This Row],[Hour]]<10,0,\"\"),C6413)","v":"0Summer0-01"},{"$f":"VLOOKUP(Tabulation[[#This Row],[Concat]],Table3[],8)","v":0.28148000000000001},{"$f":"(Tabulation[[#This Row],[AC System Output (kW)]]*Tabulation[[#This Row],[Rate]])","v":0}]
[9,24,2,0,{"$f":"Tabulation[[#This Row],[AC System Output (W)]]/1000","v":0},{"$f":"VLOOKUP(Tabulation[[#This Row],[Month]],Season,2)","v":"Summer"},{"$f":"(DATE(2021,Tabulation[[#This Row],[Month]],Tabulation[[#This Row],[Day]]))","v":"2021-09-24"},{"$f":"WEEKDAY(Tabulation[[#This Row],[Date]])","v":6},{"$f":"IF(OR(Tabulation[[#This Row],[DayNo]]=1,Tabulation[[#This Row],[DayNo]]=7),1,0)","v":0},{"$f":"COUNTIF(Holidays,Tabulation[[#This Row],[Date]])","v":0},{"$f":"CONCATENATE(Tabulation[[#This Row],[Holiday]],Tabulation[[#This Row],[Season]],Tabulation[[#This Row],[Weekend]],\"-\",IF(Tabulation[[#This Row],[Hour]]<10,0,\"\"),C6414)","v":"0Summer0-02"},{"$f":"VLOOKUP(Tabulation[[#This Row],[Concat]],Table3[],8)","v":0.28148000000000001},{"$f":"(Tabulation[[#This Row],[AC System Output (kW)]]*Tabulation[[#This Row],[Rate]])","v":0}]
[9,24,5,0,{"$f":"Tabulation[[#This Row],[AC System Output (W)]]/1000","v":0},{"$f":"VLOOKUP(Tabulation[[#This Row],[Month]],Season,2)","v":"Summer"},{"$f":"(DATE(2021,Tabulation[[#This Row],[Month]],Tabulation[[#This Row],[Day]]))","v":"2021-09-24"},{"$f":"WEEKDAY(Tabulation[[#This Row],[Date]])","v":6},{"$f":"IF(OR(Tabulation[[#This Row],[DayNo]]=1,Tabulation[[#This Row],[DayNo]]=7),1,0)","v":0},{"$f":"COUNTIF(Holidays,Tabulation[[#This Row],[Date]])","v":0},{"$f":"CONCATENATE(Tabulation[[#This Row],[Holiday]],Tabulation[[#This Row],[Season]],Tabulation[[#This Row],[Weekend]],\"-\",IF(Tabulation[[#This Row],[Hour]]<10,0,\"\"),C6417)","v":"0Summer0-05"},{"$f":"VLOOKUP(Tabulation[[#This Row],[Concat]],Table3[],8)","v":0.28148000000000001},{"$f":"(Tabulation[[#This Row],[AC System Output (kW)]]*Tabulation[[#This Row],[Rate]])","v":0}]
[9,24,9,2416.0329999999999,{"$f":"Tabulation[[#This Row],[AC System Output (W)]]/1000","v":2.4160330000000001},{"$f":"VLOOKUP(Tabulation[[#This Row],[Month]],Season,2)","v":"Summer"},{"$f":"(DATE(2021,Tabulation[[#This Row],[Month]],Tabulation[[#This Row],[Day]]))","v":"2021-09-24"},{"$f":"WEEKDAY(Tabulation[[#This Row],[Date]])","v":6},{"$f":"IF(OR(Tabulation[[#This Row],[DayNo]]=1,Tabulation[[#This Row],[DayNo]]=7),1,0)","v":0},{"$f":"COUNTIF(Holidays,Tabulation[[#This Row],[Date]])","v":0},{"$f":"CONCATENATE(Tabulation[[#This Row],[Holiday]],Tabulation[[#This Row],[Season]],Tabulation[[#This Row],[Weekend]],\"-\",IF(Tabulation[[#This Row],[Hour]]<10,0,\"\"),C6421)","v":"0Summer0-09"},{"$f":"VLOOKUP(Tabulation[[#This Row],[Concat]],Table3[],8)","v":0.28148000000000001},{"$f":"(Tabulation[[#This Row],[AC System Output (kW)]]*Tabulation[[#This Row],[Rate]])","v":0.68006496884000001}]
[9,24,11,3017.4490000000001,{"$f":"Tabulation[[#This Row],[AC System Output (W)]]/1000","v":3.017449},{"$f":"VLOOKUP(Tabulation[[#This Row],[Month]],Season,2)","v":"Summer"},{"$f":"(DATE(2021,Tabulation[[#This Row],[Month]],Tabulation[[#This Row],[Day]]))","v":"2021-09-24"},{"$f":"WEEKDAY(Tabulation[[#This Row],[Date]])","v":6},{"$f":"IF(OR(Tabulation[[#This Row],[DayNo]]=1,Tabulation[[#This Row],[DayNo]]=7),1,0)","v":0},{"$f":"COUNTIF(Holidays,Tabulation[[#This Row],[Date]])","v":0},{"$f":"CONCATENATE(Tabulation[[#This Row],[Holiday]],Tabulation[[#This Row],[Season]],Tabulation[[#This Row],[Weekend]],\"-\",IF(Tabulation[[#This Row],[Hour]]<10,0,\"\"),C6423)","v":"0Summer0-11"},{"$f":"VLOOKUP(Tabulation[[#This Row],[Concat]],Table3[],8)","v":0.28148000000000001},{"$f":"(Tabulation[[#This Row],[AC System Output (kW)]]*Tabulation[[#This Row],[Rate]])","v":0.84935154452000006}]
[9,24,16,835.16600000000005,{"$f":"Tabulation[[#This Row],[AC System Output (W)]]/1000","v":0.83516600000000007},{"$f":"VLOOKUP(Tabulation[[#This Row],[Month]],Season,2)","v":"Summer"},{"$f":"(DATE(2021,Tabulation[[#This Row],[Month]],Tabulation[[#This Row],[Day]]))","v":"2021-09-24"},{"$f":"WEEKDAY(Tabulation[[#This Row],[Date]])","v":6},{"$f":"IF(OR(Tabulation[[#This Row],[DayNo]]=1,Tabulation[[#This Row],[DayNo]]=7),1,0)","v":0},{"$f":"COUNTIF(Holidays,Tabulation[[#This Row],[Date]])","v":0},{"$f":"CONCATENATE(Tabulation[[#This Row],[Holiday]],Tabulation[[#This Row],[Season]],Tabulation[[#This Row],[Weekend]],\"-\",IF(Tabulation[[#This Row],[Hour]]<10,0,\"\"),C6428)","v":"0Summer0-16"},{"$f":"VLOOKUP(Tabulation[[#This Row],[Concat]],Table3[],8)","v":0.28148000000000001},{"$f":"(Tabulation[[#This Row],[AC System Output (kW)]]*Tabulation[[#This Row],[Rate]])","v":0.23508252568000002}]
[9,24,20,0,{"$f":"Tabulation[[#This Row],[AC System Output (W)]]/1000","v":0},{"$f":"VLOOKUP(Tabulation[[#This Row],[Month]],Season,2)","v":"Summer"},{"$f":"(DATE(2021,Tabulation[[#This Row],[Month]],Tabulation[[#This Row],[Day]]))","v":"2021-09-24"},{"$f":"WEEKDAY(Tabulation[[#This Row],[Date]])","v":6},{"$f":"IF(OR(Tabulation[[#This Row],[DayNo]]=1,Tabulation[[#This Row],[DayNo]]=7),1,0)","v":0},{"$f":"COUNTIF(Holidays,Tabulation[[#This Row],[Date]])","v":0},{"$f":"CONCATENATE(Tabulation[[#This Row],[Holiday]],Tabulation[[#This Row],[Season]],Tabulation[[#This Row],[Weekend]],\"-\",IF(Tabulation[[#This Row],[Hour]]<10,0,\"\"),C6432)","v":"0Summer0-20"},{"$f":"VLOOKUP(Tabulation[[#This Row],[Concat]],Table3[],8)","v":0.28148000000000001},{"$f":"(Tabulation[[#This Row],[AC System Output (kW)]]*Tabulation[[#This Row],[Rate]])","v":0}]
[9,24,23,0,{"$f":"Tabulation[[#This Row],[AC System Output (W)]]/1000","v":0},{"$f":"VLOOKUP(Tabulation[[#This Row],[Month]],Season,2)","v":"Summer"},{"$f":"(DATE(2021,Tabulation[[#This Row],[Month]],Tabulation[[#This Row],[Day]]))","v":"2021-09-24"},{"$f":"WEEKDAY(Tabulation[[#This Row],[Date]])","v":6},{"$f":"IF(OR(Tabulation[[#This Row],[DayNo]]=1,Tabulation[[#This Row],[DayNo]]=7),1,0)","v":0},{"$f":"COUNTIF(Holidays,Tabulation[[#This Row],[Date]])","v":0},{"$f":"CONCATENATE(Tabulation[[#This Row],[Holiday]],Tabulation[[#This Row],[Season]],Tabulation[[#This Row],[Weekend]],\"-\",IF(Tabulation[[#This Row],[Hour]]<10,0,\"\"),C6435)","v":"0Summer0-23"},{"$f":"VLOOKUP(Tabulation[[#This Row],[Concat]],Table3[],8)","v":0.28148000000000001},{"$f":"(Tabulation[[#This Row],[AC System Output (kW)]]*Tabulation[[#This Row],[Rate]])","v":0}]
[9,25,2,0,{"$f":"Tabulation[[#This Row],[AC System Output (W)]]/1000","v":0},{"$f":"VLOOKUP(Tabulation[[#This Row],[Month]],Season,2)","v":"Summer"},{"$f":"(DATE(2021,Tabulation[[#This Row],[Month]],Tabulation[[#This Row],[Day]]))","v":"2021-09-25"},{"$f":"WEEKDAY(Tabulation[[#This Row],[Date]])","v":7},{"$f":"IF(OR(Tabulation[[#This Row],[DayNo]]=1,Tabulation[[#This Row],[DayNo]]=7),1,0)","v":1},{"$f":"COUNTIF(Holidays,Tabulation[[#This Row],[Date]])","v":0},{"$f":"CONCATENATE(Tabulation[[#This Row],[Holiday]],Tabulation[[#This Row],[Season]],Tabulation[[#This Row],[Weekend]],\"-\",IF(Tabulation[[#This Row],[Hour]]<10,0,\"\"),C6438)","v":"0Summer1-02"},{"$f":"VLOOKUP(Tabulation[[#This Row],[Concat]],Table3[],8)","v":0.28148000000000001},{"$f":"(Tabulation[[#This Row],[AC System Output (kW)]]*Tabulation[[#This Row],[Rate]])","v":0}]
[9,25,3,0,{"$f":"Tabulation[[#This Row],[AC System Output (W)]]/1000","v":0},{"$f":"VLOOKUP(Tabulation[[#This Row],[Month]],Season,2)","v":"Summer"},{"$f":"(DATE(2021,Tabulation[[#This Row],[Month]],Tabulation[[#This Row],[Day]]))","v":"2021-09-25"},{"$f":"WEEKDAY(Tabulation[[#This Row],[Date]])","v":7},{"$f":"IF(OR(Tabulation[[#This Row],[DayNo]]=1,Tabulation[[#This Row],[DayNo]]=7),1,0)","v":1},{"$f":"COUNTIF(Holidays,Tabulation[[#This Row],[Date]])","v":0},{"$f":"CONCATENATE(Tabulation[[#This Row],[Holiday]],Tabulation[[#This Row],[Season]],Tabulation[[#This Row],[Weekend]],\"-\",IF(Tabulation[[#This Row],[Hour]]<10,0,\"\"),C6439)","v":"0Summer1-03"},{"$f":"VLOOKUP(Tabulation[[#This Row],[Concat]],Table3[],8)","v":0.28148000000000001},{"$f":"(Tabulation[[#This Row],[AC System Output (kW)]]*Tabulation[[#This Row],[Rate]])","v":0}]
[9,25,6,230.65,{"$f":"Tabulation[[#This Row],[AC System Output (W)]]/1000","v":0.23064999999999999},{"$f":"VLOOKUP(Tabulation[[#This Row],[Month]],Season,2)","v":"Summer"},{"$f":"(DATE(2021,Tabulation[[#This Row],[Month]],Tabulation[[#This Row],[Day]]))","v":"2021-09-25"},{"$f":"WEEKDAY(Tabulation[[#This Row],[Date]])","v":7},{"$f":"IF(OR(Tabulation[[#This Row],[DayNo]]=1,Tabulation[[#This Row],[DayNo]]=7),1,0)","v":1},{"$f":"COUNTIF(Holidays,Tabulation[[#This Row],[Date]])","v":0},{"$f":"CONCATENATE(Tabulation[[#This Row],[Holiday]],Tabulation[[#This Row],[Season]],Tabulation[[#This Row],[Weekend]],\"-\",IF(Tabulation[[#This Row],[Hour]]<10,0,\"\"),C6442)","v":"0Summer1-06"},{"$f":"VLOOKUP(Tabulation[[#This Row],[Concat]],Table3[],8)","v":0.28148000000000001},{"$f":"(Tabulation[[#This Row],[AC System Output (kW)]]*Tabulation[[#This Row],[Rate]])","v":6.4923361999999998E-2}]
[9,25,12,2780.6109999999999,{"$f":"Tabulation[[#This Row],[AC System Output (W)]]/1000","v":2.7806109999999999},{"$f":"VLOOKUP(Tabulation[[#This Row],[Month]],Season,2)","v":"Summer"},{"$f":"(DATE(2021,Tabulation[[#This Row],[Month]],Tabulation[[#This Row],[Day]]))","v":"2021-09-25"},{"$f":"WEEKDAY(Tabulation[[#This Row],[Date]])","v":7},{"$f":"IF(OR(Tabulation[[#This Row],[DayNo]]=1,Tabulation[[#This Row],[DayNo]]=7),1,0)","v":1},{"$f":"COUNTIF(Holidays,Tabulation[[#This Row],[Date]])","v":0},{"$f":"CONCATENATE(Tabulation[[#This Row],[Holiday]],Tabulation[[#This Row],[Season]],Tabulation[[#This Row],[Weekend]],\"-\",IF(Tabulation[[#This Row],[Hour]]<10,0,\"\"),C6448)","v":"0Summer1-12"},{"$f":"VLOOKUP(Tabulation[[#This Row],[Concat]],Table3[],8)","v":0.28148000000000001},{"$f":"(Tabulation[[#This Row],[AC System Output (kW)]]*Tabulation[[#This Row],[Rate]])","v":0.78268638428000004}]
[9,25,14,2189.1790000000001,{"$f":"Tabulation[[#This Row],[AC System Output (W)]]/1000","v":2.1891790000000002},{"$f":"VLOOKUP(Tabulation[[#This Row],[Month]],Season,2)","v":"Summer"},{"$f":"(DATE(2021,Tabulation[[#This Row],[Month]],Tabulation[[#This Row],[Day]]))","v":"2021-09-25"},{"$f":"WEEKDAY(Tabulation[[#This Row],[Date]])","v":7},{"$f":"IF(OR(Tabulation[[#This Row],[DayNo]]=1,Tabulation[[#This Row],[DayNo]]=7),1,0)","v":1},{"$f":"COUNTIF(Holidays,Tabulation[[#This Row],[Date]])","v":0},{"$f":"CONCATENATE(Tabulation[[#This Row],[Holiday]],Tabulation[[#This Row],[Season]],Tabulation[[#This Row],[Weekend]],\"-\",IF(Tabulation[[#This Row],[Hour]]<10,0,\"\"),C6450)","v":"0Summer1-14"},{"$f":"VLOOKUP(Tabulation[[#This Row],[Concat]],Table3[],8)","v":0.28148000000000001},{"$f":"(Tabulation[[#This Row],[AC System Output (kW)]]*Tabulation[[#This Row],[Rate]])","v":0.61621010492000006}]
[9,25,17,112.99,{"$f":"Tabulation[[#This Row],[AC System Output (W)]]/1000","v":0.11298999999999999},{"$f":"VLOOKUP(Tabulation[[#This Row],[Month]],Season,2)","v":"Summer"},{"$f":"(DATE(2021,Tabulation[[#This Row],[Month]],Tabulation[[#This Row],[Day]]))","v":"2021-09-25"},{"$f":"WEEKDAY(Tabulation[[#This Row],[Date]])","v":7},{"$f":"IF(OR(Tabulation[[#This Row],[DayNo]]=1,Tabulation[[#This Row],[DayNo]]=7),1,0)","v":1},{"$f":"COUNTIF(Holidays,Tabulation[[#This Row],[Date]])","v":0},{"$f":"CONCATENATE(Tabulation[[#This Row],[Holiday]],Tabulation[[#This Row],[Season]],Tabulation[[#This Row],[Weekend]],\"-\",IF(Tabulation[[#This Row],[Hour]]<10,0,\"\"),C6453)","v":"0Summer1-17"},{"$f":"VLOOKUP(Tabulation[[#This Row],[Concat]],Table3[],8)","v":0.28148000000000001},{"$f":"(Tabulation[[#This Row],[AC System Output (kW)]]*Tabulation[[#This Row],[Rate]])","v":3.18044252E-2}]
[9,25,21,0,{"$f":"Tabulation[[#This Row],[AC System Output (W)]]/1000","v":0},{"$f":"VLOOKUP(Tabulation[[#This Row],[Month]],Season,2)","v":"Summer"},{"$f":"(DATE(2021,Tabulation[[#This Row],[Month]],Tabulation[[#This Row],[Day]]))","v":"2021-09-25"},{"$f":"WEEKDAY(Tabulation[[#This Row],[Date]])","v":7},{"$f":"IF(OR(Tabulation[[#This Row],[DayNo]]=1,Tabulation[[#This Row],[DayNo]]=7),1,0)","v":1},{"$f":"COUNTIF(Holidays,Tabulation[[#This Row],[Date]])","v":0},{"$f":"CONCATENATE(Tabulation[[#This Row],[Holiday]],Tabulation[[#This Row],[Season]],Tabulation[[#This Row],[Weekend]],\"-\",IF(Tabulation[[#This Row],[Hour]]<10,0,\"\"),C6457)","v":"0Summer1-21"},{"$f":"VLOOKUP(Tabulation[[#This Row],[Concat]],Table3[],8)","v":0.28148000000000001},{"$f":"(Tabulation[[#This Row],[AC System Output (kW)]]*Tabulation[[#This Row],[Rate]])","v":0}]
[9,26,0,0,{"$f":"Tabulation[[#This Row],[AC System Output (W)]]/1000","v":0},{"$f":"VLOOKUP(Tabulation[[#This Row],[Month]],Season,2)","v":"Summer"},{"$f":"(DATE(2021,Tabulation[[#This Row],[Month]],Tabulation[[#This Row],[Day]]))","v":"2021-09-26"},{"$f":"WEEKDAY(Tabulation[[#This Row],[Date]])","v":1},{"$f":"IF(OR(Tabulation[[#This Row],[DayNo]]=1,Tabulation[[#This Row],[DayNo]]=7),1,0)","v":1},{"$f":"COUNTIF(Holidays,Tabulation[[#This Row],[Date]])","v":0},{"$f":"CONCATENATE(Tabulation[[#This Row],[Holiday]],Tabulation[[#This Row],[Season]],Tabulation[[#This Row],[Weekend]],\"-\",IF(Tabulation[[#This Row],[Hour]]<10,0,\"\"),C6460)","v":"0Summer1-00"},{"$f":"VLOOKUP(Tabulation[[#This Row],[Concat]],Table3[],8)","v":0.28148000000000001},{"$f":"(Tabulation[[#This Row],[AC System Output (kW)]]*Tabulation[[#This Row],[Rate]])","v":0}]
[9,26,1,0,{"$f":"Tabulation[[#This Row],[AC System Output (W)]]/1000","v":0},{"$f":"VLOOKUP(Tabulation[[#This Row],[Month]],Season,2)","v":"Summer"},{"$f":"(DATE(2021,Tabulation[[#This Row],[Month]],Tabulation[[#This Row],[Day]]))","v":"2021-09-26"},{"$f":"WEEKDAY(Tabulation[[#This Row],[Date]])","v":1},{"$f":"IF(OR(Tabulation[[#This Row],[DayNo]]=1,Tabulation[[#This Row],[DayNo]]=7),1,0)","v":1},{"$f":"COUNTIF(Holidays,Tabulation[[#This Row],[Date]])","v":0},{"$f":"CONCATENATE(Tabulation[[#This Row],[Holiday]],Tabulation[[#This Row],[Season]],Tabulation[[#This Row],[Weekend]],\"-\",IF(Tabulation[[#This Row],[Hour]]<10,0,\"\"),C6461)","v":"0Summer1-01"},{"$f":"VLOOKUP(Tabulation[[#This Row],[Concat]],Table3[],8)","v":0.28148000000000001},{"$f":"(Tabulation[[#This Row],[AC System Output (kW)]]*Tabulation[[#This Row],[Rate]])","v":0}]
[9,26,4,0,{"$f":"Tabulation[[#This Row],[AC System Output (W)]]/1000","v":0},{"$f":"VLOOKUP(Tabulation[[#This Row],[Month]],Season,2)","v":"Summer"},{"$f":"(DATE(2021,Tabulation[[#This Row],[Month]],Tabulation[[#This Row],[Day]]))","v":"2021-09-26"},{"$f":"WEEKDAY(Tabulation[[#This Row],[Date]])","v":1},{"$f":"IF(OR(Tabulation[[#This Row],[DayNo]]=1,Tabulation[[#This Row],[DayNo]]=7),1,0)","v":1},{"$f":"COUNTIF(Holidays,Tabulation[[#This Row],[Date]])","v":0},{"$f":"CONCATENATE(Tabulation[[#This Row],[Holiday]],Tabulation[[#This Row],[Season]],Tabulation[[#This Row],[Weekend]],\"-\",IF(Tabulation[[#This Row],[Hour]]<10,0,\"\"),C6464)","v":"0Summer1-04"},{"$f":"VLOOKUP(Tabulation[[#This Row],[Concat]],Table3[],8)","v":0.28148000000000001},{"$f":"(Tabulation[[#This Row],[AC System Output (kW)]]*Tabulation[[#This Row],[Rate]])","v":0}]
[9,26,9,2210.4059999999999,{"$f":"Tabulation[[#This Row],[AC System Output (W)]]/1000","v":2.2104059999999999},{"$f":"VLOOKUP(Tabulation[[#This Row],[Month]],Season,2)","v":"Summer"},{"$f":"(DATE(2021,Tabulation[[#This Row],[Month]],Tabulation[[#This Row],[Day]]))","v":"2021-09-26"},{"$f":"WEEKDAY(Tabulation[[#This Row],[Date]])","v":1},{"$f":"IF(OR(Tabulation[[#This Row],[DayNo]]=1,Tabulation[[#This Row],[DayNo]]=7),1,0)","v":1},{"$f":"COUNTIF(Holidays,Tabulation[[#This Row],[Date]])","v":0},{"$f":"CONCATENATE(Tabulation[[#This Row],[Holiday]],Tabulation[[#This Row],[Season]],Tabulation[[#This Row],[Weekend]],\"-\",IF(Tabulation[[#This Row],[Hour]]<10,0,\"\"),C6469)","v":"0Summer1-09"},{"$f":"VLOOKUP(Tabulation[[#This Row],[Concat]],Table3[],8)","v":0.28148000000000001},{"$f":"(Tabulation[[#This Row],[AC System Output (kW)]]*Tabulation[[#This Row],[Rate]])","v":0.62218508088000002}]
[9,26,12,2822.7260000000001,{"$f":"Tabulation[[#This Row],[AC System Output (W)]]/1000","v":2.8227260000000003},{"$f":"VLOOKUP(Tabulation[[#This Row],[Month]],Season,2)","v":"Summer"},{"$f":"(DATE(2021,Tabulation[[#This Row],[Month]],Tabulation[[#This Row],[Day]]))","v":"2021-09-26"},{"$f":"WEEKDAY(Tabulation[[#This Row],[Date]])","v":1},{"$f":"IF(OR(Tabulation[[#This Row],[DayNo]]=1,Tabulation[[#This Row],[DayNo]]=7),1,0)","v":1},{"$f":"COUNTIF(Holidays,Tabulation[[#This Row],[Date]])","v":0},{"$f":"CONCATENATE(Tabulation[[#This Row],[Holiday]],Tabulation[[#This Row],[Season]],Tabulation[[#This Row],[Weekend]],\"-\",IF(Tabulation[[#This Row],[Hour]]<10,0,\"\"),C6472)","v":"0Summer1-12"},{"$f":"VLOOKUP(Tabulation[[#This Row],[Concat]],Table3[],8)","v":0.28148000000000001},{"$f":"(Tabulation[[#This Row],[AC System Output (kW)]]*Tabulation[[#This Row],[Rate]])","v":0.79454091448000008}]
[9,26,15,1551.5840000000001,{"$f":"Tabulation[[#This Row],[AC System Output (W)]]/1000","v":1.5515840000000001},{"$f":"VLOOKUP(Tabulation[[#This Row],[Month]],Season,2)","v":"Summer"},{"$f":"(DATE(2021,Tabulation[[#This Row],[Month]],Tabulation[[#This Row],[Day]]))","v":"2021-09-26"},{"$f":"WEEKDAY(Tabulation[[#This Row],[Date]])","v":1},{"$f":"IF(OR(Tabulation[[#This Row],[DayNo]]=1,Tabulation[[#This Row],[DayNo]]=7),1,0)","v":1},{"$f":"COUNTIF(Holidays,Tabulation[[#This Row],[Date]])","v":0},{"$f":"CONCATENATE(Tabulation[[#This Row],[Holiday]],Tabulation[[#This Row],[Season]],Tabulation[[#This Row],[Weekend]],\"-\",IF(Tabulation[[#This Row],[Hour]]<10,0,\"\"),C6475)","v":"0Summer1-15"},{"$f":"VLOOKUP(Tabulation[[#This Row],[Concat]],Table3[],8)","v":0.28148000000000001},{"$f":"(Tabulation[[#This Row],[AC System Output (kW)]]*Tabulation[[#This Row],[Rate]])","v":0.43673986432000006}]
[9,26,18,0,{"$f":"Tabulation[[#This Row],[AC System Output (W)]]/1000","v":0},{"$f":"VLOOKUP(Tabulation[[#This Row],[Month]],Season,2)","v":"Summer"},{"$f":"(DATE(2021,Tabulation[[#This Row],[Month]],Tabulation[[#This Row],[Day]]))","v":"2021-09-26"},{"$f":"WEEKDAY(Tabulation[[#This Row],[Date]])","v":1},{"$f":"IF(OR(Tabulation[[#This Row],[DayNo]]=1,Tabulation[[#This Row],[DayNo]]=7),1,0)","v":1},{"$f":"COUNTIF(Holidays,Tabulation[[#This Row],[Date]])","v":0},{"$f":"CONCATENATE(Tabulation[[#This Row],[Holiday]],Tabulation[[#This Row],[Season]],Tabulation[[#This Row],[Weekend]],\"-\",IF(Tabulation[[#This Row],[Hour]]<10,0,\"\"),C6478)","v":"0Summer1-18"},{"$f":"VLOOKUP(Tabulation[[#This Row],[Concat]],Table3[],8)","v":0.28148000000000001},{"$f":"(Tabulation[[#This Row],[AC System Output (kW)]]*Tabulation[[#This Row],[Rate]])","v":0}]
[9,26,22,0,{"$f":"Tabulation[[#This Row],[AC System Output (W)]]/1000","v":0},{"$f":"VLOOKUP(Tabulation[[#This Row],[Month]],Season,2)","v":"Summer"},{"$f":"(DATE(2021,Tabulation[[#This Row],[Month]],Tabulation[[#This Row],[Day]]))","v":"2021-09-26"},{"$f":"WEEKDAY(Tabulation[[#This Row],[Date]])","v":1},{"$f":"IF(OR(Tabulation[[#This Row],[DayNo]]=1,Tabulation[[#This Row],[DayNo]]=7),1,0)","v":1},{"$f":"COUNTIF(Holidays,Tabulation[[#This Row],[Date]])","v":0},{"$f":"CONCATENATE(Tabulation[[#This Row],[Holiday]],Tabulation[[#This Row],[Season]],Tabulation[[#This Row],[Weekend]],\"-\",IF(Tabulation[[#This Row],[Hour]]<10,0,\"\"),C6482)","v":"0Summer1-22"},{"$f":"VLOOKUP(Tabulation[[#This Row],[Concat]],Table3[],8)","v":0.28148000000000001},{"$f":"(Tabulation[[#This Row],[AC System Output (kW)]]*Tabulation[[#This Row],[Rate]])","v":0}]
[9,27,1,0,{"$f":"Tabulation[[#This Row],[AC System Output (W)]]/1000","v":0},{"$f":"VLOOKUP(Tabulation[[#This Row],[Month]],Season,2)","v":"Summer"},{"$f":"(DATE(2021,Tabulation[[#This Row],[Month]],Tabulation[[#This Row],[Day]]))","v":"2021-09-27"},{"$f":"WEEKDAY(Tabulation[[#This Row],[Date]])","v":2},{"$f":"IF(OR(Tabulation[[#This Row],[DayNo]]=1,Tabulation[[#This Row],[DayNo]]=7),1,0)","v":0},{"$f":"COUNTIF(Holidays,Tabulation[[#This Row],[Date]])","v":0},{"$f":"CONCATENATE(Tabulation[[#This Row],[Holiday]],Tabulation[[#This Row],[Season]],Tabulation[[#This Row],[Weekend]],\"-\",IF(Tabulation[[#This Row],[Hour]]<10,0,\"\"),C6485)","v":"0Summer0-01"},{"$f":"VLOOKUP(Tabulation[[#This Row],[Concat]],Table3[],8)","v":0.28148000000000001},{"$f":"(Tabulation[[#This Row],[AC System Output (kW)]]*Tabulation[[#This Row],[Rate]])","v":0}]
[9,27,2,0,{"$f":"Tabulation[[#This Row],[AC System Output (W)]]/1000","v":0},{"$f":"VLOOKUP(Tabulation[[#This Row],[Month]],Season,2)","v":"Summer"},{"$f":"(DATE(2021,Tabulation[[#This Row],[Month]],Tabulation[[#This Row],[Day]]))","v":"2021-09-27"},{"$f":"WEEKDAY(Tabulation[[#This Row],[Date]])","v":2},{"$f":"IF(OR(Tabulation[[#This Row],[DayNo]]=1,Tabulation[[#This Row],[DayNo]]=7),1,0)","v":0},{"$f":"COUNTIF(Holidays,Tabulation[[#This Row],[Date]])","v":0},{"$f":"CONCATENATE(Tabulation[[#This Row],[Holiday]],Tabulation[[#This Row],[Season]],Tabulation[[#This Row],[Weekend]],\"-\",IF(Tabulation[[#This Row],[Hour]]<10,0,\"\"),C6486)","v":"0Summer0-02"},{"$f":"VLOOKUP(Tabulation[[#This Row],[Concat]],Table3[],8)","v":0.28148000000000001},{"$f":"(Tabulation[[#This Row],[AC System Output (kW)]]*Tabulation[[#This Row],[Rate]])","v":0}]
[9,27,6,193.822,{"$f":"Tabulation[[#This Row],[AC System Output (W)]]/1000","v":0.19382199999999999},{"$f":"VLOOKUP(Tabulation[[#This Row],[Month]],Season,2)","v":"Summer"},{"$f":"(DATE(2021,Tabulation[[#This Row],[Month]],Tabulation[[#This Row],[Day]]))","v":"2021-09-27"},{"$f":"WEEKDAY(Tabulation[[#This Row],[Date]])","v":2},{"$f":"IF(OR(Tabulation[[#This Row],[DayNo]]=1,Tabulation[[#This Row],[DayNo]]=7),1,0)","v":0},{"$f":"COUNTIF(Holidays,Tabulation[[#This Row],[Date]])","v":0},{"$f":"CONCATENATE(Tabulation[[#This Row],[Holiday]],Tabulation[[#This Row],[Season]],Tabulation[[#This Row],[Weekend]],\"-\",IF(Tabulation[[#This Row],[Hour]]<10,0,\"\"),C6490)","v":"0Summer0-06"},{"$f":"VLOOKUP(Tabulation[[#This Row],[Concat]],Table3[],8)","v":0.28148000000000001},{"$f":"(Tabulation[[#This Row],[AC System Output (kW)]]*Tabulation[[#This Row],[Rate]])","v":5.4557016559999998E-2}]
[9,27,9,2176.442,{"$f":"Tabulation[[#This Row],[AC System Output (W)]]/1000","v":2.1764420000000002},{"$f":"VLOOKUP(Tabulation[[#This Row],[Month]],Season,2)","v":"Summer"},{"$f":"(DATE(2021,Tabulation[[#This Row],[Month]],Tabulation[[#This Row],[Day]]))","v":"2021-09-27"},{"$f":"WEEKDAY(Tabulation[[#This Row],[Date]])","v":2},{"$f":"IF(OR(Tabulation[[#This Row],[DayNo]]=1,Tabulation[[#This Row],[DayNo]]=7),1,0)","v":0},{"$f":"COUNTIF(Holidays,Tabulation[[#This Row],[Date]])","v":0},{"$f":"CONCATENATE(Tabulation[[#This Row],[Holiday]],Tabulation[[#This Row],[Season]],Tabulation[[#This Row],[Weekend]],\"-\",IF(Tabulation[[#This Row],[Hour]]<10,0,\"\"),C6493)","v":"0Summer0-09"},{"$f":"VLOOKUP(Tabulation[[#This Row],[Concat]],Table3[],8)","v":0.28148000000000001},{"$f":"(Tabulation[[#This Row],[AC System Output (kW)]]*Tabulation[[#This Row],[Rate]])","v":0.6126248941600001}]
[9,27,13,2079.0569999999998,{"$f":"Tabulation[[#This Row],[AC System Output (W)]]/1000","v":2.0790569999999997},{"$f":"VLOOKUP(Tabulation[[#This Row],[Month]],Season,2)","v":"Summer"},{"$f":"(DATE(2021,Tabulation[[#This Row],[Month]],Tabulation[[#This Row],[Day]]))","v":"2021-09-27"},{"$f":"WEEKDAY(Tabulation[[#This Row],[Date]])","v":2},{"$f":"IF(OR(Tabulation[[#This Row],[DayNo]]=1,Tabulation[[#This Row],[DayNo]]=7),1,0)","v":0},{"$f":"COUNTIF(Holidays,Tabulation[[#This Row],[Date]])","v":0},{"$f":"CONCATENATE(Tabulation[[#This Row],[Holiday]],Tabulation[[#This Row],[Season]],Tabulation[[#This Row],[Weekend]],\"-\",IF(Tabulation[[#This Row],[Hour]]<10,0,\"\"),C6497)","v":"0Summer0-13"},{"$f":"VLOOKUP(Tabulation[[#This Row],[Concat]],Table3[],8)","v":0.28148000000000001},{"$f":"(Tabulation[[#This Row],[AC System Output (kW)]]*Tabulation[[#This Row],[Rate]])","v":0.58521296435999992}]
[9,27,16,756.09299999999996,{"$f":"Tabulation[[#This Row],[AC System Output (W)]]/1000","v":0.75609300000000002},{"$f":"VLOOKUP(Tabulation[[#This Row],[Month]],Season,2)","v":"Summer"},{"$f":"(DATE(2021,Tabulation[[#This Row],[Month]],Tabulation[[#This Row],[Day]]))","v":"2021-09-27"},{"$f":"WEEKDAY(Tabulation[[#This Row],[Date]])","v":2},{"$f":"IF(OR(Tabulation[[#This Row],[DayNo]]=1,Tabulation[[#This Row],[DayNo]]=7),1,0)","v":0},{"$f":"COUNTIF(Holidays,Tabulation[[#This Row],[Date]])","v":0},{"$f":"CONCATENATE(Tabulation[[#This Row],[Holiday]],Tabulation[[#This Row],[Season]],Tabulation[[#This Row],[Weekend]],\"-\",IF(Tabulation[[#This Row],[Hour]]<10,0,\"\"),C6500)","v":"0Summer0-16"},{"$f":"VLOOKUP(Tabulation[[#This Row],[Concat]],Table3[],8)","v":0.28148000000000001},{"$f":"(Tabulation[[#This Row],[AC System Output (kW)]]*Tabulation[[#This Row],[Rate]])","v":0.21282505764000001}]
[9,27,19,0,{"$f":"Tabulation[[#This Row],[AC System Output (W)]]/1000","v":0},{"$f":"VLOOKUP(Tabulation[[#This Row],[Month]],Season,2)","v":"Summer"},{"$f":"(DATE(2021,Tabulation[[#This Row],[Month]],Tabulation[[#This Row],[Day]]))","v":"2021-09-27"},{"$f":"WEEKDAY(Tabulation[[#This Row],[Date]])","v":2},{"$f":"IF(OR(Tabulation[[#This Row],[DayNo]]=1,Tabulation[[#This Row],[DayNo]]=7),1,0)","v":0},{"$f":"COUNTIF(Holidays,Tabulation[[#This Row],[Date]])","v":0},{"$f":"CONCATENATE(Tabulation[[#This Row],[Holiday]],Tabulation[[#This Row],[Season]],Tabulation[[#This Row],[Weekend]],\"-\",IF(Tabulation[[#This Row],[Hour]]<10,0,\"\"),C6503)","v":"0Summer0-19"},{"$f":"VLOOKUP(Tabulation[[#This Row],[Concat]],Table3[],8)","v":0.37644},{"$f":"(Tabulation[[#This Row],[AC System Output (kW)]]*Tabulation[[#This Row],[Rate]])","v":0}]
[9,27,23,0,{"$f":"Tabulation[[#This Row],[AC System Output (W)]]/1000","v":0},{"$f":"VLOOKUP(Tabulation[[#This Row],[Month]],Season,2)","v":"Summer"},{"$f":"(DATE(2021,Tabulation[[#This Row],[Month]],Tabulation[[#This Row],[Day]]))","v":"2021-09-27"},{"$f":"WEEKDAY(Tabulation[[#This Row],[Date]])","v":2},{"$f":"IF(OR(Tabulation[[#This Row],[DayNo]]=1,Tabulation[[#This Row],[DayNo]]=7),1,0)","v":0},{"$f":"COUNTIF(Holidays,Tabulation[[#This Row],[Date]])","v":0},{"$f":"CONCATENATE(Tabulation[[#This Row],[Holiday]],Tabulation[[#This Row],[Season]],Tabulation[[#This Row],[Weekend]],\"-\",IF(Tabulation[[#This Row],[Hour]]<10,0,\"\"),C6507)","v":"0Summer0-23"},{"$f":"VLOOKUP(Tabulation[[#This Row],[Concat]],Table3[],8)","v":0.28148000000000001},{"$f":"(Tabulation[[#This Row],[AC System Output (kW)]]*Tabulation[[#This Row],[Rate]])","v":0}]
[9,28,2,0,{"$f":"Tabulation[[#This Row],[AC System Output (W)]]/1000","v":0},{"$f":"VLOOKUP(Tabulation[[#This Row],[Month]],Season,2)","v":"Summer"},{"$f":"(DATE(2021,Tabulation[[#This Row],[Month]],Tabulation[[#This Row],[Day]]))","v":"2021-09-28"},{"$f":"WEEKDAY(Tabulation[[#This Row],[Date]])","v":3},{"$f":"IF(OR(Tabulation[[#This Row],[DayNo]]=1,Tabulation[[#This Row],[DayNo]]=7),1,0)","v":0},{"$f":"COUNTIF(Holidays,Tabulation[[#This Row],[Date]])","v":0},{"$f":"CONCATENATE(Tabulation[[#This Row],[Holiday]],Tabulation[[#This Row],[Season]],Tabulation[[#This Row],[Weekend]],\"-\",IF(Tabulation[[#This Row],[Hour]]<10,0,\"\"),C6510)","v":"0Summer0-02"},{"$f":"VLOOKUP(Tabulation[[#This Row],[Concat]],Table3[],8)","v":0.28148000000000001},{"$f":"(Tabulation[[#This Row],[AC System Output (kW)]]*Tabulation[[#This Row],[Rate]])","v":0}]
[9,28,3,0,{"$f":"Tabulation[[#This Row],[AC System Output (W)]]/1000","v":0},{"$f":"VLOOKUP(Tabulation[[#This Row],[Month]],Season,2)","v":"Summer"},{"$f":"(DATE(2021,Tabulation[[#This Row],[Month]],Tabulation[[#This Row],[Day]]))","v":"2021-09-28"},{"$f":"WEEKDAY(Tabulation[[#This Row],[Date]])","v":3},{"$f":"IF(OR(Tabulation[[#This Row],[DayNo]]=1,Tabulation[[#This Row],[DayNo]]=7),1,0)","v":0},{"$f":"COUNTIF(Holidays,Tabulation[[#This Row],[Date]])","v":0},{"$f":"CONCATENATE(Tabulation[[#This Row],[Holiday]],Tabulation[[#This Row],[Season]],Tabulation[[#This Row],[Weekend]],\"-\",IF(Tabulation[[#This Row],[Hour]]<10,0,\"\"),C6511)","v":"0Summer0-03"},{"$f":"VLOOKUP(Tabulation[[#This Row],[Concat]],Table3[],8)","v":0.28148000000000001},{"$f":"(Tabulation[[#This Row],[AC System Output (kW)]]*Tabulation[[#This Row],[Rate]])","v":0}]
[9,28,7,962.45699999999999,{"$f":"Tabulation[[#This Row],[AC System Output (W)]]/1000","v":0.96245700000000001},{"$f":"VLOOKUP(Tabulation[[#This Row],[Month]],Season,2)","v":"Summer"},{"$f":"(DATE(2021,Tabulation[[#This Row],[Month]],Tabulation[[#This Row],[Day]]))","v":"2021-09-28"},{"$f":"WEEKDAY(Tabulation[[#This Row],[Date]])","v":3},{"$f":"IF(OR(Tabulation[[#This Row],[DayNo]]=1,Tabulation[[#This Row],[DayNo]]=7),1,0)","v":0},{"$f":"COUNTIF(Holidays,Tabulation[[#This Row],[Date]])","v":0},{"$f":"CONCATENATE(Tabulation[[#This Row],[Holiday]],Tabulation[[#This Row],[Season]],Tabulation[[#This Row],[Weekend]],\"-\",IF(Tabulation[[#This Row],[Hour]]<10,0,\"\"),C6515)","v":"0Summer0-07"},{"$f":"VLOOKUP(Tabulation[[#This Row],[Concat]],Table3[],8)","v":0.28148000000000001},{"$f":"(Tabulation[[#This Row],[AC System Output (kW)]]*Tabulation[[#This Row],[Rate]])","v":0.27091239636000003}]
[9,28,10,2642.7820000000002,{"$f":"Tabulation[[#This Row],[AC System Output (W)]]/1000","v":2.642782},{"$f":"VLOOKUP(Tabulation[[#This Row],[Month]],Season,2)","v":"Summer"},{"$f":"(DATE(2021,Tabulation[[#This Row],[Month]],Tabulation[[#This Row],[Day]]))","v":"2021-09-28"},{"$f":"WEEKDAY(Tabulation[[#This Row],[Date]])","v":3},{"$f":"IF(OR(Tabulation[[#This Row],[DayNo]]=1,Tabulation[[#This Row],[DayNo]]=7),1,0)","v":0},{"$f":"COUNTIF(Holidays,Tabulation[[#This Row],[Date]])","v":0},{"$f":"CONCATENATE(Tabulation[[#This Row],[Holiday]],Tabulation[[#This Row],[Season]],Tabulation[[#This Row],[Weekend]],\"-\",IF(Tabulation[[#This Row],[Hour]]<10,0,\"\"),C6518)","v":"0Summer0-10"},{"$f":"VLOOKUP(Tabulation[[#This Row],[Concat]],Table3[],8)","v":0.28148000000000001},{"$f":"(Tabulation[[#This Row],[AC System Output (kW)]]*Tabulation[[#This Row],[Rate]])","v":0.74389027736000002}]
[9,28,14,1558.3219999999999,{"$f":"Tabulation[[#This Row],[AC System Output (W)]]/1000","v":1.558322},{"$f":"VLOOKUP(Tabulation[[#This Row],[Month]],Season,2)","v":"Summer"},{"$f":"(DATE(2021,Tabulation[[#This Row],[Month]],Tabulation[[#This Row],[Day]]))","v":"2021-09-28"},{"$f":"WEEKDAY(Tabulation[[#This Row],[Date]])","v":3},{"$f":"IF(OR(Tabulation[[#This Row],[DayNo]]=1,Tabulation[[#This Row],[DayNo]]=7),1,0)","v":0},{"$f":"COUNTIF(Holidays,Tabulation[[#This Row],[Date]])","v":0},{"$f":"CONCATENATE(Tabulation[[#This Row],[Holiday]],Tabulation[[#This Row],[Season]],Tabulation[[#This Row],[Weekend]],\"-\",IF(Tabulation[[#This Row],[Hour]]<10,0,\"\"),C6522)","v":"0Summer0-14"},{"$f":"VLOOKUP(Tabulation[[#This Row],[Concat]],Table3[],8)","v":0.28148000000000001},{"$f":"(Tabulation[[#This Row],[AC System Output (kW)]]*Tabulation[[#This Row],[Rate]])","v":0.43863647655999999}]
[9,28,17,95.894999999999996,{"$f":"Tabulation[[#This Row],[AC System Output (W)]]/1000","v":9.5894999999999994E-2},{"$f":"VLOOKUP(Tabulation[[#This Row],[Month]],Season,2)","v":"Summer"},{"$f":"(DATE(2021,Tabulation[[#This Row],[Month]],Tabulation[[#This Row],[Day]]))","v":"2021-09-28"},{"$f":"WEEKDAY(Tabulation[[#This Row],[Date]])","v":3},{"$f":"IF(OR(Tabulation[[#This Row],[DayNo]]=1,Tabulation[[#This Row],[DayNo]]=7),1,0)","v":0},{"$f":"COUNTIF(Holidays,Tabulation[[#This Row],[Date]])","v":0},{"$f":"CONCATENATE(Tabulation[[#This Row],[Holiday]],Tabulation[[#This Row],[Season]],Tabulation[[#This Row],[Weekend]],\"-\",IF(Tabulation[[#This Row],[Hour]]<10,0,\"\"),C6525)","v":"0Summer0-17"},{"$f":"VLOOKUP(Tabulation[[#This Row],[Concat]],Table3[],8)","v":0.37644},{"$f":"(Tabulation[[#This Row],[AC System Output (kW)]]*Tabulation[[#This Row],[Rate]])","v":3.6098713799999994E-2}]
[9,28,21,0,{"$f":"Tabulation[[#This Row],[AC System Output (W)]]/1000","v":0},{"$f":"VLOOKUP(Tabulation[[#This Row],[Month]],Season,2)","v":"Summer"},{"$f":"(DATE(2021,Tabulation[[#This Row],[Month]],Tabulation[[#This Row],[Day]]))","v":"2021-09-28"},{"$f":"WEEKDAY(Tabulation[[#This Row],[Date]])","v":3},{"$f":"IF(OR(Tabulation[[#This Row],[DayNo]]=1,Tabulation[[#This Row],[DayNo]]=7),1,0)","v":0},{"$f":"COUNTIF(Holidays,Tabulation[[#This Row],[Date]])","v":0},{"$f":"CONCATENATE(Tabulation[[#This Row],[Holiday]],Tabulation[[#This Row],[Season]],Tabulation[[#This Row],[Weekend]],\"-\",IF(Tabulation[[#This Row],[Hour]]<10,0,\"\"),C6529)","v":"0Summer0-21"},{"$f":"VLOOKUP(Tabulation[[#This Row],[Concat]],Table3[],8)","v":0.28148000000000001},{"$f":"(Tabulation[[#This Row],[AC System Output (kW)]]*Tabulation[[#This Row],[Rate]])","v":0}]
[9,29,0,0,{"$f":"Tabulation[[#This Row],[AC System Output (W)]]/1000","v":0},{"$f":"VLOOKUP(Tabulation[[#This Row],[Month]],Season,2)","v":"Summer"},{"$f":"(DATE(2021,Tabulation[[#This Row],[Month]],Tabulation[[#This Row],[Day]]))","v":"2021-09-29"},{"$f":"WEEKDAY(Tabulation[[#This Row],[Date]])","v":4},{"$f":"IF(OR(Tabulation[[#This Row],[DayNo]]=1,Tabulation[[#This Row],[DayNo]]=7),1,0)","v":0},{"$f":"COUNTIF(Holidays,Tabulation[[#This Row],[Date]])","v":0},{"$f":"CONCATENATE(Tabulation[[#This Row],[Holiday]],Tabulation[[#This Row],[Season]],Tabulation[[#This Row],[Weekend]],\"-\",IF(Tabulation[[#This Row],[Hour]]<10,0,\"\"),C6532)","v":"0Summer0-00"},{"$f":"VLOOKUP(Tabulation[[#This Row],[Concat]],Table3[],8)","v":0.28148000000000001},{"$f":"(Tabulation[[#This Row],[AC System Output (kW)]]*Tabulation[[#This Row],[Rate]])","v":0}]
[9,29,4,0,{"$f":"Tabulation[[#This Row],[AC System Output (W)]]/1000","v":0},{"$f":"VLOOKUP(Tabulation[[#This Row],[Month]],Season,2)","v":"Summer"},{"$f":"(DATE(2021,Tabulation[[#This Row],[Month]],Tabulation[[#This Row],[Day]]))","v":"2021-09-29"},{"$f":"WEEKDAY(Tabulation[[#This Row],[Date]])","v":4},{"$f":"IF(OR(Tabulation[[#This Row],[DayNo]]=1,Tabulation[[#This Row],[DayNo]]=7),1,0)","v":0},{"$f":"COUNTIF(Holidays,Tabulation[[#This Row],[Date]])","v":0},{"$f":"CONCATENATE(Tabulation[[#This Row],[Holiday]],Tabulation[[#This Row],[Season]],Tabulation[[#This Row],[Weekend]],\"-\",IF(Tabulation[[#This Row],[Hour]]<10,0,\"\"),C6536)","v":"0Summer0-04"},{"$f":"VLOOKUP(Tabulation[[#This Row],[Concat]],Table3[],8)","v":0.28148000000000001},{"$f":"(Tabulation[[#This Row],[AC System Output (kW)]]*Tabulation[[#This Row],[Rate]])","v":0}]
[9,29,5,0,{"$f":"Tabulation[[#This Row],[AC System Output (W)]]/1000","v":0},{"$f":"VLOOKUP(Tabulation[[#This Row],[Month]],Season,2)","v":"Summer"},{"$f":"(DATE(2021,Tabulation[[#This Row],[Month]],Tabulation[[#This Row],[Day]]))","v":"2021-09-29"},{"$f":"WEEKDAY(Tabulation[[#This Row],[Date]])","v":4},{"$f":"IF(OR(Tabulation[[#This Row],[DayNo]]=1,Tabulation[[#This Row],[DayNo]]=7),1,0)","v":0},{"$f":"COUNTIF(Holidays,Tabulation[[#This Row],[Date]])","v":0},{"$f":"CONCATENATE(Tabulation[[#This Row],[Holiday]],Tabulation[[#This Row],[Season]],Tabulation[[#This Row],[Weekend]],\"-\",IF(Tabulation[[#This Row],[Hour]]<10,0,\"\"),C6537)","v":"0Summer0-05"},{"$f":"VLOOKUP(Tabulation[[#This Row],[Concat]],Table3[],8)","v":0.28148000000000001},{"$f":"(Tabulation[[#This Row],[AC System Output (kW)]]*Tabulation[[#This Row],[Rate]])","v":0}]
[9,29,8,1708.0150000000001,{"$f":"Tabulation[[#This Row],[AC System Output (W)]]/1000","v":1.7080150000000001},{"$f":"VLOOKUP(Tabulation[[#This Row],[Month]],Season,2)","v":"Summer"},{"$f":"(DATE(2021,Tabulation[[#This Row],[Month]],Tabulation[[#This Row],[Day]]))","v":"2021-09-29"},{"$f":"WEEKDAY(Tabulation[[#This Row],[Date]])","v":4},{"$f":"IF(OR(Tabulation[[#This Row],[DayNo]]=1,Tabulation[[#This Row],[DayNo]]=7),1,0)","v":0},{"$f":"COUNTIF(Holidays,Tabulation[[#This Row],[Date]])","v":0},{"$f":"CONCATENATE(Tabulation[[#This Row],[Holiday]],Tabulation[[#This Row],[Season]],Tabulation[[#This Row],[Weekend]],\"-\",IF(Tabulation[[#This Row],[Hour]]<10,0,\"\"),C6540)","v":"0Summer0-08"},{"$f":"VLOOKUP(Tabulation[[#This Row],[Concat]],Table3[],8)","v":0.28148000000000001},{"$f":"(Tabulation[[#This Row],[AC System Output (kW)]]*Tabulation[[#This Row],[Rate]])","v":0.48077206220000002}]
[9,29,11,2639.7750000000001,{"$f":"Tabulation[[#This Row],[AC System Output (W)]]/1000","v":2.6397750000000002},{"$f":"VLOOKUP(Tabulation[[#This Row],[Month]],Season,2)","v":"Summer"},{"$f":"(DATE(2021,Tabulation[[#This Row],[Month]],Tabulation[[#This Row],[Day]]))","v":"2021-09-29"},{"$f":"WEEKDAY(Tabulation[[#This Row],[Date]])","v":4},{"$f":"IF(OR(Tabulation[[#This Row],[DayNo]]=1,Tabulation[[#This Row],[DayNo]]=7),1,0)","v":0},{"$f":"COUNTIF(Holidays,Tabulation[[#This Row],[Date]])","v":0},{"$f":"CONCATENATE(Tabulation[[#This Row],[Holiday]],Tabulation[[#This Row],[Season]],Tabulation[[#This Row],[Weekend]],\"-\",IF(Tabulation[[#This Row],[Hour]]<10,0,\"\"),C6543)","v":"0Summer0-11"},{"$f":"VLOOKUP(Tabulation[[#This Row],[Concat]],Table3[],8)","v":0.28148000000000001},{"$f":"(Tabulation[[#This Row],[AC System Output (kW)]]*Tabulation[[#This Row],[Rate]])","v":0.74304386700000002}]
[9,29,15,1530.4659999999999,{"$f":"Tabulation[[#This Row],[AC System Output (W)]]/1000","v":1.5304659999999999},{"$f":"VLOOKUP(Tabulation[[#This Row],[Month]],Season,2)","v":"Summer"},{"$f":"(DATE(2021,Tabulation[[#This Row],[Month]],Tabulation[[#This Row],[Day]]))","v":"2021-09-29"},{"$f":"WEEKDAY(Tabulation[[#This Row],[Date]])","v":4},{"$f":"IF(OR(Tabulation[[#This Row],[DayNo]]=1,Tabulation[[#This Row],[DayNo]]=7),1,0)","v":0},{"$f":"COUNTIF(Holidays,Tabulation[[#This Row],[Date]])","v":0},{"$f":"CONCATENATE(Tabulation[[#This Row],[Holiday]],Tabulation[[#This Row],[Season]],Tabulation[[#This Row],[Weekend]],\"-\",IF(Tabulation[[#This Row],[Hour]]<10,0,\"\"),C6547)","v":"0Summer0-15"},{"$f":"VLOOKUP(Tabulation[[#This Row],[Concat]],Table3[],8)","v":0.28148000000000001},{"$f":"(Tabulation[[#This Row],[AC System Output (kW)]]*Tabulation[[#This Row],[Rate]])","v":0.43079556967999999}]
[9,29,18,0,{"$f":"Tabulation[[#This Row],[AC System Output (W)]]/1000","v":0},{"$f":"VLOOKUP(Tabulation[[#This Row],[Month]],Season,2)","v":"Summer"},{"$f":"(DATE(2021,Tabulation[[#This Row],[Month]],Tabulation[[#This Row],[Day]]))","v":"2021-09-29"},{"$f":"WEEKDAY(Tabulation[[#This Row],[Date]])","v":4},{"$f":"IF(OR(Tabulation[[#This Row],[DayNo]]=1,Tabulation[[#This Row],[DayNo]]=7),1,0)","v":0},{"$f":"COUNTIF(Holidays,Tabulation[[#This Row],[Date]])","v":0},{"$f":"CONCATENATE(Tabulation[[#This Row],[Holiday]],Tabulation[[#This Row],[Season]],Tabulation[[#This Row],[Weekend]],\"-\",IF(Tabulation[[#This Row],[Hour]]<10,0,\"\"),C6550)","v":"0Summer0-18"},{"$f":"VLOOKUP(Tabulation[[#This Row],[Concat]],Table3[],8)","v":0.37644},{"$f":"(Tabulation[[#This Row],[AC System Output (kW)]]*Tabulation[[#This Row],[Rate]])","v":0}]
[9,29,22,0,{"$f":"Tabulation[[#This Row],[AC System Output (W)]]/1000","v":0},{"$f":"VLOOKUP(Tabulation[[#This Row],[Month]],Season,2)","v":"Summer"},{"$f":"(DATE(2021,Tabulation[[#This Row],[Month]],Tabulation[[#This Row],[Day]]))","v":"2021-09-29"},{"$f":"WEEKDAY(Tabulation[[#This Row],[Date]])","v":4},{"$f":"IF(OR(Tabulation[[#This Row],[DayNo]]=1,Tabulation[[#This Row],[DayNo]]=7),1,0)","v":0},{"$f":"COUNTIF(Holidays,Tabulation[[#This Row],[Date]])","v":0},{"$f":"CONCATENATE(Tabulation[[#This Row],[Holiday]],Tabulation[[#This Row],[Season]],Tabulation[[#This Row],[Weekend]],\"-\",IF(Tabulation[[#This Row],[Hour]]<10,0,\"\"),C6554)","v":"0Summer0-22"},{"$f":"VLOOKUP(Tabulation[[#This Row],[Concat]],Table3[],8)","v":0.28148000000000001},{"$f":"(Tabulation[[#This Row],[AC System Output (kW)]]*Tabulation[[#This Row],[Rate]])","v":0}]
[9,30,1,0,{"$f":"Tabulation[[#This Row],[AC System Output (W)]]/1000","v":0},{"$f":"VLOOKUP(Tabulation[[#This Row],[Month]],Season,2)","v":"Summer"},{"$f":"(DATE(2021,Tabulation[[#This Row],[Month]],Tabulation[[#This Row],[Day]]))","v":"2021-09-30"},{"$f":"WEEKDAY(Tabulation[[#This Row],[Date]])","v":5},{"$f":"IF(OR(Tabulation[[#This Row],[DayNo]]=1,Tabulation[[#This Row],[DayNo]]=7),1,0)","v":0},{"$f":"COUNTIF(Holidays,Tabulation[[#This Row],[Date]])","v":0},{"$f":"CONCATENATE(Tabulation[[#This Row],[Holiday]],Tabulation[[#This Row],[Season]],Tabulation[[#This Row],[Weekend]],\"-\",IF(Tabulation[[#This Row],[Hour]]<10,0,\"\"),C6557)","v":"0Summer0-01"},{"$f":"VLOOKUP(Tabulation[[#This Row],[Concat]],Table3[],8)","v":0.28148000000000001},{"$f":"(Tabulation[[#This Row],[AC System Output (kW)]]*Tabulation[[#This Row],[Rate]])","v":0}]
[9,30,5,0,{"$f":"Tabulation[[#This Row],[AC System Output (W)]]/1000","v":0},{"$f":"VLOOKUP(Tabulation[[#This Row],[Month]],Season,2)","v":"Summer"},{"$f":"(DATE(2021,Tabulation[[#This Row],[Month]],Tabulation[[#This Row],[Day]]))","v":"2021-09-30"},{"$f":"WEEKDAY(Tabulation[[#This Row],[Date]])","v":5},{"$f":"IF(OR(Tabulation[[#This Row],[DayNo]]=1,Tabulation[[#This Row],[DayNo]]=7),1,0)","v":0},{"$f":"COUNTIF(Holidays,Tabulation[[#This Row],[Date]])","v":0},{"$f":"CONCATENATE(Tabulation[[#This Row],[Holiday]],Tabulation[[#This Row],[Season]],Tabulation[[#This Row],[Weekend]],\"-\",IF(Tabulation[[#This Row],[Hour]]<10,0,\"\"),C6561)","v":"0Summer0-05"},{"$f":"VLOOKUP(Tabulation[[#This Row],[Concat]],Table3[],8)","v":0.28148000000000001},{"$f":"(Tabulation[[#This Row],[AC System Output (kW)]]*Tabulation[[#This Row],[Rate]])","v":0}]
[9,30,6,198.173,{"$f":"Tabulation[[#This Row],[AC System Output (W)]]/1000","v":0.19817299999999999},{"$f":"VLOOKUP(Tabulation[[#This Row],[Month]],Season,2)","v":"Summer"},{"$f":"(DATE(2021,Tabulation[[#This Row],[Month]],Tabulation[[#This Row],[Day]]))","v":"2021-09-30"},{"$f":"WEEKDAY(Tabulation[[#This Row],[Date]])","v":5},{"$f":"IF(OR(Tabulation[[#This Row],[DayNo]]=1,Tabulation[[#This Row],[DayNo]]=7),1,0)","v":0},{"$f":"COUNTIF(Holidays,Tabulation[[#This Row],[Date]])","v":0},{"$f":"CONCATENATE(Tabulation[[#This Row],[Holiday]],Tabulation[[#This Row],[Season]],Tabulation[[#This Row],[Weekend]],\"-\",IF(Tabulation[[#This Row],[Hour]]<10,0,\"\"),C6562)","v":"0Summer0-06"},{"$f":"VLOOKUP(Tabulation[[#This Row],[Concat]],Table3[],8)","v":0.28148000000000001},{"$f":"(Tabulation[[#This Row],[AC System Output (kW)]]*Tabulation[[#This Row],[Rate]])","v":5.5781736039999995E-2}]
[9,30,9,2243.223,{"$f":"Tabulation[[#This Row],[AC System Output (W)]]/1000","v":2.243223},{"$f":"VLOOKUP(Tabulation[[#This Row],[Month]],Season,2)","v":"Summer"},{"$f":"(DATE(2021,Tabulation[[#This Row],[Month]],Tabulation[[#This Row],[Day]]))","v":"2021-09-30"},{"$f":"WEEKDAY(Tabulation[[#This Row],[Date]])","v":5},{"$f":"IF(OR(Tabulation[[#This Row],[DayNo]]=1,Tabulation[[#This Row],[DayNo]]=7),1,0)","v":0},{"$f":"COUNTIF(Holidays,Tabulation[[#This Row],[Date]])","v":0},{"$f":"CONCATENATE(Tabulation[[#This Row],[Holiday]],Tabulation[[#This Row],[Season]],Tabulation[[#This Row],[Weekend]],\"-\",IF(Tabulation[[#This Row],[Hour]]<10,0,\"\"),C6565)","v":"0Summer0-09"},{"$f":"VLOOKUP(Tabulation[[#This Row],[Concat]],Table3[],8)","v":0.28148000000000001},{"$f":"(Tabulation[[#This Row],[AC System Output (kW)]]*Tabulation[[#This Row],[Rate]])","v":0.63142241003999999}]
[9,30,12,2639.9969999999998,{"$f":"Tabulation[[#This Row],[AC System Output (W)]]/1000","v":2.6399969999999997},{"$f":"VLOOKUP(Tabulation[[#This Row],[Month]],Season,2)","v":"Summer"},{"$f":"(DATE(2021,Tabulation[[#This Row],[Month]],Tabulation[[#This Row],[Day]]))","v":"2021-09-30"},{"$f":"WEEKDAY(Tabulation[[#This Row],[Date]])","v":5},{"$f":"IF(OR(Tabulation[[#This Row],[DayNo]]=1,Tabulation[[#This Row],[DayNo]]=7),1,0)","v":0},{"$f":"COUNTIF(Holidays,Tabulation[[#This Row],[Date]])","v":0},{"$f":"CONCATENATE(Tabulation[[#This Row],[Holiday]],Tabulation[[#This Row],[Season]],Tabulation[[#This Row],[Weekend]],\"-\",IF(Tabulation[[#This Row],[Hour]]<10,0,\"\"),C6568)","v":"0Summer0-12"},{"$f":"VLOOKUP(Tabulation[[#This Row],[Concat]],Table3[],8)","v":0.28148000000000001},{"$f":"(Tabulation[[#This Row],[AC System Output (kW)]]*Tabulation[[#This Row],[Rate]])","v":0.74310635555999993}]
[9,30,16,759.25599999999997,{"$f":"Tabulation[[#This Row],[AC System Output (W)]]/1000","v":0.75925599999999993},{"$f":"VLOOKUP(Tabulation[[#This Row],[Month]],Season,2)","v":"Summer"},{"$f":"(DATE(2021,Tabulation[[#This Row],[Month]],Tabulation[[#This Row],[Day]]))","v":"2021-09-30"},{"$f":"WEEKDAY(Tabulation[[#This Row],[Date]])","v":5},{"$f":"IF(OR(Tabulation[[#This Row],[DayNo]]=1,Tabulation[[#This Row],[DayNo]]=7),1,0)","v":0},{"$f":"COUNTIF(Holidays,Tabulation[[#This Row],[Date]])","v":0},{"$f":"CONCATENATE(Tabulation[[#This Row],[Holiday]],Tabulation[[#This Row],[Season]],Tabulation[[#This Row],[Weekend]],\"-\",IF(Tabulation[[#This Row],[Hour]]<10,0,\"\"),C6572)","v":"0Summer0-16"},{"$f":"VLOOKUP(Tabulation[[#This Row],[Concat]],Table3[],8)","v":0.28148000000000001},{"$f":"(Tabulation[[#This Row],[AC System Output (kW)]]*Tabulation[[#This Row],[Rate]])","v":0.21371537887999997}]
[9,30,19,0,{"$f":"Tabulation[[#This Row],[AC System Output (W)]]/1000","v":0},{"$f":"VLOOKUP(Tabulation[[#This Row],[Month]],Season,2)","v":"Summer"},{"$f":"(DATE(2021,Tabulation[[#This Row],[Month]],Tabulation[[#This Row],[Day]]))","v":"2021-09-30"},{"$f":"WEEKDAY(Tabulation[[#This Row],[Date]])","v":5},{"$f":"IF(OR(Tabulation[[#This Row],[DayNo]]=1,Tabulation[[#This Row],[DayNo]]=7),1,0)","v":0},{"$f":"COUNTIF(Holidays,Tabulation[[#This Row],[Date]])","v":0},{"$f":"CONCATENATE(Tabulation[[#This Row],[Holiday]],Tabulation[[#This Row],[Season]],Tabulation[[#This Row],[Weekend]],\"-\",IF(Tabulation[[#This Row],[Hour]]<10,0,\"\"),C6575)","v":"0Summer0-19"},{"$f":"VLOOKUP(Tabulation[[#This Row],[Concat]],Table3[],8)","v":0.37644},{"$f":"(Tabulation[[#This Row],[AC System Output (kW)]]*Tabulation[[#This Row],[Rate]])","v":0}]
[9,30,22,0,{"$f":"Tabulation[[#This Row],[AC System Output (W)]]/1000","v":0},{"$f":"VLOOKUP(Tabulation[[#This Row],[Month]],Season,2)","v":"Summer"},{"$f":"(DATE(2021,Tabulation[[#This Row],[Month]],Tabulation[[#This Row],[Day]]))","v":"2021-09-30"},{"$f":"WEEKDAY(Tabulation[[#This Row],[Date]])","v":5},{"$f":"IF(OR(Tabulation[[#This Row],[DayNo]]=1,Tabulation[[#This Row],[DayNo]]=7),1,0)","v":0},{"$f":"COUNTIF(Holidays,Tabulation[[#This Row],[Date]])","v":0},{"$f":"CONCATENATE(Tabulation[[#This Row],[Holiday]],Tabulation[[#This Row],[Season]],Tabulation[[#This Row],[Weekend]],\"-\",IF(Tabulation[[#This Row],[Hour]]<10,0,\"\"),C6578)","v":"0Summer0-22"},{"$f":"VLOOKUP(Tabulation[[#This Row],[Concat]],Table3[],8)","v":0.28148000000000001},{"$f":"(Tabulation[[#This Row],[AC System Output (kW)]]*Tabulation[[#This Row],[Rate]])","v":0}]
[10,1,3,0,{"$f":"Tabulation[[#This Row],[AC System Output (W)]]/1000","v":0},{"$f":"VLOOKUP(Tabulation[[#This Row],[Month]],Season,2)","v":"Winter"},{"$f":"(DATE(2021,Tabulation[[#This Row],[Month]],Tabulation[[#This Row],[Day]]))","v":"2021-10-01"},{"$f":"WEEKDAY(Tabulation[[#This Row],[Date]])","v":6},{"$f":"IF(OR(Tabulation[[#This Row],[DayNo]]=1,Tabulation[[#This Row],[DayNo]]=7),1,0)","v":0},{"$f":"COUNTIF(Holidays,Tabulation[[#This Row],[Date]])","v":0},{"$f":"CONCATENATE(Tabulation[[#This Row],[Holiday]],Tabulation[[#This Row],[Season]],Tabulation[[#This Row],[Weekend]],\"-\",IF(Tabulation[[#This Row],[Hour]]<10,0,\"\"),C6583)","v":"0Winter0-03"},{"$f":"VLOOKUP(Tabulation[[#This Row],[Concat]],Table3[],8)","v":0.28519},{"$f":"(Tabulation[[#This Row],[AC System Output (kW)]]*Tabulation[[#This Row],[Rate]])","v":0}]
[10,1,6,223.685,{"$f":"Tabulation[[#This Row],[AC System Output (W)]]/1000","v":0.22368499999999999},{"$f":"VLOOKUP(Tabulation[[#This Row],[Month]],Season,2)","v":"Winter"},{"$f":"(DATE(2021,Tabulation[[#This Row],[Month]],Tabulation[[#This Row],[Day]]))","v":"2021-10-01"},{"$f":"WEEKDAY(Tabulation[[#This Row],[Date]])","v":6},{"$f":"IF(OR(Tabulation[[#This Row],[DayNo]]=1,Tabulation[[#This Row],[DayNo]]=7),1,0)","v":0},{"$f":"COUNTIF(Holidays,Tabulation[[#This Row],[Date]])","v":0},{"$f":"CONCATENATE(Tabulation[[#This Row],[Holiday]],Tabulation[[#This Row],[Season]],Tabulation[[#This Row],[Weekend]],\"-\",IF(Tabulation[[#This Row],[Hour]]<10,0,\"\"),C6586)","v":"0Winter0-06"},{"$f":"VLOOKUP(Tabulation[[#This Row],[Concat]],Table3[],8)","v":0.28519},{"$f":"(Tabulation[[#This Row],[AC System Output (kW)]]*Tabulation[[#This Row],[Rate]])","v":6.3792725149999993E-2}]
[10,1,7,1058.559,{"$f":"Tabulation[[#This Row],[AC System Output (W)]]/1000","v":1.058559},{"$f":"VLOOKUP(Tabulation[[#This Row],[Month]],Season,2)","v":"Winter"},{"$f":"(DATE(2021,Tabulation[[#This Row],[Month]],Tabulation[[#This Row],[Day]]))","v":"2021-10-01"},{"$f":"WEEKDAY(Tabulation[[#This Row],[Date]])","v":6},{"$f":"IF(OR(Tabulation[[#This Row],[DayNo]]=1,Tabulation[[#This Row],[DayNo]]=7),1,0)","v":0},{"$f":"COUNTIF(Holidays,Tabulation[[#This Row],[Date]])","v":0},{"$f":"CONCATENATE(Tabulation[[#This Row],[Holiday]],Tabulation[[#This Row],[Season]],Tabulation[[#This Row],[Weekend]],\"-\",IF(Tabulation[[#This Row],[Hour]]<10,0,\"\"),C6587)","v":"0Winter0-07"},{"$f":"VLOOKUP(Tabulation[[#This Row],[Concat]],Table3[],8)","v":0.28519},{"$f":"(Tabulation[[#This Row],[AC System Output (kW)]]*Tabulation[[#This Row],[Rate]])","v":0.30189044121000003}]
[10,1,10,2874.768,{"$f":"Tabulation[[#This Row],[AC System Output (W)]]/1000","v":2.874768},{"$f":"VLOOKUP(Tabulation[[#This Row],[Month]],Season,2)","v":"Winter"},{"$f":"(DATE(2021,Tabulation[[#This Row],[Month]],Tabulation[[#This Row],[Day]]))","v":"2021-10-01"},{"$f":"WEEKDAY(Tabulation[[#This Row],[Date]])","v":6},{"$f":"IF(OR(Tabulation[[#This Row],[DayNo]]=1,Tabulation[[#This Row],[DayNo]]=7),1,0)","v":0},{"$f":"COUNTIF(Holidays,Tabulation[[#This Row],[Date]])","v":0},{"$f":"CONCATENATE(Tabulation[[#This Row],[Holiday]],Tabulation[[#This Row],[Season]],Tabulation[[#This Row],[Weekend]],\"-\",IF(Tabulation[[#This Row],[Hour]]<10,0,\"\"),C6590)","v":"0Winter0-10"},{"$f":"VLOOKUP(Tabulation[[#This Row],[Concat]],Table3[],8)","v":0.28519},{"$f":"(Tabulation[[#This Row],[AC System Output (kW)]]*Tabulation[[#This Row],[Rate]])","v":0.81985508592}]
[10,1,14,2259.8180000000002,{"$f":"Tabulation[[#This Row],[AC System Output (W)]]/1000","v":2.2598180000000001},{"$f":"VLOOKUP(Tabulation[[#This Row],[Month]],Season,2)","v":"Winter"},{"$f":"(DATE(2021,Tabulation[[#This Row],[Month]],Tabulation[[#This Row],[Day]]))","v":"2021-10-01"},{"$f":"WEEKDAY(Tabulation[[#This Row],[Date]])","v":6},{"$f":"IF(OR(Tabulation[[#This Row],[DayNo]]=1,Tabulation[[#This Row],[DayNo]]=7),1,0)","v":0},{"$f":"COUNTIF(Holidays,Tabulation[[#This Row],[Date]])","v":0},{"$f":"CONCATENATE(Tabulation[[#This Row],[Holiday]],Tabulation[[#This Row],[Season]],Tabulation[[#This Row],[Weekend]],\"-\",IF(Tabulation[[#This Row],[Hour]]<10,0,\"\"),C6594)","v":"0Winter0-14"},{"$f":"VLOOKUP(Tabulation[[#This Row],[Concat]],Table3[],8)","v":0.28519},{"$f":"(Tabulation[[#This Row],[AC System Output (kW)]]*Tabulation[[#This Row],[Rate]])","v":0.64447749541999999}]
[10,1,17,88.587999999999994,{"$f":"Tabulation[[#This Row],[AC System Output (W)]]/1000","v":8.8588E-2},{"$f":"VLOOKUP(Tabulation[[#This Row],[Month]],Season,2)","v":"Winter"},{"$f":"(DATE(2021,Tabulation[[#This Row],[Month]],Tabulation[[#This Row],[Day]]))","v":"2021-10-01"},{"$f":"WEEKDAY(Tabulation[[#This Row],[Date]])","v":6},{"$f":"IF(OR(Tabulation[[#This Row],[DayNo]]=1,Tabulation[[#This Row],[DayNo]]=7),1,0)","v":0},{"$f":"COUNTIF(Holidays,Tabulation[[#This Row],[Date]])","v":0},{"$f":"CONCATENATE(Tabulation[[#This Row],[Holiday]],Tabulation[[#This Row],[Season]],Tabulation[[#This Row],[Weekend]],\"-\",IF(Tabulation[[#This Row],[Hour]]<10,0,\"\"),C6597)","v":"0Winter0-17"},{"$f":"VLOOKUP(Tabulation[[#This Row],[Concat]],Table3[],8)","v":0.30257000000000001},{"$f":"(Tabulation[[#This Row],[AC System Output (kW)]]*Tabulation[[#This Row],[Rate]])","v":2.6804071160000002E-2}]
[10,1,19,0,{"$f":"Tabulation[[#This Row],[AC System Output (W)]]/1000","v":0},{"$f":"VLOOKUP(Tabulation[[#This Row],[Month]],Season,2)","v":"Winter"},{"$f":"(DATE(2021,Tabulation[[#This Row],[Month]],Tabulation[[#This Row],[Day]]))","v":"2021-10-01"},{"$f":"WEEKDAY(Tabulation[[#This Row],[Date]])","v":6},{"$f":"IF(OR(Tabulation[[#This Row],[DayNo]]=1,Tabulation[[#This Row],[DayNo]]=7),1,0)","v":0},{"$f":"COUNTIF(Holidays,Tabulation[[#This Row],[Date]])","v":0},{"$f":"CONCATENATE(Tabulation[[#This Row],[Holiday]],Tabulation[[#This Row],[Season]],Tabulation[[#This Row],[Weekend]],\"-\",IF(Tabulation[[#This Row],[Hour]]<10,0,\"\"),C6599)","v":"0Winter0-19"},{"$f":"VLOOKUP(Tabulation[[#This Row],[Concat]],Table3[],8)","v":0.30257000000000001},{"$f":"(Tabulation[[#This Row],[AC System Output (kW)]]*Tabulation[[#This Row],[Rate]])","v":0}]
[10,2,1,0,{"$f":"Tabulation[[#This Row],[AC System Output (W)]]/1000","v":0},{"$f":"VLOOKUP(Tabulation[[#This Row],[Month]],Season,2)","v":"Winter"},{"$f":"(DATE(2021,Tabulation[[#This Row],[Month]],Tabulation[[#This Row],[Day]]))","v":"2021-10-02"},{"$f":"WEEKDAY(Tabulation[[#This Row],[Date]])","v":7},{"$f":"IF(OR(Tabulation[[#This Row],[DayNo]]=1,Tabulation[[#This Row],[DayNo]]=7),1,0)","v":1},{"$f":"COUNTIF(Holidays,Tabulation[[#This Row],[Date]])","v":0},{"$f":"CONCATENATE(Tabulation[[#This Row],[Holiday]],Tabulation[[#This Row],[Season]],Tabulation[[#This Row],[Weekend]],\"-\",IF(Tabulation[[#This Row],[Hour]]<10,0,\"\"),C6605)","v":"0Winter1-01"},{"$f":"VLOOKUP(Tabulation[[#This Row],[Concat]],Table3[],8)","v":0.28519},{"$f":"(Tabulation[[#This Row],[AC System Output (kW)]]*Tabulation[[#This Row],[Rate]])","v":0}]
[10,2,4,0,{"$f":"Tabulation[[#This Row],[AC System Output (W)]]/1000","v":0},{"$f":"VLOOKUP(Tabulation[[#This Row],[Month]],Season,2)","v":"Winter"},{"$f":"(DATE(2021,Tabulation[[#This Row],[Month]],Tabulation[[#This Row],[Day]]))","v":"2021-10-02"},{"$f":"WEEKDAY(Tabulation[[#This Row],[Date]])","v":7},{"$f":"IF(OR(Tabulation[[#This Row],[DayNo]]=1,Tabulation[[#This Row],[DayNo]]=7),1,0)","v":1},{"$f":"COUNTIF(Holidays,Tabulation[[#This Row],[Date]])","v":0},{"$f":"CONCATENATE(Tabulation[[#This Row],[Holiday]],Tabulation[[#This Row],[Season]],Tabulation[[#This Row],[Weekend]],\"-\",IF(Tabulation[[#This Row],[Hour]]<10,0,\"\"),C6608)","v":"0Winter1-04"},{"$f":"VLOOKUP(Tabulation[[#This Row],[Concat]],Table3[],8)","v":0.28519},{"$f":"(Tabulation[[#This Row],[AC System Output (kW)]]*Tabulation[[#This Row],[Rate]])","v":0}]
[10,2,7,1068.8510000000001,{"$f":"Tabulation[[#This Row],[AC System Output (W)]]/1000","v":1.0688510000000002},{"$f":"VLOOKUP(Tabulation[[#This Row],[Month]],Season,2)","v":"Winter"},{"$f":"(DATE(2021,Tabulation[[#This Row],[Month]],Tabulation[[#This Row],[Day]]))","v":"2021-10-02"},{"$f":"WEEKDAY(Tabulation[[#This Row],[Date]])","v":7},{"$f":"IF(OR(Tabulation[[#This Row],[DayNo]]=1,Tabulation[[#This Row],[DayNo]]=7),1,0)","v":1},{"$f":"COUNTIF(Holidays,Tabulation[[#This Row],[Date]])","v":0},{"$f":"CONCATENATE(Tabulation[[#This Row],[Holiday]],Tabulation[[#This Row],[Season]],Tabulation[[#This Row],[Weekend]],\"-\",IF(Tabulation[[#This Row],[Hour]]<10,0,\"\"),C6611)","v":"0Winter1-07"},{"$f":"VLOOKUP(Tabulation[[#This Row],[Concat]],Table3[],8)","v":0.28519},{"$f":"(Tabulation[[#This Row],[AC System Output (kW)]]*Tabulation[[#This Row],[Rate]])","v":0.30482561669000008}]
[10,2,8,1888.8779999999999,{"$f":"Tabulation[[#This Row],[AC System Output (W)]]/1000","v":1.8888779999999998},{"$f":"VLOOKUP(Tabulation[[#This Row],[Month]],Season,2)","v":"Winter"},{"$f":"(DATE(2021,Tabulation[[#This Row],[Month]],Tabulation[[#This Row],[Day]]))","v":"2021-10-02"},{"$f":"WEEKDAY(Tabulation[[#This Row],[Date]])","v":7},{"$f":"IF(OR(Tabulation[[#This Row],[DayNo]]=1,Tabulation[[#This Row],[DayNo]]=7),1,0)","v":1},{"$f":"COUNTIF(Holidays,Tabulation[[#This Row],[Date]])","v":0},{"$f":"CONCATENATE(Tabulation[[#This Row],[Holiday]],Tabulation[[#This Row],[Season]],Tabulation[[#This Row],[Weekend]],\"-\",IF(Tabulation[[#This Row],[Hour]]<10,0,\"\"),C6612)","v":"0Winter1-08"},{"$f":"VLOOKUP(Tabulation[[#This Row],[Concat]],Table3[],8)","v":0.28519},{"$f":"(Tabulation[[#This Row],[AC System Output (kW)]]*Tabulation[[#This Row],[Rate]])","v":0.53868911681999998}]
[10,2,11,3049.712,{"$f":"Tabulation[[#This Row],[AC System Output (W)]]/1000","v":3.049712},{"$f":"VLOOKUP(Tabulation[[#This Row],[Month]],Season,2)","v":"Winter"},{"$f":"(DATE(2021,Tabulation[[#This Row],[Month]],Tabulation[[#This Row],[Day]]))","v":"2021-10-02"},{"$f":"WEEKDAY(Tabulation[[#This Row],[Date]])","v":7},{"$f":"IF(OR(Tabulation[[#This Row],[DayNo]]=1,Tabulation[[#This Row],[DayNo]]=7),1,0)","v":1},{"$f":"COUNTIF(Holidays,Tabulation[[#This Row],[Date]])","v":0},{"$f":"CONCATENATE(Tabulation[[#This Row],[Holiday]],Tabulation[[#This Row],[Season]],Tabulation[[#This Row],[Weekend]],\"-\",IF(Tabulation[[#This Row],[Hour]]<10,0,\"\"),C6615)","v":"0Winter1-11"},{"$f":"VLOOKUP(Tabulation[[#This Row],[Concat]],Table3[],8)","v":0.28519},{"$f":"(Tabulation[[#This Row],[AC System Output (kW)]]*Tabulation[[#This Row],[Rate]])","v":0.86974736527999996}]
[10,2,15,1628.2360000000001,{"$f":"Tabulation[[#This Row],[AC System Output (W)]]/1000","v":1.628236},{"$f":"VLOOKUP(Tabulation[[#This Row],[Month]],Season,2)","v":"Winter"},{"$f":"(DATE(2021,Tabulation[[#This Row],[Month]],Tabulation[[#This Row],[Day]]))","v":"2021-10-02"},{"$f":"WEEKDAY(Tabulation[[#This Row],[Date]])","v":7},{"$f":"IF(OR(Tabulation[[#This Row],[DayNo]]=1,Tabulation[[#This Row],[DayNo]]=7),1,0)","v":1},{"$f":"COUNTIF(Holidays,Tabulation[[#This Row],[Date]])","v":0},{"$f":"CONCATENATE(Tabulation[[#This Row],[Holiday]],Tabulation[[#This Row],[Season]],Tabulation[[#This Row],[Weekend]],\"-\",IF(Tabulation[[#This Row],[Hour]]<10,0,\"\"),C6619)","v":"0Winter1-15"},{"$f":"VLOOKUP(Tabulation[[#This Row],[Concat]],Table3[],8)","v":0.28519},{"$f":"(Tabulation[[#This Row],[AC System Output (kW)]]*Tabulation[[#This Row],[Rate]])","v":0.46435662484000001}]
[10,2,20,0,{"$f":"Tabulation[[#This Row],[AC System Output (W)]]/1000","v":0},{"$f":"VLOOKUP(Tabulation[[#This Row],[Month]],Season,2)","v":"Winter"},{"$f":"(DATE(2021,Tabulation[[#This Row],[Month]],Tabulation[[#This Row],[Day]]))","v":"2021-10-02"},{"$f":"WEEKDAY(Tabulation[[#This Row],[Date]])","v":7},{"$f":"IF(OR(Tabulation[[#This Row],[DayNo]]=1,Tabulation[[#This Row],[DayNo]]=7),1,0)","v":1},{"$f":"COUNTIF(Holidays,Tabulation[[#This Row],[Date]])","v":0},{"$f":"CONCATENATE(Tabulation[[#This Row],[Holiday]],Tabulation[[#This Row],[Season]],Tabulation[[#This Row],[Weekend]],\"-\",IF(Tabulation[[#This Row],[Hour]]<10,0,\"\"),C6624)","v":"0Winter1-20"},{"$f":"VLOOKUP(Tabulation[[#This Row],[Concat]],Table3[],8)","v":0.28519},{"$f":"(Tabulation[[#This Row],[AC System Output (kW)]]*Tabulation[[#This Row],[Rate]])","v":0}]
[10,2,22,0,{"$f":"Tabulation[[#This Row],[AC System Output (W)]]/1000","v":0},{"$f":"VLOOKUP(Tabulation[[#This Row],[Month]],Season,2)","v":"Winter"},{"$f":"(DATE(2021,Tabulation[[#This Row],[Month]],Tabulation[[#This Row],[Day]]))","v":"2021-10-02"},{"$f":"WEEKDAY(Tabulation[[#This Row],[Date]])","v":7},{"$f":"IF(OR(Tabulation[[#This Row],[DayNo]]=1,Tabulation[[#This Row],[DayNo]]=7),1,0)","v":1},{"$f":"COUNTIF(Holidays,Tabulation[[#This Row],[Date]])","v":0},{"$f":"CONCATENATE(Tabulation[[#This Row],[Holiday]],Tabulation[[#This Row],[Season]],Tabulation[[#This Row],[Weekend]],\"-\",IF(Tabulation[[#This Row],[Hour]]<10,0,\"\"),C6626)","v":"0Winter1-22"},{"$f":"VLOOKUP(Tabulation[[#This Row],[Concat]],Table3[],8)","v":0.28519},{"$f":"(Tabulation[[#This Row],[AC System Output (kW)]]*Tabulation[[#This Row],[Rate]])","v":0}]
[10,3,2,0,{"$f":"Tabulation[[#This Row],[AC System Output (W)]]/1000","v":0},{"$f":"VLOOKUP(Tabulation[[#This Row],[Month]],Season,2)","v":"Winter"},{"$f":"(DATE(2021,Tabulation[[#This Row],[Month]],Tabulation[[#This Row],[Day]]))","v":"2021-10-03"},{"$f":"WEEKDAY(Tabulation[[#This Row],[Date]])","v":1},{"$f":"IF(OR(Tabulation[[#This Row],[DayNo]]=1,Tabulation[[#This Row],[DayNo]]=7),1,0)","v":1},{"$f":"COUNTIF(Holidays,Tabulation[[#This Row],[Date]])","v":0},{"$f":"CONCATENATE(Tabulation[[#This Row],[Holiday]],Tabulation[[#This Row],[Season]],Tabulation[[#This Row],[Weekend]],\"-\",IF(Tabulation[[#This Row],[Hour]]<10,0,\"\"),C6630)","v":"0Winter1-02"},{"$f":"VLOOKUP(Tabulation[[#This Row],[Concat]],Table3[],8)","v":0.28519},{"$f":"(Tabulation[[#This Row],[AC System Output (kW)]]*Tabulation[[#This Row],[Rate]])","v":0}]
[10,3,5,0,{"$f":"Tabulation[[#This Row],[AC System Output (W)]]/1000","v":0},{"$f":"VLOOKUP(Tabulation[[#This Row],[Month]],Season,2)","v":"Winter"},{"$f":"(DATE(2021,Tabulation[[#This Row],[Month]],Tabulation[[#This Row],[Day]]))","v":"2021-10-03"},{"$f":"WEEKDAY(Tabulation[[#This Row],[Date]])","v":1},{"$f":"IF(OR(Tabulation[[#This Row],[DayNo]]=1,Tabulation[[#This Row],[DayNo]]=7),1,0)","v":1},{"$f":"COUNTIF(Holidays,Tabulation[[#This Row],[Date]])","v":0},{"$f":"CONCATENATE(Tabulation[[#This Row],[Holiday]],Tabulation[[#This Row],[Season]],Tabulation[[#This Row],[Weekend]],\"-\",IF(Tabulation[[#This Row],[Hour]]<10,0,\"\"),C6633)","v":"0Winter1-05"},{"$f":"VLOOKUP(Tabulation[[#This Row],[Concat]],Table3[],8)","v":0.28519},{"$f":"(Tabulation[[#This Row],[AC System Output (kW)]]*Tabulation[[#This Row],[Rate]])","v":0}]
[10,3,6,215.976,{"$f":"Tabulation[[#This Row],[AC System Output (W)]]/1000","v":0.215976},{"$f":"VLOOKUP(Tabulation[[#This Row],[Month]],Season,2)","v":"Winter"},{"$f":"(DATE(2021,Tabulation[[#This Row],[Month]],Tabulation[[#This Row],[Day]]))","v":"2021-10-03"},{"$f":"WEEKDAY(Tabulation[[#This Row],[Date]])","v":1},{"$f":"IF(OR(Tabulation[[#This Row],[DayNo]]=1,Tabulation[[#This Row],[DayNo]]=7),1,0)","v":1},{"$f":"COUNTIF(Holidays,Tabulation[[#This Row],[Date]])","v":0},{"$f":"CONCATENATE(Tabulation[[#This Row],[Holiday]],Tabulation[[#This Row],[Season]],Tabulation[[#This Row],[Weekend]],\"-\",IF(Tabulation[[#This Row],[Hour]]<10,0,\"\"),C6634)","v":"0Winter1-06"},{"$f":"VLOOKUP(Tabulation[[#This Row],[Concat]],Table3[],8)","v":0.28519},{"$f":"(Tabulation[[#This Row],[AC System Output (kW)]]*Tabulation[[#This Row],[Rate]])","v":6.1594195439999999E-2}]
[10,3,9,2387.2020000000002,{"$f":"Tabulation[[#This Row],[AC System Output (W)]]/1000","v":2.3872020000000003},{"$f":"VLOOKUP(Tabulation[[#This Row],[Month]],Season,2)","v":"Winter"},{"$f":"(DATE(2021,Tabulation[[#This Row],[Month]],Tabulation[[#This Row],[Day]]))","v":"2021-10-03"},{"$f":"WEEKDAY(Tabulation[[#This Row],[Date]])","v":1},{"$f":"IF(OR(Tabulation[[#This Row],[DayNo]]=1,Tabulation[[#This Row],[DayNo]]=7),1,0)","v":1},{"$f":"COUNTIF(Holidays,Tabulation[[#This Row],[Date]])","v":0},{"$f":"CONCATENATE(Tabulation[[#This Row],[Holiday]],Tabulation[[#This Row],[Season]],Tabulation[[#This Row],[Weekend]],\"-\",IF(Tabulation[[#This Row],[Hour]]<10,0,\"\"),C6637)","v":"0Winter1-09"},{"$f":"VLOOKUP(Tabulation[[#This Row],[Concat]],Table3[],8)","v":0.28519},{"$f":"(Tabulation[[#This Row],[AC System Output (kW)]]*Tabulation[[#This Row],[Rate]])","v":0.68080613838000004}]
[10,3,12,1094.3599999999999,{"$f":"Tabulation[[#This Row],[AC System Output (W)]]/1000","v":1.09436},{"$f":"VLOOKUP(Tabulation[[#This Row],[Month]],Season,2)","v":"Winter"},{"$f":"(DATE(2021,Tabulation[[#This Row],[Month]],Tabulation[[#This Row],[Day]]))","v":"2021-10-03"},{"$f":"WEEKDAY(Tabulation[[#This Row],[Date]])","v":1},{"$f":"IF(OR(Tabulation[[#This Row],[DayNo]]=1,Tabulation[[#This Row],[DayNo]]=7),1,0)","v":1},{"$f":"COUNTIF(Holidays,Tabulation[[#This Row],[Date]])","v":0},{"$f":"CONCATENATE(Tabulation[[#This Row],[Holiday]],Tabulation[[#This Row],[Season]],Tabulation[[#This Row],[Weekend]],\"-\",IF(Tabulation[[#This Row],[Hour]]<10,0,\"\"),C6640)","v":"0Winter1-12"},{"$f":"VLOOKUP(Tabulation[[#This Row],[Concat]],Table3[],8)","v":0.28519},{"$f":"(Tabulation[[#This Row],[AC System Output (kW)]]*Tabulation[[#This Row],[Rate]])","v":0.31210052840000002}]
[10,3,17,36.427999999999997,{"$f":"Tabulation[[#This Row],[AC System Output (W)]]/1000","v":3.6427999999999995E-2},{"$f":"VLOOKUP(Tabulation[[#This Row],[Month]],Season,2)","v":"Winter"},{"$f":"(DATE(2021,Tabulation[[#This Row],[Month]],Tabulation[[#This Row],[Day]]))","v":"2021-10-03"},{"$f":"WEEKDAY(Tabulation[[#This Row],[Date]])","v":1},{"$f":"IF(OR(Tabulation[[#This Row],[DayNo]]=1,Tabulation[[#This Row],[DayNo]]=7),1,0)","v":1},{"$f":"COUNTIF(Holidays,Tabulation[[#This Row],[Date]])","v":0},{"$f":"CONCATENATE(Tabulation[[#This Row],[Holiday]],Tabulation[[#This Row],[Season]],Tabulation[[#This Row],[Weekend]],\"-\",IF(Tabulation[[#This Row],[Hour]]<10,0,\"\"),C6645)","v":"0Winter1-17"},{"$f":"VLOOKUP(Tabulation[[#This Row],[Concat]],Table3[],8)","v":0.28519},{"$f":"(Tabulation[[#This Row],[AC System Output (kW)]]*Tabulation[[#This Row],[Rate]])","v":1.0388901319999998E-2}]
[10,3,20,0,{"$f":"Tabulation[[#This Row],[AC System Output (W)]]/1000","v":0},{"$f":"VLOOKUP(Tabulation[[#This Row],[Month]],Season,2)","v":"Winter"},{"$f":"(DATE(2021,Tabulation[[#This Row],[Month]],Tabulation[[#This Row],[Day]]))","v":"2021-10-03"},{"$f":"WEEKDAY(Tabulation[[#This Row],[Date]])","v":1},{"$f":"IF(OR(Tabulation[[#This Row],[DayNo]]=1,Tabulation[[#This Row],[DayNo]]=7),1,0)","v":1},{"$f":"COUNTIF(Holidays,Tabulation[[#This Row],[Date]])","v":0},{"$f":"CONCATENATE(Tabulation[[#This Row],[Holiday]],Tabulation[[#This Row],[Season]],Tabulation[[#This Row],[Weekend]],\"-\",IF(Tabulation[[#This Row],[Hour]]<10,0,\"\"),C6648)","v":"0Winter1-20"},{"$f":"VLOOKUP(Tabulation[[#This Row],[Concat]],Table3[],8)","v":0.28519},{"$f":"(Tabulation[[#This Row],[AC System Output (kW)]]*Tabulation[[#This Row],[Rate]])","v":0}]
[10,3,23,0,{"$f":"Tabulation[[#This Row],[AC System Output (W)]]/1000","v":0},{"$f":"VLOOKUP(Tabulation[[#This Row],[Month]],Season,2)","v":"Winter"},{"$f":"(DATE(2021,Tabulation[[#This Row],[Month]],Tabulation[[#This Row],[Day]]))","v":"2021-10-03"},{"$f":"WEEKDAY(Tabulation[[#This Row],[Date]])","v":1},{"$f":"IF(OR(Tabulation[[#This Row],[DayNo]]=1,Tabulation[[#This Row],[DayNo]]=7),1,0)","v":1},{"$f":"COUNTIF(Holidays,Tabulation[[#This Row],[Date]])","v":0},{"$f":"CONCATENATE(Tabulation[[#This Row],[Holiday]],Tabulation[[#This Row],[Season]],Tabulation[[#This Row],[Weekend]],\"-\",IF(Tabulation[[#This Row],[Hour]]<10,0,\"\"),C6651)","v":"0Winter1-23"},{"$f":"VLOOKUP(Tabulation[[#This Row],[Concat]],Table3[],8)","v":0.28519},{"$f":"(Tabulation[[#This Row],[AC System Output (kW)]]*Tabulation[[#This Row],[Rate]])","v":0}]
[10,4,3,0,{"$f":"Tabulation[[#This Row],[AC System Output (W)]]/1000","v":0},{"$f":"VLOOKUP(Tabulation[[#This Row],[Month]],Season,2)","v":"Winter"},{"$f":"(DATE(2021,Tabulation[[#This Row],[Month]],Tabulation[[#This Row],[Day]]))","v":"2021-10-04"},{"$f":"WEEKDAY(Tabulation[[#This Row],[Date]])","v":2},{"$f":"IF(OR(Tabulation[[#This Row],[DayNo]]=1,Tabulation[[#This Row],[DayNo]]=7),1,0)","v":0},{"$f":"COUNTIF(Holidays,Tabulation[[#This Row],[Date]])","v":0},{"$f":"CONCATENATE(Tabulation[[#This Row],[Holiday]],Tabulation[[#This Row],[Season]],Tabulation[[#This Row],[Weekend]],\"-\",IF(Tabulation[[#This Row],[Hour]]<10,0,\"\"),C6655)","v":"0Winter0-03"},{"$f":"VLOOKUP(Tabulation[[#This Row],[Concat]],Table3[],8)","v":0.28519},{"$f":"(Tabulation[[#This Row],[AC System Output (kW)]]*Tabulation[[#This Row],[Rate]])","v":0}]
[10,4,6,206.08,{"$f":"Tabulation[[#This Row],[AC System Output (W)]]/1000","v":0.20608000000000001},{"$f":"VLOOKUP(Tabulation[[#This Row],[Month]],Season,2)","v":"Winter"},{"$f":"(DATE(2021,Tabulation[[#This Row],[Month]],Tabulation[[#This Row],[Day]]))","v":"2021-10-04"},{"$f":"WEEKDAY(Tabulation[[#This Row],[Date]])","v":2},{"$f":"IF(OR(Tabulation[[#This Row],[DayNo]]=1,Tabulation[[#This Row],[DayNo]]=7),1,0)","v":0},{"$f":"COUNTIF(Holidays,Tabulation[[#This Row],[Date]])","v":0},{"$f":"CONCATENATE(Tabulation[[#This Row],[Holiday]],Tabulation[[#This Row],[Season]],Tabulation[[#This Row],[Weekend]],\"-\",IF(Tabulation[[#This Row],[Hour]]<10,0,\"\"),C6658)","v":"0Winter0-06"},{"$f":"VLOOKUP(Tabulation[[#This Row],[Concat]],Table3[],8)","v":0.28519},{"$f":"(Tabulation[[#This Row],[AC System Output (kW)]]*Tabulation[[#This Row],[Rate]])","v":5.8771955200000003E-2}]
[10,4,7,997.28800000000001,{"$f":"Tabulation[[#This Row],[AC System Output (W)]]/1000","v":0.99728800000000006},{"$f":"VLOOKUP(Tabulation[[#This Row],[Month]],Season,2)","v":"Winter"},{"$f":"(DATE(2021,Tabulation[[#This Row],[Month]],Tabulation[[#This Row],[Day]]))","v":"2021-10-04"},{"$f":"WEEKDAY(Tabulation[[#This Row],[Date]])","v":2},{"$f":"IF(OR(Tabulation[[#This Row],[DayNo]]=1,Tabulation[[#This Row],[DayNo]]=7),1,0)","v":0},{"$f":"COUNTIF(Holidays,Tabulation[[#This Row],[Date]])","v":0},{"$f":"CONCATENATE(Tabulation[[#This Row],[Holiday]],Tabulation[[#This Row],[Season]],Tabulation[[#This Row],[Weekend]],\"-\",IF(Tabulation[[#This Row],[Hour]]<10,0,\"\"),C6659)","v":"0Winter0-07"},{"$f":"VLOOKUP(Tabulation[[#This Row],[Concat]],Table3[],8)","v":0.28519},{"$f":"(Tabulation[[#This Row],[AC System Output (kW)]]*Tabulation[[#This Row],[Rate]])","v":0.28441656472000004}]
[10,4,10,2749.2130000000002,{"$f":"Tabulation[[#This Row],[AC System Output (W)]]/1000","v":2.7492130000000001},{"$f":"VLOOKUP(Tabulation[[#This Row],[Month]],Season,2)","v":"Winter"},{"$f":"(DATE(2021,Tabulation[[#This Row],[Month]],Tabulation[[#This Row],[Day]]))","v":"2021-10-04"},{"$f":"WEEKDAY(Tabulation[[#This Row],[Date]])","v":2},{"$f":"IF(OR(Tabulation[[#This Row],[DayNo]]=1,Tabulation[[#This Row],[DayNo]]=7),1,0)","v":0},{"$f":"COUNTIF(Holidays,Tabulation[[#This Row],[Date]])","v":0},{"$f":"CONCATENATE(Tabulation[[#This Row],[Holiday]],Tabulation[[#This Row],[Season]],Tabulation[[#This Row],[Weekend]],\"-\",IF(Tabulation[[#This Row],[Hour]]<10,0,\"\"),C6662)","v":"0Winter0-10"},{"$f":"VLOOKUP(Tabulation[[#This Row],[Concat]],Table3[],8)","v":0.28519},{"$f":"(Tabulation[[#This Row],[AC System Output (kW)]]*Tabulation[[#This Row],[Rate]])","v":0.78404805547}]
[10,4,14,2190.0549999999998,{"$f":"Tabulation[[#This Row],[AC System Output (W)]]/1000","v":2.1900549999999996},{"$f":"VLOOKUP(Tabulation[[#This Row],[Month]],Season,2)","v":"Winter"},{"$f":"(DATE(2021,Tabulation[[#This Row],[Month]],Tabulation[[#This Row],[Day]]))","v":"2021-10-04"},{"$f":"WEEKDAY(Tabulation[[#This Row],[Date]])","v":2},{"$f":"IF(OR(Tabulation[[#This Row],[DayNo]]=1,Tabulation[[#This Row],[DayNo]]=7),1,0)","v":0},{"$f":"COUNTIF(Holidays,Tabulation[[#This Row],[Date]])","v":0},{"$f":"CONCATENATE(Tabulation[[#This Row],[Holiday]],Tabulation[[#This Row],[Season]],Tabulation[[#This Row],[Weekend]],\"-\",IF(Tabulation[[#This Row],[Hour]]<10,0,\"\"),C6666)","v":"0Winter0-14"},{"$f":"VLOOKUP(Tabulation[[#This Row],[Concat]],Table3[],8)","v":0.28519},{"$f":"(Tabulation[[#This Row],[AC System Output (kW)]]*Tabulation[[#This Row],[Rate]])","v":0.62458178544999987}]
[10,4,18,0,{"$f":"Tabulation[[#This Row],[AC System Output (W)]]/1000","v":0},{"$f":"VLOOKUP(Tabulation[[#This Row],[Month]],Season,2)","v":"Winter"},{"$f":"(DATE(2021,Tabulation[[#This Row],[Month]],Tabulation[[#This Row],[Day]]))","v":"2021-10-04"},{"$f":"WEEKDAY(Tabulation[[#This Row],[Date]])","v":2},{"$f":"IF(OR(Tabulation[[#This Row],[DayNo]]=1,Tabulation[[#This Row],[DayNo]]=7),1,0)","v":0},{"$f":"COUNTIF(Holidays,Tabulation[[#This Row],[Date]])","v":0},{"$f":"CONCATENATE(Tabulation[[#This Row],[Holiday]],Tabulation[[#This Row],[Season]],Tabulation[[#This Row],[Weekend]],\"-\",IF(Tabulation[[#This Row],[Hour]]<10,0,\"\"),C6670)","v":"0Winter0-18"},{"$f":"VLOOKUP(Tabulation[[#This Row],[Concat]],Table3[],8)","v":0.30257000000000001},{"$f":"(Tabulation[[#This Row],[AC System Output (kW)]]*Tabulation[[#This Row],[Rate]])","v":0}]
[10,4,21,0,{"$f":"Tabulation[[#This Row],[AC System Output (W)]]/1000","v":0},{"$f":"VLOOKUP(Tabulation[[#This Row],[Month]],Season,2)","v":"Winter"},{"$f":"(DATE(2021,Tabulation[[#This Row],[Month]],Tabulation[[#This Row],[Day]]))","v":"2021-10-04"},{"$f":"WEEKDAY(Tabulation[[#This Row],[Date]])","v":2},{"$f":"IF(OR(Tabulation[[#This Row],[DayNo]]=1,Tabulation[[#This Row],[DayNo]]=7),1,0)","v":0},{"$f":"COUNTIF(Holidays,Tabulation[[#This Row],[Date]])","v":0},{"$f":"CONCATENATE(Tabulation[[#This Row],[Holiday]],Tabulation[[#This Row],[Season]],Tabulation[[#This Row],[Weekend]],\"-\",IF(Tabulation[[#This Row],[Hour]]<10,0,\"\"),C6673)","v":"0Winter0-21"},{"$f":"VLOOKUP(Tabulation[[#This Row],[Concat]],Table3[],8)","v":0.28519},{"$f":"(Tabulation[[#This Row],[AC System Output (kW)]]*Tabulation[[#This Row],[Rate]])","v":0}]
[10,5,0,0,{"$f":"Tabulation[[#This Row],[AC System Output (W)]]/1000","v":0},{"$f":"VLOOKUP(Tabulation[[#This Row],[Month]],Season,2)","v":"Winter"},{"$f":"(DATE(2021,Tabulation[[#This Row],[Month]],Tabulation[[#This Row],[Day]]))","v":"2021-10-05"},{"$f":"WEEKDAY(Tabulation[[#This Row],[Date]])","v":3},{"$f":"IF(OR(Tabulation[[#This Row],[DayNo]]=1,Tabulation[[#This Row],[DayNo]]=7),1,0)","v":0},{"$f":"COUNTIF(Holidays,Tabulation[[#This Row],[Date]])","v":0},{"$f":"CONCATENATE(Tabulation[[#This Row],[Holiday]],Tabulation[[#This Row],[Season]],Tabulation[[#This Row],[Weekend]],\"-\",IF(Tabulation[[#This Row],[Hour]]<10,0,\"\"),C6676)","v":"0Winter0-00"},{"$f":"VLOOKUP(Tabulation[[#This Row],[Concat]],Table3[],8)","v":0.28519},{"$f":"(Tabulation[[#This Row],[AC System Output (kW)]]*Tabulation[[#This Row],[Rate]])","v":0}]
[10,5,4,0,{"$f":"Tabulation[[#This Row],[AC System Output (W)]]/1000","v":0},{"$f":"VLOOKUP(Tabulation[[#This Row],[Month]],Season,2)","v":"Winter"},{"$f":"(DATE(2021,Tabulation[[#This Row],[Month]],Tabulation[[#This Row],[Day]]))","v":"2021-10-05"},{"$f":"WEEKDAY(Tabulation[[#This Row],[Date]])","v":3},{"$f":"IF(OR(Tabulation[[#This Row],[DayNo]]=1,Tabulation[[#This Row],[DayNo]]=7),1,0)","v":0},{"$f":"COUNTIF(Holidays,Tabulation[[#This Row],[Date]])","v":0},{"$f":"CONCATENATE(Tabulation[[#This Row],[Holiday]],Tabulation[[#This Row],[Season]],Tabulation[[#This Row],[Weekend]],\"-\",IF(Tabulation[[#This Row],[Hour]]<10,0,\"\"),C6680)","v":"0Winter0-04"},{"$f":"VLOOKUP(Tabulation[[#This Row],[Concat]],Table3[],8)","v":0.28519},{"$f":"(Tabulation[[#This Row],[AC System Output (kW)]]*Tabulation[[#This Row],[Rate]])","v":0}]
[10,5,7,1011.854,{"$f":"Tabulation[[#This Row],[AC System Output (W)]]/1000","v":1.011854},{"$f":"VLOOKUP(Tabulation[[#This Row],[Month]],Season,2)","v":"Winter"},{"$f":"(DATE(2021,Tabulation[[#This Row],[Month]],Tabulation[[#This Row],[Day]]))","v":"2021-10-05"},{"$f":"WEEKDAY(Tabulation[[#This Row],[Date]])","v":3},{"$f":"IF(OR(Tabulation[[#This Row],[DayNo]]=1,Tabulation[[#This Row],[DayNo]]=7),1,0)","v":0},{"$f":"COUNTIF(Holidays,Tabulation[[#This Row],[Date]])","v":0},{"$f":"CONCATENATE(Tabulation[[#This Row],[Holiday]],Tabulation[[#This Row],[Season]],Tabulation[[#This Row],[Weekend]],\"-\",IF(Tabulation[[#This Row],[Hour]]<10,0,\"\"),C6683)","v":"0Winter0-07"},{"$f":"VLOOKUP(Tabulation[[#This Row],[Concat]],Table3[],8)","v":0.28519},{"$f":"(Tabulation[[#This Row],[AC System Output (kW)]]*Tabulation[[#This Row],[Rate]])","v":0.28857064226000001}]
[10,5,8,1817.883,{"$f":"Tabulation[[#This Row],[AC System Output (W)]]/1000","v":1.8178830000000001},{"$f":"VLOOKUP(Tabulation[[#This Row],[Month]],Season,2)","v":"Winter"},{"$f":"(DATE(2021,Tabulation[[#This Row],[Month]],Tabulation[[#This Row],[Day]]))","v":"2021-10-05"},{"$f":"WEEKDAY(Tabulation[[#This Row],[Date]])","v":3},{"$f":"IF(OR(Tabulation[[#This Row],[DayNo]]=1,Tabulation[[#This Row],[DayNo]]=7),1,0)","v":0},{"$f":"COUNTIF(Holidays,Tabulation[[#This Row],[Date]])","v":0},{"$f":"CONCATENATE(Tabulation[[#This Row],[Holiday]],Tabulation[[#This Row],[Season]],Tabulation[[#This Row],[Weekend]],\"-\",IF(Tabulation[[#This Row],[Hour]]<10,0,\"\"),C6684)","v":"0Winter0-08"},{"$f":"VLOOKUP(Tabulation[[#This Row],[Concat]],Table3[],8)","v":0.28519},{"$f":"(Tabulation[[#This Row],[AC System Output (kW)]]*Tabulation[[#This Row],[Rate]])","v":0.51844205276999999}]
[10,5,11,2988.21,{"$f":"Tabulation[[#This Row],[AC System Output (W)]]/1000","v":2.98821},{"$f":"VLOOKUP(Tabulation[[#This Row],[Month]],Season,2)","v":"Winter"},{"$f":"(DATE(2021,Tabulation[[#This Row],[Month]],Tabulation[[#This Row],[Day]]))","v":"2021-10-05"},{"$f":"WEEKDAY(Tabulation[[#This Row],[Date]])","v":3},{"$f":"IF(OR(Tabulation[[#This Row],[DayNo]]=1,Tabulation[[#This Row],[DayNo]]=7),1,0)","v":0},{"$f":"COUNTIF(Holidays,Tabulation[[#This Row],[Date]])","v":0},{"$f":"CONCATENATE(Tabulation[[#This Row],[Holiday]],Tabulation[[#This Row],[Season]],Tabulation[[#This Row],[Weekend]],\"-\",IF(Tabulation[[#This Row],[Hour]]<10,0,\"\"),C6687)","v":"0Winter0-11"},{"$f":"VLOOKUP(Tabulation[[#This Row],[Concat]],Table3[],8)","v":0.28519},{"$f":"(Tabulation[[#This Row],[AC System Output (kW)]]*Tabulation[[#This Row],[Rate]])","v":0.8522076099}]
[10,5,15,1590.9269999999999,{"$f":"Tabulation[[#This Row],[AC System Output (W)]]/1000","v":1.590927},{"$f":"VLOOKUP(Tabulation[[#This Row],[Month]],Season,2)","v":"Winter"},{"$f":"(DATE(2021,Tabulation[[#This Row],[Month]],Tabulation[[#This Row],[Day]]))","v":"2021-10-05"},{"$f":"WEEKDAY(Tabulation[[#This Row],[Date]])","v":3},{"$f":"IF(OR(Tabulation[[#This Row],[DayNo]]=1,Tabulation[[#This Row],[DayNo]]=7),1,0)","v":0},{"$f":"COUNTIF(Holidays,Tabulation[[#This Row],[Date]])","v":0},{"$f":"CONCATENATE(Tabulation[[#This Row],[Holiday]],Tabulation[[#This Row],[Season]],Tabulation[[#This Row],[Weekend]],\"-\",IF(Tabulation[[#This Row],[Hour]]<10,0,\"\"),C6691)","v":"0Winter0-15"},{"$f":"VLOOKUP(Tabulation[[#This Row],[Concat]],Table3[],8)","v":0.28519},{"$f":"(Tabulation[[#This Row],[AC System Output (kW)]]*Tabulation[[#This Row],[Rate]])","v":0.45371647112999997}]
[10,5,19,0,{"$f":"Tabulation[[#This Row],[AC System Output (W)]]/1000","v":0},{"$f":"VLOOKUP(Tabulation[[#This Row],[Month]],Season,2)","v":"Winter"},{"$f":"(DATE(2021,Tabulation[[#This Row],[Month]],Tabulation[[#This Row],[Day]]))","v":"2021-10-05"},{"$f":"WEEKDAY(Tabulation[[#This Row],[Date]])","v":3},{"$f":"IF(OR(Tabulation[[#This Row],[DayNo]]=1,Tabulation[[#This Row],[DayNo]]=7),1,0)","v":0},{"$f":"COUNTIF(Holidays,Tabulation[[#This Row],[Date]])","v":0},{"$f":"CONCATENATE(Tabulation[[#This Row],[Holiday]],Tabulation[[#This Row],[Season]],Tabulation[[#This Row],[Weekend]],\"-\",IF(Tabulation[[#This Row],[Hour]]<10,0,\"\"),C6695)","v":"0Winter0-19"},{"$f":"VLOOKUP(Tabulation[[#This Row],[Concat]],Table3[],8)","v":0.30257000000000001},{"$f":"(Tabulation[[#This Row],[AC System Output (kW)]]*Tabulation[[#This Row],[Rate]])","v":0}]
[10,5,22,0,{"$f":"Tabulation[[#This Row],[AC System Output (W)]]/1000","v":0},{"$f":"VLOOKUP(Tabulation[[#This Row],[Month]],Season,2)","v":"Winter"},{"$f":"(DATE(2021,Tabulation[[#This Row],[Month]],Tabulation[[#This Row],[Day]]))","v":"2021-10-05"},{"$f":"WEEKDAY(Tabulation[[#This Row],[Date]])","v":3},{"$f":"IF(OR(Tabulation[[#This Row],[DayNo]]=1,Tabulation[[#This Row],[DayNo]]=7),1,0)","v":0},{"$f":"COUNTIF(Holidays,Tabulation[[#This Row],[Date]])","v":0},{"$f":"CONCATENATE(Tabulation[[#This Row],[Holiday]],Tabulation[[#This Row],[Season]],Tabulation[[#This Row],[Weekend]],\"-\",IF(Tabulation[[#This Row],[Hour]]<10,0,\"\"),C6698)","v":"0Winter0-22"},{"$f":"VLOOKUP(Tabulation[[#This Row],[Concat]],Table3[],8)","v":0.28519},{"$f":"(Tabulation[[#This Row],[AC System Output (kW)]]*Tabulation[[#This Row],[Rate]])","v":0}]
[10,6,2,0,{"$f":"Tabulation[[#This Row],[AC System Output (W)]]/1000","v":0},{"$f":"VLOOKUP(Tabulation[[#This Row],[Month]],Season,2)","v":"Winter"},{"$f":"(DATE(2021,Tabulation[[#This Row],[Month]],Tabulation[[#This Row],[Day]]))","v":"2021-10-06"},{"$f":"WEEKDAY(Tabulation[[#This Row],[Date]])","v":4},{"$f":"IF(OR(Tabulation[[#This Row],[DayNo]]=1,Tabulation[[#This Row],[DayNo]]=7),1,0)","v":0},{"$f":"COUNTIF(Holidays,Tabulation[[#This Row],[Date]])","v":0},{"$f":"CONCATENATE(Tabulation[[#This Row],[Holiday]],Tabulation[[#This Row],[Season]],Tabulation[[#This Row],[Weekend]],\"-\",IF(Tabulation[[#This Row],[Hour]]<10,0,\"\"),C6702)","v":"0Winter0-02"},{"$f":"VLOOKUP(Tabulation[[#This Row],[Concat]],Table3[],8)","v":0.28519},{"$f":"(Tabulation[[#This Row],[AC System Output (kW)]]*Tabulation[[#This Row],[Rate]])","v":0}]
[10,6,5,0,{"$f":"Tabulation[[#This Row],[AC System Output (W)]]/1000","v":0},{"$f":"VLOOKUP(Tabulation[[#This Row],[Month]],Season,2)","v":"Winter"},{"$f":"(DATE(2021,Tabulation[[#This Row],[Month]],Tabulation[[#This Row],[Day]]))","v":"2021-10-06"},{"$f":"WEEKDAY(Tabulation[[#This Row],[Date]])","v":4},{"$f":"IF(OR(Tabulation[[#This Row],[DayNo]]=1,Tabulation[[#This Row],[DayNo]]=7),1,0)","v":0},{"$f":"COUNTIF(Holidays,Tabulation[[#This Row],[Date]])","v":0},{"$f":"CONCATENATE(Tabulation[[#This Row],[Holiday]],Tabulation[[#This Row],[Season]],Tabulation[[#This Row],[Weekend]],\"-\",IF(Tabulation[[#This Row],[Hour]]<10,0,\"\"),C6705)","v":"0Winter0-05"},{"$f":"VLOOKUP(Tabulation[[#This Row],[Concat]],Table3[],8)","v":0.28519},{"$f":"(Tabulation[[#This Row],[AC System Output (kW)]]*Tabulation[[#This Row],[Rate]])","v":0}]
[10,6,8,1829.489,{"$f":"Tabulation[[#This Row],[AC System Output (W)]]/1000","v":1.8294890000000001},{"$f":"VLOOKUP(Tabulation[[#This Row],[Month]],Season,2)","v":"Winter"},{"$f":"(DATE(2021,Tabulation[[#This Row],[Month]],Tabulation[[#This Row],[Day]]))","v":"2021-10-06"},{"$f":"WEEKDAY(Tabulation[[#This Row],[Date]])","v":4},{"$f":"IF(OR(Tabulation[[#This Row],[DayNo]]=1,Tabulation[[#This Row],[DayNo]]=7),1,0)","v":0},{"$f":"COUNTIF(Holidays,Tabulation[[#This Row],[Date]])","v":0},{"$f":"CONCATENATE(Tabulation[[#This Row],[Holiday]],Tabulation[[#This Row],[Season]],Tabulation[[#This Row],[Weekend]],\"-\",IF(Tabulation[[#This Row],[Hour]]<10,0,\"\"),C6708)","v":"0Winter0-08"},{"$f":"VLOOKUP(Tabulation[[#This Row],[Concat]],Table3[],8)","v":0.28519},{"$f":"(Tabulation[[#This Row],[AC System Output (kW)]]*Tabulation[[#This Row],[Rate]])","v":0.52175196791}]
[10,6,12,2883.1959999999999,{"$f":"Tabulation[[#This Row],[AC System Output (W)]]/1000","v":2.8831959999999999},{"$f":"VLOOKUP(Tabulation[[#This Row],[Month]],Season,2)","v":"Winter"},{"$f":"(DATE(2021,Tabulation[[#This Row],[Month]],Tabulation[[#This Row],[Day]]))","v":"2021-10-06"},{"$f":"WEEKDAY(Tabulation[[#This Row],[Date]])","v":4},{"$f":"IF(OR(Tabulation[[#This Row],[DayNo]]=1,Tabulation[[#This Row],[DayNo]]=7),1,0)","v":0},{"$f":"COUNTIF(Holidays,Tabulation[[#This Row],[Date]])","v":0},{"$f":"CONCATENATE(Tabulation[[#This Row],[Holiday]],Tabulation[[#This Row],[Season]],Tabulation[[#This Row],[Weekend]],\"-\",IF(Tabulation[[#This Row],[Hour]]<10,0,\"\"),C6712)","v":"0Winter0-12"},{"$f":"VLOOKUP(Tabulation[[#This Row],[Concat]],Table3[],8)","v":0.28519},{"$f":"(Tabulation[[#This Row],[AC System Output (kW)]]*Tabulation[[#This Row],[Rate]])","v":0.82225866723999996}]
[10,6,13,2640.7910000000002,{"$f":"Tabulation[[#This Row],[AC System Output (W)]]/1000","v":2.6407910000000001},{"$f":"VLOOKUP(Tabulation[[#This Row],[Month]],Season,2)","v":"Winter"},{"$f":"(DATE(2021,Tabulation[[#This Row],[Month]],Tabulation[[#This Row],[Day]]))","v":"2021-10-06"},{"$f":"WEEKDAY(Tabulation[[#This Row],[Date]])","v":4},{"$f":"IF(OR(Tabulation[[#This Row],[DayNo]]=1,Tabulation[[#This Row],[DayNo]]=7),1,0)","v":0},{"$f":"COUNTIF(Holidays,Tabulation[[#This Row],[Date]])","v":0},{"$f":"CONCATENATE(Tabulation[[#This Row],[Holiday]],Tabulation[[#This Row],[Season]],Tabulation[[#This Row],[Weekend]],\"-\",IF(Tabulation[[#This Row],[Hour]]<10,0,\"\"),C6713)","v":"0Winter0-13"},{"$f":"VLOOKUP(Tabulation[[#This Row],[Concat]],Table3[],8)","v":0.28519},{"$f":"(Tabulation[[#This Row],[AC System Output (kW)]]*Tabulation[[#This Row],[Rate]])","v":0.75312718529}]
[10,6,16,697.36,{"$f":"Tabulation[[#This Row],[AC System Output (W)]]/1000","v":0.69735999999999998},{"$f":"VLOOKUP(Tabulation[[#This Row],[Month]],Season,2)","v":"Winter"},{"$f":"(DATE(2021,Tabulation[[#This Row],[Month]],Tabulation[[#This Row],[Day]]))","v":"2021-10-06"},{"$f":"WEEKDAY(Tabulation[[#This Row],[Date]])","v":4},{"$f":"IF(OR(Tabulation[[#This Row],[DayNo]]=1,Tabulation[[#This Row],[DayNo]]=7),1,0)","v":0},{"$f":"COUNTIF(Holidays,Tabulation[[#This Row],[Date]])","v":0},{"$f":"CONCATENATE(Tabulation[[#This Row],[Holiday]],Tabulation[[#This Row],[Season]],Tabulation[[#This Row],[Weekend]],\"-\",IF(Tabulation[[#This Row],[Hour]]<10,0,\"\"),C6716)","v":"0Winter0-16"},{"$f":"VLOOKUP(Tabulation[[#This Row],[Concat]],Table3[],8)","v":0.28519},{"$f":"(Tabulation[[#This Row],[AC System Output (kW)]]*Tabulation[[#This Row],[Rate]])","v":0.19888009839999998}]
[10,6,20,0,{"$f":"Tabulation[[#This Row],[AC System Output (W)]]/1000","v":0},{"$f":"VLOOKUP(Tabulation[[#This Row],[Month]],Season,2)","v":"Winter"},{"$f":"(DATE(2021,Tabulation[[#This Row],[Month]],Tabulation[[#This Row],[Day]]))","v":"2021-10-06"},{"$f":"WEEKDAY(Tabulation[[#This Row],[Date]])","v":4},{"$f":"IF(OR(Tabulation[[#This Row],[DayNo]]=1,Tabulation[[#This Row],[DayNo]]=7),1,0)","v":0},{"$f":"COUNTIF(Holidays,Tabulation[[#This Row],[Date]])","v":0},{"$f":"CONCATENATE(Tabulation[[#This Row],[Holiday]],Tabulation[[#This Row],[Season]],Tabulation[[#This Row],[Weekend]],\"-\",IF(Tabulation[[#This Row],[Hour]]<10,0,\"\"),C6720)","v":"0Winter0-20"},{"$f":"VLOOKUP(Tabulation[[#This Row],[Concat]],Table3[],8)","v":0.28519},{"$f":"(Tabulation[[#This Row],[AC System Output (kW)]]*Tabulation[[#This Row],[Rate]])","v":0}]
[10,6,23,0,{"$f":"Tabulation[[#This Row],[AC System Output (W)]]/1000","v":0},{"$f":"VLOOKUP(Tabulation[[#This Row],[Month]],Season,2)","v":"Winter"},{"$f":"(DATE(2021,Tabulation[[#This Row],[Month]],Tabulation[[#This Row],[Day]]))","v":"2021-10-06"},{"$f":"WEEKDAY(Tabulation[[#This Row],[Date]])","v":4},{"$f":"IF(OR(Tabulation[[#This Row],[DayNo]]=1,Tabulation[[#This Row],[DayNo]]=7),1,0)","v":0},{"$f":"COUNTIF(Holidays,Tabulation[[#This Row],[Date]])","v":0},{"$f":"CONCATENATE(Tabulation[[#This Row],[Holiday]],Tabulation[[#This Row],[Season]],Tabulation[[#This Row],[Weekend]],\"-\",IF(Tabulation[[#This Row],[Hour]]<10,0,\"\"),C6723)","v":"0Winter0-23"},{"$f":"VLOOKUP(Tabulation[[#This Row],[Concat]],Table3[],8)","v":0.28519},{"$f":"(Tabulation[[#This Row],[AC System Output (kW)]]*Tabulation[[#This Row],[Rate]])","v":0}]
[10,7,3,0,{"$f":"Tabulation[[#This Row],[AC System Output (W)]]/1000","v":0},{"$f":"VLOOKUP(Tabulation[[#This Row],[Month]],Season,2)","v":"Winter"},{"$f":"(DATE(2021,Tabulation[[#This Row],[Month]],Tabulation[[#This Row],[Day]]))","v":"2021-10-07"},{"$f":"WEEKDAY(Tabulation[[#This Row],[Date]])","v":5},{"$f":"IF(OR(Tabulation[[#This Row],[DayNo]]=1,Tabulation[[#This Row],[DayNo]]=7),1,0)","v":0},{"$f":"COUNTIF(Holidays,Tabulation[[#This Row],[Date]])","v":0},{"$f":"CONCATENATE(Tabulation[[#This Row],[Holiday]],Tabulation[[#This Row],[Season]],Tabulation[[#This Row],[Weekend]],\"-\",IF(Tabulation[[#This Row],[Hour]]<10,0,\"\"),C6727)","v":"0Winter0-03"},{"$f":"VLOOKUP(Tabulation[[#This Row],[Concat]],Table3[],8)","v":0.28519},{"$f":"(Tabulation[[#This Row],[AC System Output (kW)]]*Tabulation[[#This Row],[Rate]])","v":0}]
[10,7,6,124.932,{"$f":"Tabulation[[#This Row],[AC System Output (W)]]/1000","v":0.124932},{"$f":"VLOOKUP(Tabulation[[#This Row],[Month]],Season,2)","v":"Winter"},{"$f":"(DATE(2021,Tabulation[[#This Row],[Month]],Tabulation[[#This Row],[Day]]))","v":"2021-10-07"},{"$f":"WEEKDAY(Tabulation[[#This Row],[Date]])","v":5},{"$f":"IF(OR(Tabulation[[#This Row],[DayNo]]=1,Tabulation[[#This Row],[DayNo]]=7),1,0)","v":0},{"$f":"COUNTIF(Holidays,Tabulation[[#This Row],[Date]])","v":0},{"$f":"CONCATENATE(Tabulation[[#This Row],[Holiday]],Tabulation[[#This Row],[Season]],Tabulation[[#This Row],[Weekend]],\"-\",IF(Tabulation[[#This Row],[Hour]]<10,0,\"\"),C6730)","v":"0Winter0-06"},{"$f":"VLOOKUP(Tabulation[[#This Row],[Concat]],Table3[],8)","v":0.28519},{"$f":"(Tabulation[[#This Row],[AC System Output (kW)]]*Tabulation[[#This Row],[Rate]])","v":3.562935708E-2}]
[10,7,9,2362.7139999999999,{"$f":"Tabulation[[#This Row],[AC System Output (W)]]/1000","v":2.362714},{"$f":"VLOOKUP(Tabulation[[#This Row],[Month]],Season,2)","v":"Winter"},{"$f":"(DATE(2021,Tabulation[[#This Row],[Month]],Tabulation[[#This Row],[Day]]))","v":"2021-10-07"},{"$f":"WEEKDAY(Tabulation[[#This Row],[Date]])","v":5},{"$f":"IF(OR(Tabulation[[#This Row],[DayNo]]=1,Tabulation[[#This Row],[DayNo]]=7),1,0)","v":0},{"$f":"COUNTIF(Holidays,Tabulation[[#This Row],[Date]])","v":0},{"$f":"CONCATENATE(Tabulation[[#This Row],[Holiday]],Tabulation[[#This Row],[Season]],Tabulation[[#This Row],[Weekend]],\"-\",IF(Tabulation[[#This Row],[Hour]]<10,0,\"\"),C6733)","v":"0Winter0-09"},{"$f":"VLOOKUP(Tabulation[[#This Row],[Concat]],Table3[],8)","v":0.28519},{"$f":"(Tabulation[[#This Row],[AC System Output (kW)]]*Tabulation[[#This Row],[Rate]])","v":0.67382240565999996}]
[10,7,11,2732.1680000000001,{"$f":"Tabulation[[#This Row],[AC System Output (W)]]/1000","v":2.7321680000000002},{"$f":"VLOOKUP(Tabulation[[#This Row],[Month]],Season,2)","v":"Winter"},{"$f":"(DATE(2021,Tabulation[[#This Row],[Month]],Tabulation[[#This Row],[Day]]))","v":"2021-10-07"},{"$f":"WEEKDAY(Tabulation[[#This Row],[Date]])","v":5},{"$f":"IF(OR(Tabulation[[#This Row],[DayNo]]=1,Tabulation[[#This Row],[DayNo]]=7),1,0)","v":0},{"$f":"COUNTIF(Holidays,Tabulation[[#This Row],[Date]])","v":0},{"$f":"CONCATENATE(Tabulation[[#This Row],[Holiday]],Tabulation[[#This Row],[Season]],Tabulation[[#This Row],[Weekend]],\"-\",IF(Tabulation[[#This Row],[Hour]]<10,0,\"\"),C6735)","v":"0Winter0-11"},{"$f":"VLOOKUP(Tabulation[[#This Row],[Concat]],Table3[],8)","v":0.28519},{"$f":"(Tabulation[[#This Row],[AC System Output (kW)]]*Tabulation[[#This Row],[Rate]])","v":0.77918699192000007}]
[10,7,14,2030.864,{"$f":"Tabulation[[#This Row],[AC System Output (W)]]/1000","v":2.0308640000000002},{"$f":"VLOOKUP(Tabulation[[#This Row],[Month]],Season,2)","v":"Winter"},{"$f":"(DATE(2021,Tabulation[[#This Row],[Month]],Tabulation[[#This Row],[Day]]))","v":"2021-10-07"},{"$f":"WEEKDAY(Tabulation[[#This Row],[Date]])","v":5},{"$f":"IF(OR(Tabulation[[#This Row],[DayNo]]=1,Tabulation[[#This Row],[DayNo]]=7),1,0)","v":0},{"$f":"COUNTIF(Holidays,Tabulation[[#This Row],[Date]])","v":0},{"$f":"CONCATENATE(Tabulation[[#This Row],[Holiday]],Tabulation[[#This Row],[Season]],Tabulation[[#This Row],[Weekend]],\"-\",IF(Tabulation[[#This Row],[Hour]]<10,0,\"\"),C6738)","v":"0Winter0-14"},{"$f":"VLOOKUP(Tabulation[[#This Row],[Concat]],Table3[],8)","v":0.28519},{"$f":"(Tabulation[[#This Row],[AC System Output (kW)]]*Tabulation[[#This Row],[Rate]])","v":0.57918210416000004}]
[10,7,18,0,{"$f":"Tabulation[[#This Row],[AC System Output (W)]]/1000","v":0},{"$f":"VLOOKUP(Tabulation[[#This Row],[Month]],Season,2)","v":"Winter"},{"$f":"(DATE(2021,Tabulation[[#This Row],[Month]],Tabulation[[#This Row],[Day]]))","v":"2021-10-07"},{"$f":"WEEKDAY(Tabulation[[#This Row],[Date]])","v":5},{"$f":"IF(OR(Tabulation[[#This Row],[DayNo]]=1,Tabulation[[#This Row],[DayNo]]=7),1,0)","v":0},{"$f":"COUNTIF(Holidays,Tabulation[[#This Row],[Date]])","v":0},{"$f":"CONCATENATE(Tabulation[[#This Row],[Holiday]],Tabulation[[#This Row],[Season]],Tabulation[[#This Row],[Weekend]],\"-\",IF(Tabulation[[#This Row],[Hour]]<10,0,\"\"),C6742)","v":"0Winter0-18"},{"$f":"VLOOKUP(Tabulation[[#This Row],[Concat]],Table3[],8)","v":0.30257000000000001},{"$f":"(Tabulation[[#This Row],[AC System Output (kW)]]*Tabulation[[#This Row],[Rate]])","v":0}]
[10,7,21,0,{"$f":"Tabulation[[#This Row],[AC System Output (W)]]/1000","v":0},{"$f":"VLOOKUP(Tabulation[[#This Row],[Month]],Season,2)","v":"Winter"},{"$f":"(DATE(2021,Tabulation[[#This Row],[Month]],Tabulation[[#This Row],[Day]]))","v":"2021-10-07"},{"$f":"WEEKDAY(Tabulation[[#This Row],[Date]])","v":5},{"$f":"IF(OR(Tabulation[[#This Row],[DayNo]]=1,Tabulation[[#This Row],[DayNo]]=7),1,0)","v":0},{"$f":"COUNTIF(Holidays,Tabulation[[#This Row],[Date]])","v":0},{"$f":"CONCATENATE(Tabulation[[#This Row],[Holiday]],Tabulation[[#This Row],[Season]],Tabulation[[#This Row],[Weekend]],\"-\",IF(Tabulation[[#This Row],[Hour]]<10,0,\"\"),C6745)","v":"0Winter0-21"},{"$f":"VLOOKUP(Tabulation[[#This Row],[Concat]],Table3[],8)","v":0.28519},{"$f":"(Tabulation[[#This Row],[AC System Output (kW)]]*Tabulation[[#This Row],[Rate]])","v":0}]
[10,8,0,0,{"$f":"Tabulation[[#This Row],[AC System Output (W)]]/1000","v":0},{"$f":"VLOOKUP(Tabulation[[#This Row],[Month]],Season,2)","v":"Winter"},{"$f":"(DATE(2021,Tabulation[[#This Row],[Month]],Tabulation[[#This Row],[Day]]))","v":"2021-10-08"},{"$f":"WEEKDAY(Tabulation[[#This Row],[Date]])","v":6},{"$f":"IF(OR(Tabulation[[#This Row],[DayNo]]=1,Tabulation[[#This Row],[DayNo]]=7),1,0)","v":0},{"$f":"COUNTIF(Holidays,Tabulation[[#This Row],[Date]])","v":0},{"$f":"CONCATENATE(Tabulation[[#This Row],[Holiday]],Tabulation[[#This Row],[Season]],Tabulation[[#This Row],[Weekend]],\"-\",IF(Tabulation[[#This Row],[Hour]]<10,0,\"\"),C6748)","v":"0Winter0-00"},{"$f":"VLOOKUP(Tabulation[[#This Row],[Concat]],Table3[],8)","v":0.28519},{"$f":"(Tabulation[[#This Row],[AC System Output (kW)]]*Tabulation[[#This Row],[Rate]])","v":0}]
[10,8,4,0,{"$f":"Tabulation[[#This Row],[AC System Output (W)]]/1000","v":0},{"$f":"VLOOKUP(Tabulation[[#This Row],[Month]],Season,2)","v":"Winter"},{"$f":"(DATE(2021,Tabulation[[#This Row],[Month]],Tabulation[[#This Row],[Day]]))","v":"2021-10-08"},{"$f":"WEEKDAY(Tabulation[[#This Row],[Date]])","v":6},{"$f":"IF(OR(Tabulation[[#This Row],[DayNo]]=1,Tabulation[[#This Row],[DayNo]]=7),1,0)","v":0},{"$f":"COUNTIF(Holidays,Tabulation[[#This Row],[Date]])","v":0},{"$f":"CONCATENATE(Tabulation[[#This Row],[Holiday]],Tabulation[[#This Row],[Season]],Tabulation[[#This Row],[Weekend]],\"-\",IF(Tabulation[[#This Row],[Hour]]<10,0,\"\"),C6752)","v":"0Winter0-04"},{"$f":"VLOOKUP(Tabulation[[#This Row],[Concat]],Table3[],8)","v":0.28519},{"$f":"(Tabulation[[#This Row],[AC System Output (kW)]]*Tabulation[[#This Row],[Rate]])","v":0}]
[10,8,6,168.53100000000001,{"$f":"Tabulation[[#This Row],[AC System Output (W)]]/1000","v":0.16853100000000001},{"$f":"VLOOKUP(Tabulation[[#This Row],[Month]],Season,2)","v":"Winter"},{"$f":"(DATE(2021,Tabulation[[#This Row],[Month]],Tabulation[[#This Row],[Day]]))","v":"2021-10-08"},{"$f":"WEEKDAY(Tabulation[[#This Row],[Date]])","v":6},{"$f":"IF(OR(Tabulation[[#This Row],[DayNo]]=1,Tabulation[[#This Row],[DayNo]]=7),1,0)","v":0},{"$f":"COUNTIF(Holidays,Tabulation[[#This Row],[Date]])","v":0},{"$f":"CONCATENATE(Tabulation[[#This Row],[Holiday]],Tabulation[[#This Row],[Season]],Tabulation[[#This Row],[Weekend]],\"-\",IF(Tabulation[[#This Row],[Hour]]<10,0,\"\"),C6754)","v":"0Winter0-06"},{"$f":"VLOOKUP(Tabulation[[#This Row],[Concat]],Table3[],8)","v":0.28519},{"$f":"(Tabulation[[#This Row],[AC System Output (kW)]]*Tabulation[[#This Row],[Rate]])","v":4.8063355890000006E-2}]
[10,8,11,2813.337,{"$f":"Tabulation[[#This Row],[AC System Output (W)]]/1000","v":2.8133370000000002},{"$f":"VLOOKUP(Tabulation[[#This Row],[Month]],Season,2)","v":"Winter"},{"$f":"(DATE(2021,Tabulation[[#This Row],[Month]],Tabulation[[#This Row],[Day]]))","v":"2021-10-08"},{"$f":"WEEKDAY(Tabulation[[#This Row],[Date]])","v":6},{"$f":"IF(OR(Tabulation[[#This Row],[DayNo]]=1,Tabulation[[#This Row],[DayNo]]=7),1,0)","v":0},{"$f":"COUNTIF(Holidays,Tabulation[[#This Row],[Date]])","v":0},{"$f":"CONCATENATE(Tabulation[[#This Row],[Holiday]],Tabulation[[#This Row],[Season]],Tabulation[[#This Row],[Weekend]],\"-\",IF(Tabulation[[#This Row],[Hour]]<10,0,\"\"),C6759)","v":"0Winter0-11"},{"$f":"VLOOKUP(Tabulation[[#This Row],[Concat]],Table3[],8)","v":0.28519},{"$f":"(Tabulation[[#This Row],[AC System Output (kW)]]*Tabulation[[#This Row],[Rate]])","v":0.80233557903000008}]
[10,8,12,2774.74,{"$f":"Tabulation[[#This Row],[AC System Output (W)]]/1000","v":2.77474},{"$f":"VLOOKUP(Tabulation[[#This Row],[Month]],Season,2)","v":"Winter"},{"$f":"(DATE(2021,Tabulation[[#This Row],[Month]],Tabulation[[#This Row],[Day]]))","v":"2021-10-08"},{"$f":"WEEKDAY(Tabulation[[#This Row],[Date]])","v":6},{"$f":"IF(OR(Tabulation[[#This Row],[DayNo]]=1,Tabulation[[#This Row],[DayNo]]=7),1,0)","v":0},{"$f":"COUNTIF(Holidays,Tabulation[[#This Row],[Date]])","v":0},{"$f":"CONCATENATE(Tabulation[[#This Row],[Holiday]],Tabulation[[#This Row],[Season]],Tabulation[[#This Row],[Weekend]],\"-\",IF(Tabulation[[#This Row],[Hour]]<10,0,\"\"),C6760)","v":"0Winter0-12"},{"$f":"VLOOKUP(Tabulation[[#This Row],[Concat]],Table3[],8)","v":0.28519},{"$f":"(Tabulation[[#This Row],[AC System Output (kW)]]*Tabulation[[#This Row],[Rate]])","v":0.79132810060000003}]
[10,8,15,1474.298,{"$f":"Tabulation[[#This Row],[AC System Output (W)]]/1000","v":1.4742980000000001},{"$f":"VLOOKUP(Tabulation[[#This Row],[Month]],Season,2)","v":"Winter"},{"$f":"(DATE(2021,Tabulation[[#This Row],[Month]],Tabulation[[#This Row],[Day]]))","v":"2021-10-08"},{"$f":"WEEKDAY(Tabulation[[#This Row],[Date]])","v":6},{"$f":"IF(OR(Tabulation[[#This Row],[DayNo]]=1,Tabulation[[#This Row],[DayNo]]=7),1,0)","v":0},{"$f":"COUNTIF(Holidays,Tabulation[[#This Row],[Date]])","v":0},{"$f":"CONCATENATE(Tabulation[[#This Row],[Holiday]],Tabulation[[#This Row],[Season]],Tabulation[[#This Row],[Weekend]],\"-\",IF(Tabulation[[#This Row],[Hour]]<10,0,\"\"),C6763)","v":"0Winter0-15"},{"$f":"VLOOKUP(Tabulation[[#This Row],[Concat]],Table3[],8)","v":0.28519},{"$f":"(Tabulation[[#This Row],[AC System Output (kW)]]*Tabulation[[#This Row],[Rate]])","v":0.42045504662000005}]
[10,8,19,0,{"$f":"Tabulation[[#This Row],[AC System Output (W)]]/1000","v":0},{"$f":"VLOOKUP(Tabulation[[#This Row],[Month]],Season,2)","v":"Winter"},{"$f":"(DATE(2021,Tabulation[[#This Row],[Month]],Tabulation[[#This Row],[Day]]))","v":"2021-10-08"},{"$f":"WEEKDAY(Tabulation[[#This Row],[Date]])","v":6},{"$f":"IF(OR(Tabulation[[#This Row],[DayNo]]=1,Tabulation[[#This Row],[DayNo]]=7),1,0)","v":0},{"$f":"COUNTIF(Holidays,Tabulation[[#This Row],[Date]])","v":0},{"$f":"CONCATENATE(Tabulation[[#This Row],[Holiday]],Tabulation[[#This Row],[Season]],Tabulation[[#This Row],[Weekend]],\"-\",IF(Tabulation[[#This Row],[Hour]]<10,0,\"\"),C6767)","v":"0Winter0-19"},{"$f":"VLOOKUP(Tabulation[[#This Row],[Concat]],Table3[],8)","v":0.30257000000000001},{"$f":"(Tabulation[[#This Row],[AC System Output (kW)]]*Tabulation[[#This Row],[Rate]])","v":0}]
[10,8,22,0,{"$f":"Tabulation[[#This Row],[AC System Output (W)]]/1000","v":0},{"$f":"VLOOKUP(Tabulation[[#This Row],[Month]],Season,2)","v":"Winter"},{"$f":"(DATE(2021,Tabulation[[#This Row],[Month]],Tabulation[[#This Row],[Day]]))","v":"2021-10-08"},{"$f":"WEEKDAY(Tabulation[[#This Row],[Date]])","v":6},{"$f":"IF(OR(Tabulation[[#This Row],[DayNo]]=1,Tabulation[[#This Row],[DayNo]]=7),1,0)","v":0},{"$f":"COUNTIF(Holidays,Tabulation[[#This Row],[Date]])","v":0},{"$f":"CONCATENATE(Tabulation[[#This Row],[Holiday]],Tabulation[[#This Row],[Season]],Tabulation[[#This Row],[Weekend]],\"-\",IF(Tabulation[[#This Row],[Hour]]<10,0,\"\"),C6770)","v":"0Winter0-22"},{"$f":"VLOOKUP(Tabulation[[#This Row],[Concat]],Table3[],8)","v":0.28519},{"$f":"(Tabulation[[#This Row],[AC System Output (kW)]]*Tabulation[[#This Row],[Rate]])","v":0}]
[10,9,1,0,{"$f":"Tabulation[[#This Row],[AC System Output (W)]]/1000","v":0},{"$f":"VLOOKUP(Tabulation[[#This Row],[Month]],Season,2)","v":"Winter"},{"$f":"(DATE(2021,Tabulation[[#This Row],[Month]],Tabulation[[#This Row],[Day]]))","v":"2021-10-09"},{"$f":"WEEKDAY(Tabulation[[#This Row],[Date]])","v":7},{"$f":"IF(OR(Tabulation[[#This Row],[DayNo]]=1,Tabulation[[#This Row],[DayNo]]=7),1,0)","v":1},{"$f":"COUNTIF(Holidays,Tabulation[[#This Row],[Date]])","v":0},{"$f":"CONCATENATE(Tabulation[[#This Row],[Holiday]],Tabulation[[#This Row],[Season]],Tabulation[[#This Row],[Weekend]],\"-\",IF(Tabulation[[#This Row],[Hour]]<10,0,\"\"),C6773)","v":"0Winter1-01"},{"$f":"VLOOKUP(Tabulation[[#This Row],[Concat]],Table3[],8)","v":0.28519},{"$f":"(Tabulation[[#This Row],[AC System Output (kW)]]*Tabulation[[#This Row],[Rate]])","v":0}]
[10,9,3,0,{"$f":"Tabulation[[#This Row],[AC System Output (W)]]/1000","v":0},{"$f":"VLOOKUP(Tabulation[[#This Row],[Month]],Season,2)","v":"Winter"},{"$f":"(DATE(2021,Tabulation[[#This Row],[Month]],Tabulation[[#This Row],[Day]]))","v":"2021-10-09"},{"$f":"WEEKDAY(Tabulation[[#This Row],[Date]])","v":7},{"$f":"IF(OR(Tabulation[[#This Row],[DayNo]]=1,Tabulation[[#This Row],[DayNo]]=7),1,0)","v":1},{"$f":"COUNTIF(Holidays,Tabulation[[#This Row],[Date]])","v":0},{"$f":"CONCATENATE(Tabulation[[#This Row],[Holiday]],Tabulation[[#This Row],[Season]],Tabulation[[#This Row],[Weekend]],\"-\",IF(Tabulation[[#This Row],[Hour]]<10,0,\"\"),C6775)","v":"0Winter1-03"},{"$f":"VLOOKUP(Tabulation[[#This Row],[Concat]],Table3[],8)","v":0.28519},{"$f":"(Tabulation[[#This Row],[AC System Output (kW)]]*Tabulation[[#This Row],[Rate]])","v":0}]
[10,9,9,1661.7660000000001,{"$f":"Tabulation[[#This Row],[AC System Output (W)]]/1000","v":1.6617660000000001},{"$f":"VLOOKUP(Tabulation[[#This Row],[Month]],Season,2)","v":"Winter"},{"$f":"(DATE(2021,Tabulation[[#This Row],[Month]],Tabulation[[#This Row],[Day]]))","v":"2021-10-09"},{"$f":"WEEKDAY(Tabulation[[#This Row],[Date]])","v":7},{"$f":"IF(OR(Tabulation[[#This Row],[DayNo]]=1,Tabulation[[#This Row],[DayNo]]=7),1,0)","v":1},{"$f":"COUNTIF(Holidays,Tabulation[[#This Row],[Date]])","v":0},{"$f":"CONCATENATE(Tabulation[[#This Row],[Holiday]],Tabulation[[#This Row],[Season]],Tabulation[[#This Row],[Weekend]],\"-\",IF(Tabulation[[#This Row],[Hour]]<10,0,\"\"),C6781)","v":"0Winter1-09"},{"$f":"VLOOKUP(Tabulation[[#This Row],[Concat]],Table3[],8)","v":0.28519},{"$f":"(Tabulation[[#This Row],[AC System Output (kW)]]*Tabulation[[#This Row],[Rate]])","v":0.47391904554000003}]
[10,9,12,2806.473,{"$f":"Tabulation[[#This Row],[AC System Output (W)]]/1000","v":2.806473},{"$f":"VLOOKUP(Tabulation[[#This Row],[Month]],Season,2)","v":"Winter"},{"$f":"(DATE(2021,Tabulation[[#This Row],[Month]],Tabulation[[#This Row],[Day]]))","v":"2021-10-09"},{"$f":"WEEKDAY(Tabulation[[#This Row],[Date]])","v":7},{"$f":"IF(OR(Tabulation[[#This Row],[DayNo]]=1,Tabulation[[#This Row],[DayNo]]=7),1,0)","v":1},{"$f":"COUNTIF(Holidays,Tabulation[[#This Row],[Date]])","v":0},{"$f":"CONCATENATE(Tabulation[[#This Row],[Holiday]],Tabulation[[#This Row],[Season]],Tabulation[[#This Row],[Weekend]],\"-\",IF(Tabulation[[#This Row],[Hour]]<10,0,\"\"),C6784)","v":"0Winter1-12"},{"$f":"VLOOKUP(Tabulation[[#This Row],[Concat]],Table3[],8)","v":0.28519},{"$f":"(Tabulation[[#This Row],[AC System Output (kW)]]*Tabulation[[#This Row],[Rate]])","v":0.80037803487000003}]
[10,9,13,2549.2710000000002,{"$f":"Tabulation[[#This Row],[AC System Output (W)]]/1000","v":2.5492710000000001},{"$f":"VLOOKUP(Tabulation[[#This Row],[Month]],Season,2)","v":"Winter"},{"$f":"(DATE(2021,Tabulation[[#This Row],[Month]],Tabulation[[#This Row],[Day]]))","v":"2021-10-09"},{"$f":"WEEKDAY(Tabulation[[#This Row],[Date]])","v":7},{"$f":"IF(OR(Tabulation[[#This Row],[DayNo]]=1,Tabulation[[#This Row],[DayNo]]=7),1,0)","v":1},{"$f":"COUNTIF(Holidays,Tabulation[[#This Row],[Date]])","v":0},{"$f":"CONCATENATE(Tabulation[[#This Row],[Holiday]],Tabulation[[#This Row],[Season]],Tabulation[[#This Row],[Weekend]],\"-\",IF(Tabulation[[#This Row],[Hour]]<10,0,\"\"),C6785)","v":"0Winter1-13"},{"$f":"VLOOKUP(Tabulation[[#This Row],[Concat]],Table3[],8)","v":0.28519},{"$f":"(Tabulation[[#This Row],[AC System Output (kW)]]*Tabulation[[#This Row],[Rate]])","v":0.72702659649000001}]
[10,9,16,642.32000000000005,{"$f":"Tabulation[[#This Row],[AC System Output (W)]]/1000","v":0.64232},{"$f":"VLOOKUP(Tabulation[[#This Row],[Month]],Season,2)","v":"Winter"},{"$f":"(DATE(2021,Tabulation[[#This Row],[Month]],Tabulation[[#This Row],[Day]]))","v":"2021-10-09"},{"$f":"WEEKDAY(Tabulation[[#This Row],[Date]])","v":7},{"$f":"IF(OR(Tabulation[[#This Row],[DayNo]]=1,Tabulation[[#This Row],[DayNo]]=7),1,0)","v":1},{"$f":"COUNTIF(Holidays,Tabulation[[#This Row],[Date]])","v":0},{"$f":"CONCATENATE(Tabulation[[#This Row],[Holiday]],Tabulation[[#This Row],[Season]],Tabulation[[#This Row],[Weekend]],\"-\",IF(Tabulation[[#This Row],[Hour]]<10,0,\"\"),C6788)","v":"0Winter1-16"},{"$f":"VLOOKUP(Tabulation[[#This Row],[Concat]],Table3[],8)","v":0.28519},{"$f":"(Tabulation[[#This Row],[AC System Output (kW)]]*Tabulation[[#This Row],[Rate]])","v":0.18318324080000001}]
[10,9,20,0,{"$f":"Tabulation[[#This Row],[AC System Output (W)]]/1000","v":0},{"$f":"VLOOKUP(Tabulation[[#This Row],[Month]],Season,2)","v":"Winter"},{"$f":"(DATE(2021,Tabulation[[#This Row],[Month]],Tabulation[[#This Row],[Day]]))","v":"2021-10-09"},{"$f":"WEEKDAY(Tabulation[[#This Row],[Date]])","v":7},{"$f":"IF(OR(Tabulation[[#This Row],[DayNo]]=1,Tabulation[[#This Row],[DayNo]]=7),1,0)","v":1},{"$f":"COUNTIF(Holidays,Tabulation[[#This Row],[Date]])","v":0},{"$f":"CONCATENATE(Tabulation[[#This Row],[Holiday]],Tabulation[[#This Row],[Season]],Tabulation[[#This Row],[Weekend]],\"-\",IF(Tabulation[[#This Row],[Hour]]<10,0,\"\"),C6792)","v":"0Winter1-20"},{"$f":"VLOOKUP(Tabulation[[#This Row],[Concat]],Table3[],8)","v":0.28519},{"$f":"(Tabulation[[#This Row],[AC System Output (kW)]]*Tabulation[[#This Row],[Rate]])","v":0}]
[10,9,23,0,{"$f":"Tabulation[[#This Row],[AC System Output (W)]]/1000","v":0},{"$f":"VLOOKUP(Tabulation[[#This Row],[Month]],Season,2)","v":"Winter"},{"$f":"(DATE(2021,Tabulation[[#This Row],[Month]],Tabulation[[#This Row],[Day]]))","v":"2021-10-09"},{"$f":"WEEKDAY(Tabulation[[#This Row],[Date]])","v":7},{"$f":"IF(OR(Tabulation[[#This Row],[DayNo]]=1,Tabulation[[#This Row],[DayNo]]=7),1,0)","v":1},{"$f":"COUNTIF(Holidays,Tabulation[[#This Row],[Date]])","v":0},{"$f":"CONCATENATE(Tabulation[[#This Row],[Holiday]],Tabulation[[#This Row],[Season]],Tabulation[[#This Row],[Weekend]],\"-\",IF(Tabulation[[#This Row],[Hour]]<10,0,\"\"),C6795)","v":"0Winter1-23"},{"$f":"VLOOKUP(Tabulation[[#This Row],[Concat]],Table3[],8)","v":0.28519},{"$f":"(Tabulation[[#This Row],[AC System Output (kW)]]*Tabulation[[#This Row],[Rate]])","v":0}]
[10,10,4,0,{"$f":"Tabulation[[#This Row],[AC System Output (W)]]/1000","v":0},{"$f":"VLOOKUP(Tabulation[[#This Row],[Month]],Season,2)","v":"Winter"},{"$f":"(DATE(2021,Tabulation[[#This Row],[Month]],Tabulation[[#This Row],[Day]]))","v":"2021-10-10"},{"$f":"WEEKDAY(Tabulation[[#This Row],[Date]])","v":1},{"$f":"IF(OR(Tabulation[[#This Row],[DayNo]]=1,Tabulation[[#This Row],[DayNo]]=7),1,0)","v":1},{"$f":"COUNTIF(Holidays,Tabulation[[#This Row],[Date]])","v":0},{"$f":"CONCATENATE(Tabulation[[#This Row],[Holiday]],Tabulation[[#This Row],[Season]],Tabulation[[#This Row],[Weekend]],\"-\",IF(Tabulation[[#This Row],[Hour]]<10,0,\"\"),C6800)","v":"0Winter1-04"},{"$f":"VLOOKUP(Tabulation[[#This Row],[Concat]],Table3[],8)","v":0.28519},{"$f":"(Tabulation[[#This Row],[AC System Output (kW)]]*Tabulation[[#This Row],[Rate]])","v":0}]
[10,10,7,962.048,{"$f":"Tabulation[[#This Row],[AC System Output (W)]]/1000","v":0.96204800000000001},{"$f":"VLOOKUP(Tabulation[[#This Row],[Month]],Season,2)","v":"Winter"},{"$f":"(DATE(2021,Tabulation[[#This Row],[Month]],Tabulation[[#This Row],[Day]]))","v":"2021-10-10"},{"$f":"WEEKDAY(Tabulation[[#This Row],[Date]])","v":1},{"$f":"IF(OR(Tabulation[[#This Row],[DayNo]]=1,Tabulation[[#This Row],[DayNo]]=7),1,0)","v":1},{"$f":"COUNTIF(Holidays,Tabulation[[#This Row],[Date]])","v":0},{"$f":"CONCATENATE(Tabulation[[#This Row],[Holiday]],Tabulation[[#This Row],[Season]],Tabulation[[#This Row],[Weekend]],\"-\",IF(Tabulation[[#This Row],[Hour]]<10,0,\"\"),C6803)","v":"0Winter1-07"},{"$f":"VLOOKUP(Tabulation[[#This Row],[Concat]],Table3[],8)","v":0.28519},{"$f":"(Tabulation[[#This Row],[AC System Output (kW)]]*Tabulation[[#This Row],[Rate]])","v":0.27436646912000001}]
[10,10,10,2720.49,{"$f":"Tabulation[[#This Row],[AC System Output (W)]]/1000","v":2.7204899999999999},{"$f":"VLOOKUP(Tabulation[[#This Row],[Month]],Season,2)","v":"Winter"},{"$f":"(DATE(2021,Tabulation[[#This Row],[Month]],Tabulation[[#This Row],[Day]]))","v":"2021-10-10"},{"$f":"WEEKDAY(Tabulation[[#This Row],[Date]])","v":1},{"$f":"IF(OR(Tabulation[[#This Row],[DayNo]]=1,Tabulation[[#This Row],[DayNo]]=7),1,0)","v":1},{"$f":"COUNTIF(Holidays,Tabulation[[#This Row],[Date]])","v":0},{"$f":"CONCATENATE(Tabulation[[#This Row],[Holiday]],Tabulation[[#This Row],[Season]],Tabulation[[#This Row],[Weekend]],\"-\",IF(Tabulation[[#This Row],[Hour]]<10,0,\"\"),C6806)","v":"0Winter1-10"},{"$f":"VLOOKUP(Tabulation[[#This Row],[Concat]],Table3[],8)","v":0.28519},{"$f":"(Tabulation[[#This Row],[AC System Output (kW)]]*Tabulation[[#This Row],[Rate]])","v":0.77585654309999996}]
[10,10,11,2871.08,{"$f":"Tabulation[[#This Row],[AC System Output (W)]]/1000","v":2.8710800000000001},{"$f":"VLOOKUP(Tabulation[[#This Row],[Month]],Season,2)","v":"Winter"},{"$f":"(DATE(2021,Tabulation[[#This Row],[Month]],Tabulation[[#This Row],[Day]]))","v":"2021-10-10"},{"$f":"WEEKDAY(Tabulation[[#This Row],[Date]])","v":1},{"$f":"IF(OR(Tabulation[[#This Row],[DayNo]]=1,Tabulation[[#This Row],[DayNo]]=7),1,0)","v":1},{"$f":"COUNTIF(Holidays,Tabulation[[#This Row],[Date]])","v":0},{"$f":"CONCATENATE(Tabulation[[#This Row],[Holiday]],Tabulation[[#This Row],[Season]],Tabulation[[#This Row],[Weekend]],\"-\",IF(Tabulation[[#This Row],[Hour]]<10,0,\"\"),C6807)","v":"0Winter1-11"},{"$f":"VLOOKUP(Tabulation[[#This Row],[Concat]],Table3[],8)","v":0.28519},{"$f":"(Tabulation[[#This Row],[AC System Output (kW)]]*Tabulation[[#This Row],[Rate]])","v":0.8188033052}]
[10,10,14,1560.346,{"$f":"Tabulation[[#This Row],[AC System Output (W)]]/1000","v":1.560346},{"$f":"VLOOKUP(Tabulation[[#This Row],[Month]],Season,2)","v":"Winter"},{"$f":"(DATE(2021,Tabulation[[#This Row],[Month]],Tabulation[[#This Row],[Day]]))","v":"2021-10-10"},{"$f":"WEEKDAY(Tabulation[[#This Row],[Date]])","v":1},{"$f":"IF(OR(Tabulation[[#This Row],[DayNo]]=1,Tabulation[[#This Row],[DayNo]]=7),1,0)","v":1},{"$f":"COUNTIF(Holidays,Tabulation[[#This Row],[Date]])","v":0},{"$f":"CONCATENATE(Tabulation[[#This Row],[Holiday]],Tabulation[[#This Row],[Season]],Tabulation[[#This Row],[Weekend]],\"-\",IF(Tabulation[[#This Row],[Hour]]<10,0,\"\"),C6810)","v":"0Winter1-14"},{"$f":"VLOOKUP(Tabulation[[#This Row],[Concat]],Table3[],8)","v":0.28519},{"$f":"(Tabulation[[#This Row],[AC System Output (kW)]]*Tabulation[[#This Row],[Rate]])","v":0.44499507574000002}]
[10,10,17,0,{"$f":"Tabulation[[#This Row],[AC System Output (W)]]/1000","v":0},{"$f":"VLOOKUP(Tabulation[[#This Row],[Month]],Season,2)","v":"Winter"},{"$f":"(DATE(2021,Tabulation[[#This Row],[Month]],Tabulation[[#This Row],[Day]]))","v":"2021-10-10"},{"$f":"WEEKDAY(Tabulation[[#This Row],[Date]])","v":1},{"$f":"IF(OR(Tabulation[[#This Row],[DayNo]]=1,Tabulation[[#This Row],[DayNo]]=7),1,0)","v":1},{"$f":"COUNTIF(Holidays,Tabulation[[#This Row],[Date]])","v":0},{"$f":"CONCATENATE(Tabulation[[#This Row],[Holiday]],Tabulation[[#This Row],[Season]],Tabulation[[#This Row],[Weekend]],\"-\",IF(Tabulation[[#This Row],[Hour]]<10,0,\"\"),C6813)","v":"0Winter1-17"},{"$f":"VLOOKUP(Tabulation[[#This Row],[Concat]],Table3[],8)","v":0.28519},{"$f":"(Tabulation[[#This Row],[AC System Output (kW)]]*Tabulation[[#This Row],[Rate]])","v":0}]
[10,10,21,0,{"$f":"Tabulation[[#This Row],[AC System Output (W)]]/1000","v":0},{"$f":"VLOOKUP(Tabulation[[#This Row],[Month]],Season,2)","v":"Winter"},{"$f":"(DATE(2021,Tabulation[[#This Row],[Month]],Tabulation[[#This Row],[Day]]))","v":"2021-10-10"},{"$f":"WEEKDAY(Tabulation[[#This Row],[Date]])","v":1},{"$f":"IF(OR(Tabulation[[#This Row],[DayNo]]=1,Tabulation[[#This Row],[DayNo]]=7),1,0)","v":1},{"$f":"COUNTIF(Holidays,Tabulation[[#This Row],[Date]])","v":0},{"$f":"CONCATENATE(Tabulation[[#This Row],[Holiday]],Tabulation[[#This Row],[Season]],Tabulation[[#This Row],[Weekend]],\"-\",IF(Tabulation[[#This Row],[Hour]]<10,0,\"\"),C6817)","v":"0Winter1-21"},{"$f":"VLOOKUP(Tabulation[[#This Row],[Concat]],Table3[],8)","v":0.28519},{"$f":"(Tabulation[[#This Row],[AC System Output (kW)]]*Tabulation[[#This Row],[Rate]])","v":0}]
[10,11,1,0,{"$f":"Tabulation[[#This Row],[AC System Output (W)]]/1000","v":0},{"$f":"VLOOKUP(Tabulation[[#This Row],[Month]],Season,2)","v":"Winter"},{"$f":"(DATE(2021,Tabulation[[#This Row],[Month]],Tabulation[[#This Row],[Day]]))","v":"2021-10-11"},{"$f":"WEEKDAY(Tabulation[[#This Row],[Date]])","v":2},{"$f":"IF(OR(Tabulation[[#This Row],[DayNo]]=1,Tabulation[[#This Row],[DayNo]]=7),1,0)","v":0},{"$f":"COUNTIF(Holidays,Tabulation[[#This Row],[Date]])","v":0},{"$f":"CONCATENATE(Tabulation[[#This Row],[Holiday]],Tabulation[[#This Row],[Season]],Tabulation[[#This Row],[Weekend]],\"-\",IF(Tabulation[[#This Row],[Hour]]<10,0,\"\"),C6821)","v":"0Winter0-01"},{"$f":"VLOOKUP(Tabulation[[#This Row],[Concat]],Table3[],8)","v":0.28519},{"$f":"(Tabulation[[#This Row],[AC System Output (kW)]]*Tabulation[[#This Row],[Rate]])","v":0}]
[10,11,4,0,{"$f":"Tabulation[[#This Row],[AC System Output (W)]]/1000","v":0},{"$f":"VLOOKUP(Tabulation[[#This Row],[Month]],Season,2)","v":"Winter"},{"$f":"(DATE(2021,Tabulation[[#This Row],[Month]],Tabulation[[#This Row],[Day]]))","v":"2021-10-11"},{"$f":"WEEKDAY(Tabulation[[#This Row],[Date]])","v":2},{"$f":"IF(OR(Tabulation[[#This Row],[DayNo]]=1,Tabulation[[#This Row],[DayNo]]=7),1,0)","v":0},{"$f":"COUNTIF(Holidays,Tabulation[[#This Row],[Date]])","v":0},{"$f":"CONCATENATE(Tabulation[[#This Row],[Holiday]],Tabulation[[#This Row],[Season]],Tabulation[[#This Row],[Weekend]],\"-\",IF(Tabulation[[#This Row],[Hour]]<10,0,\"\"),C6824)","v":"0Winter0-04"},{"$f":"VLOOKUP(Tabulation[[#This Row],[Concat]],Table3[],8)","v":0.28519},{"$f":"(Tabulation[[#This Row],[AC System Output (kW)]]*Tabulation[[#This Row],[Rate]])","v":0}]
[10,11,8,465.08300000000003,{"$f":"Tabulation[[#This Row],[AC System Output (W)]]/1000","v":0.46508300000000002},{"$f":"VLOOKUP(Tabulation[[#This Row],[Month]],Season,2)","v":"Winter"},{"$f":"(DATE(2021,Tabulation[[#This Row],[Month]],Tabulation[[#This Row],[Day]]))","v":"2021-10-11"},{"$f":"WEEKDAY(Tabulation[[#This Row],[Date]])","v":2},{"$f":"IF(OR(Tabulation[[#This Row],[DayNo]]=1,Tabulation[[#This Row],[DayNo]]=7),1,0)","v":0},{"$f":"COUNTIF(Holidays,Tabulation[[#This Row],[Date]])","v":0},{"$f":"CONCATENATE(Tabulation[[#This Row],[Holiday]],Tabulation[[#This Row],[Season]],Tabulation[[#This Row],[Weekend]],\"-\",IF(Tabulation[[#This Row],[Hour]]<10,0,\"\"),C6828)","v":"0Winter0-08"},{"$f":"VLOOKUP(Tabulation[[#This Row],[Concat]],Table3[],8)","v":0.28519},{"$f":"(Tabulation[[#This Row],[AC System Output (kW)]]*Tabulation[[#This Row],[Rate]])","v":0.13263702077}]
[10,11,11,2888.4690000000001,{"$f":"Tabulation[[#This Row],[AC System Output (W)]]/1000","v":2.8884690000000002},{"$f":"VLOOKUP(Tabulation[[#This Row],[Month]],Season,2)","v":"Winter"},{"$f":"(DATE(2021,Tabulation[[#This Row],[Month]],Tabulation[[#This Row],[Day]]))","v":"2021-10-11"},{"$f":"WEEKDAY(Tabulation[[#This Row],[Date]])","v":2},{"$f":"IF(OR(Tabulation[[#This Row],[DayNo]]=1,Tabulation[[#This Row],[DayNo]]=7),1,0)","v":0},{"$f":"COUNTIF(Holidays,Tabulation[[#This Row],[Date]])","v":0},{"$f":"CONCATENATE(Tabulation[[#This Row],[Holiday]],Tabulation[[#This Row],[Season]],Tabulation[[#This Row],[Weekend]],\"-\",IF(Tabulation[[#This Row],[Hour]]<10,0,\"\"),C6831)","v":"0Winter0-11"},{"$f":"VLOOKUP(Tabulation[[#This Row],[Concat]],Table3[],8)","v":0.28519},{"$f":"(Tabulation[[#This Row],[AC System Output (kW)]]*Tabulation[[#This Row],[Rate]])","v":0.82376247411000003}]
[10,11,12,2827.3359999999998,{"$f":"Tabulation[[#This Row],[AC System Output (W)]]/1000","v":2.8273359999999998},{"$f":"VLOOKUP(Tabulation[[#This Row],[Month]],Season,2)","v":"Winter"},{"$f":"(DATE(2021,Tabulation[[#This Row],[Month]],Tabulation[[#This Row],[Day]]))","v":"2021-10-11"},{"$f":"WEEKDAY(Tabulation[[#This Row],[Date]])","v":2},{"$f":"IF(OR(Tabulation[[#This Row],[DayNo]]=1,Tabulation[[#This Row],[DayNo]]=7),1,0)","v":0},{"$f":"COUNTIF(Holidays,Tabulation[[#This Row],[Date]])","v":0},{"$f":"CONCATENATE(Tabulation[[#This Row],[Holiday]],Tabulation[[#This Row],[Season]],Tabulation[[#This Row],[Weekend]],\"-\",IF(Tabulation[[#This Row],[Hour]]<10,0,\"\"),C6832)","v":"0Winter0-12"},{"$f":"VLOOKUP(Tabulation[[#This Row],[Concat]],Table3[],8)","v":0.28519},{"$f":"(Tabulation[[#This Row],[AC System Output (kW)]]*Tabulation[[#This Row],[Rate]])","v":0.80632795384}]
[10,11,15,1448.952,{"$f":"Tabulation[[#This Row],[AC System Output (W)]]/1000","v":1.448952},{"$f":"VLOOKUP(Tabulation[[#This Row],[Month]],Season,2)","v":"Winter"},{"$f":"(DATE(2021,Tabulation[[#This Row],[Month]],Tabulation[[#This Row],[Day]]))","v":"2021-10-11"},{"$f":"WEEKDAY(Tabulation[[#This Row],[Date]])","v":2},{"$f":"IF(OR(Tabulation[[#This Row],[DayNo]]=1,Tabulation[[#This Row],[DayNo]]=7),1,0)","v":0},{"$f":"COUNTIF(Holidays,Tabulation[[#This Row],[Date]])","v":0},{"$f":"CONCATENATE(Tabulation[[#This Row],[Holiday]],Tabulation[[#This Row],[Season]],Tabulation[[#This Row],[Weekend]],\"-\",IF(Tabulation[[#This Row],[Hour]]<10,0,\"\"),C6835)","v":"0Winter0-15"},{"$f":"VLOOKUP(Tabulation[[#This Row],[Concat]],Table3[],8)","v":0.28519},{"$f":"(Tabulation[[#This Row],[AC System Output (kW)]]*Tabulation[[#This Row],[Rate]])","v":0.41322662088000001}]
[10,11,18,0,{"$f":"Tabulation[[#This Row],[AC System Output (W)]]/1000","v":0},{"$f":"VLOOKUP(Tabulation[[#This Row],[Month]],Season,2)","v":"Winter"},{"$f":"(DATE(2021,Tabulation[[#This Row],[Month]],Tabulation[[#This Row],[Day]]))","v":"2021-10-11"},{"$f":"WEEKDAY(Tabulation[[#This Row],[Date]])","v":2},{"$f":"IF(OR(Tabulation[[#This Row],[DayNo]]=1,Tabulation[[#This Row],[DayNo]]=7),1,0)","v":0},{"$f":"COUNTIF(Holidays,Tabulation[[#This Row],[Date]])","v":0},{"$f":"CONCATENATE(Tabulation[[#This Row],[Holiday]],Tabulation[[#This Row],[Season]],Tabulation[[#This Row],[Weekend]],\"-\",IF(Tabulation[[#This Row],[Hour]]<10,0,\"\"),C6838)","v":"0Winter0-18"},{"$f":"VLOOKUP(Tabulation[[#This Row],[Concat]],Table3[],8)","v":0.30257000000000001},{"$f":"(Tabulation[[#This Row],[AC System Output (kW)]]*Tabulation[[#This Row],[Rate]])","v":0}]
[10,11,22,0,{"$f":"Tabulation[[#This Row],[AC System Output (W)]]/1000","v":0},{"$f":"VLOOKUP(Tabulation[[#This Row],[Month]],Season,2)","v":"Winter"},{"$f":"(DATE(2021,Tabulation[[#This Row],[Month]],Tabulation[[#This Row],[Day]]))","v":"2021-10-11"},{"$f":"WEEKDAY(Tabulation[[#This Row],[Date]])","v":2},{"$f":"IF(OR(Tabulation[[#This Row],[DayNo]]=1,Tabulation[[#This Row],[DayNo]]=7),1,0)","v":0},{"$f":"COUNTIF(Holidays,Tabulation[[#This Row],[Date]])","v":0},{"$f":"CONCATENATE(Tabulation[[#This Row],[Holiday]],Tabulation[[#This Row],[Season]],Tabulation[[#This Row],[Weekend]],\"-\",IF(Tabulation[[#This Row],[Hour]]<10,0,\"\"),C6842)","v":"0Winter0-22"},{"$f":"VLOOKUP(Tabulation[[#This Row],[Concat]],Table3[],8)","v":0.28519},{"$f":"(Tabulation[[#This Row],[AC System Output (kW)]]*Tabulation[[#This Row],[Rate]])","v":0}]
[10,12,2,0,{"$f":"Tabulation[[#This Row],[AC System Output (W)]]/1000","v":0},{"$f":"VLOOKUP(Tabulation[[#This Row],[Month]],Season,2)","v":"Winter"},{"$f":"(DATE(2021,Tabulation[[#This Row],[Month]],Tabulation[[#This Row],[Day]]))","v":"2021-10-12"},{"$f":"WEEKDAY(Tabulation[[#This Row],[Date]])","v":3},{"$f":"IF(OR(Tabulation[[#This Row],[DayNo]]=1,Tabulation[[#This Row],[DayNo]]=7),1,0)","v":0},{"$f":"COUNTIF(Holidays,Tabulation[[#This Row],[Date]])","v":0},{"$f":"CONCATENATE(Tabulation[[#This Row],[Holiday]],Tabulation[[#This Row],[Season]],Tabulation[[#This Row],[Weekend]],\"-\",IF(Tabulation[[#This Row],[Hour]]<10,0,\"\"),C6846)","v":"0Winter0-02"},{"$f":"VLOOKUP(Tabulation[[#This Row],[Concat]],Table3[],8)","v":0.28519},{"$f":"(Tabulation[[#This Row],[AC System Output (kW)]]*Tabulation[[#This Row],[Rate]])","v":0}]
[10,12,5,0,{"$f":"Tabulation[[#This Row],[AC System Output (W)]]/1000","v":0},{"$f":"VLOOKUP(Tabulation[[#This Row],[Month]],Season,2)","v":"Winter"},{"$f":"(DATE(2021,Tabulation[[#This Row],[Month]],Tabulation[[#This Row],[Day]]))","v":"2021-10-12"},{"$f":"WEEKDAY(Tabulation[[#This Row],[Date]])","v":3},{"$f":"IF(OR(Tabulation[[#This Row],[DayNo]]=1,Tabulation[[#This Row],[DayNo]]=7),1,0)","v":0},{"$f":"COUNTIF(Holidays,Tabulation[[#This Row],[Date]])","v":0},{"$f":"CONCATENATE(Tabulation[[#This Row],[Holiday]],Tabulation[[#This Row],[Season]],Tabulation[[#This Row],[Weekend]],\"-\",IF(Tabulation[[#This Row],[Hour]]<10,0,\"\"),C6849)","v":"0Winter0-05"},{"$f":"VLOOKUP(Tabulation[[#This Row],[Concat]],Table3[],8)","v":0.28519},{"$f":"(Tabulation[[#This Row],[AC System Output (kW)]]*Tabulation[[#This Row],[Rate]])","v":0}]
[10,12,9,2277.239,{"$f":"Tabulation[[#This Row],[AC System Output (W)]]/1000","v":2.2772390000000002},{"$f":"VLOOKUP(Tabulation[[#This Row],[Month]],Season,2)","v":"Winter"},{"$f":"(DATE(2021,Tabulation[[#This Row],[Month]],Tabulation[[#This Row],[Day]]))","v":"2021-10-12"},{"$f":"WEEKDAY(Tabulation[[#This Row],[Date]])","v":3},{"$f":"IF(OR(Tabulation[[#This Row],[DayNo]]=1,Tabulation[[#This Row],[DayNo]]=7),1,0)","v":0},{"$f":"COUNTIF(Holidays,Tabulation[[#This Row],[Date]])","v":0},{"$f":"CONCATENATE(Tabulation[[#This Row],[Holiday]],Tabulation[[#This Row],[Season]],Tabulation[[#This Row],[Weekend]],\"-\",IF(Tabulation[[#This Row],[Hour]]<10,0,\"\"),C6853)","v":"0Winter0-09"},{"$f":"VLOOKUP(Tabulation[[#This Row],[Concat]],Table3[],8)","v":0.28519},{"$f":"(Tabulation[[#This Row],[AC System Output (kW)]]*Tabulation[[#This Row],[Rate]])","v":0.64944579041000006}]
[10,12,12,2709.1529999999998,{"$f":"Tabulation[[#This Row],[AC System Output (W)]]/1000","v":2.7091529999999997},{"$f":"VLOOKUP(Tabulation[[#This Row],[Month]],Season,2)","v":"Winter"},{"$f":"(DATE(2021,Tabulation[[#This Row],[Month]],Tabulation[[#This Row],[Day]]))","v":"2021-10-12"},{"$f":"WEEKDAY(Tabulation[[#This Row],[Date]])","v":3},{"$f":"IF(OR(Tabulation[[#This Row],[DayNo]]=1,Tabulation[[#This Row],[DayNo]]=7),1,0)","v":0},{"$f":"COUNTIF(Holidays,Tabulation[[#This Row],[Date]])","v":0},{"$f":"CONCATENATE(Tabulation[[#This Row],[Holiday]],Tabulation[[#This Row],[Season]],Tabulation[[#This Row],[Weekend]],\"-\",IF(Tabulation[[#This Row],[Hour]]<10,0,\"\"),C6856)","v":"0Winter0-12"},{"$f":"VLOOKUP(Tabulation[[#This Row],[Concat]],Table3[],8)","v":0.28519},{"$f":"(Tabulation[[#This Row],[AC System Output (kW)]]*Tabulation[[#This Row],[Rate]])","v":0.77262334406999988}]
[10,12,13,2514.203,{"$f":"Tabulation[[#This Row],[AC System Output (W)]]/1000","v":2.5142030000000002},{"$f":"VLOOKUP(Tabulation[[#This Row],[Month]],Season,2)","v":"Winter"},{"$f":"(DATE(2021,Tabulation[[#This Row],[Month]],Tabulation[[#This Row],[Day]]))","v":"2021-10-12"},{"$f":"WEEKDAY(Tabulation[[#This Row],[Date]])","v":3},{"$f":"IF(OR(Tabulation[[#This Row],[DayNo]]=1,Tabulation[[#This Row],[DayNo]]=7),1,0)","v":0},{"$f":"COUNTIF(Holidays,Tabulation[[#This Row],[Date]])","v":0},{"$f":"CONCATENATE(Tabulation[[#This Row],[Holiday]],Tabulation[[#This Row],[Season]],Tabulation[[#This Row],[Weekend]],\"-\",IF(Tabulation[[#This Row],[Hour]]<10,0,\"\"),C6857)","v":"0Winter0-13"},{"$f":"VLOOKUP(Tabulation[[#This Row],[Concat]],Table3[],8)","v":0.28519},{"$f":"(Tabulation[[#This Row],[AC System Output (kW)]]*Tabulation[[#This Row],[Rate]])","v":0.71702555357000008}]
[10,12,16,601.971,{"$f":"Tabulation[[#This Row],[AC System Output (W)]]/1000","v":0.60197100000000003},{"$f":"VLOOKUP(Tabulation[[#This Row],[Month]],Season,2)","v":"Winter"},{"$f":"(DATE(2021,Tabulation[[#This Row],[Month]],Tabulation[[#This Row],[Day]]))","v":"2021-10-12"},{"$f":"WEEKDAY(Tabulation[[#This Row],[Date]])","v":3},{"$f":"IF(OR(Tabulation[[#This Row],[DayNo]]=1,Tabulation[[#This Row],[DayNo]]=7),1,0)","v":0},{"$f":"COUNTIF(Holidays,Tabulation[[#This Row],[Date]])","v":0},{"$f":"CONCATENATE(Tabulation[[#This Row],[Holiday]],Tabulation[[#This Row],[Season]],Tabulation[[#This Row],[Weekend]],\"-\",IF(Tabulation[[#This Row],[Hour]]<10,0,\"\"),C6860)","v":"0Winter0-16"},{"$f":"VLOOKUP(Tabulation[[#This Row],[Concat]],Table3[],8)","v":0.28519},{"$f":"(Tabulation[[#This Row],[AC System Output (kW)]]*Tabulation[[#This Row],[Rate]])","v":0.17167610949000001}]
[10,12,19,0,{"$f":"Tabulation[[#This Row],[AC System Output (W)]]/1000","v":0},{"$f":"VLOOKUP(Tabulation[[#This Row],[Month]],Season,2)","v":"Winter"},{"$f":"(DATE(2021,Tabulation[[#This Row],[Month]],Tabulation[[#This Row],[Day]]))","v":"2021-10-12"},{"$f":"WEEKDAY(Tabulation[[#This Row],[Date]])","v":3},{"$f":"IF(OR(Tabulation[[#This Row],[DayNo]]=1,Tabulation[[#This Row],[DayNo]]=7),1,0)","v":0},{"$f":"COUNTIF(Holidays,Tabulation[[#This Row],[Date]])","v":0},{"$f":"CONCATENATE(Tabulation[[#This Row],[Holiday]],Tabulation[[#This Row],[Season]],Tabulation[[#This Row],[Weekend]],\"-\",IF(Tabulation[[#This Row],[Hour]]<10,0,\"\"),C6863)","v":"0Winter0-19"},{"$f":"VLOOKUP(Tabulation[[#This Row],[Concat]],Table3[],8)","v":0.30257000000000001},{"$f":"(Tabulation[[#This Row],[AC System Output (kW)]]*Tabulation[[#This Row],[Rate]])","v":0}]
[10,13,0,0,{"$f":"Tabulation[[#This Row],[AC System Output (W)]]/1000","v":0},{"$f":"VLOOKUP(Tabulation[[#This Row],[Month]],Season,2)","v":"Winter"},{"$f":"(DATE(2021,Tabulation[[#This Row],[Month]],Tabulation[[#This Row],[Day]]))","v":"2021-10-13"},{"$f":"WEEKDAY(Tabulation[[#This Row],[Date]])","v":4},{"$f":"IF(OR(Tabulation[[#This Row],[DayNo]]=1,Tabulation[[#This Row],[DayNo]]=7),1,0)","v":0},{"$f":"COUNTIF(Holidays,Tabulation[[#This Row],[Date]])","v":0},{"$f":"CONCATENATE(Tabulation[[#This Row],[Holiday]],Tabulation[[#This Row],[Season]],Tabulation[[#This Row],[Weekend]],\"-\",IF(Tabulation[[#This Row],[Hour]]<10,0,\"\"),C6868)","v":"0Winter0-00"},{"$f":"VLOOKUP(Tabulation[[#This Row],[Concat]],Table3[],8)","v":0.28519},{"$f":"(Tabulation[[#This Row],[AC System Output (kW)]]*Tabulation[[#This Row],[Rate]])","v":0}]
[10,13,3,0,{"$f":"Tabulation[[#This Row],[AC System Output (W)]]/1000","v":0},{"$f":"VLOOKUP(Tabulation[[#This Row],[Month]],Season,2)","v":"Winter"},{"$f":"(DATE(2021,Tabulation[[#This Row],[Month]],Tabulation[[#This Row],[Day]]))","v":"2021-10-13"},{"$f":"WEEKDAY(Tabulation[[#This Row],[Date]])","v":4},{"$f":"IF(OR(Tabulation[[#This Row],[DayNo]]=1,Tabulation[[#This Row],[DayNo]]=7),1,0)","v":0},{"$f":"COUNTIF(Holidays,Tabulation[[#This Row],[Date]])","v":0},{"$f":"CONCATENATE(Tabulation[[#This Row],[Holiday]],Tabulation[[#This Row],[Season]],Tabulation[[#This Row],[Weekend]],\"-\",IF(Tabulation[[#This Row],[Hour]]<10,0,\"\"),C6871)","v":"0Winter0-03"},{"$f":"VLOOKUP(Tabulation[[#This Row],[Concat]],Table3[],8)","v":0.28519},{"$f":"(Tabulation[[#This Row],[AC System Output (kW)]]*Tabulation[[#This Row],[Rate]])","v":0}]
[10,13,7,705.45600000000002,{"$f":"Tabulation[[#This Row],[AC System Output (W)]]/1000","v":0.70545599999999997},{"$f":"VLOOKUP(Tabulation[[#This Row],[Month]],Season,2)","v":"Winter"},{"$f":"(DATE(2021,Tabulation[[#This Row],[Month]],Tabulation[[#This Row],[Day]]))","v":"2021-10-13"},{"$f":"WEEKDAY(Tabulation[[#This Row],[Date]])","v":4},{"$f":"IF(OR(Tabulation[[#This Row],[DayNo]]=1,Tabulation[[#This Row],[DayNo]]=7),1,0)","v":0},{"$f":"COUNTIF(Holidays,Tabulation[[#This Row],[Date]])","v":0},{"$f":"CONCATENATE(Tabulation[[#This Row],[Holiday]],Tabulation[[#This Row],[Season]],Tabulation[[#This Row],[Weekend]],\"-\",IF(Tabulation[[#This Row],[Hour]]<10,0,\"\"),C6875)","v":"0Winter0-07"},{"$f":"VLOOKUP(Tabulation[[#This Row],[Concat]],Table3[],8)","v":0.28519},{"$f":"(Tabulation[[#This Row],[AC System Output (kW)]]*Tabulation[[#This Row],[Rate]])","v":0.20118899663999998}]
[10,13,10,1439.5630000000001,{"$f":"Tabulation[[#This Row],[AC System Output (W)]]/1000","v":1.4395630000000001},{"$f":"VLOOKUP(Tabulation[[#This Row],[Month]],Season,2)","v":"Winter"},{"$f":"(DATE(2021,Tabulation[[#This Row],[Month]],Tabulation[[#This Row],[Day]]))","v":"2021-10-13"},{"$f":"WEEKDAY(Tabulation[[#This Row],[Date]])","v":4},{"$f":"IF(OR(Tabulation[[#This Row],[DayNo]]=1,Tabulation[[#This Row],[DayNo]]=7),1,0)","v":0},{"$f":"COUNTIF(Holidays,Tabulation[[#This Row],[Date]])","v":0},{"$f":"CONCATENATE(Tabulation[[#This Row],[Holiday]],Tabulation[[#This Row],[Season]],Tabulation[[#This Row],[Weekend]],\"-\",IF(Tabulation[[#This Row],[Hour]]<10,0,\"\"),C6878)","v":"0Winter0-10"},{"$f":"VLOOKUP(Tabulation[[#This Row],[Concat]],Table3[],8)","v":0.28519},{"$f":"(Tabulation[[#This Row],[AC System Output (kW)]]*Tabulation[[#This Row],[Rate]])","v":0.41054897197000007}]
[10,13,13,2031.472,{"$f":"Tabulation[[#This Row],[AC System Output (W)]]/1000","v":2.0314719999999999},{"$f":"VLOOKUP(Tabulation[[#This Row],[Month]],Season,2)","v":"Winter"},{"$f":"(DATE(2021,Tabulation[[#This Row],[Month]],Tabulation[[#This Row],[Day]]))","v":"2021-10-13"},{"$f":"WEEKDAY(Tabulation[[#This Row],[Date]])","v":4},{"$f":"IF(OR(Tabulation[[#This Row],[DayNo]]=1,Tabulation[[#This Row],[DayNo]]=7),1,0)","v":0},{"$f":"COUNTIF(Holidays,Tabulation[[#This Row],[Date]])","v":0},{"$f":"CONCATENATE(Tabulation[[#This Row],[Holiday]],Tabulation[[#This Row],[Season]],Tabulation[[#This Row],[Weekend]],\"-\",IF(Tabulation[[#This Row],[Hour]]<10,0,\"\"),C6881)","v":"0Winter0-13"},{"$f":"VLOOKUP(Tabulation[[#This Row],[Concat]],Table3[],8)","v":0.28519},{"$f":"(Tabulation[[#This Row],[AC System Output (kW)]]*Tabulation[[#This Row],[Rate]])","v":0.57935549968}]
[10,13,14,2039.114,{"$f":"Tabulation[[#This Row],[AC System Output (W)]]/1000","v":2.0391140000000001},{"$f":"VLOOKUP(Tabulation[[#This Row],[Month]],Season,2)","v":"Winter"},{"$f":"(DATE(2021,Tabulation[[#This Row],[Month]],Tabulation[[#This Row],[Day]]))","v":"2021-10-13"},{"$f":"WEEKDAY(Tabulation[[#This Row],[Date]])","v":4},{"$f":"IF(OR(Tabulation[[#This Row],[DayNo]]=1,Tabulation[[#This Row],[DayNo]]=7),1,0)","v":0},{"$f":"COUNTIF(Holidays,Tabulation[[#This Row],[Date]])","v":0},{"$f":"CONCATENATE(Tabulation[[#This Row],[Holiday]],Tabulation[[#This Row],[Season]],Tabulation[[#This Row],[Weekend]],\"-\",IF(Tabulation[[#This Row],[Hour]]<10,0,\"\"),C6882)","v":"0Winter0-14"},{"$f":"VLOOKUP(Tabulation[[#This Row],[Concat]],Table3[],8)","v":0.28519},{"$f":"(Tabulation[[#This Row],[AC System Output (kW)]]*Tabulation[[#This Row],[Rate]])","v":0.58153492165999998}]
[10,13,20,0,{"$f":"Tabulation[[#This Row],[AC System Output (W)]]/1000","v":0},{"$f":"VLOOKUP(Tabulation[[#This Row],[Month]],Season,2)","v":"Winter"},{"$f":"(DATE(2021,Tabulation[[#This Row],[Month]],Tabulation[[#This Row],[Day]]))","v":"2021-10-13"},{"$f":"WEEKDAY(Tabulation[[#This Row],[Date]])","v":4},{"$f":"IF(OR(Tabulation[[#This Row],[DayNo]]=1,Tabulation[[#This Row],[DayNo]]=7),1,0)","v":0},{"$f":"COUNTIF(Holidays,Tabulation[[#This Row],[Date]])","v":0},{"$f":"CONCATENATE(Tabulation[[#This Row],[Holiday]],Tabulation[[#This Row],[Season]],Tabulation[[#This Row],[Weekend]],\"-\",IF(Tabulation[[#This Row],[Hour]]<10,0,\"\"),C6888)","v":"0Winter0-20"},{"$f":"VLOOKUP(Tabulation[[#This Row],[Concat]],Table3[],8)","v":0.28519},{"$f":"(Tabulation[[#This Row],[AC System Output (kW)]]*Tabulation[[#This Row],[Rate]])","v":0}]
[10,13,21,0,{"$f":"Tabulation[[#This Row],[AC System Output (W)]]/1000","v":0},{"$f":"VLOOKUP(Tabulation[[#This Row],[Month]],Season,2)","v":"Winter"},{"$f":"(DATE(2021,Tabulation[[#This Row],[Month]],Tabulation[[#This Row],[Day]]))","v":"2021-10-13"},{"$f":"WEEKDAY(Tabulation[[#This Row],[Date]])","v":4},{"$f":"IF(OR(Tabulation[[#This Row],[DayNo]]=1,Tabulation[[#This Row],[DayNo]]=7),1,0)","v":0},{"$f":"COUNTIF(Holidays,Tabulation[[#This Row],[Date]])","v":0},{"$f":"CONCATENATE(Tabulation[[#This Row],[Holiday]],Tabulation[[#This Row],[Season]],Tabulation[[#This Row],[Weekend]],\"-\",IF(Tabulation[[#This Row],[Hour]]<10,0,\"\"),C6889)","v":"0Winter0-21"},{"$f":"VLOOKUP(Tabulation[[#This Row],[Concat]],Table3[],8)","v":0.28519},{"$f":"(Tabulation[[#This Row],[AC System Output (kW)]]*Tabulation[[#This Row],[Rate]])","v":0}]
[10,14,1,0,{"$f":"Tabulation[[#This Row],[AC System Output (W)]]/1000","v":0},{"$f":"VLOOKUP(Tabulation[[#This Row],[Month]],Season,2)","v":"Winter"},{"$f":"(DATE(2021,Tabulation[[#This Row],[Month]],Tabulation[[#This Row],[Day]]))","v":"2021-10-14"},{"$f":"WEEKDAY(Tabulation[[#This Row],[Date]])","v":5},{"$f":"IF(OR(Tabulation[[#This Row],[DayNo]]=1,Tabulation[[#This Row],[DayNo]]=7),1,0)","v":0},{"$f":"COUNTIF(Holidays,Tabulation[[#This Row],[Date]])","v":0},{"$f":"CONCATENATE(Tabulation[[#This Row],[Holiday]],Tabulation[[#This Row],[Season]],Tabulation[[#This Row],[Weekend]],\"-\",IF(Tabulation[[#This Row],[Hour]]<10,0,\"\"),C6893)","v":"0Winter0-01"},{"$f":"VLOOKUP(Tabulation[[#This Row],[Concat]],Table3[],8)","v":0.28519},{"$f":"(Tabulation[[#This Row],[AC System Output (kW)]]*Tabulation[[#This Row],[Rate]])","v":0}]
[10,14,4,0,{"$f":"Tabulation[[#This Row],[AC System Output (W)]]/1000","v":0},{"$f":"VLOOKUP(Tabulation[[#This Row],[Month]],Season,2)","v":"Winter"},{"$f":"(DATE(2021,Tabulation[[#This Row],[Month]],Tabulation[[#This Row],[Day]]))","v":"2021-10-14"},{"$f":"WEEKDAY(Tabulation[[#This Row],[Date]])","v":5},{"$f":"IF(OR(Tabulation[[#This Row],[DayNo]]=1,Tabulation[[#This Row],[DayNo]]=7),1,0)","v":0},{"$f":"COUNTIF(Holidays,Tabulation[[#This Row],[Date]])","v":0},{"$f":"CONCATENATE(Tabulation[[#This Row],[Holiday]],Tabulation[[#This Row],[Season]],Tabulation[[#This Row],[Weekend]],\"-\",IF(Tabulation[[#This Row],[Hour]]<10,0,\"\"),C6896)","v":"0Winter0-04"},{"$f":"VLOOKUP(Tabulation[[#This Row],[Concat]],Table3[],8)","v":0.28519},{"$f":"(Tabulation[[#This Row],[AC System Output (kW)]]*Tabulation[[#This Row],[Rate]])","v":0}]
[10,14,8,1501.3889999999999,{"$f":"Tabulation[[#This Row],[AC System Output (W)]]/1000","v":1.5013889999999999},{"$f":"VLOOKUP(Tabulation[[#This Row],[Month]],Season,2)","v":"Winter"},{"$f":"(DATE(2021,Tabulation[[#This Row],[Month]],Tabulation[[#This Row],[Day]]))","v":"2021-10-14"},{"$f":"WEEKDAY(Tabulation[[#This Row],[Date]])","v":5},{"$f":"IF(OR(Tabulation[[#This Row],[DayNo]]=1,Tabulation[[#This Row],[DayNo]]=7),1,0)","v":0},{"$f":"COUNTIF(Holidays,Tabulation[[#This Row],[Date]])","v":0},{"$f":"CONCATENATE(Tabulation[[#This Row],[Holiday]],Tabulation[[#This Row],[Season]],Tabulation[[#This Row],[Weekend]],\"-\",IF(Tabulation[[#This Row],[Hour]]<10,0,\"\"),C6900)","v":"0Winter0-08"},{"$f":"VLOOKUP(Tabulation[[#This Row],[Concat]],Table3[],8)","v":0.28519},{"$f":"(Tabulation[[#This Row],[AC System Output (kW)]]*Tabulation[[#This Row],[Rate]])","v":0.42818112890999999}]
[10,14,11,2846.252,{"$f":"Tabulation[[#This Row],[AC System Output (W)]]/1000","v":2.8462519999999998},{"$f":"VLOOKUP(Tabulation[[#This Row],[Month]],Season,2)","v":"Winter"},{"$f":"(DATE(2021,Tabulation[[#This Row],[Month]],Tabulation[[#This Row],[Day]]))","v":"2021-10-14"},{"$f":"WEEKDAY(Tabulation[[#This Row],[Date]])","v":5},{"$f":"IF(OR(Tabulation[[#This Row],[DayNo]]=1,Tabulation[[#This Row],[DayNo]]=7),1,0)","v":0},{"$f":"COUNTIF(Holidays,Tabulation[[#This Row],[Date]])","v":0},{"$f":"CONCATENATE(Tabulation[[#This Row],[Holiday]],Tabulation[[#This Row],[Season]],Tabulation[[#This Row],[Weekend]],\"-\",IF(Tabulation[[#This Row],[Hour]]<10,0,\"\"),C6903)","v":"0Winter0-11"},{"$f":"VLOOKUP(Tabulation[[#This Row],[Concat]],Table3[],8)","v":0.28519},{"$f":"(Tabulation[[#This Row],[AC System Output (kW)]]*Tabulation[[#This Row],[Rate]])","v":0.81172260787999995}]
[10,14,13,2521.0790000000002,{"$f":"Tabulation[[#This Row],[AC System Output (W)]]/1000","v":2.5210790000000003},{"$f":"VLOOKUP(Tabulation[[#This Row],[Month]],Season,2)","v":"Winter"},{"$f":"(DATE(2021,Tabulation[[#This Row],[Month]],Tabulation[[#This Row],[Day]]))","v":"2021-10-14"},{"$f":"WEEKDAY(Tabulation[[#This Row],[Date]])","v":5},{"$f":"IF(OR(Tabulation[[#This Row],[DayNo]]=1,Tabulation[[#This Row],[DayNo]]=7),1,0)","v":0},{"$f":"COUNTIF(Holidays,Tabulation[[#This Row],[Date]])","v":0},{"$f":"CONCATENATE(Tabulation[[#This Row],[Holiday]],Tabulation[[#This Row],[Season]],Tabulation[[#This Row],[Weekend]],\"-\",IF(Tabulation[[#This Row],[Hour]]<10,0,\"\"),C6905)","v":"0Winter0-13"},{"$f":"VLOOKUP(Tabulation[[#This Row],[Concat]],Table3[],8)","v":0.28519},{"$f":"(Tabulation[[#This Row],[AC System Output (kW)]]*Tabulation[[#This Row],[Rate]])","v":0.71898652001000007}]
[10,14,16,562.91600000000005,{"$f":"Tabulation[[#This Row],[AC System Output (W)]]/1000","v":0.56291600000000008},{"$f":"VLOOKUP(Tabulation[[#This Row],[Month]],Season,2)","v":"Winter"},{"$f":"(DATE(2021,Tabulation[[#This Row],[Month]],Tabulation[[#This Row],[Day]]))","v":"2021-10-14"},{"$f":"WEEKDAY(Tabulation[[#This Row],[Date]])","v":5},{"$f":"IF(OR(Tabulation[[#This Row],[DayNo]]=1,Tabulation[[#This Row],[DayNo]]=7),1,0)","v":0},{"$f":"COUNTIF(Holidays,Tabulation[[#This Row],[Date]])","v":0},{"$f":"CONCATENATE(Tabulation[[#This Row],[Holiday]],Tabulation[[#This Row],[Season]],Tabulation[[#This Row],[Weekend]],\"-\",IF(Tabulation[[#This Row],[Hour]]<10,0,\"\"),C6908)","v":"0Winter0-16"},{"$f":"VLOOKUP(Tabulation[[#This Row],[Concat]],Table3[],8)","v":0.28519},{"$f":"(Tabulation[[#This Row],[AC System Output (kW)]]*Tabulation[[#This Row],[Rate]])","v":0.16053801404000001}]
[10,14,19,0,{"$f":"Tabulation[[#This Row],[AC System Output (W)]]/1000","v":0},{"$f":"VLOOKUP(Tabulation[[#This Row],[Month]],Season,2)","v":"Winter"},{"$f":"(DATE(2021,Tabulation[[#This Row],[Month]],Tabulation[[#This Row],[Day]]))","v":"2021-10-14"},{"$f":"WEEKDAY(Tabulation[[#This Row],[Date]])","v":5},{"$f":"IF(OR(Tabulation[[#This Row],[DayNo]]=1,Tabulation[[#This Row],[DayNo]]=7),1,0)","v":0},{"$f":"COUNTIF(Holidays,Tabulation[[#This Row],[Date]])","v":0},{"$f":"CONCATENATE(Tabulation[[#This Row],[Holiday]],Tabulation[[#This Row],[Season]],Tabulation[[#This Row],[Weekend]],\"-\",IF(Tabulation[[#This Row],[Hour]]<10,0,\"\"),C6911)","v":"0Winter0-19"},{"$f":"VLOOKUP(Tabulation[[#This Row],[Concat]],Table3[],8)","v":0.30257000000000001},{"$f":"(Tabulation[[#This Row],[AC System Output (kW)]]*Tabulation[[#This Row],[Rate]])","v":0}]
[10,14,23,0,{"$f":"Tabulation[[#This Row],[AC System Output (W)]]/1000","v":0},{"$f":"VLOOKUP(Tabulation[[#This Row],[Month]],Season,2)","v":"Winter"},{"$f":"(DATE(2021,Tabulation[[#This Row],[Month]],Tabulation[[#This Row],[Day]]))","v":"2021-10-14"},{"$f":"WEEKDAY(Tabulation[[#This Row],[Date]])","v":5},{"$f":"IF(OR(Tabulation[[#This Row],[DayNo]]=1,Tabulation[[#This Row],[DayNo]]=7),1,0)","v":0},{"$f":"COUNTIF(Holidays,Tabulation[[#This Row],[Date]])","v":0},{"$f":"CONCATENATE(Tabulation[[#This Row],[Holiday]],Tabulation[[#This Row],[Season]],Tabulation[[#This Row],[Weekend]],\"-\",IF(Tabulation[[#This Row],[Hour]]<10,0,\"\"),C6915)","v":"0Winter0-23"},{"$f":"VLOOKUP(Tabulation[[#This Row],[Concat]],Table3[],8)","v":0.28519},{"$f":"(Tabulation[[#This Row],[AC System Output (kW)]]*Tabulation[[#This Row],[Rate]])","v":0}]
[10,15,2,0,{"$f":"Tabulation[[#This Row],[AC System Output (W)]]/1000","v":0},{"$f":"VLOOKUP(Tabulation[[#This Row],[Month]],Season,2)","v":"Winter"},{"$f":"(DATE(2021,Tabulation[[#This Row],[Month]],Tabulation[[#This Row],[Day]]))","v":"2021-10-15"},{"$f":"WEEKDAY(Tabulation[[#This Row],[Date]])","v":6},{"$f":"IF(OR(Tabulation[[#This Row],[DayNo]]=1,Tabulation[[#This Row],[DayNo]]=7),1,0)","v":0},{"$f":"COUNTIF(Holidays,Tabulation[[#This Row],[Date]])","v":0},{"$f":"CONCATENATE(Tabulation[[#This Row],[Holiday]],Tabulation[[#This Row],[Season]],Tabulation[[#This Row],[Weekend]],\"-\",IF(Tabulation[[#This Row],[Hour]]<10,0,\"\"),C6918)","v":"0Winter0-02"},{"$f":"VLOOKUP(Tabulation[[#This Row],[Concat]],Table3[],8)","v":0.28519},{"$f":"(Tabulation[[#This Row],[AC System Output (kW)]]*Tabulation[[#This Row],[Rate]])","v":0}]
[10,15,5,0,{"$f":"Tabulation[[#This Row],[AC System Output (W)]]/1000","v":0},{"$f":"VLOOKUP(Tabulation[[#This Row],[Month]],Season,2)","v":"Winter"},{"$f":"(DATE(2021,Tabulation[[#This Row],[Month]],Tabulation[[#This Row],[Day]]))","v":"2021-10-15"},{"$f":"WEEKDAY(Tabulation[[#This Row],[Date]])","v":6},{"$f":"IF(OR(Tabulation[[#This Row],[DayNo]]=1,Tabulation[[#This Row],[DayNo]]=7),1,0)","v":0},{"$f":"COUNTIF(Holidays,Tabulation[[#This Row],[Date]])","v":0},{"$f":"CONCATENATE(Tabulation[[#This Row],[Holiday]],Tabulation[[#This Row],[Season]],Tabulation[[#This Row],[Weekend]],\"-\",IF(Tabulation[[#This Row],[Hour]]<10,0,\"\"),C6921)","v":"0Winter0-05"},{"$f":"VLOOKUP(Tabulation[[#This Row],[Concat]],Table3[],8)","v":0.28519},{"$f":"(Tabulation[[#This Row],[AC System Output (kW)]]*Tabulation[[#This Row],[Rate]])","v":0}]
[10,15,9,661.08199999999999,{"$f":"Tabulation[[#This Row],[AC System Output (W)]]/1000","v":0.66108199999999995},{"$f":"VLOOKUP(Tabulation[[#This Row],[Month]],Season,2)","v":"Winter"},{"$f":"(DATE(2021,Tabulation[[#This Row],[Month]],Tabulation[[#This Row],[Day]]))","v":"2021-10-15"},{"$f":"WEEKDAY(Tabulation[[#This Row],[Date]])","v":6},{"$f":"IF(OR(Tabulation[[#This Row],[DayNo]]=1,Tabulation[[#This Row],[DayNo]]=7),1,0)","v":0},{"$f":"COUNTIF(Holidays,Tabulation[[#This Row],[Date]])","v":0},{"$f":"CONCATENATE(Tabulation[[#This Row],[Holiday]],Tabulation[[#This Row],[Season]],Tabulation[[#This Row],[Weekend]],\"-\",IF(Tabulation[[#This Row],[Hour]]<10,0,\"\"),C6925)","v":"0Winter0-09"},{"$f":"VLOOKUP(Tabulation[[#This Row],[Concat]],Table3[],8)","v":0.28519},{"$f":"(Tabulation[[#This Row],[AC System Output (kW)]]*Tabulation[[#This Row],[Rate]])","v":0.18853397557999999}]
[10,15,10,1067.0429999999999,{"$f":"Tabulation[[#This Row],[AC System Output (W)]]/1000","v":1.067043},{"$f":"VLOOKUP(Tabulation[[#This Row],[Month]],Season,2)","v":"Winter"},{"$f":"(DATE(2021,Tabulation[[#This Row],[Month]],Tabulation[[#This Row],[Day]]))","v":"2021-10-15"},{"$f":"WEEKDAY(Tabulation[[#This Row],[Date]])","v":6},{"$f":"IF(OR(Tabulation[[#This Row],[DayNo]]=1,Tabulation[[#This Row],[DayNo]]=7),1,0)","v":0},{"$f":"COUNTIF(Holidays,Tabulation[[#This Row],[Date]])","v":0},{"$f":"CONCATENATE(Tabulation[[#This Row],[Holiday]],Tabulation[[#This Row],[Season]],Tabulation[[#This Row],[Weekend]],\"-\",IF(Tabulation[[#This Row],[Hour]]<10,0,\"\"),C6926)","v":"0Winter0-10"},{"$f":"VLOOKUP(Tabulation[[#This Row],[Concat]],Table3[],8)","v":0.28519},{"$f":"(Tabulation[[#This Row],[AC System Output (kW)]]*Tabulation[[#This Row],[Rate]])","v":0.30430999317000001}]
[10,15,16,59.503,{"$f":"Tabulation[[#This Row],[AC System Output (W)]]/1000","v":5.9503E-2},{"$f":"VLOOKUP(Tabulation[[#This Row],[Month]],Season,2)","v":"Winter"},{"$f":"(DATE(2021,Tabulation[[#This Row],[Month]],Tabulation[[#This Row],[Day]]))","v":"2021-10-15"},{"$f":"WEEKDAY(Tabulation[[#This Row],[Date]])","v":6},{"$f":"IF(OR(Tabulation[[#This Row],[DayNo]]=1,Tabulation[[#This Row],[DayNo]]=7),1,0)","v":0},{"$f":"COUNTIF(Holidays,Tabulation[[#This Row],[Date]])","v":0},{"$f":"CONCATENATE(Tabulation[[#This Row],[Holiday]],Tabulation[[#This Row],[Season]],Tabulation[[#This Row],[Weekend]],\"-\",IF(Tabulation[[#This Row],[Hour]]<10,0,\"\"),C6932)","v":"0Winter0-16"},{"$f":"VLOOKUP(Tabulation[[#This Row],[Concat]],Table3[],8)","v":0.28519},{"$f":"(Tabulation[[#This Row],[AC System Output (kW)]]*Tabulation[[#This Row],[Rate]])","v":1.696966057E-2}]
[10,15,17,0,{"$f":"Tabulation[[#This Row],[AC System Output (W)]]/1000","v":0},{"$f":"VLOOKUP(Tabulation[[#This Row],[Month]],Season,2)","v":"Winter"},{"$f":"(DATE(2021,Tabulation[[#This Row],[Month]],Tabulation[[#This Row],[Day]]))","v":"2021-10-15"},{"$f":"WEEKDAY(Tabulation[[#This Row],[Date]])","v":6},{"$f":"IF(OR(Tabulation[[#This Row],[DayNo]]=1,Tabulation[[#This Row],[DayNo]]=7),1,0)","v":0},{"$f":"COUNTIF(Holidays,Tabulation[[#This Row],[Date]])","v":0},{"$f":"CONCATENATE(Tabulation[[#This Row],[Holiday]],Tabulation[[#This Row],[Season]],Tabulation[[#This Row],[Weekend]],\"-\",IF(Tabulation[[#This Row],[Hour]]<10,0,\"\"),C6933)","v":"0Winter0-17"},{"$f":"VLOOKUP(Tabulation[[#This Row],[Concat]],Table3[],8)","v":0.30257000000000001},{"$f":"(Tabulation[[#This Row],[AC System Output (kW)]]*Tabulation[[#This Row],[Rate]])","v":0}]
[10,15,20,0,{"$f":"Tabulation[[#This Row],[AC System Output (W)]]/1000","v":0},{"$f":"VLOOKUP(Tabulation[[#This Row],[Month]],Season,2)","v":"Winter"},{"$f":"(DATE(2021,Tabulation[[#This Row],[Month]],Tabulation[[#This Row],[Day]]))","v":"2021-10-15"},{"$f":"WEEKDAY(Tabulation[[#This Row],[Date]])","v":6},{"$f":"IF(OR(Tabulation[[#This Row],[DayNo]]=1,Tabulation[[#This Row],[DayNo]]=7),1,0)","v":0},{"$f":"COUNTIF(Holidays,Tabulation[[#This Row],[Date]])","v":0},{"$f":"CONCATENATE(Tabulation[[#This Row],[Holiday]],Tabulation[[#This Row],[Season]],Tabulation[[#This Row],[Weekend]],\"-\",IF(Tabulation[[#This Row],[Hour]]<10,0,\"\"),C6936)","v":"0Winter0-20"},{"$f":"VLOOKUP(Tabulation[[#This Row],[Concat]],Table3[],8)","v":0.28519},{"$f":"(Tabulation[[#This Row],[AC System Output (kW)]]*Tabulation[[#This Row],[Rate]])","v":0}]
[10,16,0,0,{"$f":"Tabulation[[#This Row],[AC System Output (W)]]/1000","v":0},{"$f":"VLOOKUP(Tabulation[[#This Row],[Month]],Season,2)","v":"Winter"},{"$f":"(DATE(2021,Tabulation[[#This Row],[Month]],Tabulation[[#This Row],[Day]]))","v":"2021-10-16"},{"$f":"WEEKDAY(Tabulation[[#This Row],[Date]])","v":7},{"$f":"IF(OR(Tabulation[[#This Row],[DayNo]]=1,Tabulation[[#This Row],[DayNo]]=7),1,0)","v":1},{"$f":"COUNTIF(Holidays,Tabulation[[#This Row],[Date]])","v":0},{"$f":"CONCATENATE(Tabulation[[#This Row],[Holiday]],Tabulation[[#This Row],[Season]],Tabulation[[#This Row],[Weekend]],\"-\",IF(Tabulation[[#This Row],[Hour]]<10,0,\"\"),C6940)","v":"0Winter1-00"},{"$f":"VLOOKUP(Tabulation[[#This Row],[Concat]],Table3[],8)","v":0.28519},{"$f":"(Tabulation[[#This Row],[AC System Output (kW)]]*Tabulation[[#This Row],[Rate]])","v":0}]
[10,16,3,0,{"$f":"Tabulation[[#This Row],[AC System Output (W)]]/1000","v":0},{"$f":"VLOOKUP(Tabulation[[#This Row],[Month]],Season,2)","v":"Winter"},{"$f":"(DATE(2021,Tabulation[[#This Row],[Month]],Tabulation[[#This Row],[Day]]))","v":"2021-10-16"},{"$f":"WEEKDAY(Tabulation[[#This Row],[Date]])","v":7},{"$f":"IF(OR(Tabulation[[#This Row],[DayNo]]=1,Tabulation[[#This Row],[DayNo]]=7),1,0)","v":1},{"$f":"COUNTIF(Holidays,Tabulation[[#This Row],[Date]])","v":0},{"$f":"CONCATENATE(Tabulation[[#This Row],[Holiday]],Tabulation[[#This Row],[Season]],Tabulation[[#This Row],[Weekend]],\"-\",IF(Tabulation[[#This Row],[Hour]]<10,0,\"\"),C6943)","v":"0Winter1-03"},{"$f":"VLOOKUP(Tabulation[[#This Row],[Concat]],Table3[],8)","v":0.28519},{"$f":"(Tabulation[[#This Row],[AC System Output (kW)]]*Tabulation[[#This Row],[Rate]])","v":0}]
[10,16,6,142.01,{"$f":"Tabulation[[#This Row],[AC System Output (W)]]/1000","v":0.14201},{"$f":"VLOOKUP(Tabulation[[#This Row],[Month]],Season,2)","v":"Winter"},{"$f":"(DATE(2021,Tabulation[[#This Row],[Month]],Tabulation[[#This Row],[Day]]))","v":"2021-10-16"},{"$f":"WEEKDAY(Tabulation[[#This Row],[Date]])","v":7},{"$f":"IF(OR(Tabulation[[#This Row],[DayNo]]=1,Tabulation[[#This Row],[DayNo]]=7),1,0)","v":1},{"$f":"COUNTIF(Holidays,Tabulation[[#This Row],[Date]])","v":0},{"$f":"CONCATENATE(Tabulation[[#This Row],[Holiday]],Tabulation[[#This Row],[Season]],Tabulation[[#This Row],[Weekend]],\"-\",IF(Tabulation[[#This Row],[Hour]]<10,0,\"\"),C6946)","v":"0Winter1-06"},{"$f":"VLOOKUP(Tabulation[[#This Row],[Concat]],Table3[],8)","v":0.28519},{"$f":"(Tabulation[[#This Row],[AC System Output (kW)]]*Tabulation[[#This Row],[Rate]])","v":4.0499831899999998E-2}]
[10,16,11,592.92999999999995,{"$f":"Tabulation[[#This Row],[AC System Output (W)]]/1000","v":0.59292999999999996},{"$f":"VLOOKUP(Tabulation[[#This Row],[Month]],Season,2)","v":"Winter"},{"$f":"(DATE(2021,Tabulation[[#This Row],[Month]],Tabulation[[#This Row],[Day]]))","v":"2021-10-16"},{"$f":"WEEKDAY(Tabulation[[#This Row],[Date]])","v":7},{"$f":"IF(OR(Tabulation[[#This Row],[DayNo]]=1,Tabulation[[#This Row],[DayNo]]=7),1,0)","v":1},{"$f":"COUNTIF(Holidays,Tabulation[[#This Row],[Date]])","v":0},{"$f":"CONCATENATE(Tabulation[[#This Row],[Holiday]],Tabulation[[#This Row],[Season]],Tabulation[[#This Row],[Weekend]],\"-\",IF(Tabulation[[#This Row],[Hour]]<10,0,\"\"),C6951)","v":"0Winter1-11"},{"$f":"VLOOKUP(Tabulation[[#This Row],[Concat]],Table3[],8)","v":0.28519},{"$f":"(Tabulation[[#This Row],[AC System Output (kW)]]*Tabulation[[#This Row],[Rate]])","v":0.16909770669999999}]
[10,16,14,49.179000000000002,{"$f":"Tabulation[[#This Row],[AC System Output (W)]]/1000","v":4.9179E-2},{"$f":"VLOOKUP(Tabulation[[#This Row],[Month]],Season,2)","v":"Winter"},{"$f":"(DATE(2021,Tabulation[[#This Row],[Month]],Tabulation[[#This Row],[Day]]))","v":"2021-10-16"},{"$f":"WEEKDAY(Tabulation[[#This Row],[Date]])","v":7},{"$f":"IF(OR(Tabulation[[#This Row],[DayNo]]=1,Tabulation[[#This Row],[DayNo]]=7),1,0)","v":1},{"$f":"COUNTIF(Holidays,Tabulation[[#This Row],[Date]])","v":0},{"$f":"CONCATENATE(Tabulation[[#This Row],[Holiday]],Tabulation[[#This Row],[Season]],Tabulation[[#This Row],[Weekend]],\"-\",IF(Tabulation[[#This Row],[Hour]]<10,0,\"\"),C6954)","v":"0Winter1-14"},{"$f":"VLOOKUP(Tabulation[[#This Row],[Concat]],Table3[],8)","v":0.28519},{"$f":"(Tabulation[[#This Row],[AC System Output (kW)]]*Tabulation[[#This Row],[Rate]])","v":1.402535901E-2}]
[10,16,17,0,{"$f":"Tabulation[[#This Row],[AC System Output (W)]]/1000","v":0},{"$f":"VLOOKUP(Tabulation[[#This Row],[Month]],Season,2)","v":"Winter"},{"$f":"(DATE(2021,Tabulation[[#This Row],[Month]],Tabulation[[#This Row],[Day]]))","v":"2021-10-16"},{"$f":"WEEKDAY(Tabulation[[#This Row],[Date]])","v":7},{"$f":"IF(OR(Tabulation[[#This Row],[DayNo]]=1,Tabulation[[#This Row],[DayNo]]=7),1,0)","v":1},{"$f":"COUNTIF(Holidays,Tabulation[[#This Row],[Date]])","v":0},{"$f":"CONCATENATE(Tabulation[[#This Row],[Holiday]],Tabulation[[#This Row],[Season]],Tabulation[[#This Row],[Weekend]],\"-\",IF(Tabulation[[#This Row],[Hour]]<10,0,\"\"),C6957)","v":"0Winter1-17"},{"$f":"VLOOKUP(Tabulation[[#This Row],[Concat]],Table3[],8)","v":0.28519},{"$f":"(Tabulation[[#This Row],[AC System Output (kW)]]*Tabulation[[#This Row],[Rate]])","v":0}]
[10,16,18,0,{"$f":"Tabulation[[#This Row],[AC System Output (W)]]/1000","v":0},{"$f":"VLOOKUP(Tabulation[[#This Row],[Month]],Season,2)","v":"Winter"},{"$f":"(DATE(2021,Tabulation[[#This Row],[Month]],Tabulation[[#This Row],[Day]]))","v":"2021-10-16"},{"$f":"WEEKDAY(Tabulation[[#This Row],[Date]])","v":7},{"$f":"IF(OR(Tabulation[[#This Row],[DayNo]]=1,Tabulation[[#This Row],[DayNo]]=7),1,0)","v":1},{"$f":"COUNTIF(Holidays,Tabulation[[#This Row],[Date]])","v":0},{"$f":"CONCATENATE(Tabulation[[#This Row],[Holiday]],Tabulation[[#This Row],[Season]],Tabulation[[#This Row],[Weekend]],\"-\",IF(Tabulation[[#This Row],[Hour]]<10,0,\"\"),C6958)","v":"0Winter1-18"},{"$f":"VLOOKUP(Tabulation[[#This Row],[Concat]],Table3[],8)","v":0.28519},{"$f":"(Tabulation[[#This Row],[AC System Output (kW)]]*Tabulation[[#This Row],[Rate]])","v":0}]
[10,16,21,0,{"$f":"Tabulation[[#This Row],[AC System Output (W)]]/1000","v":0},{"$f":"VLOOKUP(Tabulation[[#This Row],[Month]],Season,2)","v":"Winter"},{"$f":"(DATE(2021,Tabulation[[#This Row],[Month]],Tabulation[[#This Row],[Day]]))","v":"2021-10-16"},{"$f":"WEEKDAY(Tabulation[[#This Row],[Date]])","v":7},{"$f":"IF(OR(Tabulation[[#This Row],[DayNo]]=1,Tabulation[[#This Row],[DayNo]]=7),1,0)","v":1},{"$f":"COUNTIF(Holidays,Tabulation[[#This Row],[Date]])","v":0},{"$f":"CONCATENATE(Tabulation[[#This Row],[Holiday]],Tabulation[[#This Row],[Season]],Tabulation[[#This Row],[Weekend]],\"-\",IF(Tabulation[[#This Row],[Hour]]<10,0,\"\"),C6961)","v":"0Winter1-21"},{"$f":"VLOOKUP(Tabulation[[#This Row],[Concat]],Table3[],8)","v":0.28519},{"$f":"(Tabulation[[#This Row],[AC System Output (kW)]]*Tabulation[[#This Row],[Rate]])","v":0}]
[10,17,1,0,{"$f":"Tabulation[[#This Row],[AC System Output (W)]]/1000","v":0},{"$f":"VLOOKUP(Tabulation[[#This Row],[Month]],Season,2)","v":"Winter"},{"$f":"(DATE(2021,Tabulation[[#This Row],[Month]],Tabulation[[#This Row],[Day]]))","v":"2021-10-17"},{"$f":"WEEKDAY(Tabulation[[#This Row],[Date]])","v":1},{"$f":"IF(OR(Tabulation[[#This Row],[DayNo]]=1,Tabulation[[#This Row],[DayNo]]=7),1,0)","v":1},{"$f":"COUNTIF(Holidays,Tabulation[[#This Row],[Date]])","v":0},{"$f":"CONCATENATE(Tabulation[[#This Row],[Holiday]],Tabulation[[#This Row],[Season]],Tabulation[[#This Row],[Weekend]],\"-\",IF(Tabulation[[#This Row],[Hour]]<10,0,\"\"),C6965)","v":"0Winter1-01"},{"$f":"VLOOKUP(Tabulation[[#This Row],[Concat]],Table3[],8)","v":0.28519},{"$f":"(Tabulation[[#This Row],[AC System Output (kW)]]*Tabulation[[#This Row],[Rate]])","v":0}]
[10,17,4,0,{"$f":"Tabulation[[#This Row],[AC System Output (W)]]/1000","v":0},{"$f":"VLOOKUP(Tabulation[[#This Row],[Month]],Season,2)","v":"Winter"},{"$f":"(DATE(2021,Tabulation[[#This Row],[Month]],Tabulation[[#This Row],[Day]]))","v":"2021-10-17"},{"$f":"WEEKDAY(Tabulation[[#This Row],[Date]])","v":1},{"$f":"IF(OR(Tabulation[[#This Row],[DayNo]]=1,Tabulation[[#This Row],[DayNo]]=7),1,0)","v":1},{"$f":"COUNTIF(Holidays,Tabulation[[#This Row],[Date]])","v":0},{"$f":"CONCATENATE(Tabulation[[#This Row],[Holiday]],Tabulation[[#This Row],[Season]],Tabulation[[#This Row],[Weekend]],\"-\",IF(Tabulation[[#This Row],[Hour]]<10,0,\"\"),C6968)","v":"0Winter1-04"},{"$f":"VLOOKUP(Tabulation[[#This Row],[Concat]],Table3[],8)","v":0.28519},{"$f":"(Tabulation[[#This Row],[AC System Output (kW)]]*Tabulation[[#This Row],[Rate]])","v":0}]
[10,17,8,676.48900000000003,{"$f":"Tabulation[[#This Row],[AC System Output (W)]]/1000","v":0.67648900000000001},{"$f":"VLOOKUP(Tabulation[[#This Row],[Month]],Season,2)","v":"Winter"},{"$f":"(DATE(2021,Tabulation[[#This Row],[Month]],Tabulation[[#This Row],[Day]]))","v":"2021-10-17"},{"$f":"WEEKDAY(Tabulation[[#This Row],[Date]])","v":1},{"$f":"IF(OR(Tabulation[[#This Row],[DayNo]]=1,Tabulation[[#This Row],[DayNo]]=7),1,0)","v":1},{"$f":"COUNTIF(Holidays,Tabulation[[#This Row],[Date]])","v":0},{"$f":"CONCATENATE(Tabulation[[#This Row],[Holiday]],Tabulation[[#This Row],[Season]],Tabulation[[#This Row],[Weekend]],\"-\",IF(Tabulation[[#This Row],[Hour]]<10,0,\"\"),C6972)","v":"0Winter1-08"},{"$f":"VLOOKUP(Tabulation[[#This Row],[Concat]],Table3[],8)","v":0.28519},{"$f":"(Tabulation[[#This Row],[AC System Output (kW)]]*Tabulation[[#This Row],[Rate]])","v":0.19292789791000001}]
[10,17,12,2816.9859999999999,{"$f":"Tabulation[[#This Row],[AC System Output (W)]]/1000","v":2.816986},{"$f":"VLOOKUP(Tabulation[[#This Row],[Month]],Season,2)","v":"Winter"},{"$f":"(DATE(2021,Tabulation[[#This Row],[Month]],Tabulation[[#This Row],[Day]]))","v":"2021-10-17"},{"$f":"WEEKDAY(Tabulation[[#This Row],[Date]])","v":1},{"$f":"IF(OR(Tabulation[[#This Row],[DayNo]]=1,Tabulation[[#This Row],[DayNo]]=7),1,0)","v":1},{"$f":"COUNTIF(Holidays,Tabulation[[#This Row],[Date]])","v":0},{"$f":"CONCATENATE(Tabulation[[#This Row],[Holiday]],Tabulation[[#This Row],[Season]],Tabulation[[#This Row],[Weekend]],\"-\",IF(Tabulation[[#This Row],[Hour]]<10,0,\"\"),C6976)","v":"0Winter1-12"},{"$f":"VLOOKUP(Tabulation[[#This Row],[Concat]],Table3[],8)","v":0.28519},{"$f":"(Tabulation[[#This Row],[AC System Output (kW)]]*Tabulation[[#This Row],[Rate]])","v":0.80337623733999997}]
[10,17,15,1389.9490000000001,{"$f":"Tabulation[[#This Row],[AC System Output (W)]]/1000","v":1.3899490000000001},{"$f":"VLOOKUP(Tabulation[[#This Row],[Month]],Season,2)","v":"Winter"},{"$f":"(DATE(2021,Tabulation[[#This Row],[Month]],Tabulation[[#This Row],[Day]]))","v":"2021-10-17"},{"$f":"WEEKDAY(Tabulation[[#This Row],[Date]])","v":1},{"$f":"IF(OR(Tabulation[[#This Row],[DayNo]]=1,Tabulation[[#This Row],[DayNo]]=7),1,0)","v":1},{"$f":"COUNTIF(Holidays,Tabulation[[#This Row],[Date]])","v":0},{"$f":"CONCATENATE(Tabulation[[#This Row],[Holiday]],Tabulation[[#This Row],[Season]],Tabulation[[#This Row],[Weekend]],\"-\",IF(Tabulation[[#This Row],[Hour]]<10,0,\"\"),C6979)","v":"0Winter1-15"},{"$f":"VLOOKUP(Tabulation[[#This Row],[Concat]],Table3[],8)","v":0.28519},{"$f":"(Tabulation[[#This Row],[AC System Output (kW)]]*Tabulation[[#This Row],[Rate]])","v":0.39639955531000004}]
[10,17,16,552.17200000000003,{"$f":"Tabulation[[#This Row],[AC System Output (W)]]/1000","v":0.552172},{"$f":"VLOOKUP(Tabulation[[#This Row],[Month]],Season,2)","v":"Winter"},{"$f":"(DATE(2021,Tabulation[[#This Row],[Month]],Tabulation[[#This Row],[Day]]))","v":"2021-10-17"},{"$f":"WEEKDAY(Tabulation[[#This Row],[Date]])","v":1},{"$f":"IF(OR(Tabulation[[#This Row],[DayNo]]=1,Tabulation[[#This Row],[DayNo]]=7),1,0)","v":1},{"$f":"COUNTIF(Holidays,Tabulation[[#This Row],[Date]])","v":0},{"$f":"CONCATENATE(Tabulation[[#This Row],[Holiday]],Tabulation[[#This Row],[Season]],Tabulation[[#This Row],[Weekend]],\"-\",IF(Tabulation[[#This Row],[Hour]]<10,0,\"\"),C6980)","v":"0Winter1-16"},{"$f":"VLOOKUP(Tabulation[[#This Row],[Concat]],Table3[],8)","v":0.28519},{"$f":"(Tabulation[[#This Row],[AC System Output (kW)]]*Tabulation[[#This Row],[Rate]])","v":0.15747393268000001}]
[10,17,19,0,{"$f":"Tabulation[[#This Row],[AC System Output (W)]]/1000","v":0},{"$f":"VLOOKUP(Tabulation[[#This Row],[Month]],Season,2)","v":"Winter"},{"$f":"(DATE(2021,Tabulation[[#This Row],[Month]],Tabulation[[#This Row],[Day]]))","v":"2021-10-17"},{"$f":"WEEKDAY(Tabulation[[#This Row],[Date]])","v":1},{"$f":"IF(OR(Tabulation[[#This Row],[DayNo]]=1,Tabulation[[#This Row],[DayNo]]=7),1,0)","v":1},{"$f":"COUNTIF(Holidays,Tabulation[[#This Row],[Date]])","v":0},{"$f":"CONCATENATE(Tabulation[[#This Row],[Holiday]],Tabulation[[#This Row],[Season]],Tabulation[[#This Row],[Weekend]],\"-\",IF(Tabulation[[#This Row],[Hour]]<10,0,\"\"),C6983)","v":"0Winter1-19"},{"$f":"VLOOKUP(Tabulation[[#This Row],[Concat]],Table3[],8)","v":0.28519},{"$f":"(Tabulation[[#This Row],[AC System Output (kW)]]*Tabulation[[#This Row],[Rate]])","v":0}]
[10,17,22,0,{"$f":"Tabulation[[#This Row],[AC System Output (W)]]/1000","v":0},{"$f":"VLOOKUP(Tabulation[[#This Row],[Month]],Season,2)","v":"Winter"},{"$f":"(DATE(2021,Tabulation[[#This Row],[Month]],Tabulation[[#This Row],[Day]]))","v":"2021-10-17"},{"$f":"WEEKDAY(Tabulation[[#This Row],[Date]])","v":1},{"$f":"IF(OR(Tabulation[[#This Row],[DayNo]]=1,Tabulation[[#This Row],[DayNo]]=7),1,0)","v":1},{"$f":"COUNTIF(Holidays,Tabulation[[#This Row],[Date]])","v":0},{"$f":"CONCATENATE(Tabulation[[#This Row],[Holiday]],Tabulation[[#This Row],[Season]],Tabulation[[#This Row],[Weekend]],\"-\",IF(Tabulation[[#This Row],[Hour]]<10,0,\"\"),C6986)","v":"0Winter1-22"},{"$f":"VLOOKUP(Tabulation[[#This Row],[Concat]],Table3[],8)","v":0.28519},{"$f":"(Tabulation[[#This Row],[AC System Output (kW)]]*Tabulation[[#This Row],[Rate]])","v":0}]
[10,18,2,0,{"$f":"Tabulation[[#This Row],[AC System Output (W)]]/1000","v":0},{"$f":"VLOOKUP(Tabulation[[#This Row],[Month]],Season,2)","v":"Winter"},{"$f":"(DATE(2021,Tabulation[[#This Row],[Month]],Tabulation[[#This Row],[Day]]))","v":"2021-10-18"},{"$f":"WEEKDAY(Tabulation[[#This Row],[Date]])","v":2},{"$f":"IF(OR(Tabulation[[#This Row],[DayNo]]=1,Tabulation[[#This Row],[DayNo]]=7),1,0)","v":0},{"$f":"COUNTIF(Holidays,Tabulation[[#This Row],[Date]])","v":0},{"$f":"CONCATENATE(Tabulation[[#This Row],[Holiday]],Tabulation[[#This Row],[Season]],Tabulation[[#This Row],[Weekend]],\"-\",IF(Tabulation[[#This Row],[Hour]]<10,0,\"\"),C6990)","v":"0Winter0-02"},{"$f":"VLOOKUP(Tabulation[[#This Row],[Concat]],Table3[],8)","v":0.28519},{"$f":"(Tabulation[[#This Row],[AC System Output (kW)]]*Tabulation[[#This Row],[Rate]])","v":0}]
[10,18,5,0,{"$f":"Tabulation[[#This Row],[AC System Output (W)]]/1000","v":0},{"$f":"VLOOKUP(Tabulation[[#This Row],[Month]],Season,2)","v":"Winter"},{"$f":"(DATE(2021,Tabulation[[#This Row],[Month]],Tabulation[[#This Row],[Day]]))","v":"2021-10-18"},{"$f":"WEEKDAY(Tabulation[[#This Row],[Date]])","v":2},{"$f":"IF(OR(Tabulation[[#This Row],[DayNo]]=1,Tabulation[[#This Row],[DayNo]]=7),1,0)","v":0},{"$f":"COUNTIF(Holidays,Tabulation[[#This Row],[Date]])","v":0},{"$f":"CONCATENATE(Tabulation[[#This Row],[Holiday]],Tabulation[[#This Row],[Season]],Tabulation[[#This Row],[Weekend]],\"-\",IF(Tabulation[[#This Row],[Hour]]<10,0,\"\"),C6993)","v":"0Winter0-05"},{"$f":"VLOOKUP(Tabulation[[#This Row],[Concat]],Table3[],8)","v":0.28519},{"$f":"(Tabulation[[#This Row],[AC System Output (kW)]]*Tabulation[[#This Row],[Rate]])","v":0}]
[10,18,9,2428.0819999999999,{"$f":"Tabulation[[#This Row],[AC System Output (W)]]/1000","v":2.4280819999999999},{"$f":"VLOOKUP(Tabulation[[#This Row],[Month]],Season,2)","v":"Winter"},{"$f":"(DATE(2021,Tabulation[[#This Row],[Month]],Tabulation[[#This Row],[Day]]))","v":"2021-10-18"},{"$f":"WEEKDAY(Tabulation[[#This Row],[Date]])","v":2},{"$f":"IF(OR(Tabulation[[#This Row],[DayNo]]=1,Tabulation[[#This Row],[DayNo]]=7),1,0)","v":0},{"$f":"COUNTIF(Holidays,Tabulation[[#This Row],[Date]])","v":0},{"$f":"CONCATENATE(Tabulation[[#This Row],[Holiday]],Tabulation[[#This Row],[Season]],Tabulation[[#This Row],[Weekend]],\"-\",IF(Tabulation[[#This Row],[Hour]]<10,0,\"\"),C6997)","v":"0Winter0-09"},{"$f":"VLOOKUP(Tabulation[[#This Row],[Concat]],Table3[],8)","v":0.28519},{"$f":"(Tabulation[[#This Row],[AC System Output (kW)]]*Tabulation[[#This Row],[Rate]])","v":0.69246470557999995}]
[10,18,13,2598.134,{"$f":"Tabulation[[#This Row],[AC System Output (W)]]/1000","v":2.5981339999999999},{"$f":"VLOOKUP(Tabulation[[#This Row],[Month]],Season,2)","v":"Winter"},{"$f":"(DATE(2021,Tabulation[[#This Row],[Month]],Tabulation[[#This Row],[Day]]))","v":"2021-10-18"},{"$f":"WEEKDAY(Tabulation[[#This Row],[Date]])","v":2},{"$f":"IF(OR(Tabulation[[#This Row],[DayNo]]=1,Tabulation[[#This Row],[DayNo]]=7),1,0)","v":0},{"$f":"COUNTIF(Holidays,Tabulation[[#This Row],[Date]])","v":0},{"$f":"CONCATENATE(Tabulation[[#This Row],[Holiday]],Tabulation[[#This Row],[Season]],Tabulation[[#This Row],[Weekend]],\"-\",IF(Tabulation[[#This Row],[Hour]]<10,0,\"\"),C7001)","v":"0Winter0-13"},{"$f":"VLOOKUP(Tabulation[[#This Row],[Concat]],Table3[],8)","v":0.28519},{"$f":"(Tabulation[[#This Row],[AC System Output (kW)]]*Tabulation[[#This Row],[Rate]])","v":0.74096183545999994}]
[10,18,16,548.79600000000005,{"$f":"Tabulation[[#This Row],[AC System Output (W)]]/1000","v":0.54879600000000006},{"$f":"VLOOKUP(Tabulation[[#This Row],[Month]],Season,2)","v":"Winter"},{"$f":"(DATE(2021,Tabulation[[#This Row],[Month]],Tabulation[[#This Row],[Day]]))","v":"2021-10-18"},{"$f":"WEEKDAY(Tabulation[[#This Row],[Date]])","v":2},{"$f":"IF(OR(Tabulation[[#This Row],[DayNo]]=1,Tabulation[[#This Row],[DayNo]]=7),1,0)","v":0},{"$f":"COUNTIF(Holidays,Tabulation[[#This Row],[Date]])","v":0},{"$f":"CONCATENATE(Tabulation[[#This Row],[Holiday]],Tabulation[[#This Row],[Season]],Tabulation[[#This Row],[Weekend]],\"-\",IF(Tabulation[[#This Row],[Hour]]<10,0,\"\"),C7004)","v":"0Winter0-16"},{"$f":"VLOOKUP(Tabulation[[#This Row],[Concat]],Table3[],8)","v":0.28519},{"$f":"(Tabulation[[#This Row],[AC System Output (kW)]]*Tabulation[[#This Row],[Rate]])","v":0.15651113124000002}]
[10,18,17,0,{"$f":"Tabulation[[#This Row],[AC System Output (W)]]/1000","v":0},{"$f":"VLOOKUP(Tabulation[[#This Row],[Month]],Season,2)","v":"Winter"},{"$f":"(DATE(2021,Tabulation[[#This Row],[Month]],Tabulation[[#This Row],[Day]]))","v":"2021-10-18"},{"$f":"WEEKDAY(Tabulation[[#This Row],[Date]])","v":2},{"$f":"IF(OR(Tabulation[[#This Row],[DayNo]]=1,Tabulation[[#This Row],[DayNo]]=7),1,0)","v":0},{"$f":"COUNTIF(Holidays,Tabulation[[#This Row],[Date]])","v":0},{"$f":"CONCATENATE(Tabulation[[#This Row],[Holiday]],Tabulation[[#This Row],[Season]],Tabulation[[#This Row],[Weekend]],\"-\",IF(Tabulation[[#This Row],[Hour]]<10,0,\"\"),C7005)","v":"0Winter0-17"},{"$f":"VLOOKUP(Tabulation[[#This Row],[Concat]],Table3[],8)","v":0.30257000000000001},{"$f":"(Tabulation[[#This Row],[AC System Output (kW)]]*Tabulation[[#This Row],[Rate]])","v":0}]
[10,18,20,0,{"$f":"Tabulation[[#This Row],[AC System Output (W)]]/1000","v":0},{"$f":"VLOOKUP(Tabulation[[#This Row],[Month]],Season,2)","v":"Winter"},{"$f":"(DATE(2021,Tabulation[[#This Row],[Month]],Tabulation[[#This Row],[Day]]))","v":"2021-10-18"},{"$f":"WEEKDAY(Tabulation[[#This Row],[Date]])","v":2},{"$f":"IF(OR(Tabulation[[#This Row],[DayNo]]=1,Tabulation[[#This Row],[DayNo]]=7),1,0)","v":0},{"$f":"COUNTIF(Holidays,Tabulation[[#This Row],[Date]])","v":0},{"$f":"CONCATENATE(Tabulation[[#This Row],[Holiday]],Tabulation[[#This Row],[Season]],Tabulation[[#This Row],[Weekend]],\"-\",IF(Tabulation[[#This Row],[Hour]]<10,0,\"\"),C7008)","v":"0Winter0-20"},{"$f":"VLOOKUP(Tabulation[[#This Row],[Concat]],Table3[],8)","v":0.28519},{"$f":"(Tabulation[[#This Row],[AC System Output (kW)]]*Tabulation[[#This Row],[Rate]])","v":0}]
[10,18,23,0,{"$f":"Tabulation[[#This Row],[AC System Output (W)]]/1000","v":0},{"$f":"VLOOKUP(Tabulation[[#This Row],[Month]],Season,2)","v":"Winter"},{"$f":"(DATE(2021,Tabulation[[#This Row],[Month]],Tabulation[[#This Row],[Day]]))","v":"2021-10-18"},{"$f":"WEEKDAY(Tabulation[[#This Row],[Date]])","v":2},{"$f":"IF(OR(Tabulation[[#This Row],[DayNo]]=1,Tabulation[[#This Row],[DayNo]]=7),1,0)","v":0},{"$f":"COUNTIF(Holidays,Tabulation[[#This Row],[Date]])","v":0},{"$f":"CONCATENATE(Tabulation[[#This Row],[Holiday]],Tabulation[[#This Row],[Season]],Tabulation[[#This Row],[Weekend]],\"-\",IF(Tabulation[[#This Row],[Hour]]<10,0,\"\"),C7011)","v":"0Winter0-23"},{"$f":"VLOOKUP(Tabulation[[#This Row],[Concat]],Table3[],8)","v":0.28519},{"$f":"(Tabulation[[#This Row],[AC System Output (kW)]]*Tabulation[[#This Row],[Rate]])","v":0}]
[10,19,2,0,{"$f":"Tabulation[[#This Row],[AC System Output (W)]]/1000","v":0},{"$f":"VLOOKUP(Tabulation[[#This Row],[Month]],Season,2)","v":"Winter"},{"$f":"(DATE(2021,Tabulation[[#This Row],[Month]],Tabulation[[#This Row],[Day]]))","v":"2021-10-19"},{"$f":"WEEKDAY(Tabulation[[#This Row],[Date]])","v":3},{"$f":"IF(OR(Tabulation[[#This Row],[DayNo]]=1,Tabulation[[#This Row],[DayNo]]=7),1,0)","v":0},{"$f":"COUNTIF(Holidays,Tabulation[[#This Row],[Date]])","v":0},{"$f":"CONCATENATE(Tabulation[[#This Row],[Holiday]],Tabulation[[#This Row],[Season]],Tabulation[[#This Row],[Weekend]],\"-\",IF(Tabulation[[#This Row],[Hour]]<10,0,\"\"),C7014)","v":"0Winter0-02"},{"$f":"VLOOKUP(Tabulation[[#This Row],[Concat]],Table3[],8)","v":0.28519},{"$f":"(Tabulation[[#This Row],[AC System Output (kW)]]*Tabulation[[#This Row],[Rate]])","v":0}]
[10,19,7,942.17,{"$f":"Tabulation[[#This Row],[AC System Output (W)]]/1000","v":0.94216999999999995},{"$f":"VLOOKUP(Tabulation[[#This Row],[Month]],Season,2)","v":"Winter"},{"$f":"(DATE(2021,Tabulation[[#This Row],[Month]],Tabulation[[#This Row],[Day]]))","v":"2021-10-19"},{"$f":"WEEKDAY(Tabulation[[#This Row],[Date]])","v":3},{"$f":"IF(OR(Tabulation[[#This Row],[DayNo]]=1,Tabulation[[#This Row],[DayNo]]=7),1,0)","v":0},{"$f":"COUNTIF(Holidays,Tabulation[[#This Row],[Date]])","v":0},{"$f":"CONCATENATE(Tabulation[[#This Row],[Holiday]],Tabulation[[#This Row],[Season]],Tabulation[[#This Row],[Weekend]],\"-\",IF(Tabulation[[#This Row],[Hour]]<10,0,\"\"),C7019)","v":"0Winter0-07"},{"$f":"VLOOKUP(Tabulation[[#This Row],[Concat]],Table3[],8)","v":0.28519},{"$f":"(Tabulation[[#This Row],[AC System Output (kW)]]*Tabulation[[#This Row],[Rate]])","v":0.26869746229999997}]
[10,19,10,2682.02,{"$f":"Tabulation[[#This Row],[AC System Output (W)]]/1000","v":2.6820200000000001},{"$f":"VLOOKUP(Tabulation[[#This Row],[Month]],Season,2)","v":"Winter"},{"$f":"(DATE(2021,Tabulation[[#This Row],[Month]],Tabulation[[#This Row],[Day]]))","v":"2021-10-19"},{"$f":"WEEKDAY(Tabulation[[#This Row],[Date]])","v":3},{"$f":"IF(OR(Tabulation[[#This Row],[DayNo]]=1,Tabulation[[#This Row],[DayNo]]=7),1,0)","v":0},{"$f":"COUNTIF(Holidays,Tabulation[[#This Row],[Date]])","v":0},{"$f":"CONCATENATE(Tabulation[[#This Row],[Holiday]],Tabulation[[#This Row],[Season]],Tabulation[[#This Row],[Weekend]],\"-\",IF(Tabulation[[#This Row],[Hour]]<10,0,\"\"),C7022)","v":"0Winter0-10"},{"$f":"VLOOKUP(Tabulation[[#This Row],[Concat]],Table3[],8)","v":0.28519},{"$f":"(Tabulation[[#This Row],[AC System Output (kW)]]*Tabulation[[#This Row],[Rate]])","v":0.76488528379999998}]
[10,19,14,2019.925,{"$f":"Tabulation[[#This Row],[AC System Output (W)]]/1000","v":2.0199249999999997},{"$f":"VLOOKUP(Tabulation[[#This Row],[Month]],Season,2)","v":"Winter"},{"$f":"(DATE(2021,Tabulation[[#This Row],[Month]],Tabulation[[#This Row],[Day]]))","v":"2021-10-19"},{"$f":"WEEKDAY(Tabulation[[#This Row],[Date]])","v":3},{"$f":"IF(OR(Tabulation[[#This Row],[DayNo]]=1,Tabulation[[#This Row],[DayNo]]=7),1,0)","v":0},{"$f":"COUNTIF(Holidays,Tabulation[[#This Row],[Date]])","v":0},{"$f":"CONCATENATE(Tabulation[[#This Row],[Holiday]],Tabulation[[#This Row],[Season]],Tabulation[[#This Row],[Weekend]],\"-\",IF(Tabulation[[#This Row],[Hour]]<10,0,\"\"),C7026)","v":"0Winter0-14"},{"$f":"VLOOKUP(Tabulation[[#This Row],[Concat]],Table3[],8)","v":0.28519},{"$f":"(Tabulation[[#This Row],[AC System Output (kW)]]*Tabulation[[#This Row],[Rate]])","v":0.57606241074999998}]
[10,19,17,0,{"$f":"Tabulation[[#This Row],[AC System Output (W)]]/1000","v":0},{"$f":"VLOOKUP(Tabulation[[#This Row],[Month]],Season,2)","v":"Winter"},{"$f":"(DATE(2021,Tabulation[[#This Row],[Month]],Tabulation[[#This Row],[Day]]))","v":"2021-10-19"},{"$f":"WEEKDAY(Tabulation[[#This Row],[Date]])","v":3},{"$f":"IF(OR(Tabulation[[#This Row],[DayNo]]=1,Tabulation[[#This Row],[DayNo]]=7),1,0)","v":0},{"$f":"COUNTIF(Holidays,Tabulation[[#This Row],[Date]])","v":0},{"$f":"CONCATENATE(Tabulation[[#This Row],[Holiday]],Tabulation[[#This Row],[Season]],Tabulation[[#This Row],[Weekend]],\"-\",IF(Tabulation[[#This Row],[Hour]]<10,0,\"\"),C7029)","v":"0Winter0-17"},{"$f":"VLOOKUP(Tabulation[[#This Row],[Concat]],Table3[],8)","v":0.30257000000000001},{"$f":"(Tabulation[[#This Row],[AC System Output (kW)]]*Tabulation[[#This Row],[Rate]])","v":0}]
[10,19,18,0,{"$f":"Tabulation[[#This Row],[AC System Output (W)]]/1000","v":0},{"$f":"VLOOKUP(Tabulation[[#This Row],[Month]],Season,2)","v":"Winter"},{"$f":"(DATE(2021,Tabulation[[#This Row],[Month]],Tabulation[[#This Row],[Day]]))","v":"2021-10-19"},{"$f":"WEEKDAY(Tabulation[[#This Row],[Date]])","v":3},{"$f":"IF(OR(Tabulation[[#This Row],[DayNo]]=1,Tabulation[[#This Row],[DayNo]]=7),1,0)","v":0},{"$f":"COUNTIF(Holidays,Tabulation[[#This Row],[Date]])","v":0},{"$f":"CONCATENATE(Tabulation[[#This Row],[Holiday]],Tabulation[[#This Row],[Season]],Tabulation[[#This Row],[Weekend]],\"-\",IF(Tabulation[[#This Row],[Hour]]<10,0,\"\"),C7030)","v":"0Winter0-18"},{"$f":"VLOOKUP(Tabulation[[#This Row],[Concat]],Table3[],8)","v":0.30257000000000001},{"$f":"(Tabulation[[#This Row],[AC System Output (kW)]]*Tabulation[[#This Row],[Rate]])","v":0}]
[10,19,21,0,{"$f":"Tabulation[[#This Row],[AC System Output (W)]]/1000","v":0},{"$f":"VLOOKUP(Tabulation[[#This Row],[Month]],Season,2)","v":"Winter"},{"$f":"(DATE(2021,Tabulation[[#This Row],[Month]],Tabulation[[#This Row],[Day]]))","v":"2021-10-19"},{"$f":"WEEKDAY(Tabulation[[#This Row],[Date]])","v":3},{"$f":"IF(OR(Tabulation[[#This Row],[DayNo]]=1,Tabulation[[#This Row],[DayNo]]=7),1,0)","v":0},{"$f":"COUNTIF(Holidays,Tabulation[[#This Row],[Date]])","v":0},{"$f":"CONCATENATE(Tabulation[[#This Row],[Holiday]],Tabulation[[#This Row],[Season]],Tabulation[[#This Row],[Weekend]],\"-\",IF(Tabulation[[#This Row],[Hour]]<10,0,\"\"),C7033)","v":"0Winter0-21"},{"$f":"VLOOKUP(Tabulation[[#This Row],[Concat]],Table3[],8)","v":0.28519},{"$f":"(Tabulation[[#This Row],[AC System Output (kW)]]*Tabulation[[#This Row],[Rate]])","v":0}]
[10,20,3,0,{"$f":"Tabulation[[#This Row],[AC System Output (W)]]/1000","v":0},{"$f":"VLOOKUP(Tabulation[[#This Row],[Month]],Season,2)","v":"Winter"},{"$f":"(DATE(2021,Tabulation[[#This Row],[Month]],Tabulation[[#This Row],[Day]]))","v":"2021-10-20"},{"$f":"WEEKDAY(Tabulation[[#This Row],[Date]])","v":4},{"$f":"IF(OR(Tabulation[[#This Row],[DayNo]]=1,Tabulation[[#This Row],[DayNo]]=7),1,0)","v":0},{"$f":"COUNTIF(Holidays,Tabulation[[#This Row],[Date]])","v":0},{"$f":"CONCATENATE(Tabulation[[#This Row],[Holiday]],Tabulation[[#This Row],[Season]],Tabulation[[#This Row],[Weekend]],\"-\",IF(Tabulation[[#This Row],[Hour]]<10,0,\"\"),C7039)","v":"0Winter0-03"},{"$f":"VLOOKUP(Tabulation[[#This Row],[Concat]],Table3[],8)","v":0.28519},{"$f":"(Tabulation[[#This Row],[AC System Output (kW)]]*Tabulation[[#This Row],[Rate]])","v":0}]
[10,20,5,0,{"$f":"Tabulation[[#This Row],[AC System Output (W)]]/1000","v":0},{"$f":"VLOOKUP(Tabulation[[#This Row],[Month]],Season,2)","v":"Winter"},{"$f":"(DATE(2021,Tabulation[[#This Row],[Month]],Tabulation[[#This Row],[Day]]))","v":"2021-10-20"},{"$f":"WEEKDAY(Tabulation[[#This Row],[Date]])","v":4},{"$f":"IF(OR(Tabulation[[#This Row],[DayNo]]=1,Tabulation[[#This Row],[DayNo]]=7),1,0)","v":0},{"$f":"COUNTIF(Holidays,Tabulation[[#This Row],[Date]])","v":0},{"$f":"CONCATENATE(Tabulation[[#This Row],[Holiday]],Tabulation[[#This Row],[Season]],Tabulation[[#This Row],[Weekend]],\"-\",IF(Tabulation[[#This Row],[Hour]]<10,0,\"\"),C7041)","v":"0Winter0-05"},{"$f":"VLOOKUP(Tabulation[[#This Row],[Concat]],Table3[],8)","v":0.28519},{"$f":"(Tabulation[[#This Row],[AC System Output (kW)]]*Tabulation[[#This Row],[Rate]])","v":0}]
[10,20,8,1727.49,{"$f":"Tabulation[[#This Row],[AC System Output (W)]]/1000","v":1.72749},{"$f":"VLOOKUP(Tabulation[[#This Row],[Month]],Season,2)","v":"Winter"},{"$f":"(DATE(2021,Tabulation[[#This Row],[Month]],Tabulation[[#This Row],[Day]]))","v":"2021-10-20"},{"$f":"WEEKDAY(Tabulation[[#This Row],[Date]])","v":4},{"$f":"IF(OR(Tabulation[[#This Row],[DayNo]]=1,Tabulation[[#This Row],[DayNo]]=7),1,0)","v":0},{"$f":"COUNTIF(Holidays,Tabulation[[#This Row],[Date]])","v":0},{"$f":"CONCATENATE(Tabulation[[#This Row],[Holiday]],Tabulation[[#This Row],[Season]],Tabulation[[#This Row],[Weekend]],\"-\",IF(Tabulation[[#This Row],[Hour]]<10,0,\"\"),C7044)","v":"0Winter0-08"},{"$f":"VLOOKUP(Tabulation[[#This Row],[Concat]],Table3[],8)","v":0.28519},{"$f":"(Tabulation[[#This Row],[AC System Output (kW)]]*Tabulation[[#This Row],[Rate]])","v":0.49266287310000001}]
[10,20,12,2638.1669999999999,{"$f":"Tabulation[[#This Row],[AC System Output (W)]]/1000","v":2.6381669999999997},{"$f":"VLOOKUP(Tabulation[[#This Row],[Month]],Season,2)","v":"Winter"},{"$f":"(DATE(2021,Tabulation[[#This Row],[Month]],Tabulation[[#This Row],[Day]]))","v":"2021-10-20"},{"$f":"WEEKDAY(Tabulation[[#This Row],[Date]])","v":4},{"$f":"IF(OR(Tabulation[[#This Row],[DayNo]]=1,Tabulation[[#This Row],[DayNo]]=7),1,0)","v":0},{"$f":"COUNTIF(Holidays,Tabulation[[#This Row],[Date]])","v":0},{"$f":"CONCATENATE(Tabulation[[#This Row],[Holiday]],Tabulation[[#This Row],[Season]],Tabulation[[#This Row],[Weekend]],\"-\",IF(Tabulation[[#This Row],[Hour]]<10,0,\"\"),C7048)","v":"0Winter0-12"},{"$f":"VLOOKUP(Tabulation[[#This Row],[Concat]],Table3[],8)","v":0.28519},{"$f":"(Tabulation[[#This Row],[AC System Output (kW)]]*Tabulation[[#This Row],[Rate]])","v":0.75237884672999988}]
[10,20,15,1303.6130000000001,{"$f":"Tabulation[[#This Row],[AC System Output (W)]]/1000","v":1.3036130000000001},{"$f":"VLOOKUP(Tabulation[[#This Row],[Month]],Season,2)","v":"Winter"},{"$f":"(DATE(2021,Tabulation[[#This Row],[Month]],Tabulation[[#This Row],[Day]]))","v":"2021-10-20"},{"$f":"WEEKDAY(Tabulation[[#This Row],[Date]])","v":4},{"$f":"IF(OR(Tabulation[[#This Row],[DayNo]]=1,Tabulation[[#This Row],[DayNo]]=7),1,0)","v":0},{"$f":"COUNTIF(Holidays,Tabulation[[#This Row],[Date]])","v":0},{"$f":"CONCATENATE(Tabulation[[#This Row],[Holiday]],Tabulation[[#This Row],[Season]],Tabulation[[#This Row],[Weekend]],\"-\",IF(Tabulation[[#This Row],[Hour]]<10,0,\"\"),C7051)","v":"0Winter0-15"},{"$f":"VLOOKUP(Tabulation[[#This Row],[Concat]],Table3[],8)","v":0.28519},{"$f":"(Tabulation[[#This Row],[AC System Output (kW)]]*Tabulation[[#This Row],[Rate]])","v":0.37177739147000005}]
[10,20,18,0,{"$f":"Tabulation[[#This Row],[AC System Output (W)]]/1000","v":0},{"$f":"VLOOKUP(Tabulation[[#This Row],[Month]],Season,2)","v":"Winter"},{"$f":"(DATE(2021,Tabulation[[#This Row],[Month]],Tabulation[[#This Row],[Day]]))","v":"2021-10-20"},{"$f":"WEEKDAY(Tabulation[[#This Row],[Date]])","v":4},{"$f":"IF(OR(Tabulation[[#This Row],[DayNo]]=1,Tabulation[[#This Row],[DayNo]]=7),1,0)","v":0},{"$f":"COUNTIF(Holidays,Tabulation[[#This Row],[Date]])","v":0},{"$f":"CONCATENATE(Tabulation[[#This Row],[Holiday]],Tabulation[[#This Row],[Season]],Tabulation[[#This Row],[Weekend]],\"-\",IF(Tabulation[[#This Row],[Hour]]<10,0,\"\"),C7054)","v":"0Winter0-18"},{"$f":"VLOOKUP(Tabulation[[#This Row],[Concat]],Table3[],8)","v":0.30257000000000001},{"$f":"(Tabulation[[#This Row],[AC System Output (kW)]]*Tabulation[[#This Row],[Rate]])","v":0}]
[10,20,19,0,{"$f":"Tabulation[[#This Row],[AC System Output (W)]]/1000","v":0},{"$f":"VLOOKUP(Tabulation[[#This Row],[Month]],Season,2)","v":"Winter"},{"$f":"(DATE(2021,Tabulation[[#This Row],[Month]],Tabulation[[#This Row],[Day]]))","v":"2021-10-20"},{"$f":"WEEKDAY(Tabulation[[#This Row],[Date]])","v":4},{"$f":"IF(OR(Tabulation[[#This Row],[DayNo]]=1,Tabulation[[#This Row],[DayNo]]=7),1,0)","v":0},{"$f":"COUNTIF(Holidays,Tabulation[[#This Row],[Date]])","v":0},{"$f":"CONCATENATE(Tabulation[[#This Row],[Holiday]],Tabulation[[#This Row],[Season]],Tabulation[[#This Row],[Weekend]],\"-\",IF(Tabulation[[#This Row],[Hour]]<10,0,\"\"),C7055)","v":"0Winter0-19"},{"$f":"VLOOKUP(Tabulation[[#This Row],[Concat]],Table3[],8)","v":0.30257000000000001},{"$f":"(Tabulation[[#This Row],[AC System Output (kW)]]*Tabulation[[#This Row],[Rate]])","v":0}]
[10,21,0,0,{"$f":"Tabulation[[#This Row],[AC System Output (W)]]/1000","v":0},{"$f":"VLOOKUP(Tabulation[[#This Row],[Month]],Season,2)","v":"Winter"},{"$f":"(DATE(2021,Tabulation[[#This Row],[Month]],Tabulation[[#This Row],[Day]]))","v":"2021-10-21"},{"$f":"WEEKDAY(Tabulation[[#This Row],[Date]])","v":5},{"$f":"IF(OR(Tabulation[[#This Row],[DayNo]]=1,Tabulation[[#This Row],[DayNo]]=7),1,0)","v":0},{"$f":"COUNTIF(Holidays,Tabulation[[#This Row],[Date]])","v":0},{"$f":"CONCATENATE(Tabulation[[#This Row],[Holiday]],Tabulation[[#This Row],[Season]],Tabulation[[#This Row],[Weekend]],\"-\",IF(Tabulation[[#This Row],[Hour]]<10,0,\"\"),C7060)","v":"0Winter0-00"},{"$f":"VLOOKUP(Tabulation[[#This Row],[Concat]],Table3[],8)","v":0.28519},{"$f":"(Tabulation[[#This Row],[AC System Output (kW)]]*Tabulation[[#This Row],[Rate]])","v":0}]
[10,21,2,0,{"$f":"Tabulation[[#This Row],[AC System Output (W)]]/1000","v":0},{"$f":"VLOOKUP(Tabulation[[#This Row],[Month]],Season,2)","v":"Winter"},{"$f":"(DATE(2021,Tabulation[[#This Row],[Month]],Tabulation[[#This Row],[Day]]))","v":"2021-10-21"},{"$f":"WEEKDAY(Tabulation[[#This Row],[Date]])","v":5},{"$f":"IF(OR(Tabulation[[#This Row],[DayNo]]=1,Tabulation[[#This Row],[DayNo]]=7),1,0)","v":0},{"$f":"COUNTIF(Holidays,Tabulation[[#This Row],[Date]])","v":0},{"$f":"CONCATENATE(Tabulation[[#This Row],[Holiday]],Tabulation[[#This Row],[Season]],Tabulation[[#This Row],[Weekend]],\"-\",IF(Tabulation[[#This Row],[Hour]]<10,0,\"\"),C7062)","v":"0Winter0-02"},{"$f":"VLOOKUP(Tabulation[[#This Row],[Concat]],Table3[],8)","v":0.28519},{"$f":"(Tabulation[[#This Row],[AC System Output (kW)]]*Tabulation[[#This Row],[Rate]])","v":0}]
[10,21,6,55.277000000000001,{"$f":"Tabulation[[#This Row],[AC System Output (W)]]/1000","v":5.5277E-2},{"$f":"VLOOKUP(Tabulation[[#This Row],[Month]],Season,2)","v":"Winter"},{"$f":"(DATE(2021,Tabulation[[#This Row],[Month]],Tabulation[[#This Row],[Day]]))","v":"2021-10-21"},{"$f":"WEEKDAY(Tabulation[[#This Row],[Date]])","v":5},{"$f":"IF(OR(Tabulation[[#This Row],[DayNo]]=1,Tabulation[[#This Row],[DayNo]]=7),1,0)","v":0},{"$f":"COUNTIF(Holidays,Tabulation[[#This Row],[Date]])","v":0},{"$f":"CONCATENATE(Tabulation[[#This Row],[Holiday]],Tabulation[[#This Row],[Season]],Tabulation[[#This Row],[Weekend]],\"-\",IF(Tabulation[[#This Row],[Hour]]<10,0,\"\"),C7066)","v":"0Winter0-06"},{"$f":"VLOOKUP(Tabulation[[#This Row],[Concat]],Table3[],8)","v":0.28519},{"$f":"(Tabulation[[#This Row],[AC System Output (kW)]]*Tabulation[[#This Row],[Rate]])","v":1.5764447630000001E-2}]
[10,21,9,2250.4549999999999,{"$f":"Tabulation[[#This Row],[AC System Output (W)]]/1000","v":2.2504550000000001},{"$f":"VLOOKUP(Tabulation[[#This Row],[Month]],Season,2)","v":"Winter"},{"$f":"(DATE(2021,Tabulation[[#This Row],[Month]],Tabulation[[#This Row],[Day]]))","v":"2021-10-21"},{"$f":"WEEKDAY(Tabulation[[#This Row],[Date]])","v":5},{"$f":"IF(OR(Tabulation[[#This Row],[DayNo]]=1,Tabulation[[#This Row],[DayNo]]=7),1,0)","v":0},{"$f":"COUNTIF(Holidays,Tabulation[[#This Row],[Date]])","v":0},{"$f":"CONCATENATE(Tabulation[[#This Row],[Holiday]],Tabulation[[#This Row],[Season]],Tabulation[[#This Row],[Weekend]],\"-\",IF(Tabulation[[#This Row],[Hour]]<10,0,\"\"),C7069)","v":"0Winter0-09"},{"$f":"VLOOKUP(Tabulation[[#This Row],[Concat]],Table3[],8)","v":0.28519},{"$f":"(Tabulation[[#This Row],[AC System Output (kW)]]*Tabulation[[#This Row],[Rate]])","v":0.64180726145}]
[10,21,13,2347.1219999999998,{"$f":"Tabulation[[#This Row],[AC System Output (W)]]/1000","v":2.3471219999999997},{"$f":"VLOOKUP(Tabulation[[#This Row],[Month]],Season,2)","v":"Winter"},{"$f":"(DATE(2021,Tabulation[[#This Row],[Month]],Tabulation[[#This Row],[Day]]))","v":"2021-10-21"},{"$f":"WEEKDAY(Tabulation[[#This Row],[Date]])","v":5},{"$f":"IF(OR(Tabulation[[#This Row],[DayNo]]=1,Tabulation[[#This Row],[DayNo]]=7),1,0)","v":0},{"$f":"COUNTIF(Holidays,Tabulation[[#This Row],[Date]])","v":0},{"$f":"CONCATENATE(Tabulation[[#This Row],[Holiday]],Tabulation[[#This Row],[Season]],Tabulation[[#This Row],[Weekend]],\"-\",IF(Tabulation[[#This Row],[Hour]]<10,0,\"\"),C7073)","v":"0Winter0-13"},{"$f":"VLOOKUP(Tabulation[[#This Row],[Concat]],Table3[],8)","v":0.28519},{"$f":"(Tabulation[[#This Row],[AC System Output (kW)]]*Tabulation[[#This Row],[Rate]])","v":0.66937572317999994}]
[10,21,16,492.81599999999997,{"$f":"Tabulation[[#This Row],[AC System Output (W)]]/1000","v":0.49281599999999998},{"$f":"VLOOKUP(Tabulation[[#This Row],[Month]],Season,2)","v":"Winter"},{"$f":"(DATE(2021,Tabulation[[#This Row],[Month]],Tabulation[[#This Row],[Day]]))","v":"2021-10-21"},{"$f":"WEEKDAY(Tabulation[[#This Row],[Date]])","v":5},{"$f":"IF(OR(Tabulation[[#This Row],[DayNo]]=1,Tabulation[[#This Row],[DayNo]]=7),1,0)","v":0},{"$f":"COUNTIF(Holidays,Tabulation[[#This Row],[Date]])","v":0},{"$f":"CONCATENATE(Tabulation[[#This Row],[Holiday]],Tabulation[[#This Row],[Season]],Tabulation[[#This Row],[Weekend]],\"-\",IF(Tabulation[[#This Row],[Hour]]<10,0,\"\"),C7076)","v":"0Winter0-16"},{"$f":"VLOOKUP(Tabulation[[#This Row],[Concat]],Table3[],8)","v":0.28519},{"$f":"(Tabulation[[#This Row],[AC System Output (kW)]]*Tabulation[[#This Row],[Rate]])","v":0.14054619503999999}]
[10,21,19,0,{"$f":"Tabulation[[#This Row],[AC System Output (W)]]/1000","v":0},{"$f":"VLOOKUP(Tabulation[[#This Row],[Month]],Season,2)","v":"Winter"},{"$f":"(DATE(2021,Tabulation[[#This Row],[Month]],Tabulation[[#This Row],[Day]]))","v":"2021-10-21"},{"$f":"WEEKDAY(Tabulation[[#This Row],[Date]])","v":5},{"$f":"IF(OR(Tabulation[[#This Row],[DayNo]]=1,Tabulation[[#This Row],[DayNo]]=7),1,0)","v":0},{"$f":"COUNTIF(Holidays,Tabulation[[#This Row],[Date]])","v":0},{"$f":"CONCATENATE(Tabulation[[#This Row],[Holiday]],Tabulation[[#This Row],[Season]],Tabulation[[#This Row],[Weekend]],\"-\",IF(Tabulation[[#This Row],[Hour]]<10,0,\"\"),C7079)","v":"0Winter0-19"},{"$f":"VLOOKUP(Tabulation[[#This Row],[Concat]],Table3[],8)","v":0.30257000000000001},{"$f":"(Tabulation[[#This Row],[AC System Output (kW)]]*Tabulation[[#This Row],[Rate]])","v":0}]
[10,21,21,0,{"$f":"Tabulation[[#This Row],[AC System Output (W)]]/1000","v":0},{"$f":"VLOOKUP(Tabulation[[#This Row],[Month]],Season,2)","v":"Winter"},{"$f":"(DATE(2021,Tabulation[[#This Row],[Month]],Tabulation[[#This Row],[Day]]))","v":"2021-10-21"},{"$f":"WEEKDAY(Tabulation[[#This Row],[Date]])","v":5},{"$f":"IF(OR(Tabulation[[#This Row],[DayNo]]=1,Tabulation[[#This Row],[DayNo]]=7),1,0)","v":0},{"$f":"COUNTIF(Holidays,Tabulation[[#This Row],[Date]])","v":0},{"$f":"CONCATENATE(Tabulation[[#This Row],[Holiday]],Tabulation[[#This Row],[Season]],Tabulation[[#This Row],[Weekend]],\"-\",IF(Tabulation[[#This Row],[Hour]]<10,0,\"\"),C7081)","v":"0Winter0-21"},{"$f":"VLOOKUP(Tabulation[[#This Row],[Concat]],Table3[],8)","v":0.28519},{"$f":"(Tabulation[[#This Row],[AC System Output (kW)]]*Tabulation[[#This Row],[Rate]])","v":0}]
[10,22,0,0,{"$f":"Tabulation[[#This Row],[AC System Output (W)]]/1000","v":0},{"$f":"VLOOKUP(Tabulation[[#This Row],[Month]],Season,2)","v":"Winter"},{"$f":"(DATE(2021,Tabulation[[#This Row],[Month]],Tabulation[[#This Row],[Day]]))","v":"2021-10-22"},{"$f":"WEEKDAY(Tabulation[[#This Row],[Date]])","v":6},{"$f":"IF(OR(Tabulation[[#This Row],[DayNo]]=1,Tabulation[[#This Row],[DayNo]]=7),1,0)","v":0},{"$f":"COUNTIF(Holidays,Tabulation[[#This Row],[Date]])","v":0},{"$f":"CONCATENATE(Tabulation[[#This Row],[Holiday]],Tabulation[[#This Row],[Season]],Tabulation[[#This Row],[Weekend]],\"-\",IF(Tabulation[[#This Row],[Hour]]<10,0,\"\"),C7084)","v":"0Winter0-00"},{"$f":"VLOOKUP(Tabulation[[#This Row],[Concat]],Table3[],8)","v":0.28519},{"$f":"(Tabulation[[#This Row],[AC System Output (kW)]]*Tabulation[[#This Row],[Rate]])","v":0}]
[10,22,4,0,{"$f":"Tabulation[[#This Row],[AC System Output (W)]]/1000","v":0},{"$f":"VLOOKUP(Tabulation[[#This Row],[Month]],Season,2)","v":"Winter"},{"$f":"(DATE(2021,Tabulation[[#This Row],[Month]],Tabulation[[#This Row],[Day]]))","v":"2021-10-22"},{"$f":"WEEKDAY(Tabulation[[#This Row],[Date]])","v":6},{"$f":"IF(OR(Tabulation[[#This Row],[DayNo]]=1,Tabulation[[#This Row],[DayNo]]=7),1,0)","v":0},{"$f":"COUNTIF(Holidays,Tabulation[[#This Row],[Date]])","v":0},{"$f":"CONCATENATE(Tabulation[[#This Row],[Holiday]],Tabulation[[#This Row],[Season]],Tabulation[[#This Row],[Weekend]],\"-\",IF(Tabulation[[#This Row],[Hour]]<10,0,\"\"),C7088)","v":"0Winter0-04"},{"$f":"VLOOKUP(Tabulation[[#This Row],[Concat]],Table3[],8)","v":0.28519},{"$f":"(Tabulation[[#This Row],[AC System Output (kW)]]*Tabulation[[#This Row],[Rate]])","v":0}]
[10,22,7,877.50199999999995,{"$f":"Tabulation[[#This Row],[AC System Output (W)]]/1000","v":0.877502},{"$f":"VLOOKUP(Tabulation[[#This Row],[Month]],Season,2)","v":"Winter"},{"$f":"(DATE(2021,Tabulation[[#This Row],[Month]],Tabulation[[#This Row],[Day]]))","v":"2021-10-22"},{"$f":"WEEKDAY(Tabulation[[#This Row],[Date]])","v":6},{"$f":"IF(OR(Tabulation[[#This Row],[DayNo]]=1,Tabulation[[#This Row],[DayNo]]=7),1,0)","v":0},{"$f":"COUNTIF(Holidays,Tabulation[[#This Row],[Date]])","v":0},{"$f":"CONCATENATE(Tabulation[[#This Row],[Holiday]],Tabulation[[#This Row],[Season]],Tabulation[[#This Row],[Weekend]],\"-\",IF(Tabulation[[#This Row],[Hour]]<10,0,\"\"),C7091)","v":"0Winter0-07"},{"$f":"VLOOKUP(Tabulation[[#This Row],[Concat]],Table3[],8)","v":0.28519},{"$f":"(Tabulation[[#This Row],[AC System Output (kW)]]*Tabulation[[#This Row],[Rate]])","v":0.25025479538000001}]
[10,22,10,2614.3539999999998,{"$f":"Tabulation[[#This Row],[AC System Output (W)]]/1000","v":2.6143539999999996},{"$f":"VLOOKUP(Tabulation[[#This Row],[Month]],Season,2)","v":"Winter"},{"$f":"(DATE(2021,Tabulation[[#This Row],[Month]],Tabulation[[#This Row],[Day]]))","v":"2021-10-22"},{"$f":"WEEKDAY(Tabulation[[#This Row],[Date]])","v":6},{"$f":"IF(OR(Tabulation[[#This Row],[DayNo]]=1,Tabulation[[#This Row],[DayNo]]=7),1,0)","v":0},{"$f":"COUNTIF(Holidays,Tabulation[[#This Row],[Date]])","v":0},{"$f":"CONCATENATE(Tabulation[[#This Row],[Holiday]],Tabulation[[#This Row],[Season]],Tabulation[[#This Row],[Weekend]],\"-\",IF(Tabulation[[#This Row],[Hour]]<10,0,\"\"),C7094)","v":"0Winter0-10"},{"$f":"VLOOKUP(Tabulation[[#This Row],[Concat]],Table3[],8)","v":0.28519},{"$f":"(Tabulation[[#This Row],[AC System Output (kW)]]*Tabulation[[#This Row],[Rate]])","v":0.74558761725999989}]
[10,22,14,1608.377,{"$f":"Tabulation[[#This Row],[AC System Output (W)]]/1000","v":1.6083769999999999},{"$f":"VLOOKUP(Tabulation[[#This Row],[Month]],Season,2)","v":"Winter"},{"$f":"(DATE(2021,Tabulation[[#This Row],[Month]],Tabulation[[#This Row],[Day]]))","v":"2021-10-22"},{"$f":"WEEKDAY(Tabulation[[#This Row],[Date]])","v":6},{"$f":"IF(OR(Tabulation[[#This Row],[DayNo]]=1,Tabulation[[#This Row],[DayNo]]=7),1,0)","v":0},{"$f":"COUNTIF(Holidays,Tabulation[[#This Row],[Date]])","v":0},{"$f":"CONCATENATE(Tabulation[[#This Row],[Holiday]],Tabulation[[#This Row],[Season]],Tabulation[[#This Row],[Weekend]],\"-\",IF(Tabulation[[#This Row],[Hour]]<10,0,\"\"),C7098)","v":"0Winter0-14"},{"$f":"VLOOKUP(Tabulation[[#This Row],[Concat]],Table3[],8)","v":0.28519},{"$f":"(Tabulation[[#This Row],[AC System Output (kW)]]*Tabulation[[#This Row],[Rate]])","v":0.45869303663}]
[10,22,17,0,{"$f":"Tabulation[[#This Row],[AC System Output (W)]]/1000","v":0},{"$f":"VLOOKUP(Tabulation[[#This Row],[Month]],Season,2)","v":"Winter"},{"$f":"(DATE(2021,Tabulation[[#This Row],[Month]],Tabulation[[#This Row],[Day]]))","v":"2021-10-22"},{"$f":"WEEKDAY(Tabulation[[#This Row],[Date]])","v":6},{"$f":"IF(OR(Tabulation[[#This Row],[DayNo]]=1,Tabulation[[#This Row],[DayNo]]=7),1,0)","v":0},{"$f":"COUNTIF(Holidays,Tabulation[[#This Row],[Date]])","v":0},{"$f":"CONCATENATE(Tabulation[[#This Row],[Holiday]],Tabulation[[#This Row],[Season]],Tabulation[[#This Row],[Weekend]],\"-\",IF(Tabulation[[#This Row],[Hour]]<10,0,\"\"),C7101)","v":"0Winter0-17"},{"$f":"VLOOKUP(Tabulation[[#This Row],[Concat]],Table3[],8)","v":0.30257000000000001},{"$f":"(Tabulation[[#This Row],[AC System Output (kW)]]*Tabulation[[#This Row],[Rate]])","v":0}]
[10,22,18,0,{"$f":"Tabulation[[#This Row],[AC System Output (W)]]/1000","v":0},{"$f":"VLOOKUP(Tabulation[[#This Row],[Month]],Season,2)","v":"Winter"},{"$f":"(DATE(2021,Tabulation[[#This Row],[Month]],Tabulation[[#This Row],[Day]]))","v":"2021-10-22"},{"$f":"WEEKDAY(Tabulation[[#This Row],[Date]])","v":6},{"$f":"IF(OR(Tabulation[[#This Row],[DayNo]]=1,Tabulation[[#This Row],[DayNo]]=7),1,0)","v":0},{"$f":"COUNTIF(Holidays,Tabulation[[#This Row],[Date]])","v":0},{"$f":"CONCATENATE(Tabulation[[#This Row],[Holiday]],Tabulation[[#This Row],[Season]],Tabulation[[#This Row],[Weekend]],\"-\",IF(Tabulation[[#This Row],[Hour]]<10,0,\"\"),C7102)","v":"0Winter0-18"},{"$f":"VLOOKUP(Tabulation[[#This Row],[Concat]],Table3[],8)","v":0.30257000000000001},{"$f":"(Tabulation[[#This Row],[AC System Output (kW)]]*Tabulation[[#This Row],[Rate]])","v":0}]
[10,22,22,0,{"$f":"Tabulation[[#This Row],[AC System Output (W)]]/1000","v":0},{"$f":"VLOOKUP(Tabulation[[#This Row],[Month]],Season,2)","v":"Winter"},{"$f":"(DATE(2021,Tabulation[[#This Row],[Month]],Tabulation[[#This Row],[Day]]))","v":"2021-10-22"},{"$f":"WEEKDAY(Tabulation[[#This Row],[Date]])","v":6},{"$f":"IF(OR(Tabulation[[#This Row],[DayNo]]=1,Tabulation[[#This Row],[DayNo]]=7),1,0)","v":0},{"$f":"COUNTIF(Holidays,Tabulation[[#This Row],[Date]])","v":0},{"$f":"CONCATENATE(Tabulation[[#This Row],[Holiday]],Tabulation[[#This Row],[Season]],Tabulation[[#This Row],[Weekend]],\"-\",IF(Tabulation[[#This Row],[Hour]]<10,0,\"\"),C7106)","v":"0Winter0-22"},{"$f":"VLOOKUP(Tabulation[[#This Row],[Concat]],Table3[],8)","v":0.28519},{"$f":"(Tabulation[[#This Row],[AC System Output (kW)]]*Tabulation[[#This Row],[Rate]])","v":0}]
[10,23,1,0,{"$f":"Tabulation[[#This Row],[AC System Output (W)]]/1000","v":0},{"$f":"VLOOKUP(Tabulation[[#This Row],[Month]],Season,2)","v":"Winter"},{"$f":"(DATE(2021,Tabulation[[#This Row],[Month]],Tabulation[[#This Row],[Day]]))","v":"2021-10-23"},{"$f":"WEEKDAY(Tabulation[[#This Row],[Date]])","v":7},{"$f":"IF(OR(Tabulation[[#This Row],[DayNo]]=1,Tabulation[[#This Row],[DayNo]]=7),1,0)","v":1},{"$f":"COUNTIF(Holidays,Tabulation[[#This Row],[Date]])","v":0},{"$f":"CONCATENATE(Tabulation[[#This Row],[Holiday]],Tabulation[[#This Row],[Season]],Tabulation[[#This Row],[Weekend]],\"-\",IF(Tabulation[[#This Row],[Hour]]<10,0,\"\"),C7109)","v":"0Winter1-01"},{"$f":"VLOOKUP(Tabulation[[#This Row],[Concat]],Table3[],8)","v":0.28519},{"$f":"(Tabulation[[#This Row],[AC System Output (kW)]]*Tabulation[[#This Row],[Rate]])","v":0}]
[10,23,5,0,{"$f":"Tabulation[[#This Row],[AC System Output (W)]]/1000","v":0},{"$f":"VLOOKUP(Tabulation[[#This Row],[Month]],Season,2)","v":"Winter"},{"$f":"(DATE(2021,Tabulation[[#This Row],[Month]],Tabulation[[#This Row],[Day]]))","v":"2021-10-23"},{"$f":"WEEKDAY(Tabulation[[#This Row],[Date]])","v":7},{"$f":"IF(OR(Tabulation[[#This Row],[DayNo]]=1,Tabulation[[#This Row],[DayNo]]=7),1,0)","v":1},{"$f":"COUNTIF(Holidays,Tabulation[[#This Row],[Date]])","v":0},{"$f":"CONCATENATE(Tabulation[[#This Row],[Holiday]],Tabulation[[#This Row],[Season]],Tabulation[[#This Row],[Weekend]],\"-\",IF(Tabulation[[#This Row],[Hour]]<10,0,\"\"),C7113)","v":"0Winter1-05"},{"$f":"VLOOKUP(Tabulation[[#This Row],[Concat]],Table3[],8)","v":0.28519},{"$f":"(Tabulation[[#This Row],[AC System Output (kW)]]*Tabulation[[#This Row],[Rate]])","v":0}]
[10,23,8,1614.8109999999999,{"$f":"Tabulation[[#This Row],[AC System Output (W)]]/1000","v":1.614811},{"$f":"VLOOKUP(Tabulation[[#This Row],[Month]],Season,2)","v":"Winter"},{"$f":"(DATE(2021,Tabulation[[#This Row],[Month]],Tabulation[[#This Row],[Day]]))","v":"2021-10-23"},{"$f":"WEEKDAY(Tabulation[[#This Row],[Date]])","v":7},{"$f":"IF(OR(Tabulation[[#This Row],[DayNo]]=1,Tabulation[[#This Row],[DayNo]]=7),1,0)","v":1},{"$f":"COUNTIF(Holidays,Tabulation[[#This Row],[Date]])","v":0},{"$f":"CONCATENATE(Tabulation[[#This Row],[Holiday]],Tabulation[[#This Row],[Season]],Tabulation[[#This Row],[Weekend]],\"-\",IF(Tabulation[[#This Row],[Hour]]<10,0,\"\"),C7116)","v":"0Winter1-08"},{"$f":"VLOOKUP(Tabulation[[#This Row],[Concat]],Table3[],8)","v":0.28519},{"$f":"(Tabulation[[#This Row],[AC System Output (kW)]]*Tabulation[[#This Row],[Rate]])","v":0.46052794909}]
[10,23,11,2745.3580000000002,{"$f":"Tabulation[[#This Row],[AC System Output (W)]]/1000","v":2.745358},{"$f":"VLOOKUP(Tabulation[[#This Row],[Month]],Season,2)","v":"Winter"},{"$f":"(DATE(2021,Tabulation[[#This Row],[Month]],Tabulation[[#This Row],[Day]]))","v":"2021-10-23"},{"$f":"WEEKDAY(Tabulation[[#This Row],[Date]])","v":7},{"$f":"IF(OR(Tabulation[[#This Row],[DayNo]]=1,Tabulation[[#This Row],[DayNo]]=7),1,0)","v":1},{"$f":"COUNTIF(Holidays,Tabulation[[#This Row],[Date]])","v":0},{"$f":"CONCATENATE(Tabulation[[#This Row],[Holiday]],Tabulation[[#This Row],[Season]],Tabulation[[#This Row],[Weekend]],\"-\",IF(Tabulation[[#This Row],[Hour]]<10,0,\"\"),C7119)","v":"0Winter1-11"},{"$f":"VLOOKUP(Tabulation[[#This Row],[Concat]],Table3[],8)","v":0.28519},{"$f":"(Tabulation[[#This Row],[AC System Output (kW)]]*Tabulation[[#This Row],[Rate]])","v":0.78294864801999997}]
[10,23,15,1244.6089999999999,{"$f":"Tabulation[[#This Row],[AC System Output (W)]]/1000","v":1.2446089999999999},{"$f":"VLOOKUP(Tabulation[[#This Row],[Month]],Season,2)","v":"Winter"},{"$f":"(DATE(2021,Tabulation[[#This Row],[Month]],Tabulation[[#This Row],[Day]]))","v":"2021-10-23"},{"$f":"WEEKDAY(Tabulation[[#This Row],[Date]])","v":7},{"$f":"IF(OR(Tabulation[[#This Row],[DayNo]]=1,Tabulation[[#This Row],[DayNo]]=7),1,0)","v":1},{"$f":"COUNTIF(Holidays,Tabulation[[#This Row],[Date]])","v":0},{"$f":"CONCATENATE(Tabulation[[#This Row],[Holiday]],Tabulation[[#This Row],[Season]],Tabulation[[#This Row],[Weekend]],\"-\",IF(Tabulation[[#This Row],[Hour]]<10,0,\"\"),C7123)","v":"0Winter1-15"},{"$f":"VLOOKUP(Tabulation[[#This Row],[Concat]],Table3[],8)","v":0.28519},{"$f":"(Tabulation[[#This Row],[AC System Output (kW)]]*Tabulation[[#This Row],[Rate]])","v":0.35495004070999997}]
[10,23,19,0,{"$f":"Tabulation[[#This Row],[AC System Output (W)]]/1000","v":0},{"$f":"VLOOKUP(Tabulation[[#This Row],[Month]],Season,2)","v":"Winter"},{"$f":"(DATE(2021,Tabulation[[#This Row],[Month]],Tabulation[[#This Row],[Day]]))","v":"2021-10-23"},{"$f":"WEEKDAY(Tabulation[[#This Row],[Date]])","v":7},{"$f":"IF(OR(Tabulation[[#This Row],[DayNo]]=1,Tabulation[[#This Row],[DayNo]]=7),1,0)","v":1},{"$f":"COUNTIF(Holidays,Tabulation[[#This Row],[Date]])","v":0},{"$f":"CONCATENATE(Tabulation[[#This Row],[Holiday]],Tabulation[[#This Row],[Season]],Tabulation[[#This Row],[Weekend]],\"-\",IF(Tabulation[[#This Row],[Hour]]<10,0,\"\"),C7127)","v":"0Winter1-19"},{"$f":"VLOOKUP(Tabulation[[#This Row],[Concat]],Table3[],8)","v":0.28519},{"$f":"(Tabulation[[#This Row],[AC System Output (kW)]]*Tabulation[[#This Row],[Rate]])","v":0}]
[10,23,22,0,{"$f":"Tabulation[[#This Row],[AC System Output (W)]]/1000","v":0},{"$f":"VLOOKUP(Tabulation[[#This Row],[Month]],Season,2)","v":"Winter"},{"$f":"(DATE(2021,Tabulation[[#This Row],[Month]],Tabulation[[#This Row],[Day]]))","v":"2021-10-23"},{"$f":"WEEKDAY(Tabulation[[#This Row],[Date]])","v":7},{"$f":"IF(OR(Tabulation[[#This Row],[DayNo]]=1,Tabulation[[#This Row],[DayNo]]=7),1,0)","v":1},{"$f":"COUNTIF(Holidays,Tabulation[[#This Row],[Date]])","v":0},{"$f":"CONCATENATE(Tabulation[[#This Row],[Holiday]],Tabulation[[#This Row],[Season]],Tabulation[[#This Row],[Weekend]],\"-\",IF(Tabulation[[#This Row],[Hour]]<10,0,\"\"),C7130)","v":"0Winter1-22"},{"$f":"VLOOKUP(Tabulation[[#This Row],[Concat]],Table3[],8)","v":0.28519},{"$f":"(Tabulation[[#This Row],[AC System Output (kW)]]*Tabulation[[#This Row],[Rate]])","v":0}]
[10,23,23,0,{"$f":"Tabulation[[#This Row],[AC System Output (W)]]/1000","v":0},{"$f":"VLOOKUP(Tabulation[[#This Row],[Month]],Season,2)","v":"Winter"},{"$f":"(DATE(2021,Tabulation[[#This Row],[Month]],Tabulation[[#This Row],[Day]]))","v":"2021-10-23"},{"$f":"WEEKDAY(Tabulation[[#This Row],[Date]])","v":7},{"$f":"IF(OR(Tabulation[[#This Row],[DayNo]]=1,Tabulation[[#This Row],[DayNo]]=7),1,0)","v":1},{"$f":"COUNTIF(Holidays,Tabulation[[#This Row],[Date]])","v":0},{"$f":"CONCATENATE(Tabulation[[#This Row],[Holiday]],Tabulation[[#This Row],[Season]],Tabulation[[#This Row],[Weekend]],\"-\",IF(Tabulation[[#This Row],[Hour]]<10,0,\"\"),C7131)","v":"0Winter1-23"},{"$f":"VLOOKUP(Tabulation[[#This Row],[Concat]],Table3[],8)","v":0.28519},{"$f":"(Tabulation[[#This Row],[AC System Output (kW)]]*Tabulation[[#This Row],[Rate]])","v":0}]
[10,24,2,0,{"$f":"Tabulation[[#This Row],[AC System Output (W)]]/1000","v":0},{"$f":"VLOOKUP(Tabulation[[#This Row],[Month]],Season,2)","v":"Winter"},{"$f":"(DATE(2021,Tabulation[[#This Row],[Month]],Tabulation[[#This Row],[Day]]))","v":"2021-10-24"},{"$f":"WEEKDAY(Tabulation[[#This Row],[Date]])","v":1},{"$f":"IF(OR(Tabulation[[#This Row],[DayNo]]=1,Tabulation[[#This Row],[DayNo]]=7),1,0)","v":1},{"$f":"COUNTIF(Holidays,Tabulation[[#This Row],[Date]])","v":0},{"$f":"CONCATENATE(Tabulation[[#This Row],[Holiday]],Tabulation[[#This Row],[Season]],Tabulation[[#This Row],[Weekend]],\"-\",IF(Tabulation[[#This Row],[Hour]]<10,0,\"\"),C7134)","v":"0Winter1-02"},{"$f":"VLOOKUP(Tabulation[[#This Row],[Concat]],Table3[],8)","v":0.28519},{"$f":"(Tabulation[[#This Row],[AC System Output (kW)]]*Tabulation[[#This Row],[Rate]])","v":0}]
[10,24,6,23.768999999999998,{"$f":"Tabulation[[#This Row],[AC System Output (W)]]/1000","v":2.3768999999999998E-2},{"$f":"VLOOKUP(Tabulation[[#This Row],[Month]],Season,2)","v":"Winter"},{"$f":"(DATE(2021,Tabulation[[#This Row],[Month]],Tabulation[[#This Row],[Day]]))","v":"2021-10-24"},{"$f":"WEEKDAY(Tabulation[[#This Row],[Date]])","v":1},{"$f":"IF(OR(Tabulation[[#This Row],[DayNo]]=1,Tabulation[[#This Row],[DayNo]]=7),1,0)","v":1},{"$f":"COUNTIF(Holidays,Tabulation[[#This Row],[Date]])","v":0},{"$f":"CONCATENATE(Tabulation[[#This Row],[Holiday]],Tabulation[[#This Row],[Season]],Tabulation[[#This Row],[Weekend]],\"-\",IF(Tabulation[[#This Row],[Hour]]<10,0,\"\"),C7138)","v":"0Winter1-06"},{"$f":"VLOOKUP(Tabulation[[#This Row],[Concat]],Table3[],8)","v":0.28519},{"$f":"(Tabulation[[#This Row],[AC System Output (kW)]]*Tabulation[[#This Row],[Rate]])","v":6.7786811099999995E-3}]
[10,24,9,1863.1959999999999,{"$f":"Tabulation[[#This Row],[AC System Output (W)]]/1000","v":1.8631959999999999},{"$f":"VLOOKUP(Tabulation[[#This Row],[Month]],Season,2)","v":"Winter"},{"$f":"(DATE(2021,Tabulation[[#This Row],[Month]],Tabulation[[#This Row],[Day]]))","v":"2021-10-24"},{"$f":"WEEKDAY(Tabulation[[#This Row],[Date]])","v":1},{"$f":"IF(OR(Tabulation[[#This Row],[DayNo]]=1,Tabulation[[#This Row],[DayNo]]=7),1,0)","v":1},{"$f":"COUNTIF(Holidays,Tabulation[[#This Row],[Date]])","v":0},{"$f":"CONCATENATE(Tabulation[[#This Row],[Holiday]],Tabulation[[#This Row],[Season]],Tabulation[[#This Row],[Weekend]],\"-\",IF(Tabulation[[#This Row],[Hour]]<10,0,\"\"),C7141)","v":"0Winter1-09"},{"$f":"VLOOKUP(Tabulation[[#This Row],[Concat]],Table3[],8)","v":0.28519},{"$f":"(Tabulation[[#This Row],[AC System Output (kW)]]*Tabulation[[#This Row],[Rate]])","v":0.53136486723999998}]
[10,24,12,2191.5509999999999,{"$f":"Tabulation[[#This Row],[AC System Output (W)]]/1000","v":2.191551},{"$f":"VLOOKUP(Tabulation[[#This Row],[Month]],Season,2)","v":"Winter"},{"$f":"(DATE(2021,Tabulation[[#This Row],[Month]],Tabulation[[#This Row],[Day]]))","v":"2021-10-24"},{"$f":"WEEKDAY(Tabulation[[#This Row],[Date]])","v":1},{"$f":"IF(OR(Tabulation[[#This Row],[DayNo]]=1,Tabulation[[#This Row],[DayNo]]=7),1,0)","v":1},{"$f":"COUNTIF(Holidays,Tabulation[[#This Row],[Date]])","v":0},{"$f":"CONCATENATE(Tabulation[[#This Row],[Holiday]],Tabulation[[#This Row],[Season]],Tabulation[[#This Row],[Weekend]],\"-\",IF(Tabulation[[#This Row],[Hour]]<10,0,\"\"),C7144)","v":"0Winter1-12"},{"$f":"VLOOKUP(Tabulation[[#This Row],[Concat]],Table3[],8)","v":0.28519},{"$f":"(Tabulation[[#This Row],[AC System Output (kW)]]*Tabulation[[#This Row],[Rate]])","v":0.62500842969000003}]
[10,24,16,445.48700000000002,{"$f":"Tabulation[[#This Row],[AC System Output (W)]]/1000","v":0.44548700000000002},{"$f":"VLOOKUP(Tabulation[[#This Row],[Month]],Season,2)","v":"Winter"},{"$f":"(DATE(2021,Tabulation[[#This Row],[Month]],Tabulation[[#This Row],[Day]]))","v":"2021-10-24"},{"$f":"WEEKDAY(Tabulation[[#This Row],[Date]])","v":1},{"$f":"IF(OR(Tabulation[[#This Row],[DayNo]]=1,Tabulation[[#This Row],[DayNo]]=7),1,0)","v":1},{"$f":"COUNTIF(Holidays,Tabulation[[#This Row],[Date]])","v":0},{"$f":"CONCATENATE(Tabulation[[#This Row],[Holiday]],Tabulation[[#This Row],[Season]],Tabulation[[#This Row],[Weekend]],\"-\",IF(Tabulation[[#This Row],[Hour]]<10,0,\"\"),C7148)","v":"0Winter1-16"},{"$f":"VLOOKUP(Tabulation[[#This Row],[Concat]],Table3[],8)","v":0.28519},{"$f":"(Tabulation[[#This Row],[AC System Output (kW)]]*Tabulation[[#This Row],[Rate]])","v":0.12704843753}]
[10,24,20,0,{"$f":"Tabulation[[#This Row],[AC System Output (W)]]/1000","v":0},{"$f":"VLOOKUP(Tabulation[[#This Row],[Month]],Season,2)","v":"Winter"},{"$f":"(DATE(2021,Tabulation[[#This Row],[Month]],Tabulation[[#This Row],[Day]]))","v":"2021-10-24"},{"$f":"WEEKDAY(Tabulation[[#This Row],[Date]])","v":1},{"$f":"IF(OR(Tabulation[[#This Row],[DayNo]]=1,Tabulation[[#This Row],[DayNo]]=7),1,0)","v":1},{"$f":"COUNTIF(Holidays,Tabulation[[#This Row],[Date]])","v":0},{"$f":"CONCATENATE(Tabulation[[#This Row],[Holiday]],Tabulation[[#This Row],[Season]],Tabulation[[#This Row],[Weekend]],\"-\",IF(Tabulation[[#This Row],[Hour]]<10,0,\"\"),C7152)","v":"0Winter1-20"},{"$f":"VLOOKUP(Tabulation[[#This Row],[Concat]],Table3[],8)","v":0.28519},{"$f":"(Tabulation[[#This Row],[AC System Output (kW)]]*Tabulation[[#This Row],[Rate]])","v":0}]
[10,24,21,0,{"$f":"Tabulation[[#This Row],[AC System Output (W)]]/1000","v":0},{"$f":"VLOOKUP(Tabulation[[#This Row],[Month]],Season,2)","v":"Winter"},{"$f":"(DATE(2021,Tabulation[[#This Row],[Month]],Tabulation[[#This Row],[Day]]))","v":"2021-10-24"},{"$f":"WEEKDAY(Tabulation[[#This Row],[Date]])","v":1},{"$f":"IF(OR(Tabulation[[#This Row],[DayNo]]=1,Tabulation[[#This Row],[DayNo]]=7),1,0)","v":1},{"$f":"COUNTIF(Holidays,Tabulation[[#This Row],[Date]])","v":0},{"$f":"CONCATENATE(Tabulation[[#This Row],[Holiday]],Tabulation[[#This Row],[Season]],Tabulation[[#This Row],[Weekend]],\"-\",IF(Tabulation[[#This Row],[Hour]]<10,0,\"\"),C7153)","v":"0Winter1-21"},{"$f":"VLOOKUP(Tabulation[[#This Row],[Concat]],Table3[],8)","v":0.28519},{"$f":"(Tabulation[[#This Row],[AC System Output (kW)]]*Tabulation[[#This Row],[Rate]])","v":0}]
[10,25,0,0,{"$f":"Tabulation[[#This Row],[AC System Output (W)]]/1000","v":0},{"$f":"VLOOKUP(Tabulation[[#This Row],[Month]],Season,2)","v":"Winter"},{"$f":"(DATE(2021,Tabulation[[#This Row],[Month]],Tabulation[[#This Row],[Day]]))","v":"2021-10-25"},{"$f":"WEEKDAY(Tabulation[[#This Row],[Date]])","v":2},{"$f":"IF(OR(Tabulation[[#This Row],[DayNo]]=1,Tabulation[[#This Row],[DayNo]]=7),1,0)","v":0},{"$f":"COUNTIF(Holidays,Tabulation[[#This Row],[Date]])","v":0},{"$f":"CONCATENATE(Tabulation[[#This Row],[Holiday]],Tabulation[[#This Row],[Season]],Tabulation[[#This Row],[Weekend]],\"-\",IF(Tabulation[[#This Row],[Hour]]<10,0,\"\"),C7156)","v":"0Winter0-00"},{"$f":"VLOOKUP(Tabulation[[#This Row],[Concat]],Table3[],8)","v":0.28519},{"$f":"(Tabulation[[#This Row],[AC System Output (kW)]]*Tabulation[[#This Row],[Rate]])","v":0}]
[10,25,3,0,{"$f":"Tabulation[[#This Row],[AC System Output (W)]]/1000","v":0},{"$f":"VLOOKUP(Tabulation[[#This Row],[Month]],Season,2)","v":"Winter"},{"$f":"(DATE(2021,Tabulation[[#This Row],[Month]],Tabulation[[#This Row],[Day]]))","v":"2021-10-25"},{"$f":"WEEKDAY(Tabulation[[#This Row],[Date]])","v":2},{"$f":"IF(OR(Tabulation[[#This Row],[DayNo]]=1,Tabulation[[#This Row],[DayNo]]=7),1,0)","v":0},{"$f":"COUNTIF(Holidays,Tabulation[[#This Row],[Date]])","v":0},{"$f":"CONCATENATE(Tabulation[[#This Row],[Holiday]],Tabulation[[#This Row],[Season]],Tabulation[[#This Row],[Weekend]],\"-\",IF(Tabulation[[#This Row],[Hour]]<10,0,\"\"),C7159)","v":"0Winter0-03"},{"$f":"VLOOKUP(Tabulation[[#This Row],[Concat]],Table3[],8)","v":0.28519},{"$f":"(Tabulation[[#This Row],[AC System Output (kW)]]*Tabulation[[#This Row],[Rate]])","v":0}]
[10,25,7,823.52200000000005,{"$f":"Tabulation[[#This Row],[AC System Output (W)]]/1000","v":0.82352200000000009},{"$f":"VLOOKUP(Tabulation[[#This Row],[Month]],Season,2)","v":"Winter"},{"$f":"(DATE(2021,Tabulation[[#This Row],[Month]],Tabulation[[#This Row],[Day]]))","v":"2021-10-25"},{"$f":"WEEKDAY(Tabulation[[#This Row],[Date]])","v":2},{"$f":"IF(OR(Tabulation[[#This Row],[DayNo]]=1,Tabulation[[#This Row],[DayNo]]=7),1,0)","v":0},{"$f":"COUNTIF(Holidays,Tabulation[[#This Row],[Date]])","v":0},{"$f":"CONCATENATE(Tabulation[[#This Row],[Holiday]],Tabulation[[#This Row],[Season]],Tabulation[[#This Row],[Weekend]],\"-\",IF(Tabulation[[#This Row],[Hour]]<10,0,\"\"),C7163)","v":"0Winter0-07"},{"$f":"VLOOKUP(Tabulation[[#This Row],[Concat]],Table3[],8)","v":0.28519},{"$f":"(Tabulation[[#This Row],[AC System Output (kW)]]*Tabulation[[#This Row],[Rate]])","v":0.23486023918000001}]
[10,25,10,2546.4499999999998,{"$f":"Tabulation[[#This Row],[AC System Output (W)]]/1000","v":2.5464499999999997},{"$f":"VLOOKUP(Tabulation[[#This Row],[Month]],Season,2)","v":"Winter"},{"$f":"(DATE(2021,Tabulation[[#This Row],[Month]],Tabulation[[#This Row],[Day]]))","v":"2021-10-25"},{"$f":"WEEKDAY(Tabulation[[#This Row],[Date]])","v":2},{"$f":"IF(OR(Tabulation[[#This Row],[DayNo]]=1,Tabulation[[#This Row],[DayNo]]=7),1,0)","v":0},{"$f":"COUNTIF(Holidays,Tabulation[[#This Row],[Date]])","v":0},{"$f":"CONCATENATE(Tabulation[[#This Row],[Holiday]],Tabulation[[#This Row],[Season]],Tabulation[[#This Row],[Weekend]],\"-\",IF(Tabulation[[#This Row],[Hour]]<10,0,\"\"),C7166)","v":"0Winter0-10"},{"$f":"VLOOKUP(Tabulation[[#This Row],[Concat]],Table3[],8)","v":0.28519},{"$f":"(Tabulation[[#This Row],[AC System Output (kW)]]*Tabulation[[#This Row],[Rate]])","v":0.72622207549999995}]
[10,25,13,2369.71,{"$f":"Tabulation[[#This Row],[AC System Output (W)]]/1000","v":2.36971},{"$f":"VLOOKUP(Tabulation[[#This Row],[Month]],Season,2)","v":"Winter"},{"$f":"(DATE(2021,Tabulation[[#This Row],[Month]],Tabulation[[#This Row],[Day]]))","v":"2021-10-25"},{"$f":"WEEKDAY(Tabulation[[#This Row],[Date]])","v":2},{"$f":"IF(OR(Tabulation[[#This Row],[DayNo]]=1,Tabulation[[#This Row],[DayNo]]=7),1,0)","v":0},{"$f":"COUNTIF(Holidays,Tabulation[[#This Row],[Date]])","v":0},{"$f":"CONCATENATE(Tabulation[[#This Row],[Holiday]],Tabulation[[#This Row],[Season]],Tabulation[[#This Row],[Weekend]],\"-\",IF(Tabulation[[#This Row],[Hour]]<10,0,\"\"),C7169)","v":"0Winter0-13"},{"$f":"VLOOKUP(Tabulation[[#This Row],[Concat]],Table3[],8)","v":0.28519},{"$f":"(Tabulation[[#This Row],[AC System Output (kW)]]*Tabulation[[#This Row],[Rate]])","v":0.67581759490000004}]
[10,25,18,0,{"$f":"Tabulation[[#This Row],[AC System Output (W)]]/1000","v":0},{"$f":"VLOOKUP(Tabulation[[#This Row],[Month]],Season,2)","v":"Winter"},{"$f":"(DATE(2021,Tabulation[[#This Row],[Month]],Tabulation[[#This Row],[Day]]))","v":"2021-10-25"},{"$f":"WEEKDAY(Tabulation[[#This Row],[Date]])","v":2},{"$f":"IF(OR(Tabulation[[#This Row],[DayNo]]=1,Tabulation[[#This Row],[DayNo]]=7),1,0)","v":0},{"$f":"COUNTIF(Holidays,Tabulation[[#This Row],[Date]])","v":0},{"$f":"CONCATENATE(Tabulation[[#This Row],[Holiday]],Tabulation[[#This Row],[Season]],Tabulation[[#This Row],[Weekend]],\"-\",IF(Tabulation[[#This Row],[Hour]]<10,0,\"\"),C7174)","v":"0Winter0-18"},{"$f":"VLOOKUP(Tabulation[[#This Row],[Concat]],Table3[],8)","v":0.30257000000000001},{"$f":"(Tabulation[[#This Row],[AC System Output (kW)]]*Tabulation[[#This Row],[Rate]])","v":0}]
[10,25,21,0,{"$f":"Tabulation[[#This Row],[AC System Output (W)]]/1000","v":0},{"$f":"VLOOKUP(Tabulation[[#This Row],[Month]],Season,2)","v":"Winter"},{"$f":"(DATE(2021,Tabulation[[#This Row],[Month]],Tabulation[[#This Row],[Day]]))","v":"2021-10-25"},{"$f":"WEEKDAY(Tabulation[[#This Row],[Date]])","v":2},{"$f":"IF(OR(Tabulation[[#This Row],[DayNo]]=1,Tabulation[[#This Row],[DayNo]]=7),1,0)","v":0},{"$f":"COUNTIF(Holidays,Tabulation[[#This Row],[Date]])","v":0},{"$f":"CONCATENATE(Tabulation[[#This Row],[Holiday]],Tabulation[[#This Row],[Season]],Tabulation[[#This Row],[Weekend]],\"-\",IF(Tabulation[[#This Row],[Hour]]<10,0,\"\"),C7177)","v":"0Winter0-21"},{"$f":"VLOOKUP(Tabulation[[#This Row],[Concat]],Table3[],8)","v":0.28519},{"$f":"(Tabulation[[#This Row],[AC System Output (kW)]]*Tabulation[[#This Row],[Rate]])","v":0}]
[10,25,22,0,{"$f":"Tabulation[[#This Row],[AC System Output (W)]]/1000","v":0},{"$f":"VLOOKUP(Tabulation[[#This Row],[Month]],Season,2)","v":"Winter"},{"$f":"(DATE(2021,Tabulation[[#This Row],[Month]],Tabulation[[#This Row],[Day]]))","v":"2021-10-25"},{"$f":"WEEKDAY(Tabulation[[#This Row],[Date]])","v":2},{"$f":"IF(OR(Tabulation[[#This Row],[DayNo]]=1,Tabulation[[#This Row],[DayNo]]=7),1,0)","v":0},{"$f":"COUNTIF(Holidays,Tabulation[[#This Row],[Date]])","v":0},{"$f":"CONCATENATE(Tabulation[[#This Row],[Holiday]],Tabulation[[#This Row],[Season]],Tabulation[[#This Row],[Weekend]],\"-\",IF(Tabulation[[#This Row],[Hour]]<10,0,\"\"),C7178)","v":"0Winter0-22"},{"$f":"VLOOKUP(Tabulation[[#This Row],[Concat]],Table3[],8)","v":0.28519},{"$f":"(Tabulation[[#This Row],[AC System Output (kW)]]*Tabulation[[#This Row],[Rate]])","v":0}]
[10,26,1,0,{"$f":"Tabulation[[#This Row],[AC System Output (W)]]/1000","v":0},{"$f":"VLOOKUP(Tabulation[[#This Row],[Month]],Season,2)","v":"Winter"},{"$f":"(DATE(2021,Tabulation[[#This Row],[Month]],Tabulation[[#This Row],[Day]]))","v":"2021-10-26"},{"$f":"WEEKDAY(Tabulation[[#This Row],[Date]])","v":3},{"$f":"IF(OR(Tabulation[[#This Row],[DayNo]]=1,Tabulation[[#This Row],[DayNo]]=7),1,0)","v":0},{"$f":"COUNTIF(Holidays,Tabulation[[#This Row],[Date]])","v":0},{"$f":"CONCATENATE(Tabulation[[#This Row],[Holiday]],Tabulation[[#This Row],[Season]],Tabulation[[#This Row],[Weekend]],\"-\",IF(Tabulation[[#This Row],[Hour]]<10,0,\"\"),C7181)","v":"0Winter0-01"},{"$f":"VLOOKUP(Tabulation[[#This Row],[Concat]],Table3[],8)","v":0.28519},{"$f":"(Tabulation[[#This Row],[AC System Output (kW)]]*Tabulation[[#This Row],[Rate]])","v":0}]
[10,26,4,0,{"$f":"Tabulation[[#This Row],[AC System Output (W)]]/1000","v":0},{"$f":"VLOOKUP(Tabulation[[#This Row],[Month]],Season,2)","v":"Winter"},{"$f":"(DATE(2021,Tabulation[[#This Row],[Month]],Tabulation[[#This Row],[Day]]))","v":"2021-10-26"},{"$f":"WEEKDAY(Tabulation[[#This Row],[Date]])","v":3},{"$f":"IF(OR(Tabulation[[#This Row],[DayNo]]=1,Tabulation[[#This Row],[DayNo]]=7),1,0)","v":0},{"$f":"COUNTIF(Holidays,Tabulation[[#This Row],[Date]])","v":0},{"$f":"CONCATENATE(Tabulation[[#This Row],[Holiday]],Tabulation[[#This Row],[Season]],Tabulation[[#This Row],[Weekend]],\"-\",IF(Tabulation[[#This Row],[Hour]]<10,0,\"\"),C7184)","v":"0Winter0-04"},{"$f":"VLOOKUP(Tabulation[[#This Row],[Concat]],Table3[],8)","v":0.28519},{"$f":"(Tabulation[[#This Row],[AC System Output (kW)]]*Tabulation[[#This Row],[Rate]])","v":0}]
[10,26,8,1608.5920000000001,{"$f":"Tabulation[[#This Row],[AC System Output (W)]]/1000","v":1.608592},{"$f":"VLOOKUP(Tabulation[[#This Row],[Month]],Season,2)","v":"Winter"},{"$f":"(DATE(2021,Tabulation[[#This Row],[Month]],Tabulation[[#This Row],[Day]]))","v":"2021-10-26"},{"$f":"WEEKDAY(Tabulation[[#This Row],[Date]])","v":3},{"$f":"IF(OR(Tabulation[[#This Row],[DayNo]]=1,Tabulation[[#This Row],[DayNo]]=7),1,0)","v":0},{"$f":"COUNTIF(Holidays,Tabulation[[#This Row],[Date]])","v":0},{"$f":"CONCATENATE(Tabulation[[#This Row],[Holiday]],Tabulation[[#This Row],[Season]],Tabulation[[#This Row],[Weekend]],\"-\",IF(Tabulation[[#This Row],[Hour]]<10,0,\"\"),C7188)","v":"0Winter0-08"},{"$f":"VLOOKUP(Tabulation[[#This Row],[Concat]],Table3[],8)","v":0.28519},{"$f":"(Tabulation[[#This Row],[AC System Output (kW)]]*Tabulation[[#This Row],[Rate]])","v":0.45875435248000002}]
[10,26,10,2515.4850000000001,{"$f":"Tabulation[[#This Row],[AC System Output (W)]]/1000","v":2.515485},{"$f":"VLOOKUP(Tabulation[[#This Row],[Month]],Season,2)","v":"Winter"},{"$f":"(DATE(2021,Tabulation[[#This Row],[Month]],Tabulation[[#This Row],[Day]]))","v":"2021-10-26"},{"$f":"WEEKDAY(Tabulation[[#This Row],[Date]])","v":3},{"$f":"IF(OR(Tabulation[[#This Row],[DayNo]]=1,Tabulation[[#This Row],[DayNo]]=7),1,0)","v":0},{"$f":"COUNTIF(Holidays,Tabulation[[#This Row],[Date]])","v":0},{"$f":"CONCATENATE(Tabulation[[#This Row],[Holiday]],Tabulation[[#This Row],[Season]],Tabulation[[#This Row],[Weekend]],\"-\",IF(Tabulation[[#This Row],[Hour]]<10,0,\"\"),C7190)","v":"0Winter0-10"},{"$f":"VLOOKUP(Tabulation[[#This Row],[Concat]],Table3[],8)","v":0.28519},{"$f":"(Tabulation[[#This Row],[AC System Output (kW)]]*Tabulation[[#This Row],[Rate]])","v":0.71739116714999995}]
[10,26,16,322.47699999999998,{"$f":"Tabulation[[#This Row],[AC System Output (W)]]/1000","v":0.32247699999999996},{"$f":"VLOOKUP(Tabulation[[#This Row],[Month]],Season,2)","v":"Winter"},{"$f":"(DATE(2021,Tabulation[[#This Row],[Month]],Tabulation[[#This Row],[Day]]))","v":"2021-10-26"},{"$f":"WEEKDAY(Tabulation[[#This Row],[Date]])","v":3},{"$f":"IF(OR(Tabulation[[#This Row],[DayNo]]=1,Tabulation[[#This Row],[DayNo]]=7),1,0)","v":0},{"$f":"COUNTIF(Holidays,Tabulation[[#This Row],[Date]])","v":0},{"$f":"CONCATENATE(Tabulation[[#This Row],[Holiday]],Tabulation[[#This Row],[Season]],Tabulation[[#This Row],[Weekend]],\"-\",IF(Tabulation[[#This Row],[Hour]]<10,0,\"\"),C7196)","v":"0Winter0-16"},{"$f":"VLOOKUP(Tabulation[[#This Row],[Concat]],Table3[],8)","v":0.28519},{"$f":"(Tabulation[[#This Row],[AC System Output (kW)]]*Tabulation[[#This Row],[Rate]])","v":9.1967215629999988E-2}]
[10,26,19,0,{"$f":"Tabulation[[#This Row],[AC System Output (W)]]/1000","v":0},{"$f":"VLOOKUP(Tabulation[[#This Row],[Month]],Season,2)","v":"Winter"},{"$f":"(DATE(2021,Tabulation[[#This Row],[Month]],Tabulation[[#This Row],[Day]]))","v":"2021-10-26"},{"$f":"WEEKDAY(Tabulation[[#This Row],[Date]])","v":3},{"$f":"IF(OR(Tabulation[[#This Row],[DayNo]]=1,Tabulation[[#This Row],[DayNo]]=7),1,0)","v":0},{"$f":"COUNTIF(Holidays,Tabulation[[#This Row],[Date]])","v":0},{"$f":"CONCATENATE(Tabulation[[#This Row],[Holiday]],Tabulation[[#This Row],[Season]],Tabulation[[#This Row],[Weekend]],\"-\",IF(Tabulation[[#This Row],[Hour]]<10,0,\"\"),C7199)","v":"0Winter0-19"},{"$f":"VLOOKUP(Tabulation[[#This Row],[Concat]],Table3[],8)","v":0.30257000000000001},{"$f":"(Tabulation[[#This Row],[AC System Output (kW)]]*Tabulation[[#This Row],[Rate]])","v":0}]
[10,26,22,0,{"$f":"Tabulation[[#This Row],[AC System Output (W)]]/1000","v":0},{"$f":"VLOOKUP(Tabulation[[#This Row],[Month]],Season,2)","v":"Winter"},{"$f":"(DATE(2021,Tabulation[[#This Row],[Month]],Tabulation[[#This Row],[Day]]))","v":"2021-10-26"},{"$f":"WEEKDAY(Tabulation[[#This Row],[Date]])","v":3},{"$f":"IF(OR(Tabulation[[#This Row],[DayNo]]=1,Tabulation[[#This Row],[DayNo]]=7),1,0)","v":0},{"$f":"COUNTIF(Holidays,Tabulation[[#This Row],[Date]])","v":0},{"$f":"CONCATENATE(Tabulation[[#This Row],[Holiday]],Tabulation[[#This Row],[Season]],Tabulation[[#This Row],[Weekend]],\"-\",IF(Tabulation[[#This Row],[Hour]]<10,0,\"\"),C7202)","v":"0Winter0-22"},{"$f":"VLOOKUP(Tabulation[[#This Row],[Concat]],Table3[],8)","v":0.28519},{"$f":"(Tabulation[[#This Row],[AC System Output (kW)]]*Tabulation[[#This Row],[Rate]])","v":0}]
[10,26,23,0,{"$f":"Tabulation[[#This Row],[AC System Output (W)]]/1000","v":0},{"$f":"VLOOKUP(Tabulation[[#This Row],[Month]],Season,2)","v":"Winter"},{"$f":"(DATE(2021,Tabulation[[#This Row],[Month]],Tabulation[[#This Row],[Day]]))","v":"2021-10-26"},{"$f":"WEEKDAY(Tabulation[[#This Row],[Date]])","v":3},{"$f":"IF(OR(Tabulation[[#This Row],[DayNo]]=1,Tabulation[[#This Row],[DayNo]]=7),1,0)","v":0},{"$f":"COUNTIF(Holidays,Tabulation[[#This Row],[Date]])","v":0},{"$f":"CONCATENATE(Tabulation[[#This Row],[Holiday]],Tabulation[[#This Row],[Season]],Tabulation[[#This Row],[Weekend]],\"-\",IF(Tabulation[[#This Row],[Hour]]<10,0,\"\"),C7203)","v":"0Winter0-23"},{"$f":"VLOOKUP(Tabulation[[#This Row],[Concat]],Table3[],8)","v":0.28519},{"$f":"(Tabulation[[#This Row],[AC System Output (kW)]]*Tabulation[[#This Row],[Rate]])","v":0}]
[10,27,2,0,{"$f":"Tabulation[[#This Row],[AC System Output (W)]]/1000","v":0},{"$f":"VLOOKUP(Tabulation[[#This Row],[Month]],Season,2)","v":"Winter"},{"$f":"(DATE(2021,Tabulation[[#This Row],[Month]],Tabulation[[#This Row],[Day]]))","v":"2021-10-27"},{"$f":"WEEKDAY(Tabulation[[#This Row],[Date]])","v":4},{"$f":"IF(OR(Tabulation[[#This Row],[DayNo]]=1,Tabulation[[#This Row],[DayNo]]=7),1,0)","v":0},{"$f":"COUNTIF(Holidays,Tabulation[[#This Row],[Date]])","v":0},{"$f":"CONCATENATE(Tabulation[[#This Row],[Holiday]],Tabulation[[#This Row],[Season]],Tabulation[[#This Row],[Weekend]],\"-\",IF(Tabulation[[#This Row],[Hour]]<10,0,\"\"),C7206)","v":"0Winter0-02"},{"$f":"VLOOKUP(Tabulation[[#This Row],[Concat]],Table3[],8)","v":0.28519},{"$f":"(Tabulation[[#This Row],[AC System Output (kW)]]*Tabulation[[#This Row],[Rate]])","v":0}]
[10,27,5,0,{"$f":"Tabulation[[#This Row],[AC System Output (W)]]/1000","v":0},{"$f":"VLOOKUP(Tabulation[[#This Row],[Month]],Season,2)","v":"Winter"},{"$f":"(DATE(2021,Tabulation[[#This Row],[Month]],Tabulation[[#This Row],[Day]]))","v":"2021-10-27"},{"$f":"WEEKDAY(Tabulation[[#This Row],[Date]])","v":4},{"$f":"IF(OR(Tabulation[[#This Row],[DayNo]]=1,Tabulation[[#This Row],[DayNo]]=7),1,0)","v":0},{"$f":"COUNTIF(Holidays,Tabulation[[#This Row],[Date]])","v":0},{"$f":"CONCATENATE(Tabulation[[#This Row],[Holiday]],Tabulation[[#This Row],[Season]],Tabulation[[#This Row],[Weekend]],\"-\",IF(Tabulation[[#This Row],[Hour]]<10,0,\"\"),C7209)","v":"0Winter0-05"},{"$f":"VLOOKUP(Tabulation[[#This Row],[Concat]],Table3[],8)","v":0.28519},{"$f":"(Tabulation[[#This Row],[AC System Output (kW)]]*Tabulation[[#This Row],[Rate]])","v":0}]
[10,27,11,1678.1289999999999,{"$f":"Tabulation[[#This Row],[AC System Output (W)]]/1000","v":1.678129},{"$f":"VLOOKUP(Tabulation[[#This Row],[Month]],Season,2)","v":"Winter"},{"$f":"(DATE(2021,Tabulation[[#This Row],[Month]],Tabulation[[#This Row],[Day]]))","v":"2021-10-27"},{"$f":"WEEKDAY(Tabulation[[#This Row],[Date]])","v":4},{"$f":"IF(OR(Tabulation[[#This Row],[DayNo]]=1,Tabulation[[#This Row],[DayNo]]=7),1,0)","v":0},{"$f":"COUNTIF(Holidays,Tabulation[[#This Row],[Date]])","v":0},{"$f":"CONCATENATE(Tabulation[[#This Row],[Holiday]],Tabulation[[#This Row],[Season]],Tabulation[[#This Row],[Weekend]],\"-\",IF(Tabulation[[#This Row],[Hour]]<10,0,\"\"),C7215)","v":"0Winter0-11"},{"$f":"VLOOKUP(Tabulation[[#This Row],[Concat]],Table3[],8)","v":0.28519},{"$f":"(Tabulation[[#This Row],[AC System Output (kW)]]*Tabulation[[#This Row],[Rate]])","v":0.47858560951000001}]
[10,27,13,404.39600000000002,{"$f":"Tabulation[[#This Row],[AC System Output (W)]]/1000","v":0.40439600000000003},{"$f":"VLOOKUP(Tabulation[[#This Row],[Month]],Season,2)","v":"Winter"},{"$f":"(DATE(2021,Tabulation[[#This Row],[Month]],Tabulation[[#This Row],[Day]]))","v":"2021-10-27"},{"$f":"WEEKDAY(Tabulation[[#This Row],[Date]])","v":4},{"$f":"IF(OR(Tabulation[[#This Row],[DayNo]]=1,Tabulation[[#This Row],[DayNo]]=7),1,0)","v":0},{"$f":"COUNTIF(Holidays,Tabulation[[#This Row],[Date]])","v":0},{"$f":"CONCATENATE(Tabulation[[#This Row],[Holiday]],Tabulation[[#This Row],[Season]],Tabulation[[#This Row],[Weekend]],\"-\",IF(Tabulation[[#This Row],[Hour]]<10,0,\"\"),C7217)","v":"0Winter0-13"},{"$f":"VLOOKUP(Tabulation[[#This Row],[Concat]],Table3[],8)","v":0.28519},{"$f":"(Tabulation[[#This Row],[AC System Output (kW)]]*Tabulation[[#This Row],[Rate]])","v":0.11532969524000002}]
[10,27,17,0,{"$f":"Tabulation[[#This Row],[AC System Output (W)]]/1000","v":0},{"$f":"VLOOKUP(Tabulation[[#This Row],[Month]],Season,2)","v":"Winter"},{"$f":"(DATE(2021,Tabulation[[#This Row],[Month]],Tabulation[[#This Row],[Day]]))","v":"2021-10-27"},{"$f":"WEEKDAY(Tabulation[[#This Row],[Date]])","v":4},{"$f":"IF(OR(Tabulation[[#This Row],[DayNo]]=1,Tabulation[[#This Row],[DayNo]]=7),1,0)","v":0},{"$f":"COUNTIF(Holidays,Tabulation[[#This Row],[Date]])","v":0},{"$f":"CONCATENATE(Tabulation[[#This Row],[Holiday]],Tabulation[[#This Row],[Season]],Tabulation[[#This Row],[Weekend]],\"-\",IF(Tabulation[[#This Row],[Hour]]<10,0,\"\"),C7221)","v":"0Winter0-17"},{"$f":"VLOOKUP(Tabulation[[#This Row],[Concat]],Table3[],8)","v":0.30257000000000001},{"$f":"(Tabulation[[#This Row],[AC System Output (kW)]]*Tabulation[[#This Row],[Rate]])","v":0}]
[10,27,20,0,{"$f":"Tabulation[[#This Row],[AC System Output (W)]]/1000","v":0},{"$f":"VLOOKUP(Tabulation[[#This Row],[Month]],Season,2)","v":"Winter"},{"$f":"(DATE(2021,Tabulation[[#This Row],[Month]],Tabulation[[#This Row],[Day]]))","v":"2021-10-27"},{"$f":"WEEKDAY(Tabulation[[#This Row],[Date]])","v":4},{"$f":"IF(OR(Tabulation[[#This Row],[DayNo]]=1,Tabulation[[#This Row],[DayNo]]=7),1,0)","v":0},{"$f":"COUNTIF(Holidays,Tabulation[[#This Row],[Date]])","v":0},{"$f":"CONCATENATE(Tabulation[[#This Row],[Holiday]],Tabulation[[#This Row],[Season]],Tabulation[[#This Row],[Weekend]],\"-\",IF(Tabulation[[#This Row],[Hour]]<10,0,\"\"),C7224)","v":"0Winter0-20"},{"$f":"VLOOKUP(Tabulation[[#This Row],[Concat]],Table3[],8)","v":0.28519},{"$f":"(Tabulation[[#This Row],[AC System Output (kW)]]*Tabulation[[#This Row],[Rate]])","v":0}]
[10,27,23,0,{"$f":"Tabulation[[#This Row],[AC System Output (W)]]/1000","v":0},{"$f":"VLOOKUP(Tabulation[[#This Row],[Month]],Season,2)","v":"Winter"},{"$f":"(DATE(2021,Tabulation[[#This Row],[Month]],Tabulation[[#This Row],[Day]]))","v":"2021-10-27"},{"$f":"WEEKDAY(Tabulation[[#This Row],[Date]])","v":4},{"$f":"IF(OR(Tabulation[[#This Row],[DayNo]]=1,Tabulation[[#This Row],[DayNo]]=7),1,0)","v":0},{"$f":"COUNTIF(Holidays,Tabulation[[#This Row],[Date]])","v":0},{"$f":"CONCATENATE(Tabulation[[#This Row],[Holiday]],Tabulation[[#This Row],[Season]],Tabulation[[#This Row],[Weekend]],\"-\",IF(Tabulation[[#This Row],[Hour]]<10,0,\"\"),C7227)","v":"0Winter0-23"},{"$f":"VLOOKUP(Tabulation[[#This Row],[Concat]],Table3[],8)","v":0.28519},{"$f":"(Tabulation[[#This Row],[AC System Output (kW)]]*Tabulation[[#This Row],[Rate]])","v":0}]
[10,28,0,0,{"$f":"Tabulation[[#This Row],[AC System Output (W)]]/1000","v":0},{"$f":"VLOOKUP(Tabulation[[#This Row],[Month]],Season,2)","v":"Winter"},{"$f":"(DATE(2021,Tabulation[[#This Row],[Month]],Tabulation[[#This Row],[Day]]))","v":"2021-10-28"},{"$f":"WEEKDAY(Tabulation[[#This Row],[Date]])","v":5},{"$f":"IF(OR(Tabulation[[#This Row],[DayNo]]=1,Tabulation[[#This Row],[DayNo]]=7),1,0)","v":0},{"$f":"COUNTIF(Holidays,Tabulation[[#This Row],[Date]])","v":0},{"$f":"CONCATENATE(Tabulation[[#This Row],[Holiday]],Tabulation[[#This Row],[Season]],Tabulation[[#This Row],[Weekend]],\"-\",IF(Tabulation[[#This Row],[Hour]]<10,0,\"\"),C7228)","v":"0Winter0-00"},{"$f":"VLOOKUP(Tabulation[[#This Row],[Concat]],Table3[],8)","v":0.28519},{"$f":"(Tabulation[[#This Row],[AC System Output (kW)]]*Tabulation[[#This Row],[Rate]])","v":0}]
[10,28,3,0,{"$f":"Tabulation[[#This Row],[AC System Output (W)]]/1000","v":0},{"$f":"VLOOKUP(Tabulation[[#This Row],[Month]],Season,2)","v":"Winter"},{"$f":"(DATE(2021,Tabulation[[#This Row],[Month]],Tabulation[[#This Row],[Day]]))","v":"2021-10-28"},{"$f":"WEEKDAY(Tabulation[[#This Row],[Date]])","v":5},{"$f":"IF(OR(Tabulation[[#This Row],[DayNo]]=1,Tabulation[[#This Row],[DayNo]]=7),1,0)","v":0},{"$f":"COUNTIF(Holidays,Tabulation[[#This Row],[Date]])","v":0},{"$f":"CONCATENATE(Tabulation[[#This Row],[Holiday]],Tabulation[[#This Row],[Season]],Tabulation[[#This Row],[Weekend]],\"-\",IF(Tabulation[[#This Row],[Hour]]<10,0,\"\"),C7231)","v":"0Winter0-03"},{"$f":"VLOOKUP(Tabulation[[#This Row],[Concat]],Table3[],8)","v":0.28519},{"$f":"(Tabulation[[#This Row],[AC System Output (kW)]]*Tabulation[[#This Row],[Rate]])","v":0}]
[10,28,8,406.25799999999998,{"$f":"Tabulation[[#This Row],[AC System Output (W)]]/1000","v":0.40625800000000001},{"$f":"VLOOKUP(Tabulation[[#This Row],[Month]],Season,2)","v":"Winter"},{"$f":"(DATE(2021,Tabulation[[#This Row],[Month]],Tabulation[[#This Row],[Day]]))","v":"2021-10-28"},{"$f":"WEEKDAY(Tabulation[[#This Row],[Date]])","v":5},{"$f":"IF(OR(Tabulation[[#This Row],[DayNo]]=1,Tabulation[[#This Row],[DayNo]]=7),1,0)","v":0},{"$f":"COUNTIF(Holidays,Tabulation[[#This Row],[Date]])","v":0},{"$f":"CONCATENATE(Tabulation[[#This Row],[Holiday]],Tabulation[[#This Row],[Season]],Tabulation[[#This Row],[Weekend]],\"-\",IF(Tabulation[[#This Row],[Hour]]<10,0,\"\"),C7236)","v":"0Winter0-08"},{"$f":"VLOOKUP(Tabulation[[#This Row],[Concat]],Table3[],8)","v":0.28519},{"$f":"(Tabulation[[#This Row],[AC System Output (kW)]]*Tabulation[[#This Row],[Rate]])","v":0.11586071902}]
[10,28,11,1804.963,{"$f":"Tabulation[[#This Row],[AC System Output (W)]]/1000","v":1.8049629999999999},{"$f":"VLOOKUP(Tabulation[[#This Row],[Month]],Season,2)","v":"Winter"},{"$f":"(DATE(2021,Tabulation[[#This Row],[Month]],Tabulation[[#This Row],[Day]]))","v":"2021-10-28"},{"$f":"WEEKDAY(Tabulation[[#This Row],[Date]])","v":5},{"$f":"IF(OR(Tabulation[[#This Row],[DayNo]]=1,Tabulation[[#This Row],[DayNo]]=7),1,0)","v":0},{"$f":"COUNTIF(Holidays,Tabulation[[#This Row],[Date]])","v":0},{"$f":"CONCATENATE(Tabulation[[#This Row],[Holiday]],Tabulation[[#This Row],[Season]],Tabulation[[#This Row],[Weekend]],\"-\",IF(Tabulation[[#This Row],[Hour]]<10,0,\"\"),C7239)","v":"0Winter0-11"},{"$f":"VLOOKUP(Tabulation[[#This Row],[Concat]],Table3[],8)","v":0.28519},{"$f":"(Tabulation[[#This Row],[AC System Output (kW)]]*Tabulation[[#This Row],[Rate]])","v":0.51475739796999997}]
[10,28,14,732.97400000000005,{"$f":"Tabulation[[#This Row],[AC System Output (W)]]/1000","v":0.73297400000000001},{"$f":"VLOOKUP(Tabulation[[#This Row],[Month]],Season,2)","v":"Winter"},{"$f":"(DATE(2021,Tabulation[[#This Row],[Month]],Tabulation[[#This Row],[Day]]))","v":"2021-10-28"},{"$f":"WEEKDAY(Tabulation[[#This Row],[Date]])","v":5},{"$f":"IF(OR(Tabulation[[#This Row],[DayNo]]=1,Tabulation[[#This Row],[DayNo]]=7),1,0)","v":0},{"$f":"COUNTIF(Holidays,Tabulation[[#This Row],[Date]])","v":0},{"$f":"CONCATENATE(Tabulation[[#This Row],[Holiday]],Tabulation[[#This Row],[Season]],Tabulation[[#This Row],[Weekend]],\"-\",IF(Tabulation[[#This Row],[Hour]]<10,0,\"\"),C7242)","v":"0Winter0-14"},{"$f":"VLOOKUP(Tabulation[[#This Row],[Concat]],Table3[],8)","v":0.28519},{"$f":"(Tabulation[[#This Row],[AC System Output (kW)]]*Tabulation[[#This Row],[Rate]])","v":0.20903685506}]
[10,28,18,0,{"$f":"Tabulation[[#This Row],[AC System Output (W)]]/1000","v":0},{"$f":"VLOOKUP(Tabulation[[#This Row],[Month]],Season,2)","v":"Winter"},{"$f":"(DATE(2021,Tabulation[[#This Row],[Month]],Tabulation[[#This Row],[Day]]))","v":"2021-10-28"},{"$f":"WEEKDAY(Tabulation[[#This Row],[Date]])","v":5},{"$f":"IF(OR(Tabulation[[#This Row],[DayNo]]=1,Tabulation[[#This Row],[DayNo]]=7),1,0)","v":0},{"$f":"COUNTIF(Holidays,Tabulation[[#This Row],[Date]])","v":0},{"$f":"CONCATENATE(Tabulation[[#This Row],[Holiday]],Tabulation[[#This Row],[Season]],Tabulation[[#This Row],[Weekend]],\"-\",IF(Tabulation[[#This Row],[Hour]]<10,0,\"\"),C7246)","v":"0Winter0-18"},{"$f":"VLOOKUP(Tabulation[[#This Row],[Concat]],Table3[],8)","v":0.30257000000000001},{"$f":"(Tabulation[[#This Row],[AC System Output (kW)]]*Tabulation[[#This Row],[Rate]])","v":0}]
[10,28,21,0,{"$f":"Tabulation[[#This Row],[AC System Output (W)]]/1000","v":0},{"$f":"VLOOKUP(Tabulation[[#This Row],[Month]],Season,2)","v":"Winter"},{"$f":"(DATE(2021,Tabulation[[#This Row],[Month]],Tabulation[[#This Row],[Day]]))","v":"2021-10-28"},{"$f":"WEEKDAY(Tabulation[[#This Row],[Date]])","v":5},{"$f":"IF(OR(Tabulation[[#This Row],[DayNo]]=1,Tabulation[[#This Row],[DayNo]]=7),1,0)","v":0},{"$f":"COUNTIF(Holidays,Tabulation[[#This Row],[Date]])","v":0},{"$f":"CONCATENATE(Tabulation[[#This Row],[Holiday]],Tabulation[[#This Row],[Season]],Tabulation[[#This Row],[Weekend]],\"-\",IF(Tabulation[[#This Row],[Hour]]<10,0,\"\"),C7249)","v":"0Winter0-21"},{"$f":"VLOOKUP(Tabulation[[#This Row],[Concat]],Table3[],8)","v":0.28519},{"$f":"(Tabulation[[#This Row],[AC System Output (kW)]]*Tabulation[[#This Row],[Rate]])","v":0}]
[10,29,0,0,{"$f":"Tabulation[[#This Row],[AC System Output (W)]]/1000","v":0},{"$f":"VLOOKUP(Tabulation[[#This Row],[Month]],Season,2)","v":"Winter"},{"$f":"(DATE(2021,Tabulation[[#This Row],[Month]],Tabulation[[#This Row],[Day]]))","v":"2021-10-29"},{"$f":"WEEKDAY(Tabulation[[#This Row],[Date]])","v":6},{"$f":"IF(OR(Tabulation[[#This Row],[DayNo]]=1,Tabulation[[#This Row],[DayNo]]=7),1,0)","v":0},{"$f":"COUNTIF(Holidays,Tabulation[[#This Row],[Date]])","v":0},{"$f":"CONCATENATE(Tabulation[[#This Row],[Holiday]],Tabulation[[#This Row],[Season]],Tabulation[[#This Row],[Weekend]],\"-\",IF(Tabulation[[#This Row],[Hour]]<10,0,\"\"),C7252)","v":"0Winter0-00"},{"$f":"VLOOKUP(Tabulation[[#This Row],[Concat]],Table3[],8)","v":0.28519},{"$f":"(Tabulation[[#This Row],[AC System Output (kW)]]*Tabulation[[#This Row],[Rate]])","v":0}]
[10,29,1,0,{"$f":"Tabulation[[#This Row],[AC System Output (W)]]/1000","v":0},{"$f":"VLOOKUP(Tabulation[[#This Row],[Month]],Season,2)","v":"Winter"},{"$f":"(DATE(2021,Tabulation[[#This Row],[Month]],Tabulation[[#This Row],[Day]]))","v":"2021-10-29"},{"$f":"WEEKDAY(Tabulation[[#This Row],[Date]])","v":6},{"$f":"IF(OR(Tabulation[[#This Row],[DayNo]]=1,Tabulation[[#This Row],[DayNo]]=7),1,0)","v":0},{"$f":"COUNTIF(Holidays,Tabulation[[#This Row],[Date]])","v":0},{"$f":"CONCATENATE(Tabulation[[#This Row],[Holiday]],Tabulation[[#This Row],[Season]],Tabulation[[#This Row],[Weekend]],\"-\",IF(Tabulation[[#This Row],[Hour]]<10,0,\"\"),C7253)","v":"0Winter0-01"},{"$f":"VLOOKUP(Tabulation[[#This Row],[Concat]],Table3[],8)","v":0.28519},{"$f":"(Tabulation[[#This Row],[AC System Output (kW)]]*Tabulation[[#This Row],[Rate]])","v":0}]
[10,29,5,0,{"$f":"Tabulation[[#This Row],[AC System Output (W)]]/1000","v":0},{"$f":"VLOOKUP(Tabulation[[#This Row],[Month]],Season,2)","v":"Winter"},{"$f":"(DATE(2021,Tabulation[[#This Row],[Month]],Tabulation[[#This Row],[Day]]))","v":"2021-10-29"},{"$f":"WEEKDAY(Tabulation[[#This Row],[Date]])","v":6},{"$f":"IF(OR(Tabulation[[#This Row],[DayNo]]=1,Tabulation[[#This Row],[DayNo]]=7),1,0)","v":0},{"$f":"COUNTIF(Holidays,Tabulation[[#This Row],[Date]])","v":0},{"$f":"CONCATENATE(Tabulation[[#This Row],[Holiday]],Tabulation[[#This Row],[Season]],Tabulation[[#This Row],[Weekend]],\"-\",IF(Tabulation[[#This Row],[Hour]]<10,0,\"\"),C7257)","v":"0Winter0-05"},{"$f":"VLOOKUP(Tabulation[[#This Row],[Concat]],Table3[],8)","v":0.28519},{"$f":"(Tabulation[[#This Row],[AC System Output (kW)]]*Tabulation[[#This Row],[Rate]])","v":0}]
[10,29,9,2211.683,{"$f":"Tabulation[[#This Row],[AC System Output (W)]]/1000","v":2.2116829999999998},{"$f":"VLOOKUP(Tabulation[[#This Row],[Month]],Season,2)","v":"Winter"},{"$f":"(DATE(2021,Tabulation[[#This Row],[Month]],Tabulation[[#This Row],[Day]]))","v":"2021-10-29"},{"$f":"WEEKDAY(Tabulation[[#This Row],[Date]])","v":6},{"$f":"IF(OR(Tabulation[[#This Row],[DayNo]]=1,Tabulation[[#This Row],[DayNo]]=7),1,0)","v":0},{"$f":"COUNTIF(Holidays,Tabulation[[#This Row],[Date]])","v":0},{"$f":"CONCATENATE(Tabulation[[#This Row],[Holiday]],Tabulation[[#This Row],[Season]],Tabulation[[#This Row],[Weekend]],\"-\",IF(Tabulation[[#This Row],[Hour]]<10,0,\"\"),C7261)","v":"0Winter0-09"},{"$f":"VLOOKUP(Tabulation[[#This Row],[Concat]],Table3[],8)","v":0.28519},{"$f":"(Tabulation[[#This Row],[AC System Output (kW)]]*Tabulation[[#This Row],[Rate]])","v":0.63074987477}]
[10,29,12,2618.828,{"$f":"Tabulation[[#This Row],[AC System Output (W)]]/1000","v":2.6188280000000002},{"$f":"VLOOKUP(Tabulation[[#This Row],[Month]],Season,2)","v":"Winter"},{"$f":"(DATE(2021,Tabulation[[#This Row],[Month]],Tabulation[[#This Row],[Day]]))","v":"2021-10-29"},{"$f":"WEEKDAY(Tabulation[[#This Row],[Date]])","v":6},{"$f":"IF(OR(Tabulation[[#This Row],[DayNo]]=1,Tabulation[[#This Row],[DayNo]]=7),1,0)","v":0},{"$f":"COUNTIF(Holidays,Tabulation[[#This Row],[Date]])","v":0},{"$f":"CONCATENATE(Tabulation[[#This Row],[Holiday]],Tabulation[[#This Row],[Season]],Tabulation[[#This Row],[Weekend]],\"-\",IF(Tabulation[[#This Row],[Hour]]<10,0,\"\"),C7264)","v":"0Winter0-12"},{"$f":"VLOOKUP(Tabulation[[#This Row],[Concat]],Table3[],8)","v":0.28519},{"$f":"(Tabulation[[#This Row],[AC System Output (kW)]]*Tabulation[[#This Row],[Rate]])","v":0.74686355732000009}]
[10,29,15,813.46400000000006,{"$f":"Tabulation[[#This Row],[AC System Output (W)]]/1000","v":0.81346400000000008},{"$f":"VLOOKUP(Tabulation[[#This Row],[Month]],Season,2)","v":"Winter"},{"$f":"(DATE(2021,Tabulation[[#This Row],[Month]],Tabulation[[#This Row],[Day]]))","v":"2021-10-29"},{"$f":"WEEKDAY(Tabulation[[#This Row],[Date]])","v":6},{"$f":"IF(OR(Tabulation[[#This Row],[DayNo]]=1,Tabulation[[#This Row],[DayNo]]=7),1,0)","v":0},{"$f":"COUNTIF(Holidays,Tabulation[[#This Row],[Date]])","v":0},{"$f":"CONCATENATE(Tabulation[[#This Row],[Holiday]],Tabulation[[#This Row],[Season]],Tabulation[[#This Row],[Weekend]],\"-\",IF(Tabulation[[#This Row],[Hour]]<10,0,\"\"),C7267)","v":"0Winter0-15"},{"$f":"VLOOKUP(Tabulation[[#This Row],[Concat]],Table3[],8)","v":0.28519},{"$f":"(Tabulation[[#This Row],[AC System Output (kW)]]*Tabulation[[#This Row],[Rate]])","v":0.23199179816000001}]
[10,29,19,0,{"$f":"Tabulation[[#This Row],[AC System Output (W)]]/1000","v":0},{"$f":"VLOOKUP(Tabulation[[#This Row],[Month]],Season,2)","v":"Winter"},{"$f":"(DATE(2021,Tabulation[[#This Row],[Month]],Tabulation[[#This Row],[Day]]))","v":"2021-10-29"},{"$f":"WEEKDAY(Tabulation[[#This Row],[Date]])","v":6},{"$f":"IF(OR(Tabulation[[#This Row],[DayNo]]=1,Tabulation[[#This Row],[DayNo]]=7),1,0)","v":0},{"$f":"COUNTIF(Holidays,Tabulation[[#This Row],[Date]])","v":0},{"$f":"CONCATENATE(Tabulation[[#This Row],[Holiday]],Tabulation[[#This Row],[Season]],Tabulation[[#This Row],[Weekend]],\"-\",IF(Tabulation[[#This Row],[Hour]]<10,0,\"\"),C7271)","v":"0Winter0-19"},{"$f":"VLOOKUP(Tabulation[[#This Row],[Concat]],Table3[],8)","v":0.30257000000000001},{"$f":"(Tabulation[[#This Row],[AC System Output (kW)]]*Tabulation[[#This Row],[Rate]])","v":0}]
[10,29,22,0,{"$f":"Tabulation[[#This Row],[AC System Output (W)]]/1000","v":0},{"$f":"VLOOKUP(Tabulation[[#This Row],[Month]],Season,2)","v":"Winter"},{"$f":"(DATE(2021,Tabulation[[#This Row],[Month]],Tabulation[[#This Row],[Day]]))","v":"2021-10-29"},{"$f":"WEEKDAY(Tabulation[[#This Row],[Date]])","v":6},{"$f":"IF(OR(Tabulation[[#This Row],[DayNo]]=1,Tabulation[[#This Row],[DayNo]]=7),1,0)","v":0},{"$f":"COUNTIF(Holidays,Tabulation[[#This Row],[Date]])","v":0},{"$f":"CONCATENATE(Tabulation[[#This Row],[Holiday]],Tabulation[[#This Row],[Season]],Tabulation[[#This Row],[Weekend]],\"-\",IF(Tabulation[[#This Row],[Hour]]<10,0,\"\"),C7274)","v":"0Winter0-22"},{"$f":"VLOOKUP(Tabulation[[#This Row],[Concat]],Table3[],8)","v":0.28519},{"$f":"(Tabulation[[#This Row],[AC System Output (kW)]]*Tabulation[[#This Row],[Rate]])","v":0}]
[10,30,1,0,{"$f":"Tabulation[[#This Row],[AC System Output (W)]]/1000","v":0},{"$f":"VLOOKUP(Tabulation[[#This Row],[Month]],Season,2)","v":"Winter"},{"$f":"(DATE(2021,Tabulation[[#This Row],[Month]],Tabulation[[#This Row],[Day]]))","v":"2021-10-30"},{"$f":"WEEKDAY(Tabulation[[#This Row],[Date]])","v":7},{"$f":"IF(OR(Tabulation[[#This Row],[DayNo]]=1,Tabulation[[#This Row],[DayNo]]=7),1,0)","v":1},{"$f":"COUNTIF(Holidays,Tabulation[[#This Row],[Date]])","v":0},{"$f":"CONCATENATE(Tabulation[[#This Row],[Holiday]],Tabulation[[#This Row],[Season]],Tabulation[[#This Row],[Weekend]],\"-\",IF(Tabulation[[#This Row],[Hour]]<10,0,\"\"),C7277)","v":"0Winter1-01"},{"$f":"VLOOKUP(Tabulation[[#This Row],[Concat]],Table3[],8)","v":0.28519},{"$f":"(Tabulation[[#This Row],[AC System Output (kW)]]*Tabulation[[#This Row],[Rate]])","v":0}]
[10,30,2,0,{"$f":"Tabulation[[#This Row],[AC System Output (W)]]/1000","v":0},{"$f":"VLOOKUP(Tabulation[[#This Row],[Month]],Season,2)","v":"Winter"},{"$f":"(DATE(2021,Tabulation[[#This Row],[Month]],Tabulation[[#This Row],[Day]]))","v":"2021-10-30"},{"$f":"WEEKDAY(Tabulation[[#This Row],[Date]])","v":7},{"$f":"IF(OR(Tabulation[[#This Row],[DayNo]]=1,Tabulation[[#This Row],[DayNo]]=7),1,0)","v":1},{"$f":"COUNTIF(Holidays,Tabulation[[#This Row],[Date]])","v":0},{"$f":"CONCATENATE(Tabulation[[#This Row],[Holiday]],Tabulation[[#This Row],[Season]],Tabulation[[#This Row],[Weekend]],\"-\",IF(Tabulation[[#This Row],[Hour]]<10,0,\"\"),C7278)","v":"0Winter1-02"},{"$f":"VLOOKUP(Tabulation[[#This Row],[Concat]],Table3[],8)","v":0.28519},{"$f":"(Tabulation[[#This Row],[AC System Output (kW)]]*Tabulation[[#This Row],[Rate]])","v":0}]
[10,30,6,0,{"$f":"Tabulation[[#This Row],[AC System Output (W)]]/1000","v":0},{"$f":"VLOOKUP(Tabulation[[#This Row],[Month]],Season,2)","v":"Winter"},{"$f":"(DATE(2021,Tabulation[[#This Row],[Month]],Tabulation[[#This Row],[Day]]))","v":"2021-10-30"},{"$f":"WEEKDAY(Tabulation[[#This Row],[Date]])","v":7},{"$f":"IF(OR(Tabulation[[#This Row],[DayNo]]=1,Tabulation[[#This Row],[DayNo]]=7),1,0)","v":1},{"$f":"COUNTIF(Holidays,Tabulation[[#This Row],[Date]])","v":0},{"$f":"CONCATENATE(Tabulation[[#This Row],[Holiday]],Tabulation[[#This Row],[Season]],Tabulation[[#This Row],[Weekend]],\"-\",IF(Tabulation[[#This Row],[Hour]]<10,0,\"\"),C7282)","v":"0Winter1-06"},{"$f":"VLOOKUP(Tabulation[[#This Row],[Concat]],Table3[],8)","v":0.28519},{"$f":"(Tabulation[[#This Row],[AC System Output (kW)]]*Tabulation[[#This Row],[Rate]])","v":0}]
[10,30,10,2630.19,{"$f":"Tabulation[[#This Row],[AC System Output (W)]]/1000","v":2.6301900000000002},{"$f":"VLOOKUP(Tabulation[[#This Row],[Month]],Season,2)","v":"Winter"},{"$f":"(DATE(2021,Tabulation[[#This Row],[Month]],Tabulation[[#This Row],[Day]]))","v":"2021-10-30"},{"$f":"WEEKDAY(Tabulation[[#This Row],[Date]])","v":7},{"$f":"IF(OR(Tabulation[[#This Row],[DayNo]]=1,Tabulation[[#This Row],[DayNo]]=7),1,0)","v":1},{"$f":"COUNTIF(Holidays,Tabulation[[#This Row],[Date]])","v":0},{"$f":"CONCATENATE(Tabulation[[#This Row],[Holiday]],Tabulation[[#This Row],[Season]],Tabulation[[#This Row],[Weekend]],\"-\",IF(Tabulation[[#This Row],[Hour]]<10,0,\"\"),C7286)","v":"0Winter1-10"},{"$f":"VLOOKUP(Tabulation[[#This Row],[Concat]],Table3[],8)","v":0.28519},{"$f":"(Tabulation[[#This Row],[AC System Output (kW)]]*Tabulation[[#This Row],[Rate]])","v":0.75010388610000012}]
[10,30,13,76.253,{"$f":"Tabulation[[#This Row],[AC System Output (W)]]/1000","v":7.6253000000000001E-2},{"$f":"VLOOKUP(Tabulation[[#This Row],[Month]],Season,2)","v":"Winter"},{"$f":"(DATE(2021,Tabulation[[#This Row],[Month]],Tabulation[[#This Row],[Day]]))","v":"2021-10-30"},{"$f":"WEEKDAY(Tabulation[[#This Row],[Date]])","v":7},{"$f":"IF(OR(Tabulation[[#This Row],[DayNo]]=1,Tabulation[[#This Row],[DayNo]]=7),1,0)","v":1},{"$f":"COUNTIF(Holidays,Tabulation[[#This Row],[Date]])","v":0},{"$f":"CONCATENATE(Tabulation[[#This Row],[Holiday]],Tabulation[[#This Row],[Season]],Tabulation[[#This Row],[Weekend]],\"-\",IF(Tabulation[[#This Row],[Hour]]<10,0,\"\"),C7289)","v":"0Winter1-13"},{"$f":"VLOOKUP(Tabulation[[#This Row],[Concat]],Table3[],8)","v":0.28519},{"$f":"(Tabulation[[#This Row],[AC System Output (kW)]]*Tabulation[[#This Row],[Rate]])","v":2.174659307E-2}]
[10,30,16,412.447,{"$f":"Tabulation[[#This Row],[AC System Output (W)]]/1000","v":0.41244700000000001},{"$f":"VLOOKUP(Tabulation[[#This Row],[Month]],Season,2)","v":"Winter"},{"$f":"(DATE(2021,Tabulation[[#This Row],[Month]],Tabulation[[#This Row],[Day]]))","v":"2021-10-30"},{"$f":"WEEKDAY(Tabulation[[#This Row],[Date]])","v":7},{"$f":"IF(OR(Tabulation[[#This Row],[DayNo]]=1,Tabulation[[#This Row],[DayNo]]=7),1,0)","v":1},{"$f":"COUNTIF(Holidays,Tabulation[[#This Row],[Date]])","v":0},{"$f":"CONCATENATE(Tabulation[[#This Row],[Holiday]],Tabulation[[#This Row],[Season]],Tabulation[[#This Row],[Weekend]],\"-\",IF(Tabulation[[#This Row],[Hour]]<10,0,\"\"),C7292)","v":"0Winter1-16"},{"$f":"VLOOKUP(Tabulation[[#This Row],[Concat]],Table3[],8)","v":0.28519},{"$f":"(Tabulation[[#This Row],[AC System Output (kW)]]*Tabulation[[#This Row],[Rate]])","v":0.11762575993}]
[10,30,20,0,{"$f":"Tabulation[[#This Row],[AC System Output (W)]]/1000","v":0},{"$f":"VLOOKUP(Tabulation[[#This Row],[Month]],Season,2)","v":"Winter"},{"$f":"(DATE(2021,Tabulation[[#This Row],[Month]],Tabulation[[#This Row],[Day]]))","v":"2021-10-30"},{"$f":"WEEKDAY(Tabulation[[#This Row],[Date]])","v":7},{"$f":"IF(OR(Tabulation[[#This Row],[DayNo]]=1,Tabulation[[#This Row],[DayNo]]=7),1,0)","v":1},{"$f":"COUNTIF(Holidays,Tabulation[[#This Row],[Date]])","v":0},{"$f":"CONCATENATE(Tabulation[[#This Row],[Holiday]],Tabulation[[#This Row],[Season]],Tabulation[[#This Row],[Weekend]],\"-\",IF(Tabulation[[#This Row],[Hour]]<10,0,\"\"),C7296)","v":"0Winter1-20"},{"$f":"VLOOKUP(Tabulation[[#This Row],[Concat]],Table3[],8)","v":0.28519},{"$f":"(Tabulation[[#This Row],[AC System Output (kW)]]*Tabulation[[#This Row],[Rate]])","v":0}]
[10,30,23,0,{"$f":"Tabulation[[#This Row],[AC System Output (W)]]/1000","v":0},{"$f":"VLOOKUP(Tabulation[[#This Row],[Month]],Season,2)","v":"Winter"},{"$f":"(DATE(2021,Tabulation[[#This Row],[Month]],Tabulation[[#This Row],[Day]]))","v":"2021-10-30"},{"$f":"WEEKDAY(Tabulation[[#This Row],[Date]])","v":7},{"$f":"IF(OR(Tabulation[[#This Row],[DayNo]]=1,Tabulation[[#This Row],[DayNo]]=7),1,0)","v":1},{"$f":"COUNTIF(Holidays,Tabulation[[#This Row],[Date]])","v":0},{"$f":"CONCATENATE(Tabulation[[#This Row],[Holiday]],Tabulation[[#This Row],[Season]],Tabulation[[#This Row],[Weekend]],\"-\",IF(Tabulation[[#This Row],[Hour]]<10,0,\"\"),C7299)","v":"0Winter1-23"},{"$f":"VLOOKUP(Tabulation[[#This Row],[Concat]],Table3[],8)","v":0.28519},{"$f":"(Tabulation[[#This Row],[AC System Output (kW)]]*Tabulation[[#This Row],[Rate]])","v":0}]
[10,31,3,0,{"$f":"Tabulation[[#This Row],[AC System Output (W)]]/1000","v":0},{"$f":"VLOOKUP(Tabulation[[#This Row],[Month]],Season,2)","v":"Winter"},{"$f":"(DATE(2021,Tabulation[[#This Row],[Month]],Tabulation[[#This Row],[Day]]))","v":"2021-10-31"},{"$f":"WEEKDAY(Tabulation[[#This Row],[Date]])","v":1},{"$f":"IF(OR(Tabulation[[#This Row],[DayNo]]=1,Tabulation[[#This Row],[DayNo]]=7),1,0)","v":1},{"$f":"COUNTIF(Holidays,Tabulation[[#This Row],[Date]])","v":0},{"$f":"CONCATENATE(Tabulation[[#This Row],[Holiday]],Tabulation[[#This Row],[Season]],Tabulation[[#This Row],[Weekend]],\"-\",IF(Tabulation[[#This Row],[Hour]]<10,0,\"\"),C7303)","v":"0Winter1-03"},{"$f":"VLOOKUP(Tabulation[[#This Row],[Concat]],Table3[],8)","v":0.28519},{"$f":"(Tabulation[[#This Row],[AC System Output (kW)]]*Tabulation[[#This Row],[Rate]])","v":0}]
[10,31,4,0,{"$f":"Tabulation[[#This Row],[AC System Output (W)]]/1000","v":0},{"$f":"VLOOKUP(Tabulation[[#This Row],[Month]],Season,2)","v":"Winter"},{"$f":"(DATE(2021,Tabulation[[#This Row],[Month]],Tabulation[[#This Row],[Day]]))","v":"2021-10-31"},{"$f":"WEEKDAY(Tabulation[[#This Row],[Date]])","v":1},{"$f":"IF(OR(Tabulation[[#This Row],[DayNo]]=1,Tabulation[[#This Row],[DayNo]]=7),1,0)","v":1},{"$f":"COUNTIF(Holidays,Tabulation[[#This Row],[Date]])","v":0},{"$f":"CONCATENATE(Tabulation[[#This Row],[Holiday]],Tabulation[[#This Row],[Season]],Tabulation[[#This Row],[Weekend]],\"-\",IF(Tabulation[[#This Row],[Hour]]<10,0,\"\"),C7304)","v":"0Winter1-04"},{"$f":"VLOOKUP(Tabulation[[#This Row],[Concat]],Table3[],8)","v":0.28519},{"$f":"(Tabulation[[#This Row],[AC System Output (kW)]]*Tabulation[[#This Row],[Rate]])","v":0}]
[10,31,7,790.57299999999998,{"$f":"Tabulation[[#This Row],[AC System Output (W)]]/1000","v":0.79057299999999997},{"$f":"VLOOKUP(Tabulation[[#This Row],[Month]],Season,2)","v":"Winter"},{"$f":"(DATE(2021,Tabulation[[#This Row],[Month]],Tabulation[[#This Row],[Day]]))","v":"2021-10-31"},{"$f":"WEEKDAY(Tabulation[[#This Row],[Date]])","v":1},{"$f":"IF(OR(Tabulation[[#This Row],[DayNo]]=1,Tabulation[[#This Row],[DayNo]]=7),1,0)","v":1},{"$f":"COUNTIF(Holidays,Tabulation[[#This Row],[Date]])","v":0},{"$f":"CONCATENATE(Tabulation[[#This Row],[Holiday]],Tabulation[[#This Row],[Season]],Tabulation[[#This Row],[Weekend]],\"-\",IF(Tabulation[[#This Row],[Hour]]<10,0,\"\"),C7307)","v":"0Winter1-07"},{"$f":"VLOOKUP(Tabulation[[#This Row],[Concat]],Table3[],8)","v":0.28519},{"$f":"(Tabulation[[#This Row],[AC System Output (kW)]]*Tabulation[[#This Row],[Rate]])","v":0.22546351386999999}]
[10,31,11,1646.9059999999999,{"$f":"Tabulation[[#This Row],[AC System Output (W)]]/1000","v":1.646906},{"$f":"VLOOKUP(Tabulation[[#This Row],[Month]],Season,2)","v":"Winter"},{"$f":"(DATE(2021,Tabulation[[#This Row],[Month]],Tabulation[[#This Row],[Day]]))","v":"2021-10-31"},{"$f":"WEEKDAY(Tabulation[[#This Row],[Date]])","v":1},{"$f":"IF(OR(Tabulation[[#This Row],[DayNo]]=1,Tabulation[[#This Row],[DayNo]]=7),1,0)","v":1},{"$f":"COUNTIF(Holidays,Tabulation[[#This Row],[Date]])","v":0},{"$f":"CONCATENATE(Tabulation[[#This Row],[Holiday]],Tabulation[[#This Row],[Season]],Tabulation[[#This Row],[Weekend]],\"-\",IF(Tabulation[[#This Row],[Hour]]<10,0,\"\"),C7311)","v":"0Winter1-11"},{"$f":"VLOOKUP(Tabulation[[#This Row],[Concat]],Table3[],8)","v":0.28519},{"$f":"(Tabulation[[#This Row],[AC System Output (kW)]]*Tabulation[[#This Row],[Rate]])","v":0.46968112214000002}]
[10,31,14,1937.3630000000001,{"$f":"Tabulation[[#This Row],[AC System Output (W)]]/1000","v":1.9373629999999999},{"$f":"VLOOKUP(Tabulation[[#This Row],[Month]],Season,2)","v":"Winter"},{"$f":"(DATE(2021,Tabulation[[#This Row],[Month]],Tabulation[[#This Row],[Day]]))","v":"2021-10-31"},{"$f":"WEEKDAY(Tabulation[[#This Row],[Date]])","v":1},{"$f":"IF(OR(Tabulation[[#This Row],[DayNo]]=1,Tabulation[[#This Row],[DayNo]]=7),1,0)","v":1},{"$f":"COUNTIF(Holidays,Tabulation[[#This Row],[Date]])","v":0},{"$f":"CONCATENATE(Tabulation[[#This Row],[Holiday]],Tabulation[[#This Row],[Season]],Tabulation[[#This Row],[Weekend]],\"-\",IF(Tabulation[[#This Row],[Hour]]<10,0,\"\"),C7314)","v":"0Winter1-14"},{"$f":"VLOOKUP(Tabulation[[#This Row],[Concat]],Table3[],8)","v":0.28519},{"$f":"(Tabulation[[#This Row],[AC System Output (kW)]]*Tabulation[[#This Row],[Rate]])","v":0.55251655396999999}]
[10,31,17,0,{"$f":"Tabulation[[#This Row],[AC System Output (W)]]/1000","v":0},{"$f":"VLOOKUP(Tabulation[[#This Row],[Month]],Season,2)","v":"Winter"},{"$f":"(DATE(2021,Tabulation[[#This Row],[Month]],Tabulation[[#This Row],[Day]]))","v":"2021-10-31"},{"$f":"WEEKDAY(Tabulation[[#This Row],[Date]])","v":1},{"$f":"IF(OR(Tabulation[[#This Row],[DayNo]]=1,Tabulation[[#This Row],[DayNo]]=7),1,0)","v":1},{"$f":"COUNTIF(Holidays,Tabulation[[#This Row],[Date]])","v":0},{"$f":"CONCATENATE(Tabulation[[#This Row],[Holiday]],Tabulation[[#This Row],[Season]],Tabulation[[#This Row],[Weekend]],\"-\",IF(Tabulation[[#This Row],[Hour]]<10,0,\"\"),C7317)","v":"0Winter1-17"},{"$f":"VLOOKUP(Tabulation[[#This Row],[Concat]],Table3[],8)","v":0.28519},{"$f":"(Tabulation[[#This Row],[AC System Output (kW)]]*Tabulation[[#This Row],[Rate]])","v":0}]
[10,31,21,0,{"$f":"Tabulation[[#This Row],[AC System Output (W)]]/1000","v":0},{"$f":"VLOOKUP(Tabulation[[#This Row],[Month]],Season,2)","v":"Winter"},{"$f":"(DATE(2021,Tabulation[[#This Row],[Month]],Tabulation[[#This Row],[Day]]))","v":"2021-10-31"},{"$f":"WEEKDAY(Tabulation[[#This Row],[Date]])","v":1},{"$f":"IF(OR(Tabulation[[#This Row],[DayNo]]=1,Tabulation[[#This Row],[DayNo]]=7),1,0)","v":1},{"$f":"COUNTIF(Holidays,Tabulation[[#This Row],[Date]])","v":0},{"$f":"CONCATENATE(Tabulation[[#This Row],[Holiday]],Tabulation[[#This Row],[Season]],Tabulation[[#This Row],[Weekend]],\"-\",IF(Tabulation[[#This Row],[Hour]]<10,0,\"\"),C7321)","v":"0Winter1-21"},{"$f":"VLOOKUP(Tabulation[[#This Row],[Concat]],Table3[],8)","v":0.28519},{"$f":"(Tabulation[[#This Row],[AC System Output (kW)]]*Tabulation[[#This Row],[Rate]])","v":0}]
[11,1,0,0,{"$f":"Tabulation[[#This Row],[AC System Output (W)]]/1000","v":0},{"$f":"VLOOKUP(Tabulation[[#This Row],[Month]],Season,2)","v":"Winter"},{"$f":"(DATE(2021,Tabulation[[#This Row],[Month]],Tabulation[[#This Row],[Day]]))","v":"2021-11-01"},{"$f":"WEEKDAY(Tabulation[[#This Row],[Date]])","v":2},{"$f":"IF(OR(Tabulation[[#This Row],[DayNo]]=1,Tabulation[[#This Row],[DayNo]]=7),1,0)","v":0},{"$f":"COUNTIF(Holidays,Tabulation[[#This Row],[Date]])","v":1},{"$f":"CONCATENATE(Tabulation[[#This Row],[Holiday]],Tabulation[[#This Row],[Season]],Tabulation[[#This Row],[Weekend]],\"-\",IF(Tabulation[[#This Row],[Hour]]<10,0,\"\"),C7324)","v":"1Winter0-00"},{"$f":"VLOOKUP(Tabulation[[#This Row],[Concat]],Table3[],8)","v":0.28519},{"$f":"(Tabulation[[#This Row],[AC System Output (kW)]]*Tabulation[[#This Row],[Rate]])","v":0}]
[11,1,2,0,{"$f":"Tabulation[[#This Row],[AC System Output (W)]]/1000","v":0},{"$f":"VLOOKUP(Tabulation[[#This Row],[Month]],Season,2)","v":"Winter"},{"$f":"(DATE(2021,Tabulation[[#This Row],[Month]],Tabulation[[#This Row],[Day]]))","v":"2021-11-01"},{"$f":"WEEKDAY(Tabulation[[#This Row],[Date]])","v":2},{"$f":"IF(OR(Tabulation[[#This Row],[DayNo]]=1,Tabulation[[#This Row],[DayNo]]=7),1,0)","v":0},{"$f":"COUNTIF(Holidays,Tabulation[[#This Row],[Date]])","v":1},{"$f":"CONCATENATE(Tabulation[[#This Row],[Holiday]],Tabulation[[#This Row],[Season]],Tabulation[[#This Row],[Weekend]],\"-\",IF(Tabulation[[#This Row],[Hour]]<10,0,\"\"),C7326)","v":"1Winter0-02"},{"$f":"VLOOKUP(Tabulation[[#This Row],[Concat]],Table3[],8)","v":0.28519},{"$f":"(Tabulation[[#This Row],[AC System Output (kW)]]*Tabulation[[#This Row],[Rate]])","v":0}]
[11,1,5,0,{"$f":"Tabulation[[#This Row],[AC System Output (W)]]/1000","v":0},{"$f":"VLOOKUP(Tabulation[[#This Row],[Month]],Season,2)","v":"Winter"},{"$f":"(DATE(2021,Tabulation[[#This Row],[Month]],Tabulation[[#This Row],[Day]]))","v":"2021-11-01"},{"$f":"WEEKDAY(Tabulation[[#This Row],[Date]])","v":2},{"$f":"IF(OR(Tabulation[[#This Row],[DayNo]]=1,Tabulation[[#This Row],[DayNo]]=7),1,0)","v":0},{"$f":"COUNTIF(Holidays,Tabulation[[#This Row],[Date]])","v":1},{"$f":"CONCATENATE(Tabulation[[#This Row],[Holiday]],Tabulation[[#This Row],[Season]],Tabulation[[#This Row],[Weekend]],\"-\",IF(Tabulation[[#This Row],[Hour]]<10,0,\"\"),C7329)","v":"1Winter0-05"},{"$f":"VLOOKUP(Tabulation[[#This Row],[Concat]],Table3[],8)","v":0.28519},{"$f":"(Tabulation[[#This Row],[AC System Output (kW)]]*Tabulation[[#This Row],[Rate]])","v":0}]
[11,1,8,1641.347,{"$f":"Tabulation[[#This Row],[AC System Output (W)]]/1000","v":1.6413469999999999},{"$f":"VLOOKUP(Tabulation[[#This Row],[Month]],Season,2)","v":"Winter"},{"$f":"(DATE(2021,Tabulation[[#This Row],[Month]],Tabulation[[#This Row],[Day]]))","v":"2021-11-01"},{"$f":"WEEKDAY(Tabulation[[#This Row],[Date]])","v":2},{"$f":"IF(OR(Tabulation[[#This Row],[DayNo]]=1,Tabulation[[#This Row],[DayNo]]=7),1,0)","v":0},{"$f":"COUNTIF(Holidays,Tabulation[[#This Row],[Date]])","v":1},{"$f":"CONCATENATE(Tabulation[[#This Row],[Holiday]],Tabulation[[#This Row],[Season]],Tabulation[[#This Row],[Weekend]],\"-\",IF(Tabulation[[#This Row],[Hour]]<10,0,\"\"),C7332)","v":"1Winter0-08"},{"$f":"VLOOKUP(Tabulation[[#This Row],[Concat]],Table3[],8)","v":0.28519},{"$f":"(Tabulation[[#This Row],[AC System Output (kW)]]*Tabulation[[#This Row],[Rate]])","v":0.46809575092999994}]
[11,1,12,1993.5650000000001,{"$f":"Tabulation[[#This Row],[AC System Output (W)]]/1000","v":1.993565},{"$f":"VLOOKUP(Tabulation[[#This Row],[Month]],Season,2)","v":"Winter"},{"$f":"(DATE(2021,Tabulation[[#This Row],[Month]],Tabulation[[#This Row],[Day]]))","v":"2021-11-01"},{"$f":"WEEKDAY(Tabulation[[#This Row],[Date]])","v":2},{"$f":"IF(OR(Tabulation[[#This Row],[DayNo]]=1,Tabulation[[#This Row],[DayNo]]=7),1,0)","v":0},{"$f":"COUNTIF(Holidays,Tabulation[[#This Row],[Date]])","v":1},{"$f":"CONCATENATE(Tabulation[[#This Row],[Holiday]],Tabulation[[#This Row],[Season]],Tabulation[[#This Row],[Weekend]],\"-\",IF(Tabulation[[#This Row],[Hour]]<10,0,\"\"),C7336)","v":"1Winter0-12"},{"$f":"VLOOKUP(Tabulation[[#This Row],[Concat]],Table3[],8)","v":0.28519},{"$f":"(Tabulation[[#This Row],[AC System Output (kW)]]*Tabulation[[#This Row],[Rate]])","v":0.56854480235000004}]
[11,1,15,1180.097,{"$f":"Tabulation[[#This Row],[AC System Output (W)]]/1000","v":1.180097},{"$f":"VLOOKUP(Tabulation[[#This Row],[Month]],Season,2)","v":"Winter"},{"$f":"(DATE(2021,Tabulation[[#This Row],[Month]],Tabulation[[#This Row],[Day]]))","v":"2021-11-01"},{"$f":"WEEKDAY(Tabulation[[#This Row],[Date]])","v":2},{"$f":"IF(OR(Tabulation[[#This Row],[DayNo]]=1,Tabulation[[#This Row],[DayNo]]=7),1,0)","v":0},{"$f":"COUNTIF(Holidays,Tabulation[[#This Row],[Date]])","v":1},{"$f":"CONCATENATE(Tabulation[[#This Row],[Holiday]],Tabulation[[#This Row],[Season]],Tabulation[[#This Row],[Weekend]],\"-\",IF(Tabulation[[#This Row],[Hour]]<10,0,\"\"),C7339)","v":"1Winter0-15"},{"$f":"VLOOKUP(Tabulation[[#This Row],[Concat]],Table3[],8)","v":0.28519},{"$f":"(Tabulation[[#This Row],[AC System Output (kW)]]*Tabulation[[#This Row],[Rate]])","v":0.33655186342999999}]
[11,1,18,0,{"$f":"Tabulation[[#This Row],[AC System Output (W)]]/1000","v":0},{"$f":"VLOOKUP(Tabulation[[#This Row],[Month]],Season,2)","v":"Winter"},{"$f":"(DATE(2021,Tabulation[[#This Row],[Month]],Tabulation[[#This Row],[Day]]))","v":"2021-11-01"},{"$f":"WEEKDAY(Tabulation[[#This Row],[Date]])","v":2},{"$f":"IF(OR(Tabulation[[#This Row],[DayNo]]=1,Tabulation[[#This Row],[DayNo]]=7),1,0)","v":0},{"$f":"COUNTIF(Holidays,Tabulation[[#This Row],[Date]])","v":1},{"$f":"CONCATENATE(Tabulation[[#This Row],[Holiday]],Tabulation[[#This Row],[Season]],Tabulation[[#This Row],[Weekend]],\"-\",IF(Tabulation[[#This Row],[Hour]]<10,0,\"\"),C7342)","v":"1Winter0-18"},{"$f":"VLOOKUP(Tabulation[[#This Row],[Concat]],Table3[],8)","v":0.28519},{"$f":"(Tabulation[[#This Row],[AC System Output (kW)]]*Tabulation[[#This Row],[Rate]])","v":0}]
[11,1,21,0,{"$f":"Tabulation[[#This Row],[AC System Output (W)]]/1000","v":0},{"$f":"VLOOKUP(Tabulation[[#This Row],[Month]],Season,2)","v":"Winter"},{"$f":"(DATE(2021,Tabulation[[#This Row],[Month]],Tabulation[[#This Row],[Day]]))","v":"2021-11-01"},{"$f":"WEEKDAY(Tabulation[[#This Row],[Date]])","v":2},{"$f":"IF(OR(Tabulation[[#This Row],[DayNo]]=1,Tabulation[[#This Row],[DayNo]]=7),1,0)","v":0},{"$f":"COUNTIF(Holidays,Tabulation[[#This Row],[Date]])","v":1},{"$f":"CONCATENATE(Tabulation[[#This Row],[Holiday]],Tabulation[[#This Row],[Season]],Tabulation[[#This Row],[Weekend]],\"-\",IF(Tabulation[[#This Row],[Hour]]<10,0,\"\"),C7345)","v":"1Winter0-21"},{"$f":"VLOOKUP(Tabulation[[#This Row],[Concat]],Table3[],8)","v":0.28519},{"$f":"(Tabulation[[#This Row],[AC System Output (kW)]]*Tabulation[[#This Row],[Rate]])","v":0}]
[11,2,2,0,{"$f":"Tabulation[[#This Row],[AC System Output (W)]]/1000","v":0},{"$f":"VLOOKUP(Tabulation[[#This Row],[Month]],Season,2)","v":"Winter"},{"$f":"(DATE(2021,Tabulation[[#This Row],[Month]],Tabulation[[#This Row],[Day]]))","v":"2021-11-02"},{"$f":"WEEKDAY(Tabulation[[#This Row],[Date]])","v":3},{"$f":"IF(OR(Tabulation[[#This Row],[DayNo]]=1,Tabulation[[#This Row],[DayNo]]=7),1,0)","v":0},{"$f":"COUNTIF(Holidays,Tabulation[[#This Row],[Date]])","v":0},{"$f":"CONCATENATE(Tabulation[[#This Row],[Holiday]],Tabulation[[#This Row],[Season]],Tabulation[[#This Row],[Weekend]],\"-\",IF(Tabulation[[#This Row],[Hour]]<10,0,\"\"),C7350)","v":"0Winter0-02"},{"$f":"VLOOKUP(Tabulation[[#This Row],[Concat]],Table3[],8)","v":0.28519},{"$f":"(Tabulation[[#This Row],[AC System Output (kW)]]*Tabulation[[#This Row],[Rate]])","v":0}]
[11,2,3,0,{"$f":"Tabulation[[#This Row],[AC System Output (W)]]/1000","v":0},{"$f":"VLOOKUP(Tabulation[[#This Row],[Month]],Season,2)","v":"Winter"},{"$f":"(DATE(2021,Tabulation[[#This Row],[Month]],Tabulation[[#This Row],[Day]]))","v":"2021-11-02"},{"$f":"WEEKDAY(Tabulation[[#This Row],[Date]])","v":3},{"$f":"IF(OR(Tabulation[[#This Row],[DayNo]]=1,Tabulation[[#This Row],[DayNo]]=7),1,0)","v":0},{"$f":"COUNTIF(Holidays,Tabulation[[#This Row],[Date]])","v":0},{"$f":"CONCATENATE(Tabulation[[#This Row],[Holiday]],Tabulation[[#This Row],[Season]],Tabulation[[#This Row],[Weekend]],\"-\",IF(Tabulation[[#This Row],[Hour]]<10,0,\"\"),C7351)","v":"0Winter0-03"},{"$f":"VLOOKUP(Tabulation[[#This Row],[Concat]],Table3[],8)","v":0.28519},{"$f":"(Tabulation[[#This Row],[AC System Output (kW)]]*Tabulation[[#This Row],[Rate]])","v":0}]
[11,2,6,0,{"$f":"Tabulation[[#This Row],[AC System Output (W)]]/1000","v":0},{"$f":"VLOOKUP(Tabulation[[#This Row],[Month]],Season,2)","v":"Winter"},{"$f":"(DATE(2021,Tabulation[[#This Row],[Month]],Tabulation[[#This Row],[Day]]))","v":"2021-11-02"},{"$f":"WEEKDAY(Tabulation[[#This Row],[Date]])","v":3},{"$f":"IF(OR(Tabulation[[#This Row],[DayNo]]=1,Tabulation[[#This Row],[DayNo]]=7),1,0)","v":0},{"$f":"COUNTIF(Holidays,Tabulation[[#This Row],[Date]])","v":0},{"$f":"CONCATENATE(Tabulation[[#This Row],[Holiday]],Tabulation[[#This Row],[Season]],Tabulation[[#This Row],[Weekend]],\"-\",IF(Tabulation[[#This Row],[Hour]]<10,0,\"\"),C7354)","v":"0Winter0-06"},{"$f":"VLOOKUP(Tabulation[[#This Row],[Concat]],Table3[],8)","v":0.28519},{"$f":"(Tabulation[[#This Row],[AC System Output (kW)]]*Tabulation[[#This Row],[Rate]])","v":0}]
[11,2,9,2090.5839999999998,{"$f":"Tabulation[[#This Row],[AC System Output (W)]]/1000","v":2.0905839999999998},{"$f":"VLOOKUP(Tabulation[[#This Row],[Month]],Season,2)","v":"Winter"},{"$f":"(DATE(2021,Tabulation[[#This Row],[Month]],Tabulation[[#This Row],[Day]]))","v":"2021-11-02"},{"$f":"WEEKDAY(Tabulation[[#This Row],[Date]])","v":3},{"$f":"IF(OR(Tabulation[[#This Row],[DayNo]]=1,Tabulation[[#This Row],[DayNo]]=7),1,0)","v":0},{"$f":"COUNTIF(Holidays,Tabulation[[#This Row],[Date]])","v":0},{"$f":"CONCATENATE(Tabulation[[#This Row],[Holiday]],Tabulation[[#This Row],[Season]],Tabulation[[#This Row],[Weekend]],\"-\",IF(Tabulation[[#This Row],[Hour]]<10,0,\"\"),C7357)","v":"0Winter0-09"},{"$f":"VLOOKUP(Tabulation[[#This Row],[Concat]],Table3[],8)","v":0.28519},{"$f":"(Tabulation[[#This Row],[AC System Output (kW)]]*Tabulation[[#This Row],[Rate]])","v":0.5962136509599999}]
[11,2,13,2365.1089999999999,{"$f":"Tabulation[[#This Row],[AC System Output (W)]]/1000","v":2.3651089999999999},{"$f":"VLOOKUP(Tabulation[[#This Row],[Month]],Season,2)","v":"Winter"},{"$f":"(DATE(2021,Tabulation[[#This Row],[Month]],Tabulation[[#This Row],[Day]]))","v":"2021-11-02"},{"$f":"WEEKDAY(Tabulation[[#This Row],[Date]])","v":3},{"$f":"IF(OR(Tabulation[[#This Row],[DayNo]]=1,Tabulation[[#This Row],[DayNo]]=7),1,0)","v":0},{"$f":"COUNTIF(Holidays,Tabulation[[#This Row],[Date]])","v":0},{"$f":"CONCATENATE(Tabulation[[#This Row],[Holiday]],Tabulation[[#This Row],[Season]],Tabulation[[#This Row],[Weekend]],\"-\",IF(Tabulation[[#This Row],[Hour]]<10,0,\"\"),C7361)","v":"0Winter0-13"},{"$f":"VLOOKUP(Tabulation[[#This Row],[Concat]],Table3[],8)","v":0.28519},{"$f":"(Tabulation[[#This Row],[AC System Output (kW)]]*Tabulation[[#This Row],[Rate]])","v":0.67450543570999999}]
[11,2,16,396.01799999999997,{"$f":"Tabulation[[#This Row],[AC System Output (W)]]/1000","v":0.39601799999999998},{"$f":"VLOOKUP(Tabulation[[#This Row],[Month]],Season,2)","v":"Winter"},{"$f":"(DATE(2021,Tabulation[[#This Row],[Month]],Tabulation[[#This Row],[Day]]))","v":"2021-11-02"},{"$f":"WEEKDAY(Tabulation[[#This Row],[Date]])","v":3},{"$f":"IF(OR(Tabulation[[#This Row],[DayNo]]=1,Tabulation[[#This Row],[DayNo]]=7),1,0)","v":0},{"$f":"COUNTIF(Holidays,Tabulation[[#This Row],[Date]])","v":0},{"$f":"CONCATENATE(Tabulation[[#This Row],[Holiday]],Tabulation[[#This Row],[Season]],Tabulation[[#This Row],[Weekend]],\"-\",IF(Tabulation[[#This Row],[Hour]]<10,0,\"\"),C7364)","v":"0Winter0-16"},{"$f":"VLOOKUP(Tabulation[[#This Row],[Concat]],Table3[],8)","v":0.28519},{"$f":"(Tabulation[[#This Row],[AC System Output (kW)]]*Tabulation[[#This Row],[Rate]])","v":0.11294037341999999}]
[11,2,18,0,{"$f":"Tabulation[[#This Row],[AC System Output (W)]]/1000","v":0},{"$f":"VLOOKUP(Tabulation[[#This Row],[Month]],Season,2)","v":"Winter"},{"$f":"(DATE(2021,Tabulation[[#This Row],[Month]],Tabulation[[#This Row],[Day]]))","v":"2021-11-02"},{"$f":"WEEKDAY(Tabulation[[#This Row],[Date]])","v":3},{"$f":"IF(OR(Tabulation[[#This Row],[DayNo]]=1,Tabulation[[#This Row],[DayNo]]=7),1,0)","v":0},{"$f":"COUNTIF(Holidays,Tabulation[[#This Row],[Date]])","v":0},{"$f":"CONCATENATE(Tabulation[[#This Row],[Holiday]],Tabulation[[#This Row],[Season]],Tabulation[[#This Row],[Weekend]],\"-\",IF(Tabulation[[#This Row],[Hour]]<10,0,\"\"),C7366)","v":"0Winter0-18"},{"$f":"VLOOKUP(Tabulation[[#This Row],[Concat]],Table3[],8)","v":0.30257000000000001},{"$f":"(Tabulation[[#This Row],[AC System Output (kW)]]*Tabulation[[#This Row],[Rate]])","v":0}]
[11,3,0,0,{"$f":"Tabulation[[#This Row],[AC System Output (W)]]/1000","v":0},{"$f":"VLOOKUP(Tabulation[[#This Row],[Month]],Season,2)","v":"Winter"},{"$f":"(DATE(2021,Tabulation[[#This Row],[Month]],Tabulation[[#This Row],[Day]]))","v":"2021-11-03"},{"$f":"WEEKDAY(Tabulation[[#This Row],[Date]])","v":4},{"$f":"IF(OR(Tabulation[[#This Row],[DayNo]]=1,Tabulation[[#This Row],[DayNo]]=7),1,0)","v":0},{"$f":"COUNTIF(Holidays,Tabulation[[#This Row],[Date]])","v":0},{"$f":"CONCATENATE(Tabulation[[#This Row],[Holiday]],Tabulation[[#This Row],[Season]],Tabulation[[#This Row],[Weekend]],\"-\",IF(Tabulation[[#This Row],[Hour]]<10,0,\"\"),C7372)","v":"0Winter0-00"},{"$f":"VLOOKUP(Tabulation[[#This Row],[Concat]],Table3[],8)","v":0.28519},{"$f":"(Tabulation[[#This Row],[AC System Output (kW)]]*Tabulation[[#This Row],[Rate]])","v":0}]
[11,3,3,0,{"$f":"Tabulation[[#This Row],[AC System Output (W)]]/1000","v":0},{"$f":"VLOOKUP(Tabulation[[#This Row],[Month]],Season,2)","v":"Winter"},{"$f":"(DATE(2021,Tabulation[[#This Row],[Month]],Tabulation[[#This Row],[Day]]))","v":"2021-11-03"},{"$f":"WEEKDAY(Tabulation[[#This Row],[Date]])","v":4},{"$f":"IF(OR(Tabulation[[#This Row],[DayNo]]=1,Tabulation[[#This Row],[DayNo]]=7),1,0)","v":0},{"$f":"COUNTIF(Holidays,Tabulation[[#This Row],[Date]])","v":0},{"$f":"CONCATENATE(Tabulation[[#This Row],[Holiday]],Tabulation[[#This Row],[Season]],Tabulation[[#This Row],[Weekend]],\"-\",IF(Tabulation[[#This Row],[Hour]]<10,0,\"\"),C7375)","v":"0Winter0-03"},{"$f":"VLOOKUP(Tabulation[[#This Row],[Concat]],Table3[],8)","v":0.28519},{"$f":"(Tabulation[[#This Row],[AC System Output (kW)]]*Tabulation[[#This Row],[Rate]])","v":0}]
[11,3,4,0,{"$f":"Tabulation[[#This Row],[AC System Output (W)]]/1000","v":0},{"$f":"VLOOKUP(Tabulation[[#This Row],[Month]],Season,2)","v":"Winter"},{"$f":"(DATE(2021,Tabulation[[#This Row],[Month]],Tabulation[[#This Row],[Day]]))","v":"2021-11-03"},{"$f":"WEEKDAY(Tabulation[[#This Row],[Date]])","v":4},{"$f":"IF(OR(Tabulation[[#This Row],[DayNo]]=1,Tabulation[[#This Row],[DayNo]]=7),1,0)","v":0},{"$f":"COUNTIF(Holidays,Tabulation[[#This Row],[Date]])","v":0},{"$f":"CONCATENATE(Tabulation[[#This Row],[Holiday]],Tabulation[[#This Row],[Season]],Tabulation[[#This Row],[Weekend]],\"-\",IF(Tabulation[[#This Row],[Hour]]<10,0,\"\"),C7376)","v":"0Winter0-04"},{"$f":"VLOOKUP(Tabulation[[#This Row],[Concat]],Table3[],8)","v":0.28519},{"$f":"(Tabulation[[#This Row],[AC System Output (kW)]]*Tabulation[[#This Row],[Rate]])","v":0}]
[11,3,7,99.7,{"$f":"Tabulation[[#This Row],[AC System Output (W)]]/1000","v":9.9699999999999997E-2},{"$f":"VLOOKUP(Tabulation[[#This Row],[Month]],Season,2)","v":"Winter"},{"$f":"(DATE(2021,Tabulation[[#This Row],[Month]],Tabulation[[#This Row],[Day]]))","v":"2021-11-03"},{"$f":"WEEKDAY(Tabulation[[#This Row],[Date]])","v":4},{"$f":"IF(OR(Tabulation[[#This Row],[DayNo]]=1,Tabulation[[#This Row],[DayNo]]=7),1,0)","v":0},{"$f":"COUNTIF(Holidays,Tabulation[[#This Row],[Date]])","v":0},{"$f":"CONCATENATE(Tabulation[[#This Row],[Holiday]],Tabulation[[#This Row],[Season]],Tabulation[[#This Row],[Weekend]],\"-\",IF(Tabulation[[#This Row],[Hour]]<10,0,\"\"),C7379)","v":"0Winter0-07"},{"$f":"VLOOKUP(Tabulation[[#This Row],[Concat]],Table3[],8)","v":0.28519},{"$f":"(Tabulation[[#This Row],[AC System Output (kW)]]*Tabulation[[#This Row],[Rate]])","v":2.8433442999999999E-2}]
[11,3,10,2532.462,{"$f":"Tabulation[[#This Row],[AC System Output (W)]]/1000","v":2.5324619999999998},{"$f":"VLOOKUP(Tabulation[[#This Row],[Month]],Season,2)","v":"Winter"},{"$f":"(DATE(2021,Tabulation[[#This Row],[Month]],Tabulation[[#This Row],[Day]]))","v":"2021-11-03"},{"$f":"WEEKDAY(Tabulation[[#This Row],[Date]])","v":4},{"$f":"IF(OR(Tabulation[[#This Row],[DayNo]]=1,Tabulation[[#This Row],[DayNo]]=7),1,0)","v":0},{"$f":"COUNTIF(Holidays,Tabulation[[#This Row],[Date]])","v":0},{"$f":"CONCATENATE(Tabulation[[#This Row],[Holiday]],Tabulation[[#This Row],[Season]],Tabulation[[#This Row],[Weekend]],\"-\",IF(Tabulation[[#This Row],[Hour]]<10,0,\"\"),C7382)","v":"0Winter0-10"},{"$f":"VLOOKUP(Tabulation[[#This Row],[Concat]],Table3[],8)","v":0.28519},{"$f":"(Tabulation[[#This Row],[AC System Output (kW)]]*Tabulation[[#This Row],[Rate]])","v":0.72223283777999991}]
[11,3,14,1841.2650000000001,{"$f":"Tabulation[[#This Row],[AC System Output (W)]]/1000","v":1.8412650000000002},{"$f":"VLOOKUP(Tabulation[[#This Row],[Month]],Season,2)","v":"Winter"},{"$f":"(DATE(2021,Tabulation[[#This Row],[Month]],Tabulation[[#This Row],[Day]]))","v":"2021-11-03"},{"$f":"WEEKDAY(Tabulation[[#This Row],[Date]])","v":4},{"$f":"IF(OR(Tabulation[[#This Row],[DayNo]]=1,Tabulation[[#This Row],[DayNo]]=7),1,0)","v":0},{"$f":"COUNTIF(Holidays,Tabulation[[#This Row],[Date]])","v":0},{"$f":"CONCATENATE(Tabulation[[#This Row],[Holiday]],Tabulation[[#This Row],[Season]],Tabulation[[#This Row],[Weekend]],\"-\",IF(Tabulation[[#This Row],[Hour]]<10,0,\"\"),C7386)","v":"0Winter0-14"},{"$f":"VLOOKUP(Tabulation[[#This Row],[Concat]],Table3[],8)","v":0.28519},{"$f":"(Tabulation[[#This Row],[AC System Output (kW)]]*Tabulation[[#This Row],[Rate]])","v":0.52511036535}]
[11,3,19,0,{"$f":"Tabulation[[#This Row],[AC System Output (W)]]/1000","v":0},{"$f":"VLOOKUP(Tabulation[[#This Row],[Month]],Season,2)","v":"Winter"},{"$f":"(DATE(2021,Tabulation[[#This Row],[Month]],Tabulation[[#This Row],[Day]]))","v":"2021-11-03"},{"$f":"WEEKDAY(Tabulation[[#This Row],[Date]])","v":4},{"$f":"IF(OR(Tabulation[[#This Row],[DayNo]]=1,Tabulation[[#This Row],[DayNo]]=7),1,0)","v":0},{"$f":"COUNTIF(Holidays,Tabulation[[#This Row],[Date]])","v":0},{"$f":"CONCATENATE(Tabulation[[#This Row],[Holiday]],Tabulation[[#This Row],[Season]],Tabulation[[#This Row],[Weekend]],\"-\",IF(Tabulation[[#This Row],[Hour]]<10,0,\"\"),C7391)","v":"0Winter0-19"},{"$f":"VLOOKUP(Tabulation[[#This Row],[Concat]],Table3[],8)","v":0.30257000000000001},{"$f":"(Tabulation[[#This Row],[AC System Output (kW)]]*Tabulation[[#This Row],[Rate]])","v":0}]
[11,3,22,0,{"$f":"Tabulation[[#This Row],[AC System Output (W)]]/1000","v":0},{"$f":"VLOOKUP(Tabulation[[#This Row],[Month]],Season,2)","v":"Winter"},{"$f":"(DATE(2021,Tabulation[[#This Row],[Month]],Tabulation[[#This Row],[Day]]))","v":"2021-11-03"},{"$f":"WEEKDAY(Tabulation[[#This Row],[Date]])","v":4},{"$f":"IF(OR(Tabulation[[#This Row],[DayNo]]=1,Tabulation[[#This Row],[DayNo]]=7),1,0)","v":0},{"$f":"COUNTIF(Holidays,Tabulation[[#This Row],[Date]])","v":0},{"$f":"CONCATENATE(Tabulation[[#This Row],[Holiday]],Tabulation[[#This Row],[Season]],Tabulation[[#This Row],[Weekend]],\"-\",IF(Tabulation[[#This Row],[Hour]]<10,0,\"\"),C7394)","v":"0Winter0-22"},{"$f":"VLOOKUP(Tabulation[[#This Row],[Concat]],Table3[],8)","v":0.28519},{"$f":"(Tabulation[[#This Row],[AC System Output (kW)]]*Tabulation[[#This Row],[Rate]])","v":0}]
[11,4,1,0,{"$f":"Tabulation[[#This Row],[AC System Output (W)]]/1000","v":0},{"$f":"VLOOKUP(Tabulation[[#This Row],[Month]],Season,2)","v":"Winter"},{"$f":"(DATE(2021,Tabulation[[#This Row],[Month]],Tabulation[[#This Row],[Day]]))","v":"2021-11-04"},{"$f":"WEEKDAY(Tabulation[[#This Row],[Date]])","v":5},{"$f":"IF(OR(Tabulation[[#This Row],[DayNo]]=1,Tabulation[[#This Row],[DayNo]]=7),1,0)","v":0},{"$f":"COUNTIF(Holidays,Tabulation[[#This Row],[Date]])","v":0},{"$f":"CONCATENATE(Tabulation[[#This Row],[Holiday]],Tabulation[[#This Row],[Season]],Tabulation[[#This Row],[Weekend]],\"-\",IF(Tabulation[[#This Row],[Hour]]<10,0,\"\"),C7397)","v":"0Winter0-01"},{"$f":"VLOOKUP(Tabulation[[#This Row],[Concat]],Table3[],8)","v":0.28519},{"$f":"(Tabulation[[#This Row],[AC System Output (kW)]]*Tabulation[[#This Row],[Rate]])","v":0}]
[11,4,4,0,{"$f":"Tabulation[[#This Row],[AC System Output (W)]]/1000","v":0},{"$f":"VLOOKUP(Tabulation[[#This Row],[Month]],Season,2)","v":"Winter"},{"$f":"(DATE(2021,Tabulation[[#This Row],[Month]],Tabulation[[#This Row],[Day]]))","v":"2021-11-04"},{"$f":"WEEKDAY(Tabulation[[#This Row],[Date]])","v":5},{"$f":"IF(OR(Tabulation[[#This Row],[DayNo]]=1,Tabulation[[#This Row],[DayNo]]=7),1,0)","v":0},{"$f":"COUNTIF(Holidays,Tabulation[[#This Row],[Date]])","v":0},{"$f":"CONCATENATE(Tabulation[[#This Row],[Holiday]],Tabulation[[#This Row],[Season]],Tabulation[[#This Row],[Weekend]],\"-\",IF(Tabulation[[#This Row],[Hour]]<10,0,\"\"),C7400)","v":"0Winter0-04"},{"$f":"VLOOKUP(Tabulation[[#This Row],[Concat]],Table3[],8)","v":0.28519},{"$f":"(Tabulation[[#This Row],[AC System Output (kW)]]*Tabulation[[#This Row],[Rate]])","v":0}]
[11,4,5,0,{"$f":"Tabulation[[#This Row],[AC System Output (W)]]/1000","v":0},{"$f":"VLOOKUP(Tabulation[[#This Row],[Month]],Season,2)","v":"Winter"},{"$f":"(DATE(2021,Tabulation[[#This Row],[Month]],Tabulation[[#This Row],[Day]]))","v":"2021-11-04"},{"$f":"WEEKDAY(Tabulation[[#This Row],[Date]])","v":5},{"$f":"IF(OR(Tabulation[[#This Row],[DayNo]]=1,Tabulation[[#This Row],[DayNo]]=7),1,0)","v":0},{"$f":"COUNTIF(Holidays,Tabulation[[#This Row],[Date]])","v":0},{"$f":"CONCATENATE(Tabulation[[#This Row],[Holiday]],Tabulation[[#This Row],[Season]],Tabulation[[#This Row],[Weekend]],\"-\",IF(Tabulation[[#This Row],[Hour]]<10,0,\"\"),C7401)","v":"0Winter0-05"},{"$f":"VLOOKUP(Tabulation[[#This Row],[Concat]],Table3[],8)","v":0.28519},{"$f":"(Tabulation[[#This Row],[AC System Output (kW)]]*Tabulation[[#This Row],[Rate]])","v":0}]
[11,4,8,1617.14,{"$f":"Tabulation[[#This Row],[AC System Output (W)]]/1000","v":1.61714},{"$f":"VLOOKUP(Tabulation[[#This Row],[Month]],Season,2)","v":"Winter"},{"$f":"(DATE(2021,Tabulation[[#This Row],[Month]],Tabulation[[#This Row],[Day]]))","v":"2021-11-04"},{"$f":"WEEKDAY(Tabulation[[#This Row],[Date]])","v":5},{"$f":"IF(OR(Tabulation[[#This Row],[DayNo]]=1,Tabulation[[#This Row],[DayNo]]=7),1,0)","v":0},{"$f":"COUNTIF(Holidays,Tabulation[[#This Row],[Date]])","v":0},{"$f":"CONCATENATE(Tabulation[[#This Row],[Holiday]],Tabulation[[#This Row],[Season]],Tabulation[[#This Row],[Weekend]],\"-\",IF(Tabulation[[#This Row],[Hour]]<10,0,\"\"),C7404)","v":"0Winter0-08"},{"$f":"VLOOKUP(Tabulation[[#This Row],[Concat]],Table3[],8)","v":0.28519},{"$f":"(Tabulation[[#This Row],[AC System Output (kW)]]*Tabulation[[#This Row],[Rate]])","v":0.46119215660000001}]
[11,4,11,2521.7260000000001,{"$f":"Tabulation[[#This Row],[AC System Output (W)]]/1000","v":2.5217260000000001},{"$f":"VLOOKUP(Tabulation[[#This Row],[Month]],Season,2)","v":"Winter"},{"$f":"(DATE(2021,Tabulation[[#This Row],[Month]],Tabulation[[#This Row],[Day]]))","v":"2021-11-04"},{"$f":"WEEKDAY(Tabulation[[#This Row],[Date]])","v":5},{"$f":"IF(OR(Tabulation[[#This Row],[DayNo]]=1,Tabulation[[#This Row],[DayNo]]=7),1,0)","v":0},{"$f":"COUNTIF(Holidays,Tabulation[[#This Row],[Date]])","v":0},{"$f":"CONCATENATE(Tabulation[[#This Row],[Holiday]],Tabulation[[#This Row],[Season]],Tabulation[[#This Row],[Weekend]],\"-\",IF(Tabulation[[#This Row],[Hour]]<10,0,\"\"),C7407)","v":"0Winter0-11"},{"$f":"VLOOKUP(Tabulation[[#This Row],[Concat]],Table3[],8)","v":0.28519},{"$f":"(Tabulation[[#This Row],[AC System Output (kW)]]*Tabulation[[#This Row],[Rate]])","v":0.71917103794000004}]
[11,4,16,345.24299999999999,{"$f":"Tabulation[[#This Row],[AC System Output (W)]]/1000","v":0.34524300000000002},{"$f":"VLOOKUP(Tabulation[[#This Row],[Month]],Season,2)","v":"Winter"},{"$f":"(DATE(2021,Tabulation[[#This Row],[Month]],Tabulation[[#This Row],[Day]]))","v":"2021-11-04"},{"$f":"WEEKDAY(Tabulation[[#This Row],[Date]])","v":5},{"$f":"IF(OR(Tabulation[[#This Row],[DayNo]]=1,Tabulation[[#This Row],[DayNo]]=7),1,0)","v":0},{"$f":"COUNTIF(Holidays,Tabulation[[#This Row],[Date]])","v":0},{"$f":"CONCATENATE(Tabulation[[#This Row],[Holiday]],Tabulation[[#This Row],[Season]],Tabulation[[#This Row],[Weekend]],\"-\",IF(Tabulation[[#This Row],[Hour]]<10,0,\"\"),C7412)","v":"0Winter0-16"},{"$f":"VLOOKUP(Tabulation[[#This Row],[Concat]],Table3[],8)","v":0.28519},{"$f":"(Tabulation[[#This Row],[AC System Output (kW)]]*Tabulation[[#This Row],[Rate]])","v":9.8459851170000001E-2}]
[11,4,19,0,{"$f":"Tabulation[[#This Row],[AC System Output (W)]]/1000","v":0},{"$f":"VLOOKUP(Tabulation[[#This Row],[Month]],Season,2)","v":"Winter"},{"$f":"(DATE(2021,Tabulation[[#This Row],[Month]],Tabulation[[#This Row],[Day]]))","v":"2021-11-04"},{"$f":"WEEKDAY(Tabulation[[#This Row],[Date]])","v":5},{"$f":"IF(OR(Tabulation[[#This Row],[DayNo]]=1,Tabulation[[#This Row],[DayNo]]=7),1,0)","v":0},{"$f":"COUNTIF(Holidays,Tabulation[[#This Row],[Date]])","v":0},{"$f":"CONCATENATE(Tabulation[[#This Row],[Holiday]],Tabulation[[#This Row],[Season]],Tabulation[[#This Row],[Weekend]],\"-\",IF(Tabulation[[#This Row],[Hour]]<10,0,\"\"),C7415)","v":"0Winter0-19"},{"$f":"VLOOKUP(Tabulation[[#This Row],[Concat]],Table3[],8)","v":0.30257000000000001},{"$f":"(Tabulation[[#This Row],[AC System Output (kW)]]*Tabulation[[#This Row],[Rate]])","v":0}]
[11,4,23,0,{"$f":"Tabulation[[#This Row],[AC System Output (W)]]/1000","v":0},{"$f":"VLOOKUP(Tabulation[[#This Row],[Month]],Season,2)","v":"Winter"},{"$f":"(DATE(2021,Tabulation[[#This Row],[Month]],Tabulation[[#This Row],[Day]]))","v":"2021-11-04"},{"$f":"WEEKDAY(Tabulation[[#This Row],[Date]])","v":5},{"$f":"IF(OR(Tabulation[[#This Row],[DayNo]]=1,Tabulation[[#This Row],[DayNo]]=7),1,0)","v":0},{"$f":"COUNTIF(Holidays,Tabulation[[#This Row],[Date]])","v":0},{"$f":"CONCATENATE(Tabulation[[#This Row],[Holiday]],Tabulation[[#This Row],[Season]],Tabulation[[#This Row],[Weekend]],\"-\",IF(Tabulation[[#This Row],[Hour]]<10,0,\"\"),C7419)","v":"0Winter0-23"},{"$f":"VLOOKUP(Tabulation[[#This Row],[Concat]],Table3[],8)","v":0.28519},{"$f":"(Tabulation[[#This Row],[AC System Output (kW)]]*Tabulation[[#This Row],[Rate]])","v":0}]
[11,5,2,0,{"$f":"Tabulation[[#This Row],[AC System Output (W)]]/1000","v":0},{"$f":"VLOOKUP(Tabulation[[#This Row],[Month]],Season,2)","v":"Winter"},{"$f":"(DATE(2021,Tabulation[[#This Row],[Month]],Tabulation[[#This Row],[Day]]))","v":"2021-11-05"},{"$f":"WEEKDAY(Tabulation[[#This Row],[Date]])","v":6},{"$f":"IF(OR(Tabulation[[#This Row],[DayNo]]=1,Tabulation[[#This Row],[DayNo]]=7),1,0)","v":0},{"$f":"COUNTIF(Holidays,Tabulation[[#This Row],[Date]])","v":0},{"$f":"CONCATENATE(Tabulation[[#This Row],[Holiday]],Tabulation[[#This Row],[Season]],Tabulation[[#This Row],[Weekend]],\"-\",IF(Tabulation[[#This Row],[Hour]]<10,0,\"\"),C7422)","v":"0Winter0-02"},{"$f":"VLOOKUP(Tabulation[[#This Row],[Concat]],Table3[],8)","v":0.28519},{"$f":"(Tabulation[[#This Row],[AC System Output (kW)]]*Tabulation[[#This Row],[Rate]])","v":0}]
[11,5,5,0,{"$f":"Tabulation[[#This Row],[AC System Output (W)]]/1000","v":0},{"$f":"VLOOKUP(Tabulation[[#This Row],[Month]],Season,2)","v":"Winter"},{"$f":"(DATE(2021,Tabulation[[#This Row],[Month]],Tabulation[[#This Row],[Day]]))","v":"2021-11-05"},{"$f":"WEEKDAY(Tabulation[[#This Row],[Date]])","v":6},{"$f":"IF(OR(Tabulation[[#This Row],[DayNo]]=1,Tabulation[[#This Row],[DayNo]]=7),1,0)","v":0},{"$f":"COUNTIF(Holidays,Tabulation[[#This Row],[Date]])","v":0},{"$f":"CONCATENATE(Tabulation[[#This Row],[Holiday]],Tabulation[[#This Row],[Season]],Tabulation[[#This Row],[Weekend]],\"-\",IF(Tabulation[[#This Row],[Hour]]<10,0,\"\"),C7425)","v":"0Winter0-05"},{"$f":"VLOOKUP(Tabulation[[#This Row],[Concat]],Table3[],8)","v":0.28519},{"$f":"(Tabulation[[#This Row],[AC System Output (kW)]]*Tabulation[[#This Row],[Rate]])","v":0}]
[11,5,6,0,{"$f":"Tabulation[[#This Row],[AC System Output (W)]]/1000","v":0},{"$f":"VLOOKUP(Tabulation[[#This Row],[Month]],Season,2)","v":"Winter"},{"$f":"(DATE(2021,Tabulation[[#This Row],[Month]],Tabulation[[#This Row],[Day]]))","v":"2021-11-05"},{"$f":"WEEKDAY(Tabulation[[#This Row],[Date]])","v":6},{"$f":"IF(OR(Tabulation[[#This Row],[DayNo]]=1,Tabulation[[#This Row],[DayNo]]=7),1,0)","v":0},{"$f":"COUNTIF(Holidays,Tabulation[[#This Row],[Date]])","v":0},{"$f":"CONCATENATE(Tabulation[[#This Row],[Holiday]],Tabulation[[#This Row],[Season]],Tabulation[[#This Row],[Weekend]],\"-\",IF(Tabulation[[#This Row],[Hour]]<10,0,\"\"),C7426)","v":"0Winter0-06"},{"$f":"VLOOKUP(Tabulation[[#This Row],[Concat]],Table3[],8)","v":0.28519},{"$f":"(Tabulation[[#This Row],[AC System Output (kW)]]*Tabulation[[#This Row],[Rate]])","v":0}]
[11,5,9,2108.1959999999999,{"$f":"Tabulation[[#This Row],[AC System Output (W)]]/1000","v":2.108196},{"$f":"VLOOKUP(Tabulation[[#This Row],[Month]],Season,2)","v":"Winter"},{"$f":"(DATE(2021,Tabulation[[#This Row],[Month]],Tabulation[[#This Row],[Day]]))","v":"2021-11-05"},{"$f":"WEEKDAY(Tabulation[[#This Row],[Date]])","v":6},{"$f":"IF(OR(Tabulation[[#This Row],[DayNo]]=1,Tabulation[[#This Row],[DayNo]]=7),1,0)","v":0},{"$f":"COUNTIF(Holidays,Tabulation[[#This Row],[Date]])","v":0},{"$f":"CONCATENATE(Tabulation[[#This Row],[Holiday]],Tabulation[[#This Row],[Season]],Tabulation[[#This Row],[Weekend]],\"-\",IF(Tabulation[[#This Row],[Hour]]<10,0,\"\"),C7429)","v":"0Winter0-09"},{"$f":"VLOOKUP(Tabulation[[#This Row],[Concat]],Table3[],8)","v":0.28519},{"$f":"(Tabulation[[#This Row],[AC System Output (kW)]]*Tabulation[[#This Row],[Rate]])","v":0.60123641723999999}]
[11,5,13,2282.9639999999999,{"$f":"Tabulation[[#This Row],[AC System Output (W)]]/1000","v":2.2829639999999998},{"$f":"VLOOKUP(Tabulation[[#This Row],[Month]],Season,2)","v":"Winter"},{"$f":"(DATE(2021,Tabulation[[#This Row],[Month]],Tabulation[[#This Row],[Day]]))","v":"2021-11-05"},{"$f":"WEEKDAY(Tabulation[[#This Row],[Date]])","v":6},{"$f":"IF(OR(Tabulation[[#This Row],[DayNo]]=1,Tabulation[[#This Row],[DayNo]]=7),1,0)","v":0},{"$f":"COUNTIF(Holidays,Tabulation[[#This Row],[Date]])","v":0},{"$f":"CONCATENATE(Tabulation[[#This Row],[Holiday]],Tabulation[[#This Row],[Season]],Tabulation[[#This Row],[Weekend]],\"-\",IF(Tabulation[[#This Row],[Hour]]<10,0,\"\"),C7433)","v":"0Winter0-13"},{"$f":"VLOOKUP(Tabulation[[#This Row],[Concat]],Table3[],8)","v":0.28519},{"$f":"(Tabulation[[#This Row],[AC System Output (kW)]]*Tabulation[[#This Row],[Rate]])","v":0.65107850315999993}]
[11,5,17,0,{"$f":"Tabulation[[#This Row],[AC System Output (W)]]/1000","v":0},{"$f":"VLOOKUP(Tabulation[[#This Row],[Month]],Season,2)","v":"Winter"},{"$f":"(DATE(2021,Tabulation[[#This Row],[Month]],Tabulation[[#This Row],[Day]]))","v":"2021-11-05"},{"$f":"WEEKDAY(Tabulation[[#This Row],[Date]])","v":6},{"$f":"IF(OR(Tabulation[[#This Row],[DayNo]]=1,Tabulation[[#This Row],[DayNo]]=7),1,0)","v":0},{"$f":"COUNTIF(Holidays,Tabulation[[#This Row],[Date]])","v":0},{"$f":"CONCATENATE(Tabulation[[#This Row],[Holiday]],Tabulation[[#This Row],[Season]],Tabulation[[#This Row],[Weekend]],\"-\",IF(Tabulation[[#This Row],[Hour]]<10,0,\"\"),C7437)","v":"0Winter0-17"},{"$f":"VLOOKUP(Tabulation[[#This Row],[Concat]],Table3[],8)","v":0.30257000000000001},{"$f":"(Tabulation[[#This Row],[AC System Output (kW)]]*Tabulation[[#This Row],[Rate]])","v":0}]
[11,5,20,0,{"$f":"Tabulation[[#This Row],[AC System Output (W)]]/1000","v":0},{"$f":"VLOOKUP(Tabulation[[#This Row],[Month]],Season,2)","v":"Winter"},{"$f":"(DATE(2021,Tabulation[[#This Row],[Month]],Tabulation[[#This Row],[Day]]))","v":"2021-11-05"},{"$f":"WEEKDAY(Tabulation[[#This Row],[Date]])","v":6},{"$f":"IF(OR(Tabulation[[#This Row],[DayNo]]=1,Tabulation[[#This Row],[DayNo]]=7),1,0)","v":0},{"$f":"COUNTIF(Holidays,Tabulation[[#This Row],[Date]])","v":0},{"$f":"CONCATENATE(Tabulation[[#This Row],[Holiday]],Tabulation[[#This Row],[Season]],Tabulation[[#This Row],[Weekend]],\"-\",IF(Tabulation[[#This Row],[Hour]]<10,0,\"\"),C7440)","v":"0Winter0-20"},{"$f":"VLOOKUP(Tabulation[[#This Row],[Concat]],Table3[],8)","v":0.28519},{"$f":"(Tabulation[[#This Row],[AC System Output (kW)]]*Tabulation[[#This Row],[Rate]])","v":0}]
[11,6,0,0,{"$f":"Tabulation[[#This Row],[AC System Output (W)]]/1000","v":0},{"$f":"VLOOKUP(Tabulation[[#This Row],[Month]],Season,2)","v":"Winter"},{"$f":"(DATE(2021,Tabulation[[#This Row],[Month]],Tabulation[[#This Row],[Day]]))","v":"2021-11-06"},{"$f":"WEEKDAY(Tabulation[[#This Row],[Date]])","v":7},{"$f":"IF(OR(Tabulation[[#This Row],[DayNo]]=1,Tabulation[[#This Row],[DayNo]]=7),1,0)","v":1},{"$f":"COUNTIF(Holidays,Tabulation[[#This Row],[Date]])","v":0},{"$f":"CONCATENATE(Tabulation[[#This Row],[Holiday]],Tabulation[[#This Row],[Season]],Tabulation[[#This Row],[Weekend]],\"-\",IF(Tabulation[[#This Row],[Hour]]<10,0,\"\"),C7444)","v":"0Winter1-00"},{"$f":"VLOOKUP(Tabulation[[#This Row],[Concat]],Table3[],8)","v":0.28519},{"$f":"(Tabulation[[#This Row],[AC System Output (kW)]]*Tabulation[[#This Row],[Rate]])","v":0}]
[11,6,3,0,{"$f":"Tabulation[[#This Row],[AC System Output (W)]]/1000","v":0},{"$f":"VLOOKUP(Tabulation[[#This Row],[Month]],Season,2)","v":"Winter"},{"$f":"(DATE(2021,Tabulation[[#This Row],[Month]],Tabulation[[#This Row],[Day]]))","v":"2021-11-06"},{"$f":"WEEKDAY(Tabulation[[#This Row],[Date]])","v":7},{"$f":"IF(OR(Tabulation[[#This Row],[DayNo]]=1,Tabulation[[#This Row],[DayNo]]=7),1,0)","v":1},{"$f":"COUNTIF(Holidays,Tabulation[[#This Row],[Date]])","v":0},{"$f":"CONCATENATE(Tabulation[[#This Row],[Holiday]],Tabulation[[#This Row],[Season]],Tabulation[[#This Row],[Weekend]],\"-\",IF(Tabulation[[#This Row],[Hour]]<10,0,\"\"),C7447)","v":"0Winter1-03"},{"$f":"VLOOKUP(Tabulation[[#This Row],[Concat]],Table3[],8)","v":0.28519},{"$f":"(Tabulation[[#This Row],[AC System Output (kW)]]*Tabulation[[#This Row],[Rate]])","v":0}]
[11,6,6,0,{"$f":"Tabulation[[#This Row],[AC System Output (W)]]/1000","v":0},{"$f":"VLOOKUP(Tabulation[[#This Row],[Month]],Season,2)","v":"Winter"},{"$f":"(DATE(2021,Tabulation[[#This Row],[Month]],Tabulation[[#This Row],[Day]]))","v":"2021-11-06"},{"$f":"WEEKDAY(Tabulation[[#This Row],[Date]])","v":7},{"$f":"IF(OR(Tabulation[[#This Row],[DayNo]]=1,Tabulation[[#This Row],[DayNo]]=7),1,0)","v":1},{"$f":"COUNTIF(Holidays,Tabulation[[#This Row],[Date]])","v":0},{"$f":"CONCATENATE(Tabulation[[#This Row],[Holiday]],Tabulation[[#This Row],[Season]],Tabulation[[#This Row],[Weekend]],\"-\",IF(Tabulation[[#This Row],[Hour]]<10,0,\"\"),C7450)","v":"0Winter1-06"},{"$f":"VLOOKUP(Tabulation[[#This Row],[Concat]],Table3[],8)","v":0.28519},{"$f":"(Tabulation[[#This Row],[AC System Output (kW)]]*Tabulation[[#This Row],[Rate]])","v":0}]
[11,6,7,651.99400000000003,{"$f":"Tabulation[[#This Row],[AC System Output (W)]]/1000","v":0.65199400000000007},{"$f":"VLOOKUP(Tabulation[[#This Row],[Month]],Season,2)","v":"Winter"},{"$f":"(DATE(2021,Tabulation[[#This Row],[Month]],Tabulation[[#This Row],[Day]]))","v":"2021-11-06"},{"$f":"WEEKDAY(Tabulation[[#This Row],[Date]])","v":7},{"$f":"IF(OR(Tabulation[[#This Row],[DayNo]]=1,Tabulation[[#This Row],[DayNo]]=7),1,0)","v":1},{"$f":"COUNTIF(Holidays,Tabulation[[#This Row],[Date]])","v":0},{"$f":"CONCATENATE(Tabulation[[#This Row],[Holiday]],Tabulation[[#This Row],[Season]],Tabulation[[#This Row],[Weekend]],\"-\",IF(Tabulation[[#This Row],[Hour]]<10,0,\"\"),C7451)","v":"0Winter1-07"},{"$f":"VLOOKUP(Tabulation[[#This Row],[Concat]],Table3[],8)","v":0.28519},{"$f":"(Tabulation[[#This Row],[AC System Output (kW)]]*Tabulation[[#This Row],[Rate]])","v":0.18594216886000001}]
[11,6,10,2544.567,{"$f":"Tabulation[[#This Row],[AC System Output (W)]]/1000","v":2.5445669999999998},{"$f":"VLOOKUP(Tabulation[[#This Row],[Month]],Season,2)","v":"Winter"},{"$f":"(DATE(2021,Tabulation[[#This Row],[Month]],Tabulation[[#This Row],[Day]]))","v":"2021-11-06"},{"$f":"WEEKDAY(Tabulation[[#This Row],[Date]])","v":7},{"$f":"IF(OR(Tabulation[[#This Row],[DayNo]]=1,Tabulation[[#This Row],[DayNo]]=7),1,0)","v":1},{"$f":"COUNTIF(Holidays,Tabulation[[#This Row],[Date]])","v":0},{"$f":"CONCATENATE(Tabulation[[#This Row],[Holiday]],Tabulation[[#This Row],[Season]],Tabulation[[#This Row],[Weekend]],\"-\",IF(Tabulation[[#This Row],[Hour]]<10,0,\"\"),C7454)","v":"0Winter1-10"},{"$f":"VLOOKUP(Tabulation[[#This Row],[Concat]],Table3[],8)","v":0.28519},{"$f":"(Tabulation[[#This Row],[AC System Output (kW)]]*Tabulation[[#This Row],[Rate]])","v":0.72568506272999989}]
[11,6,15,779.73599999999999,{"$f":"Tabulation[[#This Row],[AC System Output (W)]]/1000","v":0.77973599999999998},{"$f":"VLOOKUP(Tabulation[[#This Row],[Month]],Season,2)","v":"Winter"},{"$f":"(DATE(2021,Tabulation[[#This Row],[Month]],Tabulation[[#This Row],[Day]]))","v":"2021-11-06"},{"$f":"WEEKDAY(Tabulation[[#This Row],[Date]])","v":7},{"$f":"IF(OR(Tabulation[[#This Row],[DayNo]]=1,Tabulation[[#This Row],[DayNo]]=7),1,0)","v":1},{"$f":"COUNTIF(Holidays,Tabulation[[#This Row],[Date]])","v":0},{"$f":"CONCATENATE(Tabulation[[#This Row],[Holiday]],Tabulation[[#This Row],[Season]],Tabulation[[#This Row],[Weekend]],\"-\",IF(Tabulation[[#This Row],[Hour]]<10,0,\"\"),C7459)","v":"0Winter1-15"},{"$f":"VLOOKUP(Tabulation[[#This Row],[Concat]],Table3[],8)","v":0.28519},{"$f":"(Tabulation[[#This Row],[AC System Output (kW)]]*Tabulation[[#This Row],[Rate]])","v":0.22237290983999999}]
[11,6,18,0,{"$f":"Tabulation[[#This Row],[AC System Output (W)]]/1000","v":0},{"$f":"VLOOKUP(Tabulation[[#This Row],[Month]],Season,2)","v":"Winter"},{"$f":"(DATE(2021,Tabulation[[#This Row],[Month]],Tabulation[[#This Row],[Day]]))","v":"2021-11-06"},{"$f":"WEEKDAY(Tabulation[[#This Row],[Date]])","v":7},{"$f":"IF(OR(Tabulation[[#This Row],[DayNo]]=1,Tabulation[[#This Row],[DayNo]]=7),1,0)","v":1},{"$f":"COUNTIF(Holidays,Tabulation[[#This Row],[Date]])","v":0},{"$f":"CONCATENATE(Tabulation[[#This Row],[Holiday]],Tabulation[[#This Row],[Season]],Tabulation[[#This Row],[Weekend]],\"-\",IF(Tabulation[[#This Row],[Hour]]<10,0,\"\"),C7462)","v":"0Winter1-18"},{"$f":"VLOOKUP(Tabulation[[#This Row],[Concat]],Table3[],8)","v":0.28519},{"$f":"(Tabulation[[#This Row],[AC System Output (kW)]]*Tabulation[[#This Row],[Rate]])","v":0}]
[11,6,21,0,{"$f":"Tabulation[[#This Row],[AC System Output (W)]]/1000","v":0},{"$f":"VLOOKUP(Tabulation[[#This Row],[Month]],Season,2)","v":"Winter"},{"$f":"(DATE(2021,Tabulation[[#This Row],[Month]],Tabulation[[#This Row],[Day]]))","v":"2021-11-06"},{"$f":"WEEKDAY(Tabulation[[#This Row],[Date]])","v":7},{"$f":"IF(OR(Tabulation[[#This Row],[DayNo]]=1,Tabulation[[#This Row],[DayNo]]=7),1,0)","v":1},{"$f":"COUNTIF(Holidays,Tabulation[[#This Row],[Date]])","v":0},{"$f":"CONCATENATE(Tabulation[[#This Row],[Holiday]],Tabulation[[#This Row],[Season]],Tabulation[[#This Row],[Weekend]],\"-\",IF(Tabulation[[#This Row],[Hour]]<10,0,\"\"),C7465)","v":"0Winter1-21"},{"$f":"VLOOKUP(Tabulation[[#This Row],[Concat]],Table3[],8)","v":0.28519},{"$f":"(Tabulation[[#This Row],[AC System Output (kW)]]*Tabulation[[#This Row],[Rate]])","v":0}]
[11,7,1,0,{"$f":"Tabulation[[#This Row],[AC System Output (W)]]/1000","v":0},{"$f":"VLOOKUP(Tabulation[[#This Row],[Month]],Season,2)","v":"Winter"},{"$f":"(DATE(2021,Tabulation[[#This Row],[Month]],Tabulation[[#This Row],[Day]]))","v":"2021-11-07"},{"$f":"WEEKDAY(Tabulation[[#This Row],[Date]])","v":1},{"$f":"IF(OR(Tabulation[[#This Row],[DayNo]]=1,Tabulation[[#This Row],[DayNo]]=7),1,0)","v":1},{"$f":"COUNTIF(Holidays,Tabulation[[#This Row],[Date]])","v":0},{"$f":"CONCATENATE(Tabulation[[#This Row],[Holiday]],Tabulation[[#This Row],[Season]],Tabulation[[#This Row],[Weekend]],\"-\",IF(Tabulation[[#This Row],[Hour]]<10,0,\"\"),C7469)","v":"0Winter1-01"},{"$f":"VLOOKUP(Tabulation[[#This Row],[Concat]],Table3[],8)","v":0.28519},{"$f":"(Tabulation[[#This Row],[AC System Output (kW)]]*Tabulation[[#This Row],[Rate]])","v":0}]
[11,7,4,0,{"$f":"Tabulation[[#This Row],[AC System Output (W)]]/1000","v":0},{"$f":"VLOOKUP(Tabulation[[#This Row],[Month]],Season,2)","v":"Winter"},{"$f":"(DATE(2021,Tabulation[[#This Row],[Month]],Tabulation[[#This Row],[Day]]))","v":"2021-11-07"},{"$f":"WEEKDAY(Tabulation[[#This Row],[Date]])","v":1},{"$f":"IF(OR(Tabulation[[#This Row],[DayNo]]=1,Tabulation[[#This Row],[DayNo]]=7),1,0)","v":1},{"$f":"COUNTIF(Holidays,Tabulation[[#This Row],[Date]])","v":0},{"$f":"CONCATENATE(Tabulation[[#This Row],[Holiday]],Tabulation[[#This Row],[Season]],Tabulation[[#This Row],[Weekend]],\"-\",IF(Tabulation[[#This Row],[Hour]]<10,0,\"\"),C7472)","v":"0Winter1-04"},{"$f":"VLOOKUP(Tabulation[[#This Row],[Concat]],Table3[],8)","v":0.28519},{"$f":"(Tabulation[[#This Row],[AC System Output (kW)]]*Tabulation[[#This Row],[Rate]])","v":0}]
[11,7,5,0,{"$f":"Tabulation[[#This Row],[AC System Output (W)]]/1000","v":0},{"$f":"VLOOKUP(Tabulation[[#This Row],[Month]],Season,2)","v":"Winter"},{"$f":"(DATE(2021,Tabulation[[#This Row],[Month]],Tabulation[[#This Row],[Day]]))","v":"2021-11-07"},{"$f":"WEEKDAY(Tabulation[[#This Row],[Date]])","v":1},{"$f":"IF(OR(Tabulation[[#This Row],[DayNo]]=1,Tabulation[[#This Row],[DayNo]]=7),1,0)","v":1},{"$f":"COUNTIF(Holidays,Tabulation[[#This Row],[Date]])","v":0},{"$f":"CONCATENATE(Tabulation[[#This Row],[Holiday]],Tabulation[[#This Row],[Season]],Tabulation[[#This Row],[Weekend]],\"-\",IF(Tabulation[[#This Row],[Hour]]<10,0,\"\"),C7473)","v":"0Winter1-05"},{"$f":"VLOOKUP(Tabulation[[#This Row],[Concat]],Table3[],8)","v":0.28519},{"$f":"(Tabulation[[#This Row],[AC System Output (kW)]]*Tabulation[[#This Row],[Rate]])","v":0}]
[11,7,11,1995.6010000000001,{"$f":"Tabulation[[#This Row],[AC System Output (W)]]/1000","v":1.9956010000000002},{"$f":"VLOOKUP(Tabulation[[#This Row],[Month]],Season,2)","v":"Winter"},{"$f":"(DATE(2021,Tabulation[[#This Row],[Month]],Tabulation[[#This Row],[Day]]))","v":"2021-11-07"},{"$f":"WEEKDAY(Tabulation[[#This Row],[Date]])","v":1},{"$f":"IF(OR(Tabulation[[#This Row],[DayNo]]=1,Tabulation[[#This Row],[DayNo]]=7),1,0)","v":1},{"$f":"COUNTIF(Holidays,Tabulation[[#This Row],[Date]])","v":0},{"$f":"CONCATENATE(Tabulation[[#This Row],[Holiday]],Tabulation[[#This Row],[Season]],Tabulation[[#This Row],[Weekend]],\"-\",IF(Tabulation[[#This Row],[Hour]]<10,0,\"\"),C7479)","v":"0Winter1-11"},{"$f":"VLOOKUP(Tabulation[[#This Row],[Concat]],Table3[],8)","v":0.28519},{"$f":"(Tabulation[[#This Row],[AC System Output (kW)]]*Tabulation[[#This Row],[Rate]])","v":0.56912544919000008}]
[11,7,12,1525.8989999999999,{"$f":"Tabulation[[#This Row],[AC System Output (W)]]/1000","v":1.5258989999999999},{"$f":"VLOOKUP(Tabulation[[#This Row],[Month]],Season,2)","v":"Winter"},{"$f":"(DATE(2021,Tabulation[[#This Row],[Month]],Tabulation[[#This Row],[Day]]))","v":"2021-11-07"},{"$f":"WEEKDAY(Tabulation[[#This Row],[Date]])","v":1},{"$f":"IF(OR(Tabulation[[#This Row],[DayNo]]=1,Tabulation[[#This Row],[DayNo]]=7),1,0)","v":1},{"$f":"COUNTIF(Holidays,Tabulation[[#This Row],[Date]])","v":0},{"$f":"CONCATENATE(Tabulation[[#This Row],[Holiday]],Tabulation[[#This Row],[Season]],Tabulation[[#This Row],[Weekend]],\"-\",IF(Tabulation[[#This Row],[Hour]]<10,0,\"\"),C7480)","v":"0Winter1-12"},{"$f":"VLOOKUP(Tabulation[[#This Row],[Concat]],Table3[],8)","v":0.28519},{"$f":"(Tabulation[[#This Row],[AC System Output (kW)]]*Tabulation[[#This Row],[Rate]])","v":0.43517113580999994}]
[11,7,16,110.10899999999999,{"$f":"Tabulation[[#This Row],[AC System Output (W)]]/1000","v":0.110109},{"$f":"VLOOKUP(Tabulation[[#This Row],[Month]],Season,2)","v":"Winter"},{"$f":"(DATE(2021,Tabulation[[#This Row],[Month]],Tabulation[[#This Row],[Day]]))","v":"2021-11-07"},{"$f":"WEEKDAY(Tabulation[[#This Row],[Date]])","v":1},{"$f":"IF(OR(Tabulation[[#This Row],[DayNo]]=1,Tabulation[[#This Row],[DayNo]]=7),1,0)","v":1},{"$f":"COUNTIF(Holidays,Tabulation[[#This Row],[Date]])","v":0},{"$f":"CONCATENATE(Tabulation[[#This Row],[Holiday]],Tabulation[[#This Row],[Season]],Tabulation[[#This Row],[Weekend]],\"-\",IF(Tabulation[[#This Row],[Hour]]<10,0,\"\"),C7484)","v":"0Winter1-16"},{"$f":"VLOOKUP(Tabulation[[#This Row],[Concat]],Table3[],8)","v":0.28519},{"$f":"(Tabulation[[#This Row],[AC System Output (kW)]]*Tabulation[[#This Row],[Rate]])","v":3.1401985709999997E-2}]
[11,7,19,0,{"$f":"Tabulation[[#This Row],[AC System Output (W)]]/1000","v":0},{"$f":"VLOOKUP(Tabulation[[#This Row],[Month]],Season,2)","v":"Winter"},{"$f":"(DATE(2021,Tabulation[[#This Row],[Month]],Tabulation[[#This Row],[Day]]))","v":"2021-11-07"},{"$f":"WEEKDAY(Tabulation[[#This Row],[Date]])","v":1},{"$f":"IF(OR(Tabulation[[#This Row],[DayNo]]=1,Tabulation[[#This Row],[DayNo]]=7),1,0)","v":1},{"$f":"COUNTIF(Holidays,Tabulation[[#This Row],[Date]])","v":0},{"$f":"CONCATENATE(Tabulation[[#This Row],[Holiday]],Tabulation[[#This Row],[Season]],Tabulation[[#This Row],[Weekend]],\"-\",IF(Tabulation[[#This Row],[Hour]]<10,0,\"\"),C7487)","v":"0Winter1-19"},{"$f":"VLOOKUP(Tabulation[[#This Row],[Concat]],Table3[],8)","v":0.28519},{"$f":"(Tabulation[[#This Row],[AC System Output (kW)]]*Tabulation[[#This Row],[Rate]])","v":0}]
[11,7,22,0,{"$f":"Tabulation[[#This Row],[AC System Output (W)]]/1000","v":0},{"$f":"VLOOKUP(Tabulation[[#This Row],[Month]],Season,2)","v":"Winter"},{"$f":"(DATE(2021,Tabulation[[#This Row],[Month]],Tabulation[[#This Row],[Day]]))","v":"2021-11-07"},{"$f":"WEEKDAY(Tabulation[[#This Row],[Date]])","v":1},{"$f":"IF(OR(Tabulation[[#This Row],[DayNo]]=1,Tabulation[[#This Row],[DayNo]]=7),1,0)","v":1},{"$f":"COUNTIF(Holidays,Tabulation[[#This Row],[Date]])","v":0},{"$f":"CONCATENATE(Tabulation[[#This Row],[Holiday]],Tabulation[[#This Row],[Season]],Tabulation[[#This Row],[Weekend]],\"-\",IF(Tabulation[[#This Row],[Hour]]<10,0,\"\"),C7490)","v":"0Winter1-22"},{"$f":"VLOOKUP(Tabulation[[#This Row],[Concat]],Table3[],8)","v":0.28519},{"$f":"(Tabulation[[#This Row],[AC System Output (kW)]]*Tabulation[[#This Row],[Rate]])","v":0}]
[11,8,2,0,{"$f":"Tabulation[[#This Row],[AC System Output (W)]]/1000","v":0},{"$f":"VLOOKUP(Tabulation[[#This Row],[Month]],Season,2)","v":"Winter"},{"$f":"(DATE(2021,Tabulation[[#This Row],[Month]],Tabulation[[#This Row],[Day]]))","v":"2021-11-08"},{"$f":"WEEKDAY(Tabulation[[#This Row],[Date]])","v":2},{"$f":"IF(OR(Tabulation[[#This Row],[DayNo]]=1,Tabulation[[#This Row],[DayNo]]=7),1,0)","v":0},{"$f":"COUNTIF(Holidays,Tabulation[[#This Row],[Date]])","v":0},{"$f":"CONCATENATE(Tabulation[[#This Row],[Holiday]],Tabulation[[#This Row],[Season]],Tabulation[[#This Row],[Weekend]],\"-\",IF(Tabulation[[#This Row],[Hour]]<10,0,\"\"),C7494)","v":"0Winter0-02"},{"$f":"VLOOKUP(Tabulation[[#This Row],[Concat]],Table3[],8)","v":0.28519},{"$f":"(Tabulation[[#This Row],[AC System Output (kW)]]*Tabulation[[#This Row],[Rate]])","v":0}]
[11,8,5,0,{"$f":"Tabulation[[#This Row],[AC System Output (W)]]/1000","v":0},{"$f":"VLOOKUP(Tabulation[[#This Row],[Month]],Season,2)","v":"Winter"},{"$f":"(DATE(2021,Tabulation[[#This Row],[Month]],Tabulation[[#This Row],[Day]]))","v":"2021-11-08"},{"$f":"WEEKDAY(Tabulation[[#This Row],[Date]])","v":2},{"$f":"IF(OR(Tabulation[[#This Row],[DayNo]]=1,Tabulation[[#This Row],[DayNo]]=7),1,0)","v":0},{"$f":"COUNTIF(Holidays,Tabulation[[#This Row],[Date]])","v":0},{"$f":"CONCATENATE(Tabulation[[#This Row],[Holiday]],Tabulation[[#This Row],[Season]],Tabulation[[#This Row],[Weekend]],\"-\",IF(Tabulation[[#This Row],[Hour]]<10,0,\"\"),C7497)","v":"0Winter0-05"},{"$f":"VLOOKUP(Tabulation[[#This Row],[Concat]],Table3[],8)","v":0.28519},{"$f":"(Tabulation[[#This Row],[AC System Output (kW)]]*Tabulation[[#This Row],[Rate]])","v":0}]
[11,8,8,430.49799999999999,{"$f":"Tabulation[[#This Row],[AC System Output (W)]]/1000","v":0.43049799999999999},{"$f":"VLOOKUP(Tabulation[[#This Row],[Month]],Season,2)","v":"Winter"},{"$f":"(DATE(2021,Tabulation[[#This Row],[Month]],Tabulation[[#This Row],[Day]]))","v":"2021-11-08"},{"$f":"WEEKDAY(Tabulation[[#This Row],[Date]])","v":2},{"$f":"IF(OR(Tabulation[[#This Row],[DayNo]]=1,Tabulation[[#This Row],[DayNo]]=7),1,0)","v":0},{"$f":"COUNTIF(Holidays,Tabulation[[#This Row],[Date]])","v":0},{"$f":"CONCATENATE(Tabulation[[#This Row],[Holiday]],Tabulation[[#This Row],[Season]],Tabulation[[#This Row],[Weekend]],\"-\",IF(Tabulation[[#This Row],[Hour]]<10,0,\"\"),C7500)","v":"0Winter0-08"},{"$f":"VLOOKUP(Tabulation[[#This Row],[Concat]],Table3[],8)","v":0.28519},{"$f":"(Tabulation[[#This Row],[AC System Output (kW)]]*Tabulation[[#This Row],[Rate]])","v":0.12277372462}]
[11,8,10,1023.424,{"$f":"Tabulation[[#This Row],[AC System Output (W)]]/1000","v":1.0234239999999999},{"$f":"VLOOKUP(Tabulation[[#This Row],[Month]],Season,2)","v":"Winter"},{"$f":"(DATE(2021,Tabulation[[#This Row],[Month]],Tabulation[[#This Row],[Day]]))","v":"2021-11-08"},{"$f":"WEEKDAY(Tabulation[[#This Row],[Date]])","v":2},{"$f":"IF(OR(Tabulation[[#This Row],[DayNo]]=1,Tabulation[[#This Row],[DayNo]]=7),1,0)","v":0},{"$f":"COUNTIF(Holidays,Tabulation[[#This Row],[Date]])","v":0},{"$f":"CONCATENATE(Tabulation[[#This Row],[Holiday]],Tabulation[[#This Row],[Season]],Tabulation[[#This Row],[Weekend]],\"-\",IF(Tabulation[[#This Row],[Hour]]<10,0,\"\"),C7502)","v":"0Winter0-10"},{"$f":"VLOOKUP(Tabulation[[#This Row],[Concat]],Table3[],8)","v":0.28519},{"$f":"(Tabulation[[#This Row],[AC System Output (kW)]]*Tabulation[[#This Row],[Rate]])","v":0.29187029055999997}]
[11,8,13,2368.5,{"$f":"Tabulation[[#This Row],[AC System Output (W)]]/1000","v":2.3685},{"$f":"VLOOKUP(Tabulation[[#This Row],[Month]],Season,2)","v":"Winter"},{"$f":"(DATE(2021,Tabulation[[#This Row],[Month]],Tabulation[[#This Row],[Day]]))","v":"2021-11-08"},{"$f":"WEEKDAY(Tabulation[[#This Row],[Date]])","v":2},{"$f":"IF(OR(Tabulation[[#This Row],[DayNo]]=1,Tabulation[[#This Row],[DayNo]]=7),1,0)","v":0},{"$f":"COUNTIF(Holidays,Tabulation[[#This Row],[Date]])","v":0},{"$f":"CONCATENATE(Tabulation[[#This Row],[Holiday]],Tabulation[[#This Row],[Season]],Tabulation[[#This Row],[Weekend]],\"-\",IF(Tabulation[[#This Row],[Hour]]<10,0,\"\"),C7505)","v":"0Winter0-13"},{"$f":"VLOOKUP(Tabulation[[#This Row],[Concat]],Table3[],8)","v":0.28519},{"$f":"(Tabulation[[#This Row],[AC System Output (kW)]]*Tabulation[[#This Row],[Rate]])","v":0.67547251500000005}]
[11,8,17,0,{"$f":"Tabulation[[#This Row],[AC System Output (W)]]/1000","v":0},{"$f":"VLOOKUP(Tabulation[[#This Row],[Month]],Season,2)","v":"Winter"},{"$f":"(DATE(2021,Tabulation[[#This Row],[Month]],Tabulation[[#This Row],[Day]]))","v":"2021-11-08"},{"$f":"WEEKDAY(Tabulation[[#This Row],[Date]])","v":2},{"$f":"IF(OR(Tabulation[[#This Row],[DayNo]]=1,Tabulation[[#This Row],[DayNo]]=7),1,0)","v":0},{"$f":"COUNTIF(Holidays,Tabulation[[#This Row],[Date]])","v":0},{"$f":"CONCATENATE(Tabulation[[#This Row],[Holiday]],Tabulation[[#This Row],[Season]],Tabulation[[#This Row],[Weekend]],\"-\",IF(Tabulation[[#This Row],[Hour]]<10,0,\"\"),C7509)","v":"0Winter0-17"},{"$f":"VLOOKUP(Tabulation[[#This Row],[Concat]],Table3[],8)","v":0.30257000000000001},{"$f":"(Tabulation[[#This Row],[AC System Output (kW)]]*Tabulation[[#This Row],[Rate]])","v":0}]
[11,8,20,0,{"$f":"Tabulation[[#This Row],[AC System Output (W)]]/1000","v":0},{"$f":"VLOOKUP(Tabulation[[#This Row],[Month]],Season,2)","v":"Winter"},{"$f":"(DATE(2021,Tabulation[[#This Row],[Month]],Tabulation[[#This Row],[Day]]))","v":"2021-11-08"},{"$f":"WEEKDAY(Tabulation[[#This Row],[Date]])","v":2},{"$f":"IF(OR(Tabulation[[#This Row],[DayNo]]=1,Tabulation[[#This Row],[DayNo]]=7),1,0)","v":0},{"$f":"COUNTIF(Holidays,Tabulation[[#This Row],[Date]])","v":0},{"$f":"CONCATENATE(Tabulation[[#This Row],[Holiday]],Tabulation[[#This Row],[Season]],Tabulation[[#This Row],[Weekend]],\"-\",IF(Tabulation[[#This Row],[Hour]]<10,0,\"\"),C7512)","v":"0Winter0-20"},{"$f":"VLOOKUP(Tabulation[[#This Row],[Concat]],Table3[],8)","v":0.28519},{"$f":"(Tabulation[[#This Row],[AC System Output (kW)]]*Tabulation[[#This Row],[Rate]])","v":0}]
[11,8,23,0,{"$f":"Tabulation[[#This Row],[AC System Output (W)]]/1000","v":0},{"$f":"VLOOKUP(Tabulation[[#This Row],[Month]],Season,2)","v":"Winter"},{"$f":"(DATE(2021,Tabulation[[#This Row],[Month]],Tabulation[[#This Row],[Day]]))","v":"2021-11-08"},{"$f":"WEEKDAY(Tabulation[[#This Row],[Date]])","v":2},{"$f":"IF(OR(Tabulation[[#This Row],[DayNo]]=1,Tabulation[[#This Row],[DayNo]]=7),1,0)","v":0},{"$f":"COUNTIF(Holidays,Tabulation[[#This Row],[Date]])","v":0},{"$f":"CONCATENATE(Tabulation[[#This Row],[Holiday]],Tabulation[[#This Row],[Season]],Tabulation[[#This Row],[Weekend]],\"-\",IF(Tabulation[[#This Row],[Hour]]<10,0,\"\"),C7515)","v":"0Winter0-23"},{"$f":"VLOOKUP(Tabulation[[#This Row],[Concat]],Table3[],8)","v":0.28519},{"$f":"(Tabulation[[#This Row],[AC System Output (kW)]]*Tabulation[[#This Row],[Rate]])","v":0}]
[11,9,3,0,{"$f":"Tabulation[[#This Row],[AC System Output (W)]]/1000","v":0},{"$f":"VLOOKUP(Tabulation[[#This Row],[Month]],Season,2)","v":"Winter"},{"$f":"(DATE(2021,Tabulation[[#This Row],[Month]],Tabulation[[#This Row],[Day]]))","v":"2021-11-09"},{"$f":"WEEKDAY(Tabulation[[#This Row],[Date]])","v":3},{"$f":"IF(OR(Tabulation[[#This Row],[DayNo]]=1,Tabulation[[#This Row],[DayNo]]=7),1,0)","v":0},{"$f":"COUNTIF(Holidays,Tabulation[[#This Row],[Date]])","v":0},{"$f":"CONCATENATE(Tabulation[[#This Row],[Holiday]],Tabulation[[#This Row],[Season]],Tabulation[[#This Row],[Weekend]],\"-\",IF(Tabulation[[#This Row],[Hour]]<10,0,\"\"),C7519)","v":"0Winter0-03"},{"$f":"VLOOKUP(Tabulation[[#This Row],[Concat]],Table3[],8)","v":0.28519},{"$f":"(Tabulation[[#This Row],[AC System Output (kW)]]*Tabulation[[#This Row],[Rate]])","v":0}]
[11,9,5,0,{"$f":"Tabulation[[#This Row],[AC System Output (W)]]/1000","v":0},{"$f":"VLOOKUP(Tabulation[[#This Row],[Month]],Season,2)","v":"Winter"},{"$f":"(DATE(2021,Tabulation[[#This Row],[Month]],Tabulation[[#This Row],[Day]]))","v":"2021-11-09"},{"$f":"WEEKDAY(Tabulation[[#This Row],[Date]])","v":3},{"$f":"IF(OR(Tabulation[[#This Row],[DayNo]]=1,Tabulation[[#This Row],[DayNo]]=7),1,0)","v":0},{"$f":"COUNTIF(Holidays,Tabulation[[#This Row],[Date]])","v":0},{"$f":"CONCATENATE(Tabulation[[#This Row],[Holiday]],Tabulation[[#This Row],[Season]],Tabulation[[#This Row],[Weekend]],\"-\",IF(Tabulation[[#This Row],[Hour]]<10,0,\"\"),C7521)","v":"0Winter0-05"},{"$f":"VLOOKUP(Tabulation[[#This Row],[Concat]],Table3[],8)","v":0.28519},{"$f":"(Tabulation[[#This Row],[AC System Output (kW)]]*Tabulation[[#This Row],[Rate]])","v":0}]
[11,9,8,285.01499999999999,{"$f":"Tabulation[[#This Row],[AC System Output (W)]]/1000","v":0.28501499999999996},{"$f":"VLOOKUP(Tabulation[[#This Row],[Month]],Season,2)","v":"Winter"},{"$f":"(DATE(2021,Tabulation[[#This Row],[Month]],Tabulation[[#This Row],[Day]]))","v":"2021-11-09"},{"$f":"WEEKDAY(Tabulation[[#This Row],[Date]])","v":3},{"$f":"IF(OR(Tabulation[[#This Row],[DayNo]]=1,Tabulation[[#This Row],[DayNo]]=7),1,0)","v":0},{"$f":"COUNTIF(Holidays,Tabulation[[#This Row],[Date]])","v":0},{"$f":"CONCATENATE(Tabulation[[#This Row],[Holiday]],Tabulation[[#This Row],[Season]],Tabulation[[#This Row],[Weekend]],\"-\",IF(Tabulation[[#This Row],[Hour]]<10,0,\"\"),C7524)","v":"0Winter0-08"},{"$f":"VLOOKUP(Tabulation[[#This Row],[Concat]],Table3[],8)","v":0.28519},{"$f":"(Tabulation[[#This Row],[AC System Output (kW)]]*Tabulation[[#This Row],[Rate]])","v":8.1283427849999992E-2}]
[11,9,11,2166.0880000000002,{"$f":"Tabulation[[#This Row],[AC System Output (W)]]/1000","v":2.1660880000000002},{"$f":"VLOOKUP(Tabulation[[#This Row],[Month]],Season,2)","v":"Winter"},{"$f":"(DATE(2021,Tabulation[[#This Row],[Month]],Tabulation[[#This Row],[Day]]))","v":"2021-11-09"},{"$f":"WEEKDAY(Tabulation[[#This Row],[Date]])","v":3},{"$f":"IF(OR(Tabulation[[#This Row],[DayNo]]=1,Tabulation[[#This Row],[DayNo]]=7),1,0)","v":0},{"$f":"COUNTIF(Holidays,Tabulation[[#This Row],[Date]])","v":0},{"$f":"CONCATENATE(Tabulation[[#This Row],[Holiday]],Tabulation[[#This Row],[Season]],Tabulation[[#This Row],[Weekend]],\"-\",IF(Tabulation[[#This Row],[Hour]]<10,0,\"\"),C7527)","v":"0Winter0-11"},{"$f":"VLOOKUP(Tabulation[[#This Row],[Concat]],Table3[],8)","v":0.28519},{"$f":"(Tabulation[[#This Row],[AC System Output (kW)]]*Tabulation[[#This Row],[Rate]])","v":0.61774663672000008}]
[11,9,14,1238.453,{"$f":"Tabulation[[#This Row],[AC System Output (W)]]/1000","v":1.238453},{"$f":"VLOOKUP(Tabulation[[#This Row],[Month]],Season,2)","v":"Winter"},{"$f":"(DATE(2021,Tabulation[[#This Row],[Month]],Tabulation[[#This Row],[Day]]))","v":"2021-11-09"},{"$f":"WEEKDAY(Tabulation[[#This Row],[Date]])","v":3},{"$f":"IF(OR(Tabulation[[#This Row],[DayNo]]=1,Tabulation[[#This Row],[DayNo]]=7),1,0)","v":0},{"$f":"COUNTIF(Holidays,Tabulation[[#This Row],[Date]])","v":0},{"$f":"CONCATENATE(Tabulation[[#This Row],[Holiday]],Tabulation[[#This Row],[Season]],Tabulation[[#This Row],[Weekend]],\"-\",IF(Tabulation[[#This Row],[Hour]]<10,0,\"\"),C7530)","v":"0Winter0-14"},{"$f":"VLOOKUP(Tabulation[[#This Row],[Concat]],Table3[],8)","v":0.28519},{"$f":"(Tabulation[[#This Row],[AC System Output (kW)]]*Tabulation[[#This Row],[Rate]])","v":0.35319441106999999}]
[11,9,18,0,{"$f":"Tabulation[[#This Row],[AC System Output (W)]]/1000","v":0},{"$f":"VLOOKUP(Tabulation[[#This Row],[Month]],Season,2)","v":"Winter"},{"$f":"(DATE(2021,Tabulation[[#This Row],[Month]],Tabulation[[#This Row],[Day]]))","v":"2021-11-09"},{"$f":"WEEKDAY(Tabulation[[#This Row],[Date]])","v":3},{"$f":"IF(OR(Tabulation[[#This Row],[DayNo]]=1,Tabulation[[#This Row],[DayNo]]=7),1,0)","v":0},{"$f":"COUNTIF(Holidays,Tabulation[[#This Row],[Date]])","v":0},{"$f":"CONCATENATE(Tabulation[[#This Row],[Holiday]],Tabulation[[#This Row],[Season]],Tabulation[[#This Row],[Weekend]],\"-\",IF(Tabulation[[#This Row],[Hour]]<10,0,\"\"),C7534)","v":"0Winter0-18"},{"$f":"VLOOKUP(Tabulation[[#This Row],[Concat]],Table3[],8)","v":0.30257000000000001},{"$f":"(Tabulation[[#This Row],[AC System Output (kW)]]*Tabulation[[#This Row],[Rate]])","v":0}]
[11,9,21,0,{"$f":"Tabulation[[#This Row],[AC System Output (W)]]/1000","v":0},{"$f":"VLOOKUP(Tabulation[[#This Row],[Month]],Season,2)","v":"Winter"},{"$f":"(DATE(2021,Tabulation[[#This Row],[Month]],Tabulation[[#This Row],[Day]]))","v":"2021-11-09"},{"$f":"WEEKDAY(Tabulation[[#This Row],[Date]])","v":3},{"$f":"IF(OR(Tabulation[[#This Row],[DayNo]]=1,Tabulation[[#This Row],[DayNo]]=7),1,0)","v":0},{"$f":"COUNTIF(Holidays,Tabulation[[#This Row],[Date]])","v":0},{"$f":"CONCATENATE(Tabulation[[#This Row],[Holiday]],Tabulation[[#This Row],[Season]],Tabulation[[#This Row],[Weekend]],\"-\",IF(Tabulation[[#This Row],[Hour]]<10,0,\"\"),C7537)","v":"0Winter0-21"},{"$f":"VLOOKUP(Tabulation[[#This Row],[Concat]],Table3[],8)","v":0.28519},{"$f":"(Tabulation[[#This Row],[AC System Output (kW)]]*Tabulation[[#This Row],[Rate]])","v":0}]
[11,10,1,0,{"$f":"Tabulation[[#This Row],[AC System Output (W)]]/1000","v":0},{"$f":"VLOOKUP(Tabulation[[#This Row],[Month]],Season,2)","v":"Winter"},{"$f":"(DATE(2021,Tabulation[[#This Row],[Month]],Tabulation[[#This Row],[Day]]))","v":"2021-11-10"},{"$f":"WEEKDAY(Tabulation[[#This Row],[Date]])","v":4},{"$f":"IF(OR(Tabulation[[#This Row],[DayNo]]=1,Tabulation[[#This Row],[DayNo]]=7),1,0)","v":0},{"$f":"COUNTIF(Holidays,Tabulation[[#This Row],[Date]])","v":0},{"$f":"CONCATENATE(Tabulation[[#This Row],[Holiday]],Tabulation[[#This Row],[Season]],Tabulation[[#This Row],[Weekend]],\"-\",IF(Tabulation[[#This Row],[Hour]]<10,0,\"\"),C7541)","v":"0Winter0-01"},{"$f":"VLOOKUP(Tabulation[[#This Row],[Concat]],Table3[],8)","v":0.28519},{"$f":"(Tabulation[[#This Row],[AC System Output (kW)]]*Tabulation[[#This Row],[Rate]])","v":0}]
[11,10,2,0,{"$f":"Tabulation[[#This Row],[AC System Output (W)]]/1000","v":0},{"$f":"VLOOKUP(Tabulation[[#This Row],[Month]],Season,2)","v":"Winter"},{"$f":"(DATE(2021,Tabulation[[#This Row],[Month]],Tabulation[[#This Row],[Day]]))","v":"2021-11-10"},{"$f":"WEEKDAY(Tabulation[[#This Row],[Date]])","v":4},{"$f":"IF(OR(Tabulation[[#This Row],[DayNo]]=1,Tabulation[[#This Row],[DayNo]]=7),1,0)","v":0},{"$f":"COUNTIF(Holidays,Tabulation[[#This Row],[Date]])","v":0},{"$f":"CONCATENATE(Tabulation[[#This Row],[Holiday]],Tabulation[[#This Row],[Season]],Tabulation[[#This Row],[Weekend]],\"-\",IF(Tabulation[[#This Row],[Hour]]<10,0,\"\"),C7542)","v":"0Winter0-02"},{"$f":"VLOOKUP(Tabulation[[#This Row],[Concat]],Table3[],8)","v":0.28519},{"$f":"(Tabulation[[#This Row],[AC System Output (kW)]]*Tabulation[[#This Row],[Rate]])","v":0}]
[11,10,8,1151.6669999999999,{"$f":"Tabulation[[#This Row],[AC System Output (W)]]/1000","v":1.151667},{"$f":"VLOOKUP(Tabulation[[#This Row],[Month]],Season,2)","v":"Winter"},{"$f":"(DATE(2021,Tabulation[[#This Row],[Month]],Tabulation[[#This Row],[Day]]))","v":"2021-11-10"},{"$f":"WEEKDAY(Tabulation[[#This Row],[Date]])","v":4},{"$f":"IF(OR(Tabulation[[#This Row],[DayNo]]=1,Tabulation[[#This Row],[DayNo]]=7),1,0)","v":0},{"$f":"COUNTIF(Holidays,Tabulation[[#This Row],[Date]])","v":0},{"$f":"CONCATENATE(Tabulation[[#This Row],[Holiday]],Tabulation[[#This Row],[Season]],Tabulation[[#This Row],[Weekend]],\"-\",IF(Tabulation[[#This Row],[Hour]]<10,0,\"\"),C7548)","v":"0Winter0-08"},{"$f":"VLOOKUP(Tabulation[[#This Row],[Concat]],Table3[],8)","v":0.28519},{"$f":"(Tabulation[[#This Row],[AC System Output (kW)]]*Tabulation[[#This Row],[Rate]])","v":0.32844391172999998}]
[11,10,9,1773.2829999999999,{"$f":"Tabulation[[#This Row],[AC System Output (W)]]/1000","v":1.7732829999999999},{"$f":"VLOOKUP(Tabulation[[#This Row],[Month]],Season,2)","v":"Winter"},{"$f":"(DATE(2021,Tabulation[[#This Row],[Month]],Tabulation[[#This Row],[Day]]))","v":"2021-11-10"},{"$f":"WEEKDAY(Tabulation[[#This Row],[Date]])","v":4},{"$f":"IF(OR(Tabulation[[#This Row],[DayNo]]=1,Tabulation[[#This Row],[DayNo]]=7),1,0)","v":0},{"$f":"COUNTIF(Holidays,Tabulation[[#This Row],[Date]])","v":0},{"$f":"CONCATENATE(Tabulation[[#This Row],[Holiday]],Tabulation[[#This Row],[Season]],Tabulation[[#This Row],[Weekend]],\"-\",IF(Tabulation[[#This Row],[Hour]]<10,0,\"\"),C7549)","v":"0Winter0-09"},{"$f":"VLOOKUP(Tabulation[[#This Row],[Concat]],Table3[],8)","v":0.28519},{"$f":"(Tabulation[[#This Row],[AC System Output (kW)]]*Tabulation[[#This Row],[Rate]])","v":0.50572257876999993}]
[11,10,12,2573.0279999999998,{"$f":"Tabulation[[#This Row],[AC System Output (W)]]/1000","v":2.5730279999999999},{"$f":"VLOOKUP(Tabulation[[#This Row],[Month]],Season,2)","v":"Winter"},{"$f":"(DATE(2021,Tabulation[[#This Row],[Month]],Tabulation[[#This Row],[Day]]))","v":"2021-11-10"},{"$f":"WEEKDAY(Tabulation[[#This Row],[Date]])","v":4},{"$f":"IF(OR(Tabulation[[#This Row],[DayNo]]=1,Tabulation[[#This Row],[DayNo]]=7),1,0)","v":0},{"$f":"COUNTIF(Holidays,Tabulation[[#This Row],[Date]])","v":0},{"$f":"CONCATENATE(Tabulation[[#This Row],[Holiday]],Tabulation[[#This Row],[Season]],Tabulation[[#This Row],[Weekend]],\"-\",IF(Tabulation[[#This Row],[Hour]]<10,0,\"\"),C7552)","v":"0Winter0-12"},{"$f":"VLOOKUP(Tabulation[[#This Row],[Concat]],Table3[],8)","v":0.28519},{"$f":"(Tabulation[[#This Row],[AC System Output (kW)]]*Tabulation[[#This Row],[Rate]])","v":0.73380185531999997}]
[11,10,15,822.52800000000002,{"$f":"Tabulation[[#This Row],[AC System Output (W)]]/1000","v":0.82252800000000004},{"$f":"VLOOKUP(Tabulation[[#This Row],[Month]],Season,2)","v":"Winter"},{"$f":"(DATE(2021,Tabulation[[#This Row],[Month]],Tabulation[[#This Row],[Day]]))","v":"2021-11-10"},{"$f":"WEEKDAY(Tabulation[[#This Row],[Date]])","v":4},{"$f":"IF(OR(Tabulation[[#This Row],[DayNo]]=1,Tabulation[[#This Row],[DayNo]]=7),1,0)","v":0},{"$f":"COUNTIF(Holidays,Tabulation[[#This Row],[Date]])","v":0},{"$f":"CONCATENATE(Tabulation[[#This Row],[Holiday]],Tabulation[[#This Row],[Season]],Tabulation[[#This Row],[Weekend]],\"-\",IF(Tabulation[[#This Row],[Hour]]<10,0,\"\"),C7555)","v":"0Winter0-15"},{"$f":"VLOOKUP(Tabulation[[#This Row],[Concat]],Table3[],8)","v":0.28519},{"$f":"(Tabulation[[#This Row],[AC System Output (kW)]]*Tabulation[[#This Row],[Rate]])","v":0.23457676032000002}]
[11,10,19,0,{"$f":"Tabulation[[#This Row],[AC System Output (W)]]/1000","v":0},{"$f":"VLOOKUP(Tabulation[[#This Row],[Month]],Season,2)","v":"Winter"},{"$f":"(DATE(2021,Tabulation[[#This Row],[Month]],Tabulation[[#This Row],[Day]]))","v":"2021-11-10"},{"$f":"WEEKDAY(Tabulation[[#This Row],[Date]])","v":4},{"$f":"IF(OR(Tabulation[[#This Row],[DayNo]]=1,Tabulation[[#This Row],[DayNo]]=7),1,0)","v":0},{"$f":"COUNTIF(Holidays,Tabulation[[#This Row],[Date]])","v":0},{"$f":"CONCATENATE(Tabulation[[#This Row],[Holiday]],Tabulation[[#This Row],[Season]],Tabulation[[#This Row],[Weekend]],\"-\",IF(Tabulation[[#This Row],[Hour]]<10,0,\"\"),C7559)","v":"0Winter0-19"},{"$f":"VLOOKUP(Tabulation[[#This Row],[Concat]],Table3[],8)","v":0.30257000000000001},{"$f":"(Tabulation[[#This Row],[AC System Output (kW)]]*Tabulation[[#This Row],[Rate]])","v":0}]
[11,10,22,0,{"$f":"Tabulation[[#This Row],[AC System Output (W)]]/1000","v":0},{"$f":"VLOOKUP(Tabulation[[#This Row],[Month]],Season,2)","v":"Winter"},{"$f":"(DATE(2021,Tabulation[[#This Row],[Month]],Tabulation[[#This Row],[Day]]))","v":"2021-11-10"},{"$f":"WEEKDAY(Tabulation[[#This Row],[Date]])","v":4},{"$f":"IF(OR(Tabulation[[#This Row],[DayNo]]=1,Tabulation[[#This Row],[DayNo]]=7),1,0)","v":0},{"$f":"COUNTIF(Holidays,Tabulation[[#This Row],[Date]])","v":0},{"$f":"CONCATENATE(Tabulation[[#This Row],[Holiday]],Tabulation[[#This Row],[Season]],Tabulation[[#This Row],[Weekend]],\"-\",IF(Tabulation[[#This Row],[Hour]]<10,0,\"\"),C7562)","v":"0Winter0-22"},{"$f":"VLOOKUP(Tabulation[[#This Row],[Concat]],Table3[],8)","v":0.28519},{"$f":"(Tabulation[[#This Row],[AC System Output (kW)]]*Tabulation[[#This Row],[Rate]])","v":0}]
[11,11,3,0,{"$f":"Tabulation[[#This Row],[AC System Output (W)]]/1000","v":0},{"$f":"VLOOKUP(Tabulation[[#This Row],[Month]],Season,2)","v":"Winter"},{"$f":"(DATE(2021,Tabulation[[#This Row],[Month]],Tabulation[[#This Row],[Day]]))","v":"2021-11-11"},{"$f":"WEEKDAY(Tabulation[[#This Row],[Date]])","v":5},{"$f":"IF(OR(Tabulation[[#This Row],[DayNo]]=1,Tabulation[[#This Row],[DayNo]]=7),1,0)","v":0},{"$f":"COUNTIF(Holidays,Tabulation[[#This Row],[Date]])","v":0},{"$f":"CONCATENATE(Tabulation[[#This Row],[Holiday]],Tabulation[[#This Row],[Season]],Tabulation[[#This Row],[Weekend]],\"-\",IF(Tabulation[[#This Row],[Hour]]<10,0,\"\"),C7567)","v":"0Winter0-03"},{"$f":"VLOOKUP(Tabulation[[#This Row],[Concat]],Table3[],8)","v":0.28519},{"$f":"(Tabulation[[#This Row],[AC System Output (kW)]]*Tabulation[[#This Row],[Rate]])","v":0}]
[11,11,6,0,{"$f":"Tabulation[[#This Row],[AC System Output (W)]]/1000","v":0},{"$f":"VLOOKUP(Tabulation[[#This Row],[Month]],Season,2)","v":"Winter"},{"$f":"(DATE(2021,Tabulation[[#This Row],[Month]],Tabulation[[#This Row],[Day]]))","v":"2021-11-11"},{"$f":"WEEKDAY(Tabulation[[#This Row],[Date]])","v":5},{"$f":"IF(OR(Tabulation[[#This Row],[DayNo]]=1,Tabulation[[#This Row],[DayNo]]=7),1,0)","v":0},{"$f":"COUNTIF(Holidays,Tabulation[[#This Row],[Date]])","v":0},{"$f":"CONCATENATE(Tabulation[[#This Row],[Holiday]],Tabulation[[#This Row],[Season]],Tabulation[[#This Row],[Weekend]],\"-\",IF(Tabulation[[#This Row],[Hour]]<10,0,\"\"),C7570)","v":"0Winter0-06"},{"$f":"VLOOKUP(Tabulation[[#This Row],[Concat]],Table3[],8)","v":0.28519},{"$f":"(Tabulation[[#This Row],[AC System Output (kW)]]*Tabulation[[#This Row],[Rate]])","v":0}]
[11,11,9,2091.1350000000002,{"$f":"Tabulation[[#This Row],[AC System Output (W)]]/1000","v":2.0911350000000004},{"$f":"VLOOKUP(Tabulation[[#This Row],[Month]],Season,2)","v":"Winter"},{"$f":"(DATE(2021,Tabulation[[#This Row],[Month]],Tabulation[[#This Row],[Day]]))","v":"2021-11-11"},{"$f":"WEEKDAY(Tabulation[[#This Row],[Date]])","v":5},{"$f":"IF(OR(Tabulation[[#This Row],[DayNo]]=1,Tabulation[[#This Row],[DayNo]]=7),1,0)","v":0},{"$f":"COUNTIF(Holidays,Tabulation[[#This Row],[Date]])","v":0},{"$f":"CONCATENATE(Tabulation[[#This Row],[Holiday]],Tabulation[[#This Row],[Season]],Tabulation[[#This Row],[Weekend]],\"-\",IF(Tabulation[[#This Row],[Hour]]<10,0,\"\"),C7573)","v":"0Winter0-09"},{"$f":"VLOOKUP(Tabulation[[#This Row],[Concat]],Table3[],8)","v":0.28519},{"$f":"(Tabulation[[#This Row],[AC System Output (kW)]]*Tabulation[[#This Row],[Rate]])","v":0.59637079065000009}]
[11,11,10,2366.1970000000001,{"$f":"Tabulation[[#This Row],[AC System Output (W)]]/1000","v":2.3661970000000001},{"$f":"VLOOKUP(Tabulation[[#This Row],[Month]],Season,2)","v":"Winter"},{"$f":"(DATE(2021,Tabulation[[#This Row],[Month]],Tabulation[[#This Row],[Day]]))","v":"2021-11-11"},{"$f":"WEEKDAY(Tabulation[[#This Row],[Date]])","v":5},{"$f":"IF(OR(Tabulation[[#This Row],[DayNo]]=1,Tabulation[[#This Row],[DayNo]]=7),1,0)","v":0},{"$f":"COUNTIF(Holidays,Tabulation[[#This Row],[Date]])","v":0},{"$f":"CONCATENATE(Tabulation[[#This Row],[Holiday]],Tabulation[[#This Row],[Season]],Tabulation[[#This Row],[Weekend]],\"-\",IF(Tabulation[[#This Row],[Hour]]<10,0,\"\"),C7574)","v":"0Winter0-10"},{"$f":"VLOOKUP(Tabulation[[#This Row],[Concat]],Table3[],8)","v":0.28519},{"$f":"(Tabulation[[#This Row],[AC System Output (kW)]]*Tabulation[[#This Row],[Rate]])","v":0.67481572242999999}]
[11,11,13,2198.66,{"$f":"Tabulation[[#This Row],[AC System Output (W)]]/1000","v":2.1986599999999998},{"$f":"VLOOKUP(Tabulation[[#This Row],[Month]],Season,2)","v":"Winter"},{"$f":"(DATE(2021,Tabulation[[#This Row],[Month]],Tabulation[[#This Row],[Day]]))","v":"2021-11-11"},{"$f":"WEEKDAY(Tabulation[[#This Row],[Date]])","v":5},{"$f":"IF(OR(Tabulation[[#This Row],[DayNo]]=1,Tabulation[[#This Row],[DayNo]]=7),1,0)","v":0},{"$f":"COUNTIF(Holidays,Tabulation[[#This Row],[Date]])","v":0},{"$f":"CONCATENATE(Tabulation[[#This Row],[Holiday]],Tabulation[[#This Row],[Season]],Tabulation[[#This Row],[Weekend]],\"-\",IF(Tabulation[[#This Row],[Hour]]<10,0,\"\"),C7577)","v":"0Winter0-13"},{"$f":"VLOOKUP(Tabulation[[#This Row],[Concat]],Table3[],8)","v":0.28519},{"$f":"(Tabulation[[#This Row],[AC System Output (kW)]]*Tabulation[[#This Row],[Rate]])","v":0.6270358453999999}]
[11,11,16,341.77199999999999,{"$f":"Tabulation[[#This Row],[AC System Output (W)]]/1000","v":0.34177199999999996},{"$f":"VLOOKUP(Tabulation[[#This Row],[Month]],Season,2)","v":"Winter"},{"$f":"(DATE(2021,Tabulation[[#This Row],[Month]],Tabulation[[#This Row],[Day]]))","v":"2021-11-11"},{"$f":"WEEKDAY(Tabulation[[#This Row],[Date]])","v":5},{"$f":"IF(OR(Tabulation[[#This Row],[DayNo]]=1,Tabulation[[#This Row],[DayNo]]=7),1,0)","v":0},{"$f":"COUNTIF(Holidays,Tabulation[[#This Row],[Date]])","v":0},{"$f":"CONCATENATE(Tabulation[[#This Row],[Holiday]],Tabulation[[#This Row],[Season]],Tabulation[[#This Row],[Weekend]],\"-\",IF(Tabulation[[#This Row],[Hour]]<10,0,\"\"),C7580)","v":"0Winter0-16"},{"$f":"VLOOKUP(Tabulation[[#This Row],[Concat]],Table3[],8)","v":0.28519},{"$f":"(Tabulation[[#This Row],[AC System Output (kW)]]*Tabulation[[#This Row],[Rate]])","v":9.7469956679999983E-2}]
[11,11,20,0,{"$f":"Tabulation[[#This Row],[AC System Output (W)]]/1000","v":0},{"$f":"VLOOKUP(Tabulation[[#This Row],[Month]],Season,2)","v":"Winter"},{"$f":"(DATE(2021,Tabulation[[#This Row],[Month]],Tabulation[[#This Row],[Day]]))","v":"2021-11-11"},{"$f":"WEEKDAY(Tabulation[[#This Row],[Date]])","v":5},{"$f":"IF(OR(Tabulation[[#This Row],[DayNo]]=1,Tabulation[[#This Row],[DayNo]]=7),1,0)","v":0},{"$f":"COUNTIF(Holidays,Tabulation[[#This Row],[Date]])","v":0},{"$f":"CONCATENATE(Tabulation[[#This Row],[Holiday]],Tabulation[[#This Row],[Season]],Tabulation[[#This Row],[Weekend]],\"-\",IF(Tabulation[[#This Row],[Hour]]<10,0,\"\"),C7584)","v":"0Winter0-20"},{"$f":"VLOOKUP(Tabulation[[#This Row],[Concat]],Table3[],8)","v":0.28519},{"$f":"(Tabulation[[#This Row],[AC System Output (kW)]]*Tabulation[[#This Row],[Rate]])","v":0}]
[11,12,0,0,{"$f":"Tabulation[[#This Row],[AC System Output (W)]]/1000","v":0},{"$f":"VLOOKUP(Tabulation[[#This Row],[Month]],Season,2)","v":"Winter"},{"$f":"(DATE(2021,Tabulation[[#This Row],[Month]],Tabulation[[#This Row],[Day]]))","v":"2021-11-12"},{"$f":"WEEKDAY(Tabulation[[#This Row],[Date]])","v":6},{"$f":"IF(OR(Tabulation[[#This Row],[DayNo]]=1,Tabulation[[#This Row],[DayNo]]=7),1,0)","v":0},{"$f":"COUNTIF(Holidays,Tabulation[[#This Row],[Date]])","v":0},{"$f":"CONCATENATE(Tabulation[[#This Row],[Holiday]],Tabulation[[#This Row],[Season]],Tabulation[[#This Row],[Weekend]],\"-\",IF(Tabulation[[#This Row],[Hour]]<10,0,\"\"),C7588)","v":"0Winter0-00"},{"$f":"VLOOKUP(Tabulation[[#This Row],[Concat]],Table3[],8)","v":0.28519},{"$f":"(Tabulation[[#This Row],[AC System Output (kW)]]*Tabulation[[#This Row],[Rate]])","v":0}]
[11,12,4,0,{"$f":"Tabulation[[#This Row],[AC System Output (W)]]/1000","v":0},{"$f":"VLOOKUP(Tabulation[[#This Row],[Month]],Season,2)","v":"Winter"},{"$f":"(DATE(2021,Tabulation[[#This Row],[Month]],Tabulation[[#This Row],[Day]]))","v":"2021-11-12"},{"$f":"WEEKDAY(Tabulation[[#This Row],[Date]])","v":6},{"$f":"IF(OR(Tabulation[[#This Row],[DayNo]]=1,Tabulation[[#This Row],[DayNo]]=7),1,0)","v":0},{"$f":"COUNTIF(Holidays,Tabulation[[#This Row],[Date]])","v":0},{"$f":"CONCATENATE(Tabulation[[#This Row],[Holiday]],Tabulation[[#This Row],[Season]],Tabulation[[#This Row],[Weekend]],\"-\",IF(Tabulation[[#This Row],[Hour]]<10,0,\"\"),C7592)","v":"0Winter0-04"},{"$f":"VLOOKUP(Tabulation[[#This Row],[Concat]],Table3[],8)","v":0.28519},{"$f":"(Tabulation[[#This Row],[AC System Output (kW)]]*Tabulation[[#This Row],[Rate]])","v":0}]
[11,12,7,692.37800000000004,{"$f":"Tabulation[[#This Row],[AC System Output (W)]]/1000","v":0.69237800000000005},{"$f":"VLOOKUP(Tabulation[[#This Row],[Month]],Season,2)","v":"Winter"},{"$f":"(DATE(2021,Tabulation[[#This Row],[Month]],Tabulation[[#This Row],[Day]]))","v":"2021-11-12"},{"$f":"WEEKDAY(Tabulation[[#This Row],[Date]])","v":6},{"$f":"IF(OR(Tabulation[[#This Row],[DayNo]]=1,Tabulation[[#This Row],[DayNo]]=7),1,0)","v":0},{"$f":"COUNTIF(Holidays,Tabulation[[#This Row],[Date]])","v":0},{"$f":"CONCATENATE(Tabulation[[#This Row],[Holiday]],Tabulation[[#This Row],[Season]],Tabulation[[#This Row],[Weekend]],\"-\",IF(Tabulation[[#This Row],[Hour]]<10,0,\"\"),C7595)","v":"0Winter0-07"},{"$f":"VLOOKUP(Tabulation[[#This Row],[Concat]],Table3[],8)","v":0.28519},{"$f":"(Tabulation[[#This Row],[AC System Output (kW)]]*Tabulation[[#This Row],[Rate]])","v":0.19745928182000003}]
[11,12,10,2431.5410000000002,{"$f":"Tabulation[[#This Row],[AC System Output (W)]]/1000","v":2.4315410000000002},{"$f":"VLOOKUP(Tabulation[[#This Row],[Month]],Season,2)","v":"Winter"},{"$f":"(DATE(2021,Tabulation[[#This Row],[Month]],Tabulation[[#This Row],[Day]]))","v":"2021-11-12"},{"$f":"WEEKDAY(Tabulation[[#This Row],[Date]])","v":6},{"$f":"IF(OR(Tabulation[[#This Row],[DayNo]]=1,Tabulation[[#This Row],[DayNo]]=7),1,0)","v":0},{"$f":"COUNTIF(Holidays,Tabulation[[#This Row],[Date]])","v":0},{"$f":"CONCATENATE(Tabulation[[#This Row],[Holiday]],Tabulation[[#This Row],[Season]],Tabulation[[#This Row],[Weekend]],\"-\",IF(Tabulation[[#This Row],[Hour]]<10,0,\"\"),C7598)","v":"0Winter0-10"},{"$f":"VLOOKUP(Tabulation[[#This Row],[Concat]],Table3[],8)","v":0.28519},{"$f":"(Tabulation[[#This Row],[AC System Output (kW)]]*Tabulation[[#This Row],[Rate]])","v":0.6934511777900001}]
[11,12,11,2579.7190000000001,{"$f":"Tabulation[[#This Row],[AC System Output (W)]]/1000","v":2.5797189999999999},{"$f":"VLOOKUP(Tabulation[[#This Row],[Month]],Season,2)","v":"Winter"},{"$f":"(DATE(2021,Tabulation[[#This Row],[Month]],Tabulation[[#This Row],[Day]]))","v":"2021-11-12"},{"$f":"WEEKDAY(Tabulation[[#This Row],[Date]])","v":6},{"$f":"IF(OR(Tabulation[[#This Row],[DayNo]]=1,Tabulation[[#This Row],[DayNo]]=7),1,0)","v":0},{"$f":"COUNTIF(Holidays,Tabulation[[#This Row],[Date]])","v":0},{"$f":"CONCATENATE(Tabulation[[#This Row],[Holiday]],Tabulation[[#This Row],[Season]],Tabulation[[#This Row],[Weekend]],\"-\",IF(Tabulation[[#This Row],[Hour]]<10,0,\"\"),C7599)","v":"0Winter0-11"},{"$f":"VLOOKUP(Tabulation[[#This Row],[Concat]],Table3[],8)","v":0.28519},{"$f":"(Tabulation[[#This Row],[AC System Output (kW)]]*Tabulation[[#This Row],[Rate]])","v":0.73571006160999997}]
[11,12,14,1125.0060000000001,{"$f":"Tabulation[[#This Row],[AC System Output (W)]]/1000","v":1.1250060000000002},{"$f":"VLOOKUP(Tabulation[[#This Row],[Month]],Season,2)","v":"Winter"},{"$f":"(DATE(2021,Tabulation[[#This Row],[Month]],Tabulation[[#This Row],[Day]]))","v":"2021-11-12"},{"$f":"WEEKDAY(Tabulation[[#This Row],[Date]])","v":6},{"$f":"IF(OR(Tabulation[[#This Row],[DayNo]]=1,Tabulation[[#This Row],[DayNo]]=7),1,0)","v":0},{"$f":"COUNTIF(Holidays,Tabulation[[#This Row],[Date]])","v":0},{"$f":"CONCATENATE(Tabulation[[#This Row],[Holiday]],Tabulation[[#This Row],[Season]],Tabulation[[#This Row],[Weekend]],\"-\",IF(Tabulation[[#This Row],[Hour]]<10,0,\"\"),C7602)","v":"0Winter0-14"},{"$f":"VLOOKUP(Tabulation[[#This Row],[Concat]],Table3[],8)","v":0.28519},{"$f":"(Tabulation[[#This Row],[AC System Output (kW)]]*Tabulation[[#This Row],[Rate]])","v":0.32084046114000003}]
[11,12,17,0,{"$f":"Tabulation[[#This Row],[AC System Output (W)]]/1000","v":0},{"$f":"VLOOKUP(Tabulation[[#This Row],[Month]],Season,2)","v":"Winter"},{"$f":"(DATE(2021,Tabulation[[#This Row],[Month]],Tabulation[[#This Row],[Day]]))","v":"2021-11-12"},{"$f":"WEEKDAY(Tabulation[[#This Row],[Date]])","v":6},{"$f":"IF(OR(Tabulation[[#This Row],[DayNo]]=1,Tabulation[[#This Row],[DayNo]]=7),1,0)","v":0},{"$f":"COUNTIF(Holidays,Tabulation[[#This Row],[Date]])","v":0},{"$f":"CONCATENATE(Tabulation[[#This Row],[Holiday]],Tabulation[[#This Row],[Season]],Tabulation[[#This Row],[Weekend]],\"-\",IF(Tabulation[[#This Row],[Hour]]<10,0,\"\"),C7605)","v":"0Winter0-17"},{"$f":"VLOOKUP(Tabulation[[#This Row],[Concat]],Table3[],8)","v":0.30257000000000001},{"$f":"(Tabulation[[#This Row],[AC System Output (kW)]]*Tabulation[[#This Row],[Rate]])","v":0}]
[11,12,22,0,{"$f":"Tabulation[[#This Row],[AC System Output (W)]]/1000","v":0},{"$f":"VLOOKUP(Tabulation[[#This Row],[Month]],Season,2)","v":"Winter"},{"$f":"(DATE(2021,Tabulation[[#This Row],[Month]],Tabulation[[#This Row],[Day]]))","v":"2021-11-12"},{"$f":"WEEKDAY(Tabulation[[#This Row],[Date]])","v":6},{"$f":"IF(OR(Tabulation[[#This Row],[DayNo]]=1,Tabulation[[#This Row],[DayNo]]=7),1,0)","v":0},{"$f":"COUNTIF(Holidays,Tabulation[[#This Row],[Date]])","v":0},{"$f":"CONCATENATE(Tabulation[[#This Row],[Holiday]],Tabulation[[#This Row],[Season]],Tabulation[[#This Row],[Weekend]],\"-\",IF(Tabulation[[#This Row],[Hour]]<10,0,\"\"),C7610)","v":"0Winter0-22"},{"$f":"VLOOKUP(Tabulation[[#This Row],[Concat]],Table3[],8)","v":0.28519},{"$f":"(Tabulation[[#This Row],[AC System Output (kW)]]*Tabulation[[#This Row],[Rate]])","v":0}]
[11,13,1,0,{"$f":"Tabulation[[#This Row],[AC System Output (W)]]/1000","v":0},{"$f":"VLOOKUP(Tabulation[[#This Row],[Month]],Season,2)","v":"Winter"},{"$f":"(DATE(2021,Tabulation[[#This Row],[Month]],Tabulation[[#This Row],[Day]]))","v":"2021-11-13"},{"$f":"WEEKDAY(Tabulation[[#This Row],[Date]])","v":7},{"$f":"IF(OR(Tabulation[[#This Row],[DayNo]]=1,Tabulation[[#This Row],[DayNo]]=7),1,0)","v":1},{"$f":"COUNTIF(Holidays,Tabulation[[#This Row],[Date]])","v":0},{"$f":"CONCATENATE(Tabulation[[#This Row],[Holiday]],Tabulation[[#This Row],[Season]],Tabulation[[#This Row],[Weekend]],\"-\",IF(Tabulation[[#This Row],[Hour]]<10,0,\"\"),C7613)","v":"0Winter1-01"},{"$f":"VLOOKUP(Tabulation[[#This Row],[Concat]],Table3[],8)","v":0.28519},{"$f":"(Tabulation[[#This Row],[AC System Output (kW)]]*Tabulation[[#This Row],[Rate]])","v":0}]
[11,13,5,0,{"$f":"Tabulation[[#This Row],[AC System Output (W)]]/1000","v":0},{"$f":"VLOOKUP(Tabulation[[#This Row],[Month]],Season,2)","v":"Winter"},{"$f":"(DATE(2021,Tabulation[[#This Row],[Month]],Tabulation[[#This Row],[Day]]))","v":"2021-11-13"},{"$f":"WEEKDAY(Tabulation[[#This Row],[Date]])","v":7},{"$f":"IF(OR(Tabulation[[#This Row],[DayNo]]=1,Tabulation[[#This Row],[DayNo]]=7),1,0)","v":1},{"$f":"COUNTIF(Holidays,Tabulation[[#This Row],[Date]])","v":0},{"$f":"CONCATENATE(Tabulation[[#This Row],[Holiday]],Tabulation[[#This Row],[Season]],Tabulation[[#This Row],[Weekend]],\"-\",IF(Tabulation[[#This Row],[Hour]]<10,0,\"\"),C7617)","v":"0Winter1-05"},{"$f":"VLOOKUP(Tabulation[[#This Row],[Concat]],Table3[],8)","v":0.28519},{"$f":"(Tabulation[[#This Row],[AC System Output (kW)]]*Tabulation[[#This Row],[Rate]])","v":0}]
[11,13,8,1469.8689999999999,{"$f":"Tabulation[[#This Row],[AC System Output (W)]]/1000","v":1.4698689999999999},{"$f":"VLOOKUP(Tabulation[[#This Row],[Month]],Season,2)","v":"Winter"},{"$f":"(DATE(2021,Tabulation[[#This Row],[Month]],Tabulation[[#This Row],[Day]]))","v":"2021-11-13"},{"$f":"WEEKDAY(Tabulation[[#This Row],[Date]])","v":7},{"$f":"IF(OR(Tabulation[[#This Row],[DayNo]]=1,Tabulation[[#This Row],[DayNo]]=7),1,0)","v":1},{"$f":"COUNTIF(Holidays,Tabulation[[#This Row],[Date]])","v":0},{"$f":"CONCATENATE(Tabulation[[#This Row],[Holiday]],Tabulation[[#This Row],[Season]],Tabulation[[#This Row],[Weekend]],\"-\",IF(Tabulation[[#This Row],[Hour]]<10,0,\"\"),C7620)","v":"0Winter1-08"},{"$f":"VLOOKUP(Tabulation[[#This Row],[Concat]],Table3[],8)","v":0.28519},{"$f":"(Tabulation[[#This Row],[AC System Output (kW)]]*Tabulation[[#This Row],[Rate]])","v":0.41919194010999994}]
[11,13,11,2506.7669999999998,{"$f":"Tabulation[[#This Row],[AC System Output (W)]]/1000","v":2.506767},{"$f":"VLOOKUP(Tabulation[[#This Row],[Month]],Season,2)","v":"Winter"},{"$f":"(DATE(2021,Tabulation[[#This Row],[Month]],Tabulation[[#This Row],[Day]]))","v":"2021-11-13"},{"$f":"WEEKDAY(Tabulation[[#This Row],[Date]])","v":7},{"$f":"IF(OR(Tabulation[[#This Row],[DayNo]]=1,Tabulation[[#This Row],[DayNo]]=7),1,0)","v":1},{"$f":"COUNTIF(Holidays,Tabulation[[#This Row],[Date]])","v":0},{"$f":"CONCATENATE(Tabulation[[#This Row],[Holiday]],Tabulation[[#This Row],[Season]],Tabulation[[#This Row],[Weekend]],\"-\",IF(Tabulation[[#This Row],[Hour]]<10,0,\"\"),C7623)","v":"0Winter1-11"},{"$f":"VLOOKUP(Tabulation[[#This Row],[Concat]],Table3[],8)","v":0.28519},{"$f":"(Tabulation[[#This Row],[AC System Output (kW)]]*Tabulation[[#This Row],[Rate]])","v":0.71490488073000003}]
[11,13,12,1977.4690000000001,{"$f":"Tabulation[[#This Row],[AC System Output (W)]]/1000","v":1.9774690000000001},{"$f":"VLOOKUP(Tabulation[[#This Row],[Month]],Season,2)","v":"Winter"},{"$f":"(DATE(2021,Tabulation[[#This Row],[Month]],Tabulation[[#This Row],[Day]]))","v":"2021-11-13"},{"$f":"WEEKDAY(Tabulation[[#This Row],[Date]])","v":7},{"$f":"IF(OR(Tabulation[[#This Row],[DayNo]]=1,Tabulation[[#This Row],[DayNo]]=7),1,0)","v":1},{"$f":"COUNTIF(Holidays,Tabulation[[#This Row],[Date]])","v":0},{"$f":"CONCATENATE(Tabulation[[#This Row],[Holiday]],Tabulation[[#This Row],[Season]],Tabulation[[#This Row],[Weekend]],\"-\",IF(Tabulation[[#This Row],[Hour]]<10,0,\"\"),C7624)","v":"0Winter1-12"},{"$f":"VLOOKUP(Tabulation[[#This Row],[Concat]],Table3[],8)","v":0.28519},{"$f":"(Tabulation[[#This Row],[AC System Output (kW)]]*Tabulation[[#This Row],[Rate]])","v":0.56395438410999998}]
[11,13,18,0,{"$f":"Tabulation[[#This Row],[AC System Output (W)]]/1000","v":0},{"$f":"VLOOKUP(Tabulation[[#This Row],[Month]],Season,2)","v":"Winter"},{"$f":"(DATE(2021,Tabulation[[#This Row],[Month]],Tabulation[[#This Row],[Day]]))","v":"2021-11-13"},{"$f":"WEEKDAY(Tabulation[[#This Row],[Date]])","v":7},{"$f":"IF(OR(Tabulation[[#This Row],[DayNo]]=1,Tabulation[[#This Row],[DayNo]]=7),1,0)","v":1},{"$f":"COUNTIF(Holidays,Tabulation[[#This Row],[Date]])","v":0},{"$f":"CONCATENATE(Tabulation[[#This Row],[Holiday]],Tabulation[[#This Row],[Season]],Tabulation[[#This Row],[Weekend]],\"-\",IF(Tabulation[[#This Row],[Hour]]<10,0,\"\"),C7630)","v":"0Winter1-18"},{"$f":"VLOOKUP(Tabulation[[#This Row],[Concat]],Table3[],8)","v":0.28519},{"$f":"(Tabulation[[#This Row],[AC System Output (kW)]]*Tabulation[[#This Row],[Rate]])","v":0}]
[11,13,20,0,{"$f":"Tabulation[[#This Row],[AC System Output (W)]]/1000","v":0},{"$f":"VLOOKUP(Tabulation[[#This Row],[Month]],Season,2)","v":"Winter"},{"$f":"(DATE(2021,Tabulation[[#This Row],[Month]],Tabulation[[#This Row],[Day]]))","v":"2021-11-13"},{"$f":"WEEKDAY(Tabulation[[#This Row],[Date]])","v":7},{"$f":"IF(OR(Tabulation[[#This Row],[DayNo]]=1,Tabulation[[#This Row],[DayNo]]=7),1,0)","v":1},{"$f":"COUNTIF(Holidays,Tabulation[[#This Row],[Date]])","v":0},{"$f":"CONCATENATE(Tabulation[[#This Row],[Holiday]],Tabulation[[#This Row],[Season]],Tabulation[[#This Row],[Weekend]],\"-\",IF(Tabulation[[#This Row],[Hour]]<10,0,\"\"),C7632)","v":"0Winter1-20"},{"$f":"VLOOKUP(Tabulation[[#This Row],[Concat]],Table3[],8)","v":0.28519},{"$f":"(Tabulation[[#This Row],[AC System Output (kW)]]*Tabulation[[#This Row],[Rate]])","v":0}]
[11,13,23,0,{"$f":"Tabulation[[#This Row],[AC System Output (W)]]/1000","v":0},{"$f":"VLOOKUP(Tabulation[[#This Row],[Month]],Season,2)","v":"Winter"},{"$f":"(DATE(2021,Tabulation[[#This Row],[Month]],Tabulation[[#This Row],[Day]]))","v":"2021-11-13"},{"$f":"WEEKDAY(Tabulation[[#This Row],[Date]])","v":7},{"$f":"IF(OR(Tabulation[[#This Row],[DayNo]]=1,Tabulation[[#This Row],[DayNo]]=7),1,0)","v":1},{"$f":"COUNTIF(Holidays,Tabulation[[#This Row],[Date]])","v":0},{"$f":"CONCATENATE(Tabulation[[#This Row],[Holiday]],Tabulation[[#This Row],[Season]],Tabulation[[#This Row],[Weekend]],\"-\",IF(Tabulation[[#This Row],[Hour]]<10,0,\"\"),C7635)","v":"0Winter1-23"},{"$f":"VLOOKUP(Tabulation[[#This Row],[Concat]],Table3[],8)","v":0.28519},{"$f":"(Tabulation[[#This Row],[AC System Output (kW)]]*Tabulation[[#This Row],[Rate]])","v":0}]
[11,14,2,0,{"$f":"Tabulation[[#This Row],[AC System Output (W)]]/1000","v":0},{"$f":"VLOOKUP(Tabulation[[#This Row],[Month]],Season,2)","v":"Winter"},{"$f":"(DATE(2021,Tabulation[[#This Row],[Month]],Tabulation[[#This Row],[Day]]))","v":"2021-11-14"},{"$f":"WEEKDAY(Tabulation[[#This Row],[Date]])","v":1},{"$f":"IF(OR(Tabulation[[#This Row],[DayNo]]=1,Tabulation[[#This Row],[DayNo]]=7),1,0)","v":1},{"$f":"COUNTIF(Holidays,Tabulation[[#This Row],[Date]])","v":0},{"$f":"CONCATENATE(Tabulation[[#This Row],[Holiday]],Tabulation[[#This Row],[Season]],Tabulation[[#This Row],[Weekend]],\"-\",IF(Tabulation[[#This Row],[Hour]]<10,0,\"\"),C7638)","v":"0Winter1-02"},{"$f":"VLOOKUP(Tabulation[[#This Row],[Concat]],Table3[],8)","v":0.28519},{"$f":"(Tabulation[[#This Row],[AC System Output (kW)]]*Tabulation[[#This Row],[Rate]])","v":0}]
[11,14,6,0,{"$f":"Tabulation[[#This Row],[AC System Output (W)]]/1000","v":0},{"$f":"VLOOKUP(Tabulation[[#This Row],[Month]],Season,2)","v":"Winter"},{"$f":"(DATE(2021,Tabulation[[#This Row],[Month]],Tabulation[[#This Row],[Day]]))","v":"2021-11-14"},{"$f":"WEEKDAY(Tabulation[[#This Row],[Date]])","v":1},{"$f":"IF(OR(Tabulation[[#This Row],[DayNo]]=1,Tabulation[[#This Row],[DayNo]]=7),1,0)","v":1},{"$f":"COUNTIF(Holidays,Tabulation[[#This Row],[Date]])","v":0},{"$f":"CONCATENATE(Tabulation[[#This Row],[Holiday]],Tabulation[[#This Row],[Season]],Tabulation[[#This Row],[Weekend]],\"-\",IF(Tabulation[[#This Row],[Hour]]<10,0,\"\"),C7642)","v":"0Winter1-06"},{"$f":"VLOOKUP(Tabulation[[#This Row],[Concat]],Table3[],8)","v":0.28519},{"$f":"(Tabulation[[#This Row],[AC System Output (kW)]]*Tabulation[[#This Row],[Rate]])","v":0}]
[11,14,9,1151.251,{"$f":"Tabulation[[#This Row],[AC System Output (W)]]/1000","v":1.151251},{"$f":"VLOOKUP(Tabulation[[#This Row],[Month]],Season,2)","v":"Winter"},{"$f":"(DATE(2021,Tabulation[[#This Row],[Month]],Tabulation[[#This Row],[Day]]))","v":"2021-11-14"},{"$f":"WEEKDAY(Tabulation[[#This Row],[Date]])","v":1},{"$f":"IF(OR(Tabulation[[#This Row],[DayNo]]=1,Tabulation[[#This Row],[DayNo]]=7),1,0)","v":1},{"$f":"COUNTIF(Holidays,Tabulation[[#This Row],[Date]])","v":0},{"$f":"CONCATENATE(Tabulation[[#This Row],[Holiday]],Tabulation[[#This Row],[Season]],Tabulation[[#This Row],[Weekend]],\"-\",IF(Tabulation[[#This Row],[Hour]]<10,0,\"\"),C7645)","v":"0Winter1-09"},{"$f":"VLOOKUP(Tabulation[[#This Row],[Concat]],Table3[],8)","v":0.28519},{"$f":"(Tabulation[[#This Row],[AC System Output (kW)]]*Tabulation[[#This Row],[Rate]])","v":0.32832527269}]
[11,14,10,1686.0050000000001,{"$f":"Tabulation[[#This Row],[AC System Output (W)]]/1000","v":1.6860050000000002},{"$f":"VLOOKUP(Tabulation[[#This Row],[Month]],Season,2)","v":"Winter"},{"$f":"(DATE(2021,Tabulation[[#This Row],[Month]],Tabulation[[#This Row],[Day]]))","v":"2021-11-14"},{"$f":"WEEKDAY(Tabulation[[#This Row],[Date]])","v":1},{"$f":"IF(OR(Tabulation[[#This Row],[DayNo]]=1,Tabulation[[#This Row],[DayNo]]=7),1,0)","v":1},{"$f":"COUNTIF(Holidays,Tabulation[[#This Row],[Date]])","v":0},{"$f":"CONCATENATE(Tabulation[[#This Row],[Holiday]],Tabulation[[#This Row],[Season]],Tabulation[[#This Row],[Weekend]],\"-\",IF(Tabulation[[#This Row],[Hour]]<10,0,\"\"),C7646)","v":"0Winter1-10"},{"$f":"VLOOKUP(Tabulation[[#This Row],[Concat]],Table3[],8)","v":0.28519},{"$f":"(Tabulation[[#This Row],[AC System Output (kW)]]*Tabulation[[#This Row],[Rate]])","v":0.48083176595000005}]
[11,14,15,269.358,{"$f":"Tabulation[[#This Row],[AC System Output (W)]]/1000","v":0.26935799999999999},{"$f":"VLOOKUP(Tabulation[[#This Row],[Month]],Season,2)","v":"Winter"},{"$f":"(DATE(2021,Tabulation[[#This Row],[Month]],Tabulation[[#This Row],[Day]]))","v":"2021-11-14"},{"$f":"WEEKDAY(Tabulation[[#This Row],[Date]])","v":1},{"$f":"IF(OR(Tabulation[[#This Row],[DayNo]]=1,Tabulation[[#This Row],[DayNo]]=7),1,0)","v":1},{"$f":"COUNTIF(Holidays,Tabulation[[#This Row],[Date]])","v":0},{"$f":"CONCATENATE(Tabulation[[#This Row],[Holiday]],Tabulation[[#This Row],[Season]],Tabulation[[#This Row],[Weekend]],\"-\",IF(Tabulation[[#This Row],[Hour]]<10,0,\"\"),C7651)","v":"0Winter1-15"},{"$f":"VLOOKUP(Tabulation[[#This Row],[Concat]],Table3[],8)","v":0.28519},{"$f":"(Tabulation[[#This Row],[AC System Output (kW)]]*Tabulation[[#This Row],[Rate]])","v":7.6818208020000001E-2}]
[11,14,17,0,{"$f":"Tabulation[[#This Row],[AC System Output (W)]]/1000","v":0},{"$f":"VLOOKUP(Tabulation[[#This Row],[Month]],Season,2)","v":"Winter"},{"$f":"(DATE(2021,Tabulation[[#This Row],[Month]],Tabulation[[#This Row],[Day]]))","v":"2021-11-14"},{"$f":"WEEKDAY(Tabulation[[#This Row],[Date]])","v":1},{"$f":"IF(OR(Tabulation[[#This Row],[DayNo]]=1,Tabulation[[#This Row],[DayNo]]=7),1,0)","v":1},{"$f":"COUNTIF(Holidays,Tabulation[[#This Row],[Date]])","v":0},{"$f":"CONCATENATE(Tabulation[[#This Row],[Holiday]],Tabulation[[#This Row],[Season]],Tabulation[[#This Row],[Weekend]],\"-\",IF(Tabulation[[#This Row],[Hour]]<10,0,\"\"),C7653)","v":"0Winter1-17"},{"$f":"VLOOKUP(Tabulation[[#This Row],[Concat]],Table3[],8)","v":0.28519},{"$f":"(Tabulation[[#This Row],[AC System Output (kW)]]*Tabulation[[#This Row],[Rate]])","v":0}]
[11,14,21,0,{"$f":"Tabulation[[#This Row],[AC System Output (W)]]/1000","v":0},{"$f":"VLOOKUP(Tabulation[[#This Row],[Month]],Season,2)","v":"Winter"},{"$f":"(DATE(2021,Tabulation[[#This Row],[Month]],Tabulation[[#This Row],[Day]]))","v":"2021-11-14"},{"$f":"WEEKDAY(Tabulation[[#This Row],[Date]])","v":1},{"$f":"IF(OR(Tabulation[[#This Row],[DayNo]]=1,Tabulation[[#This Row],[DayNo]]=7),1,0)","v":1},{"$f":"COUNTIF(Holidays,Tabulation[[#This Row],[Date]])","v":0},{"$f":"CONCATENATE(Tabulation[[#This Row],[Holiday]],Tabulation[[#This Row],[Season]],Tabulation[[#This Row],[Weekend]],\"-\",IF(Tabulation[[#This Row],[Hour]]<10,0,\"\"),C7657)","v":"0Winter1-21"},{"$f":"VLOOKUP(Tabulation[[#This Row],[Concat]],Table3[],8)","v":0.28519},{"$f":"(Tabulation[[#This Row],[AC System Output (kW)]]*Tabulation[[#This Row],[Rate]])","v":0}]
[11,15,0,0,{"$f":"Tabulation[[#This Row],[AC System Output (W)]]/1000","v":0},{"$f":"VLOOKUP(Tabulation[[#This Row],[Month]],Season,2)","v":"Winter"},{"$f":"(DATE(2021,Tabulation[[#This Row],[Month]],Tabulation[[#This Row],[Day]]))","v":"2021-11-15"},{"$f":"WEEKDAY(Tabulation[[#This Row],[Date]])","v":2},{"$f":"IF(OR(Tabulation[[#This Row],[DayNo]]=1,Tabulation[[#This Row],[DayNo]]=7),1,0)","v":0},{"$f":"COUNTIF(Holidays,Tabulation[[#This Row],[Date]])","v":0},{"$f":"CONCATENATE(Tabulation[[#This Row],[Holiday]],Tabulation[[#This Row],[Season]],Tabulation[[#This Row],[Weekend]],\"-\",IF(Tabulation[[#This Row],[Hour]]<10,0,\"\"),C7660)","v":"0Winter0-00"},{"$f":"VLOOKUP(Tabulation[[#This Row],[Concat]],Table3[],8)","v":0.28519},{"$f":"(Tabulation[[#This Row],[AC System Output (kW)]]*Tabulation[[#This Row],[Rate]])","v":0}]
[11,15,3,0,{"$f":"Tabulation[[#This Row],[AC System Output (W)]]/1000","v":0},{"$f":"VLOOKUP(Tabulation[[#This Row],[Month]],Season,2)","v":"Winter"},{"$f":"(DATE(2021,Tabulation[[#This Row],[Month]],Tabulation[[#This Row],[Day]]))","v":"2021-11-15"},{"$f":"WEEKDAY(Tabulation[[#This Row],[Date]])","v":2},{"$f":"IF(OR(Tabulation[[#This Row],[DayNo]]=1,Tabulation[[#This Row],[DayNo]]=7),1,0)","v":0},{"$f":"COUNTIF(Holidays,Tabulation[[#This Row],[Date]])","v":0},{"$f":"CONCATENATE(Tabulation[[#This Row],[Holiday]],Tabulation[[#This Row],[Season]],Tabulation[[#This Row],[Weekend]],\"-\",IF(Tabulation[[#This Row],[Hour]]<10,0,\"\"),C7663)","v":"0Winter0-03"},{"$f":"VLOOKUP(Tabulation[[#This Row],[Concat]],Table3[],8)","v":0.28519},{"$f":"(Tabulation[[#This Row],[AC System Output (kW)]]*Tabulation[[#This Row],[Rate]])","v":0}]
[11,15,7,82.245000000000005,{"$f":"Tabulation[[#This Row],[AC System Output (W)]]/1000","v":8.2244999999999999E-2},{"$f":"VLOOKUP(Tabulation[[#This Row],[Month]],Season,2)","v":"Winter"},{"$f":"(DATE(2021,Tabulation[[#This Row],[Month]],Tabulation[[#This Row],[Day]]))","v":"2021-11-15"},{"$f":"WEEKDAY(Tabulation[[#This Row],[Date]])","v":2},{"$f":"IF(OR(Tabulation[[#This Row],[DayNo]]=1,Tabulation[[#This Row],[DayNo]]=7),1,0)","v":0},{"$f":"COUNTIF(Holidays,Tabulation[[#This Row],[Date]])","v":0},{"$f":"CONCATENATE(Tabulation[[#This Row],[Holiday]],Tabulation[[#This Row],[Season]],Tabulation[[#This Row],[Weekend]],\"-\",IF(Tabulation[[#This Row],[Hour]]<10,0,\"\"),C7667)","v":"0Winter0-07"},{"$f":"VLOOKUP(Tabulation[[#This Row],[Concat]],Table3[],8)","v":0.28519},{"$f":"(Tabulation[[#This Row],[AC System Output (kW)]]*Tabulation[[#This Row],[Rate]])","v":2.3455451549999999E-2}]
[11,15,10,2377.7539999999999,{"$f":"Tabulation[[#This Row],[AC System Output (W)]]/1000","v":2.3777539999999999},{"$f":"VLOOKUP(Tabulation[[#This Row],[Month]],Season,2)","v":"Winter"},{"$f":"(DATE(2021,Tabulation[[#This Row],[Month]],Tabulation[[#This Row],[Day]]))","v":"2021-11-15"},{"$f":"WEEKDAY(Tabulation[[#This Row],[Date]])","v":2},{"$f":"IF(OR(Tabulation[[#This Row],[DayNo]]=1,Tabulation[[#This Row],[DayNo]]=7),1,0)","v":0},{"$f":"COUNTIF(Holidays,Tabulation[[#This Row],[Date]])","v":0},{"$f":"CONCATENATE(Tabulation[[#This Row],[Holiday]],Tabulation[[#This Row],[Season]],Tabulation[[#This Row],[Weekend]],\"-\",IF(Tabulation[[#This Row],[Hour]]<10,0,\"\"),C7670)","v":"0Winter0-10"},{"$f":"VLOOKUP(Tabulation[[#This Row],[Concat]],Table3[],8)","v":0.28519},{"$f":"(Tabulation[[#This Row],[AC System Output (kW)]]*Tabulation[[#This Row],[Rate]])","v":0.67811166325999994}]
[11,15,12,2496.3119999999999,{"$f":"Tabulation[[#This Row],[AC System Output (W)]]/1000","v":2.4963120000000001},{"$f":"VLOOKUP(Tabulation[[#This Row],[Month]],Season,2)","v":"Winter"},{"$f":"(DATE(2021,Tabulation[[#This Row],[Month]],Tabulation[[#This Row],[Day]]))","v":"2021-11-15"},{"$f":"WEEKDAY(Tabulation[[#This Row],[Date]])","v":2},{"$f":"IF(OR(Tabulation[[#This Row],[DayNo]]=1,Tabulation[[#This Row],[DayNo]]=7),1,0)","v":0},{"$f":"COUNTIF(Holidays,Tabulation[[#This Row],[Date]])","v":0},{"$f":"CONCATENATE(Tabulation[[#This Row],[Holiday]],Tabulation[[#This Row],[Season]],Tabulation[[#This Row],[Weekend]],\"-\",IF(Tabulation[[#This Row],[Hour]]<10,0,\"\"),C7672)","v":"0Winter0-12"},{"$f":"VLOOKUP(Tabulation[[#This Row],[Concat]],Table3[],8)","v":0.28519},{"$f":"(Tabulation[[#This Row],[AC System Output (kW)]]*Tabulation[[#This Row],[Rate]])","v":0.71192321928000002}]
[11,15,15,1103.6990000000001,{"$f":"Tabulation[[#This Row],[AC System Output (W)]]/1000","v":1.103699},{"$f":"VLOOKUP(Tabulation[[#This Row],[Month]],Season,2)","v":"Winter"},{"$f":"(DATE(2021,Tabulation[[#This Row],[Month]],Tabulation[[#This Row],[Day]]))","v":"2021-11-15"},{"$f":"WEEKDAY(Tabulation[[#This Row],[Date]])","v":2},{"$f":"IF(OR(Tabulation[[#This Row],[DayNo]]=1,Tabulation[[#This Row],[DayNo]]=7),1,0)","v":0},{"$f":"COUNTIF(Holidays,Tabulation[[#This Row],[Date]])","v":0},{"$f":"CONCATENATE(Tabulation[[#This Row],[Holiday]],Tabulation[[#This Row],[Season]],Tabulation[[#This Row],[Weekend]],\"-\",IF(Tabulation[[#This Row],[Hour]]<10,0,\"\"),C7675)","v":"0Winter0-15"},{"$f":"VLOOKUP(Tabulation[[#This Row],[Concat]],Table3[],8)","v":0.28519},{"$f":"(Tabulation[[#This Row],[AC System Output (kW)]]*Tabulation[[#This Row],[Rate]])","v":0.31476391781000002}]
[11,15,18,0,{"$f":"Tabulation[[#This Row],[AC System Output (W)]]/1000","v":0},{"$f":"VLOOKUP(Tabulation[[#This Row],[Month]],Season,2)","v":"Winter"},{"$f":"(DATE(2021,Tabulation[[#This Row],[Month]],Tabulation[[#This Row],[Day]]))","v":"2021-11-15"},{"$f":"WEEKDAY(Tabulation[[#This Row],[Date]])","v":2},{"$f":"IF(OR(Tabulation[[#This Row],[DayNo]]=1,Tabulation[[#This Row],[DayNo]]=7),1,0)","v":0},{"$f":"COUNTIF(Holidays,Tabulation[[#This Row],[Date]])","v":0},{"$f":"CONCATENATE(Tabulation[[#This Row],[Holiday]],Tabulation[[#This Row],[Season]],Tabulation[[#This Row],[Weekend]],\"-\",IF(Tabulation[[#This Row],[Hour]]<10,0,\"\"),C7678)","v":"0Winter0-18"},{"$f":"VLOOKUP(Tabulation[[#This Row],[Concat]],Table3[],8)","v":0.30257000000000001},{"$f":"(Tabulation[[#This Row],[AC System Output (kW)]]*Tabulation[[#This Row],[Rate]])","v":0}]
[11,15,22,0,{"$f":"Tabulation[[#This Row],[AC System Output (W)]]/1000","v":0},{"$f":"VLOOKUP(Tabulation[[#This Row],[Month]],Season,2)","v":"Winter"},{"$f":"(DATE(2021,Tabulation[[#This Row],[Month]],Tabulation[[#This Row],[Day]]))","v":"2021-11-15"},{"$f":"WEEKDAY(Tabulation[[#This Row],[Date]])","v":2},{"$f":"IF(OR(Tabulation[[#This Row],[DayNo]]=1,Tabulation[[#This Row],[DayNo]]=7),1,0)","v":0},{"$f":"COUNTIF(Holidays,Tabulation[[#This Row],[Date]])","v":0},{"$f":"CONCATENATE(Tabulation[[#This Row],[Holiday]],Tabulation[[#This Row],[Season]],Tabulation[[#This Row],[Weekend]],\"-\",IF(Tabulation[[#This Row],[Hour]]<10,0,\"\"),C7682)","v":"0Winter0-22"},{"$f":"VLOOKUP(Tabulation[[#This Row],[Concat]],Table3[],8)","v":0.28519},{"$f":"(Tabulation[[#This Row],[AC System Output (kW)]]*Tabulation[[#This Row],[Rate]])","v":0}]
[11,16,1,0,{"$f":"Tabulation[[#This Row],[AC System Output (W)]]/1000","v":0},{"$f":"VLOOKUP(Tabulation[[#This Row],[Month]],Season,2)","v":"Winter"},{"$f":"(DATE(2021,Tabulation[[#This Row],[Month]],Tabulation[[#This Row],[Day]]))","v":"2021-11-16"},{"$f":"WEEKDAY(Tabulation[[#This Row],[Date]])","v":3},{"$f":"IF(OR(Tabulation[[#This Row],[DayNo]]=1,Tabulation[[#This Row],[DayNo]]=7),1,0)","v":0},{"$f":"COUNTIF(Holidays,Tabulation[[#This Row],[Date]])","v":0},{"$f":"CONCATENATE(Tabulation[[#This Row],[Holiday]],Tabulation[[#This Row],[Season]],Tabulation[[#This Row],[Weekend]],\"-\",IF(Tabulation[[#This Row],[Hour]]<10,0,\"\"),C7685)","v":"0Winter0-01"},{"$f":"VLOOKUP(Tabulation[[#This Row],[Concat]],Table3[],8)","v":0.28519},{"$f":"(Tabulation[[#This Row],[AC System Output (kW)]]*Tabulation[[#This Row],[Rate]])","v":0}]
[11,16,4,0,{"$f":"Tabulation[[#This Row],[AC System Output (W)]]/1000","v":0},{"$f":"VLOOKUP(Tabulation[[#This Row],[Month]],Season,2)","v":"Winter"},{"$f":"(DATE(2021,Tabulation[[#This Row],[Month]],Tabulation[[#This Row],[Day]]))","v":"2021-11-16"},{"$f":"WEEKDAY(Tabulation[[#This Row],[Date]])","v":3},{"$f":"IF(OR(Tabulation[[#This Row],[DayNo]]=1,Tabulation[[#This Row],[DayNo]]=7),1,0)","v":0},{"$f":"COUNTIF(Holidays,Tabulation[[#This Row],[Date]])","v":0},{"$f":"CONCATENATE(Tabulation[[#This Row],[Holiday]],Tabulation[[#This Row],[Season]],Tabulation[[#This Row],[Weekend]],\"-\",IF(Tabulation[[#This Row],[Hour]]<10,0,\"\"),C7688)","v":"0Winter0-04"},{"$f":"VLOOKUP(Tabulation[[#This Row],[Concat]],Table3[],8)","v":0.28519},{"$f":"(Tabulation[[#This Row],[AC System Output (kW)]]*Tabulation[[#This Row],[Rate]])","v":0}]
[11,16,8,218.005,{"$f":"Tabulation[[#This Row],[AC System Output (W)]]/1000","v":0.218005},{"$f":"VLOOKUP(Tabulation[[#This Row],[Month]],Season,2)","v":"Winter"},{"$f":"(DATE(2021,Tabulation[[#This Row],[Month]],Tabulation[[#This Row],[Day]]))","v":"2021-11-16"},{"$f":"WEEKDAY(Tabulation[[#This Row],[Date]])","v":3},{"$f":"IF(OR(Tabulation[[#This Row],[DayNo]]=1,Tabulation[[#This Row],[DayNo]]=7),1,0)","v":0},{"$f":"COUNTIF(Holidays,Tabulation[[#This Row],[Date]])","v":0},{"$f":"CONCATENATE(Tabulation[[#This Row],[Holiday]],Tabulation[[#This Row],[Season]],Tabulation[[#This Row],[Weekend]],\"-\",IF(Tabulation[[#This Row],[Hour]]<10,0,\"\"),C7692)","v":"0Winter0-08"},{"$f":"VLOOKUP(Tabulation[[#This Row],[Concat]],Table3[],8)","v":0.28519},{"$f":"(Tabulation[[#This Row],[AC System Output (kW)]]*Tabulation[[#This Row],[Rate]])","v":6.217284595E-2}]
[11,16,9,869.303,{"$f":"Tabulation[[#This Row],[AC System Output (W)]]/1000","v":0.86930300000000005},{"$f":"VLOOKUP(Tabulation[[#This Row],[Month]],Season,2)","v":"Winter"},{"$f":"(DATE(2021,Tabulation[[#This Row],[Month]],Tabulation[[#This Row],[Day]]))","v":"2021-11-16"},{"$f":"WEEKDAY(Tabulation[[#This Row],[Date]])","v":3},{"$f":"IF(OR(Tabulation[[#This Row],[DayNo]]=1,Tabulation[[#This Row],[DayNo]]=7),1,0)","v":0},{"$f":"COUNTIF(Holidays,Tabulation[[#This Row],[Date]])","v":0},{"$f":"CONCATENATE(Tabulation[[#This Row],[Holiday]],Tabulation[[#This Row],[Season]],Tabulation[[#This Row],[Weekend]],\"-\",IF(Tabulation[[#This Row],[Hour]]<10,0,\"\"),C7693)","v":"0Winter0-09"},{"$f":"VLOOKUP(Tabulation[[#This Row],[Concat]],Table3[],8)","v":0.28519},{"$f":"(Tabulation[[#This Row],[AC System Output (kW)]]*Tabulation[[#This Row],[Rate]])","v":0.24791652257000002}]
[11,16,13,1138.433,{"$f":"Tabulation[[#This Row],[AC System Output (W)]]/1000","v":1.138433},{"$f":"VLOOKUP(Tabulation[[#This Row],[Month]],Season,2)","v":"Winter"},{"$f":"(DATE(2021,Tabulation[[#This Row],[Month]],Tabulation[[#This Row],[Day]]))","v":"2021-11-16"},{"$f":"WEEKDAY(Tabulation[[#This Row],[Date]])","v":3},{"$f":"IF(OR(Tabulation[[#This Row],[DayNo]]=1,Tabulation[[#This Row],[DayNo]]=7),1,0)","v":0},{"$f":"COUNTIF(Holidays,Tabulation[[#This Row],[Date]])","v":0},{"$f":"CONCATENATE(Tabulation[[#This Row],[Holiday]],Tabulation[[#This Row],[Season]],Tabulation[[#This Row],[Weekend]],\"-\",IF(Tabulation[[#This Row],[Hour]]<10,0,\"\"),C7697)","v":"0Winter0-13"},{"$f":"VLOOKUP(Tabulation[[#This Row],[Concat]],Table3[],8)","v":0.28519},{"$f":"(Tabulation[[#This Row],[AC System Output (kW)]]*Tabulation[[#This Row],[Rate]])","v":0.32466970727}]
[11,16,16,207.01599999999999,{"$f":"Tabulation[[#This Row],[AC System Output (W)]]/1000","v":0.20701599999999998},{"$f":"VLOOKUP(Tabulation[[#This Row],[Month]],Season,2)","v":"Winter"},{"$f":"(DATE(2021,Tabulation[[#This Row],[Month]],Tabulation[[#This Row],[Day]]))","v":"2021-11-16"},{"$f":"WEEKDAY(Tabulation[[#This Row],[Date]])","v":3},{"$f":"IF(OR(Tabulation[[#This Row],[DayNo]]=1,Tabulation[[#This Row],[DayNo]]=7),1,0)","v":0},{"$f":"COUNTIF(Holidays,Tabulation[[#This Row],[Date]])","v":0},{"$f":"CONCATENATE(Tabulation[[#This Row],[Holiday]],Tabulation[[#This Row],[Season]],Tabulation[[#This Row],[Weekend]],\"-\",IF(Tabulation[[#This Row],[Hour]]<10,0,\"\"),C7700)","v":"0Winter0-16"},{"$f":"VLOOKUP(Tabulation[[#This Row],[Concat]],Table3[],8)","v":0.28519},{"$f":"(Tabulation[[#This Row],[AC System Output (kW)]]*Tabulation[[#This Row],[Rate]])","v":5.9038893039999991E-2}]
[11,16,19,0,{"$f":"Tabulation[[#This Row],[AC System Output (W)]]/1000","v":0},{"$f":"VLOOKUP(Tabulation[[#This Row],[Month]],Season,2)","v":"Winter"},{"$f":"(DATE(2021,Tabulation[[#This Row],[Month]],Tabulation[[#This Row],[Day]]))","v":"2021-11-16"},{"$f":"WEEKDAY(Tabulation[[#This Row],[Date]])","v":3},{"$f":"IF(OR(Tabulation[[#This Row],[DayNo]]=1,Tabulation[[#This Row],[DayNo]]=7),1,0)","v":0},{"$f":"COUNTIF(Holidays,Tabulation[[#This Row],[Date]])","v":0},{"$f":"CONCATENATE(Tabulation[[#This Row],[Holiday]],Tabulation[[#This Row],[Season]],Tabulation[[#This Row],[Weekend]],\"-\",IF(Tabulation[[#This Row],[Hour]]<10,0,\"\"),C7703)","v":"0Winter0-19"},{"$f":"VLOOKUP(Tabulation[[#This Row],[Concat]],Table3[],8)","v":0.30257000000000001},{"$f":"(Tabulation[[#This Row],[AC System Output (kW)]]*Tabulation[[#This Row],[Rate]])","v":0}]
[11,16,23,0,{"$f":"Tabulation[[#This Row],[AC System Output (W)]]/1000","v":0},{"$f":"VLOOKUP(Tabulation[[#This Row],[Month]],Season,2)","v":"Winter"},{"$f":"(DATE(2021,Tabulation[[#This Row],[Month]],Tabulation[[#This Row],[Day]]))","v":"2021-11-16"},{"$f":"WEEKDAY(Tabulation[[#This Row],[Date]])","v":3},{"$f":"IF(OR(Tabulation[[#This Row],[DayNo]]=1,Tabulation[[#This Row],[DayNo]]=7),1,0)","v":0},{"$f":"COUNTIF(Holidays,Tabulation[[#This Row],[Date]])","v":0},{"$f":"CONCATENATE(Tabulation[[#This Row],[Holiday]],Tabulation[[#This Row],[Season]],Tabulation[[#This Row],[Weekend]],\"-\",IF(Tabulation[[#This Row],[Hour]]<10,0,\"\"),C7707)","v":"0Winter0-23"},{"$f":"VLOOKUP(Tabulation[[#This Row],[Concat]],Table3[],8)","v":0.28519},{"$f":"(Tabulation[[#This Row],[AC System Output (kW)]]*Tabulation[[#This Row],[Rate]])","v":0}]
[11,17,2,0,{"$f":"Tabulation[[#This Row],[AC System Output (W)]]/1000","v":0},{"$f":"VLOOKUP(Tabulation[[#This Row],[Month]],Season,2)","v":"Winter"},{"$f":"(DATE(2021,Tabulation[[#This Row],[Month]],Tabulation[[#This Row],[Day]]))","v":"2021-11-17"},{"$f":"WEEKDAY(Tabulation[[#This Row],[Date]])","v":4},{"$f":"IF(OR(Tabulation[[#This Row],[DayNo]]=1,Tabulation[[#This Row],[DayNo]]=7),1,0)","v":0},{"$f":"COUNTIF(Holidays,Tabulation[[#This Row],[Date]])","v":0},{"$f":"CONCATENATE(Tabulation[[#This Row],[Holiday]],Tabulation[[#This Row],[Season]],Tabulation[[#This Row],[Weekend]],\"-\",IF(Tabulation[[#This Row],[Hour]]<10,0,\"\"),C7710)","v":"0Winter0-02"},{"$f":"VLOOKUP(Tabulation[[#This Row],[Concat]],Table3[],8)","v":0.28519},{"$f":"(Tabulation[[#This Row],[AC System Output (kW)]]*Tabulation[[#This Row],[Rate]])","v":0}]
[11,17,6,0,{"$f":"Tabulation[[#This Row],[AC System Output (W)]]/1000","v":0},{"$f":"VLOOKUP(Tabulation[[#This Row],[Month]],Season,2)","v":"Winter"},{"$f":"(DATE(2021,Tabulation[[#This Row],[Month]],Tabulation[[#This Row],[Day]]))","v":"2021-11-17"},{"$f":"WEEKDAY(Tabulation[[#This Row],[Date]])","v":4},{"$f":"IF(OR(Tabulation[[#This Row],[DayNo]]=1,Tabulation[[#This Row],[DayNo]]=7),1,0)","v":0},{"$f":"COUNTIF(Holidays,Tabulation[[#This Row],[Date]])","v":0},{"$f":"CONCATENATE(Tabulation[[#This Row],[Holiday]],Tabulation[[#This Row],[Season]],Tabulation[[#This Row],[Weekend]],\"-\",IF(Tabulation[[#This Row],[Hour]]<10,0,\"\"),C7714)","v":"0Winter0-06"},{"$f":"VLOOKUP(Tabulation[[#This Row],[Concat]],Table3[],8)","v":0.28519},{"$f":"(Tabulation[[#This Row],[AC System Output (kW)]]*Tabulation[[#This Row],[Rate]])","v":0}]
[11,17,10,2131.4879999999998,{"$f":"Tabulation[[#This Row],[AC System Output (W)]]/1000","v":2.131488},{"$f":"VLOOKUP(Tabulation[[#This Row],[Month]],Season,2)","v":"Winter"},{"$f":"(DATE(2021,Tabulation[[#This Row],[Month]],Tabulation[[#This Row],[Day]]))","v":"2021-11-17"},{"$f":"WEEKDAY(Tabulation[[#This Row],[Date]])","v":4},{"$f":"IF(OR(Tabulation[[#This Row],[DayNo]]=1,Tabulation[[#This Row],[DayNo]]=7),1,0)","v":0},{"$f":"COUNTIF(Holidays,Tabulation[[#This Row],[Date]])","v":0},{"$f":"CONCATENATE(Tabulation[[#This Row],[Holiday]],Tabulation[[#This Row],[Season]],Tabulation[[#This Row],[Weekend]],\"-\",IF(Tabulation[[#This Row],[Hour]]<10,0,\"\"),C7718)","v":"0Winter0-10"},{"$f":"VLOOKUP(Tabulation[[#This Row],[Concat]],Table3[],8)","v":0.28519},{"$f":"(Tabulation[[#This Row],[AC System Output (kW)]]*Tabulation[[#This Row],[Rate]])","v":0.60787906272000003}]
[11,17,13,1812.009,{"$f":"Tabulation[[#This Row],[AC System Output (W)]]/1000","v":1.812009},{"$f":"VLOOKUP(Tabulation[[#This Row],[Month]],Season,2)","v":"Winter"},{"$f":"(DATE(2021,Tabulation[[#This Row],[Month]],Tabulation[[#This Row],[Day]]))","v":"2021-11-17"},{"$f":"WEEKDAY(Tabulation[[#This Row],[Date]])","v":4},{"$f":"IF(OR(Tabulation[[#This Row],[DayNo]]=1,Tabulation[[#This Row],[DayNo]]=7),1,0)","v":0},{"$f":"COUNTIF(Holidays,Tabulation[[#This Row],[Date]])","v":0},{"$f":"CONCATENATE(Tabulation[[#This Row],[Holiday]],Tabulation[[#This Row],[Season]],Tabulation[[#This Row],[Weekend]],\"-\",IF(Tabulation[[#This Row],[Hour]]<10,0,\"\"),C7721)","v":"0Winter0-13"},{"$f":"VLOOKUP(Tabulation[[#This Row],[Concat]],Table3[],8)","v":0.28519},{"$f":"(Tabulation[[#This Row],[AC System Output (kW)]]*Tabulation[[#This Row],[Rate]])","v":0.51676684670999995}]
[11,17,14,1113.5409999999999,{"$f":"Tabulation[[#This Row],[AC System Output (W)]]/1000","v":1.1135409999999999},{"$f":"VLOOKUP(Tabulation[[#This Row],[Month]],Season,2)","v":"Winter"},{"$f":"(DATE(2021,Tabulation[[#This Row],[Month]],Tabulation[[#This Row],[Day]]))","v":"2021-11-17"},{"$f":"WEEKDAY(Tabulation[[#This Row],[Date]])","v":4},{"$f":"IF(OR(Tabulation[[#This Row],[DayNo]]=1,Tabulation[[#This Row],[DayNo]]=7),1,0)","v":0},{"$f":"COUNTIF(Holidays,Tabulation[[#This Row],[Date]])","v":0},{"$f":"CONCATENATE(Tabulation[[#This Row],[Holiday]],Tabulation[[#This Row],[Season]],Tabulation[[#This Row],[Weekend]],\"-\",IF(Tabulation[[#This Row],[Hour]]<10,0,\"\"),C7722)","v":"0Winter0-14"},{"$f":"VLOOKUP(Tabulation[[#This Row],[Concat]],Table3[],8)","v":0.28519},{"$f":"(Tabulation[[#This Row],[AC System Output (kW)]]*Tabulation[[#This Row],[Rate]])","v":0.31757075778999999}]
[11,17,17,0,{"$f":"Tabulation[[#This Row],[AC System Output (W)]]/1000","v":0},{"$f":"VLOOKUP(Tabulation[[#This Row],[Month]],Season,2)","v":"Winter"},{"$f":"(DATE(2021,Tabulation[[#This Row],[Month]],Tabulation[[#This Row],[Day]]))","v":"2021-11-17"},{"$f":"WEEKDAY(Tabulation[[#This Row],[Date]])","v":4},{"$f":"IF(OR(Tabulation[[#This Row],[DayNo]]=1,Tabulation[[#This Row],[DayNo]]=7),1,0)","v":0},{"$f":"COUNTIF(Holidays,Tabulation[[#This Row],[Date]])","v":0},{"$f":"CONCATENATE(Tabulation[[#This Row],[Holiday]],Tabulation[[#This Row],[Season]],Tabulation[[#This Row],[Weekend]],\"-\",IF(Tabulation[[#This Row],[Hour]]<10,0,\"\"),C7725)","v":"0Winter0-17"},{"$f":"VLOOKUP(Tabulation[[#This Row],[Concat]],Table3[],8)","v":0.30257000000000001},{"$f":"(Tabulation[[#This Row],[AC System Output (kW)]]*Tabulation[[#This Row],[Rate]])","v":0}]
[11,17,20,0,{"$f":"Tabulation[[#This Row],[AC System Output (W)]]/1000","v":0},{"$f":"VLOOKUP(Tabulation[[#This Row],[Month]],Season,2)","v":"Winter"},{"$f":"(DATE(2021,Tabulation[[#This Row],[Month]],Tabulation[[#This Row],[Day]]))","v":"2021-11-17"},{"$f":"WEEKDAY(Tabulation[[#This Row],[Date]])","v":4},{"$f":"IF(OR(Tabulation[[#This Row],[DayNo]]=1,Tabulation[[#This Row],[DayNo]]=7),1,0)","v":0},{"$f":"COUNTIF(Holidays,Tabulation[[#This Row],[Date]])","v":0},{"$f":"CONCATENATE(Tabulation[[#This Row],[Holiday]],Tabulation[[#This Row],[Season]],Tabulation[[#This Row],[Weekend]],\"-\",IF(Tabulation[[#This Row],[Hour]]<10,0,\"\"),C7728)","v":"0Winter0-20"},{"$f":"VLOOKUP(Tabulation[[#This Row],[Concat]],Table3[],8)","v":0.28519},{"$f":"(Tabulation[[#This Row],[AC System Output (kW)]]*Tabulation[[#This Row],[Rate]])","v":0}]
[11,18,0,0,{"$f":"Tabulation[[#This Row],[AC System Output (W)]]/1000","v":0},{"$f":"VLOOKUP(Tabulation[[#This Row],[Month]],Season,2)","v":"Winter"},{"$f":"(DATE(2021,Tabulation[[#This Row],[Month]],Tabulation[[#This Row],[Day]]))","v":"2021-11-18"},{"$f":"WEEKDAY(Tabulation[[#This Row],[Date]])","v":5},{"$f":"IF(OR(Tabulation[[#This Row],[DayNo]]=1,Tabulation[[#This Row],[DayNo]]=7),1,0)","v":0},{"$f":"COUNTIF(Holidays,Tabulation[[#This Row],[Date]])","v":0},{"$f":"CONCATENATE(Tabulation[[#This Row],[Holiday]],Tabulation[[#This Row],[Season]],Tabulation[[#This Row],[Weekend]],\"-\",IF(Tabulation[[#This Row],[Hour]]<10,0,\"\"),C7732)","v":"0Winter0-00"},{"$f":"VLOOKUP(Tabulation[[#This Row],[Concat]],Table3[],8)","v":0.28519},{"$f":"(Tabulation[[#This Row],[AC System Output (kW)]]*Tabulation[[#This Row],[Rate]])","v":0}]
[11,18,3,0,{"$f":"Tabulation[[#This Row],[AC System Output (W)]]/1000","v":0},{"$f":"VLOOKUP(Tabulation[[#This Row],[Month]],Season,2)","v":"Winter"},{"$f":"(DATE(2021,Tabulation[[#This Row],[Month]],Tabulation[[#This Row],[Day]]))","v":"2021-11-18"},{"$f":"WEEKDAY(Tabulation[[#This Row],[Date]])","v":5},{"$f":"IF(OR(Tabulation[[#This Row],[DayNo]]=1,Tabulation[[#This Row],[DayNo]]=7),1,0)","v":0},{"$f":"COUNTIF(Holidays,Tabulation[[#This Row],[Date]])","v":0},{"$f":"CONCATENATE(Tabulation[[#This Row],[Holiday]],Tabulation[[#This Row],[Season]],Tabulation[[#This Row],[Weekend]],\"-\",IF(Tabulation[[#This Row],[Hour]]<10,0,\"\"),C7735)","v":"0Winter0-03"},{"$f":"VLOOKUP(Tabulation[[#This Row],[Concat]],Table3[],8)","v":0.28519},{"$f":"(Tabulation[[#This Row],[AC System Output (kW)]]*Tabulation[[#This Row],[Rate]])","v":0}]
[11,18,7,636.80499999999995,{"$f":"Tabulation[[#This Row],[AC System Output (W)]]/1000","v":0.63680499999999995},{"$f":"VLOOKUP(Tabulation[[#This Row],[Month]],Season,2)","v":"Winter"},{"$f":"(DATE(2021,Tabulation[[#This Row],[Month]],Tabulation[[#This Row],[Day]]))","v":"2021-11-18"},{"$f":"WEEKDAY(Tabulation[[#This Row],[Date]])","v":5},{"$f":"IF(OR(Tabulation[[#This Row],[DayNo]]=1,Tabulation[[#This Row],[DayNo]]=7),1,0)","v":0},{"$f":"COUNTIF(Holidays,Tabulation[[#This Row],[Date]])","v":0},{"$f":"CONCATENATE(Tabulation[[#This Row],[Holiday]],Tabulation[[#This Row],[Season]],Tabulation[[#This Row],[Weekend]],\"-\",IF(Tabulation[[#This Row],[Hour]]<10,0,\"\"),C7739)","v":"0Winter0-07"},{"$f":"VLOOKUP(Tabulation[[#This Row],[Concat]],Table3[],8)","v":0.28519},{"$f":"(Tabulation[[#This Row],[AC System Output (kW)]]*Tabulation[[#This Row],[Rate]])","v":0.18161041794999999}]
[11,18,11,2570.069,{"$f":"Tabulation[[#This Row],[AC System Output (W)]]/1000","v":2.5700690000000002},{"$f":"VLOOKUP(Tabulation[[#This Row],[Month]],Season,2)","v":"Winter"},{"$f":"(DATE(2021,Tabulation[[#This Row],[Month]],Tabulation[[#This Row],[Day]]))","v":"2021-11-18"},{"$f":"WEEKDAY(Tabulation[[#This Row],[Date]])","v":5},{"$f":"IF(OR(Tabulation[[#This Row],[DayNo]]=1,Tabulation[[#This Row],[DayNo]]=7),1,0)","v":0},{"$f":"COUNTIF(Holidays,Tabulation[[#This Row],[Date]])","v":0},{"$f":"CONCATENATE(Tabulation[[#This Row],[Holiday]],Tabulation[[#This Row],[Season]],Tabulation[[#This Row],[Weekend]],\"-\",IF(Tabulation[[#This Row],[Hour]]<10,0,\"\"),C7743)","v":"0Winter0-11"},{"$f":"VLOOKUP(Tabulation[[#This Row],[Concat]],Table3[],8)","v":0.28519},{"$f":"(Tabulation[[#This Row],[AC System Output (kW)]]*Tabulation[[#This Row],[Rate]])","v":0.73295797811000007}]
[11,18,14,1797.1959999999999,{"$f":"Tabulation[[#This Row],[AC System Output (W)]]/1000","v":1.797196},{"$f":"VLOOKUP(Tabulation[[#This Row],[Month]],Season,2)","v":"Winter"},{"$f":"(DATE(2021,Tabulation[[#This Row],[Month]],Tabulation[[#This Row],[Day]]))","v":"2021-11-18"},{"$f":"WEEKDAY(Tabulation[[#This Row],[Date]])","v":5},{"$f":"IF(OR(Tabulation[[#This Row],[DayNo]]=1,Tabulation[[#This Row],[DayNo]]=7),1,0)","v":0},{"$f":"COUNTIF(Holidays,Tabulation[[#This Row],[Date]])","v":0},{"$f":"CONCATENATE(Tabulation[[#This Row],[Holiday]],Tabulation[[#This Row],[Season]],Tabulation[[#This Row],[Weekend]],\"-\",IF(Tabulation[[#This Row],[Hour]]<10,0,\"\"),C7746)","v":"0Winter0-14"},{"$f":"VLOOKUP(Tabulation[[#This Row],[Concat]],Table3[],8)","v":0.28519},{"$f":"(Tabulation[[#This Row],[AC System Output (kW)]]*Tabulation[[#This Row],[Rate]])","v":0.51254232724000004}]
[11,18,15,724.62400000000002,{"$f":"Tabulation[[#This Row],[AC System Output (W)]]/1000","v":0.72462400000000005},{"$f":"VLOOKUP(Tabulation[[#This Row],[Month]],Season,2)","v":"Winter"},{"$f":"(DATE(2021,Tabulation[[#This Row],[Month]],Tabulation[[#This Row],[Day]]))","v":"2021-11-18"},{"$f":"WEEKDAY(Tabulation[[#This Row],[Date]])","v":5},{"$f":"IF(OR(Tabulation[[#This Row],[DayNo]]=1,Tabulation[[#This Row],[DayNo]]=7),1,0)","v":0},{"$f":"COUNTIF(Holidays,Tabulation[[#This Row],[Date]])","v":0},{"$f":"CONCATENATE(Tabulation[[#This Row],[Holiday]],Tabulation[[#This Row],[Season]],Tabulation[[#This Row],[Weekend]],\"-\",IF(Tabulation[[#This Row],[Hour]]<10,0,\"\"),C7747)","v":"0Winter0-15"},{"$f":"VLOOKUP(Tabulation[[#This Row],[Concat]],Table3[],8)","v":0.28519},{"$f":"(Tabulation[[#This Row],[AC System Output (kW)]]*Tabulation[[#This Row],[Rate]])","v":0.20665551856}]
[11,18,18,0,{"$f":"Tabulation[[#This Row],[AC System Output (W)]]/1000","v":0},{"$f":"VLOOKUP(Tabulation[[#This Row],[Month]],Season,2)","v":"Winter"},{"$f":"(DATE(2021,Tabulation[[#This Row],[Month]],Tabulation[[#This Row],[Day]]))","v":"2021-11-18"},{"$f":"WEEKDAY(Tabulation[[#This Row],[Date]])","v":5},{"$f":"IF(OR(Tabulation[[#This Row],[DayNo]]=1,Tabulation[[#This Row],[DayNo]]=7),1,0)","v":0},{"$f":"COUNTIF(Holidays,Tabulation[[#This Row],[Date]])","v":0},{"$f":"CONCATENATE(Tabulation[[#This Row],[Holiday]],Tabulation[[#This Row],[Season]],Tabulation[[#This Row],[Weekend]],\"-\",IF(Tabulation[[#This Row],[Hour]]<10,0,\"\"),C7750)","v":"0Winter0-18"},{"$f":"VLOOKUP(Tabulation[[#This Row],[Concat]],Table3[],8)","v":0.30257000000000001},{"$f":"(Tabulation[[#This Row],[AC System Output (kW)]]*Tabulation[[#This Row],[Rate]])","v":0}]
[11,18,21,0,{"$f":"Tabulation[[#This Row],[AC System Output (W)]]/1000","v":0},{"$f":"VLOOKUP(Tabulation[[#This Row],[Month]],Season,2)","v":"Winter"},{"$f":"(DATE(2021,Tabulation[[#This Row],[Month]],Tabulation[[#This Row],[Day]]))","v":"2021-11-18"},{"$f":"WEEKDAY(Tabulation[[#This Row],[Date]])","v":5},{"$f":"IF(OR(Tabulation[[#This Row],[DayNo]]=1,Tabulation[[#This Row],[DayNo]]=7),1,0)","v":0},{"$f":"COUNTIF(Holidays,Tabulation[[#This Row],[Date]])","v":0},{"$f":"CONCATENATE(Tabulation[[#This Row],[Holiday]],Tabulation[[#This Row],[Season]],Tabulation[[#This Row],[Weekend]],\"-\",IF(Tabulation[[#This Row],[Hour]]<10,0,\"\"),C7753)","v":"0Winter0-21"},{"$f":"VLOOKUP(Tabulation[[#This Row],[Concat]],Table3[],8)","v":0.28519},{"$f":"(Tabulation[[#This Row],[AC System Output (kW)]]*Tabulation[[#This Row],[Rate]])","v":0}]
[11,19,1,0,{"$f":"Tabulation[[#This Row],[AC System Output (W)]]/1000","v":0},{"$f":"VLOOKUP(Tabulation[[#This Row],[Month]],Season,2)","v":"Winter"},{"$f":"(DATE(2021,Tabulation[[#This Row],[Month]],Tabulation[[#This Row],[Day]]))","v":"2021-11-19"},{"$f":"WEEKDAY(Tabulation[[#This Row],[Date]])","v":6},{"$f":"IF(OR(Tabulation[[#This Row],[DayNo]]=1,Tabulation[[#This Row],[DayNo]]=7),1,0)","v":0},{"$f":"COUNTIF(Holidays,Tabulation[[#This Row],[Date]])","v":0},{"$f":"CONCATENATE(Tabulation[[#This Row],[Holiday]],Tabulation[[#This Row],[Season]],Tabulation[[#This Row],[Weekend]],\"-\",IF(Tabulation[[#This Row],[Hour]]<10,0,\"\"),C7757)","v":"0Winter0-01"},{"$f":"VLOOKUP(Tabulation[[#This Row],[Concat]],Table3[],8)","v":0.28519},{"$f":"(Tabulation[[#This Row],[AC System Output (kW)]]*Tabulation[[#This Row],[Rate]])","v":0}]
[11,19,4,0,{"$f":"Tabulation[[#This Row],[AC System Output (W)]]/1000","v":0},{"$f":"VLOOKUP(Tabulation[[#This Row],[Month]],Season,2)","v":"Winter"},{"$f":"(DATE(2021,Tabulation[[#This Row],[Month]],Tabulation[[#This Row],[Day]]))","v":"2021-11-19"},{"$f":"WEEKDAY(Tabulation[[#This Row],[Date]])","v":6},{"$f":"IF(OR(Tabulation[[#This Row],[DayNo]]=1,Tabulation[[#This Row],[DayNo]]=7),1,0)","v":0},{"$f":"COUNTIF(Holidays,Tabulation[[#This Row],[Date]])","v":0},{"$f":"CONCATENATE(Tabulation[[#This Row],[Holiday]],Tabulation[[#This Row],[Season]],Tabulation[[#This Row],[Weekend]],\"-\",IF(Tabulation[[#This Row],[Hour]]<10,0,\"\"),C7760)","v":"0Winter0-04"},{"$f":"VLOOKUP(Tabulation[[#This Row],[Concat]],Table3[],8)","v":0.28519},{"$f":"(Tabulation[[#This Row],[AC System Output (kW)]]*Tabulation[[#This Row],[Rate]])","v":0}]
[11,19,9,1132.3900000000001,{"$f":"Tabulation[[#This Row],[AC System Output (W)]]/1000","v":1.13239},{"$f":"VLOOKUP(Tabulation[[#This Row],[Month]],Season,2)","v":"Winter"},{"$f":"(DATE(2021,Tabulation[[#This Row],[Month]],Tabulation[[#This Row],[Day]]))","v":"2021-11-19"},{"$f":"WEEKDAY(Tabulation[[#This Row],[Date]])","v":6},{"$f":"IF(OR(Tabulation[[#This Row],[DayNo]]=1,Tabulation[[#This Row],[DayNo]]=7),1,0)","v":0},{"$f":"COUNTIF(Holidays,Tabulation[[#This Row],[Date]])","v":0},{"$f":"CONCATENATE(Tabulation[[#This Row],[Holiday]],Tabulation[[#This Row],[Season]],Tabulation[[#This Row],[Weekend]],\"-\",IF(Tabulation[[#This Row],[Hour]]<10,0,\"\"),C7765)","v":"0Winter0-09"},{"$f":"VLOOKUP(Tabulation[[#This Row],[Concat]],Table3[],8)","v":0.28519},{"$f":"(Tabulation[[#This Row],[AC System Output (kW)]]*Tabulation[[#This Row],[Rate]])","v":0.32294630410000003}]
[11,19,12,587.24400000000003,{"$f":"Tabulation[[#This Row],[AC System Output (W)]]/1000","v":0.58724399999999999},{"$f":"VLOOKUP(Tabulation[[#This Row],[Month]],Season,2)","v":"Winter"},{"$f":"(DATE(2021,Tabulation[[#This Row],[Month]],Tabulation[[#This Row],[Day]]))","v":"2021-11-19"},{"$f":"WEEKDAY(Tabulation[[#This Row],[Date]])","v":6},{"$f":"IF(OR(Tabulation[[#This Row],[DayNo]]=1,Tabulation[[#This Row],[DayNo]]=7),1,0)","v":0},{"$f":"COUNTIF(Holidays,Tabulation[[#This Row],[Date]])","v":0},{"$f":"CONCATENATE(Tabulation[[#This Row],[Holiday]],Tabulation[[#This Row],[Season]],Tabulation[[#This Row],[Weekend]],\"-\",IF(Tabulation[[#This Row],[Hour]]<10,0,\"\"),C7768)","v":"0Winter0-12"},{"$f":"VLOOKUP(Tabulation[[#This Row],[Concat]],Table3[],8)","v":0.28519},{"$f":"(Tabulation[[#This Row],[AC System Output (kW)]]*Tabulation[[#This Row],[Rate]])","v":0.16747611635999998}]
[11,19,15,196.41499999999999,{"$f":"Tabulation[[#This Row],[AC System Output (W)]]/1000","v":0.19641499999999998},{"$f":"VLOOKUP(Tabulation[[#This Row],[Month]],Season,2)","v":"Winter"},{"$f":"(DATE(2021,Tabulation[[#This Row],[Month]],Tabulation[[#This Row],[Day]]))","v":"2021-11-19"},{"$f":"WEEKDAY(Tabulation[[#This Row],[Date]])","v":6},{"$f":"IF(OR(Tabulation[[#This Row],[DayNo]]=1,Tabulation[[#This Row],[DayNo]]=7),1,0)","v":0},{"$f":"COUNTIF(Holidays,Tabulation[[#This Row],[Date]])","v":0},{"$f":"CONCATENATE(Tabulation[[#This Row],[Holiday]],Tabulation[[#This Row],[Season]],Tabulation[[#This Row],[Weekend]],\"-\",IF(Tabulation[[#This Row],[Hour]]<10,0,\"\"),C7771)","v":"0Winter0-15"},{"$f":"VLOOKUP(Tabulation[[#This Row],[Concat]],Table3[],8)","v":0.28519},{"$f":"(Tabulation[[#This Row],[AC System Output (kW)]]*Tabulation[[#This Row],[Rate]])","v":5.6015593849999996E-2}]
[11,19,16,214.58500000000001,{"$f":"Tabulation[[#This Row],[AC System Output (W)]]/1000","v":0.214585},{"$f":"VLOOKUP(Tabulation[[#This Row],[Month]],Season,2)","v":"Winter"},{"$f":"(DATE(2021,Tabulation[[#This Row],[Month]],Tabulation[[#This Row],[Day]]))","v":"2021-11-19"},{"$f":"WEEKDAY(Tabulation[[#This Row],[Date]])","v":6},{"$f":"IF(OR(Tabulation[[#This Row],[DayNo]]=1,Tabulation[[#This Row],[DayNo]]=7),1,0)","v":0},{"$f":"COUNTIF(Holidays,Tabulation[[#This Row],[Date]])","v":0},{"$f":"CONCATENATE(Tabulation[[#This Row],[Holiday]],Tabulation[[#This Row],[Season]],Tabulation[[#This Row],[Weekend]],\"-\",IF(Tabulation[[#This Row],[Hour]]<10,0,\"\"),C7772)","v":"0Winter0-16"},{"$f":"VLOOKUP(Tabulation[[#This Row],[Concat]],Table3[],8)","v":0.28519},{"$f":"(Tabulation[[#This Row],[AC System Output (kW)]]*Tabulation[[#This Row],[Rate]])","v":6.1197496150000003E-2}]
[11,19,19,0,{"$f":"Tabulation[[#This Row],[AC System Output (W)]]/1000","v":0},{"$f":"VLOOKUP(Tabulation[[#This Row],[Month]],Season,2)","v":"Winter"},{"$f":"(DATE(2021,Tabulation[[#This Row],[Month]],Tabulation[[#This Row],[Day]]))","v":"2021-11-19"},{"$f":"WEEKDAY(Tabulation[[#This Row],[Date]])","v":6},{"$f":"IF(OR(Tabulation[[#This Row],[DayNo]]=1,Tabulation[[#This Row],[DayNo]]=7),1,0)","v":0},{"$f":"COUNTIF(Holidays,Tabulation[[#This Row],[Date]])","v":0},{"$f":"CONCATENATE(Tabulation[[#This Row],[Holiday]],Tabulation[[#This Row],[Season]],Tabulation[[#This Row],[Weekend]],\"-\",IF(Tabulation[[#This Row],[Hour]]<10,0,\"\"),C7775)","v":"0Winter0-19"},{"$f":"VLOOKUP(Tabulation[[#This Row],[Concat]],Table3[],8)","v":0.30257000000000001},{"$f":"(Tabulation[[#This Row],[AC System Output (kW)]]*Tabulation[[#This Row],[Rate]])","v":0}]
[11,19,23,0,{"$f":"Tabulation[[#This Row],[AC System Output (W)]]/1000","v":0},{"$f":"VLOOKUP(Tabulation[[#This Row],[Month]],Season,2)","v":"Winter"},{"$f":"(DATE(2021,Tabulation[[#This Row],[Month]],Tabulation[[#This Row],[Day]]))","v":"2021-11-19"},{"$f":"WEEKDAY(Tabulation[[#This Row],[Date]])","v":6},{"$f":"IF(OR(Tabulation[[#This Row],[DayNo]]=1,Tabulation[[#This Row],[DayNo]]=7),1,0)","v":0},{"$f":"COUNTIF(Holidays,Tabulation[[#This Row],[Date]])","v":0},{"$f":"CONCATENATE(Tabulation[[#This Row],[Holiday]],Tabulation[[#This Row],[Season]],Tabulation[[#This Row],[Weekend]],\"-\",IF(Tabulation[[#This Row],[Hour]]<10,0,\"\"),C7779)","v":"0Winter0-23"},{"$f":"VLOOKUP(Tabulation[[#This Row],[Concat]],Table3[],8)","v":0.28519},{"$f":"(Tabulation[[#This Row],[AC System Output (kW)]]*Tabulation[[#This Row],[Rate]])","v":0}]
[11,20,1,0,{"$f":"Tabulation[[#This Row],[AC System Output (W)]]/1000","v":0},{"$f":"VLOOKUP(Tabulation[[#This Row],[Month]],Season,2)","v":"Winter"},{"$f":"(DATE(2021,Tabulation[[#This Row],[Month]],Tabulation[[#This Row],[Day]]))","v":"2021-11-20"},{"$f":"WEEKDAY(Tabulation[[#This Row],[Date]])","v":7},{"$f":"IF(OR(Tabulation[[#This Row],[DayNo]]=1,Tabulation[[#This Row],[DayNo]]=7),1,0)","v":1},{"$f":"COUNTIF(Holidays,Tabulation[[#This Row],[Date]])","v":0},{"$f":"CONCATENATE(Tabulation[[#This Row],[Holiday]],Tabulation[[#This Row],[Season]],Tabulation[[#This Row],[Weekend]],\"-\",IF(Tabulation[[#This Row],[Hour]]<10,0,\"\"),C7781)","v":"0Winter1-01"},{"$f":"VLOOKUP(Tabulation[[#This Row],[Concat]],Table3[],8)","v":0.28519},{"$f":"(Tabulation[[#This Row],[AC System Output (kW)]]*Tabulation[[#This Row],[Rate]])","v":0}]
[11,20,6,0,{"$f":"Tabulation[[#This Row],[AC System Output (W)]]/1000","v":0},{"$f":"VLOOKUP(Tabulation[[#This Row],[Month]],Season,2)","v":"Winter"},{"$f":"(DATE(2021,Tabulation[[#This Row],[Month]],Tabulation[[#This Row],[Day]]))","v":"2021-11-20"},{"$f":"WEEKDAY(Tabulation[[#This Row],[Date]])","v":7},{"$f":"IF(OR(Tabulation[[#This Row],[DayNo]]=1,Tabulation[[#This Row],[DayNo]]=7),1,0)","v":1},{"$f":"COUNTIF(Holidays,Tabulation[[#This Row],[Date]])","v":0},{"$f":"CONCATENATE(Tabulation[[#This Row],[Holiday]],Tabulation[[#This Row],[Season]],Tabulation[[#This Row],[Weekend]],\"-\",IF(Tabulation[[#This Row],[Hour]]<10,0,\"\"),C7786)","v":"0Winter1-06"},{"$f":"VLOOKUP(Tabulation[[#This Row],[Concat]],Table3[],8)","v":0.28519},{"$f":"(Tabulation[[#This Row],[AC System Output (kW)]]*Tabulation[[#This Row],[Rate]])","v":0}]
[11,20,10,1548.972,{"$f":"Tabulation[[#This Row],[AC System Output (W)]]/1000","v":1.548972},{"$f":"VLOOKUP(Tabulation[[#This Row],[Month]],Season,2)","v":"Winter"},{"$f":"(DATE(2021,Tabulation[[#This Row],[Month]],Tabulation[[#This Row],[Day]]))","v":"2021-11-20"},{"$f":"WEEKDAY(Tabulation[[#This Row],[Date]])","v":7},{"$f":"IF(OR(Tabulation[[#This Row],[DayNo]]=1,Tabulation[[#This Row],[DayNo]]=7),1,0)","v":1},{"$f":"COUNTIF(Holidays,Tabulation[[#This Row],[Date]])","v":0},{"$f":"CONCATENATE(Tabulation[[#This Row],[Holiday]],Tabulation[[#This Row],[Season]],Tabulation[[#This Row],[Weekend]],\"-\",IF(Tabulation[[#This Row],[Hour]]<10,0,\"\"),C7790)","v":"0Winter1-10"},{"$f":"VLOOKUP(Tabulation[[#This Row],[Concat]],Table3[],8)","v":0.28519},{"$f":"(Tabulation[[#This Row],[AC System Output (kW)]]*Tabulation[[#This Row],[Rate]])","v":0.44175132468}]
[11,20,13,2311.9969999999998,{"$f":"Tabulation[[#This Row],[AC System Output (W)]]/1000","v":2.3119969999999999},{"$f":"VLOOKUP(Tabulation[[#This Row],[Month]],Season,2)","v":"Winter"},{"$f":"(DATE(2021,Tabulation[[#This Row],[Month]],Tabulation[[#This Row],[Day]]))","v":"2021-11-20"},{"$f":"WEEKDAY(Tabulation[[#This Row],[Date]])","v":7},{"$f":"IF(OR(Tabulation[[#This Row],[DayNo]]=1,Tabulation[[#This Row],[DayNo]]=7),1,0)","v":1},{"$f":"COUNTIF(Holidays,Tabulation[[#This Row],[Date]])","v":0},{"$f":"CONCATENATE(Tabulation[[#This Row],[Holiday]],Tabulation[[#This Row],[Season]],Tabulation[[#This Row],[Weekend]],\"-\",IF(Tabulation[[#This Row],[Hour]]<10,0,\"\"),C7793)","v":"0Winter1-13"},{"$f":"VLOOKUP(Tabulation[[#This Row],[Concat]],Table3[],8)","v":0.28519},{"$f":"(Tabulation[[#This Row],[AC System Output (kW)]]*Tabulation[[#This Row],[Rate]])","v":0.65935842442999992}]
[11,20,16,273.77800000000002,{"$f":"Tabulation[[#This Row],[AC System Output (W)]]/1000","v":0.27377800000000002},{"$f":"VLOOKUP(Tabulation[[#This Row],[Month]],Season,2)","v":"Winter"},{"$f":"(DATE(2021,Tabulation[[#This Row],[Month]],Tabulation[[#This Row],[Day]]))","v":"2021-11-20"},{"$f":"WEEKDAY(Tabulation[[#This Row],[Date]])","v":7},{"$f":"IF(OR(Tabulation[[#This Row],[DayNo]]=1,Tabulation[[#This Row],[DayNo]]=7),1,0)","v":1},{"$f":"COUNTIF(Holidays,Tabulation[[#This Row],[Date]])","v":0},{"$f":"CONCATENATE(Tabulation[[#This Row],[Holiday]],Tabulation[[#This Row],[Season]],Tabulation[[#This Row],[Weekend]],\"-\",IF(Tabulation[[#This Row],[Hour]]<10,0,\"\"),C7796)","v":"0Winter1-16"},{"$f":"VLOOKUP(Tabulation[[#This Row],[Concat]],Table3[],8)","v":0.28519},{"$f":"(Tabulation[[#This Row],[AC System Output (kW)]]*Tabulation[[#This Row],[Rate]])","v":7.8078747820000002E-2}]
[11,20,17,0,{"$f":"Tabulation[[#This Row],[AC System Output (W)]]/1000","v":0},{"$f":"VLOOKUP(Tabulation[[#This Row],[Month]],Season,2)","v":"Winter"},{"$f":"(DATE(2021,Tabulation[[#This Row],[Month]],Tabulation[[#This Row],[Day]]))","v":"2021-11-20"},{"$f":"WEEKDAY(Tabulation[[#This Row],[Date]])","v":7},{"$f":"IF(OR(Tabulation[[#This Row],[DayNo]]=1,Tabulation[[#This Row],[DayNo]]=7),1,0)","v":1},{"$f":"COUNTIF(Holidays,Tabulation[[#This Row],[Date]])","v":0},{"$f":"CONCATENATE(Tabulation[[#This Row],[Holiday]],Tabulation[[#This Row],[Season]],Tabulation[[#This Row],[Weekend]],\"-\",IF(Tabulation[[#This Row],[Hour]]<10,0,\"\"),C7797)","v":"0Winter1-17"},{"$f":"VLOOKUP(Tabulation[[#This Row],[Concat]],Table3[],8)","v":0.28519},{"$f":"(Tabulation[[#This Row],[AC System Output (kW)]]*Tabulation[[#This Row],[Rate]])","v":0}]
[11,20,20,0,{"$f":"Tabulation[[#This Row],[AC System Output (W)]]/1000","v":0},{"$f":"VLOOKUP(Tabulation[[#This Row],[Month]],Season,2)","v":"Winter"},{"$f":"(DATE(2021,Tabulation[[#This Row],[Month]],Tabulation[[#This Row],[Day]]))","v":"2021-11-20"},{"$f":"WEEKDAY(Tabulation[[#This Row],[Date]])","v":7},{"$f":"IF(OR(Tabulation[[#This Row],[DayNo]]=1,Tabulation[[#This Row],[DayNo]]=7),1,0)","v":1},{"$f":"COUNTIF(Holidays,Tabulation[[#This Row],[Date]])","v":0},{"$f":"CONCATENATE(Tabulation[[#This Row],[Holiday]],Tabulation[[#This Row],[Season]],Tabulation[[#This Row],[Weekend]],\"-\",IF(Tabulation[[#This Row],[Hour]]<10,0,\"\"),C7800)","v":"0Winter1-20"},{"$f":"VLOOKUP(Tabulation[[#This Row],[Concat]],Table3[],8)","v":0.28519},{"$f":"(Tabulation[[#This Row],[AC System Output (kW)]]*Tabulation[[#This Row],[Rate]])","v":0}]
[11,21,2,0,{"$f":"Tabulation[[#This Row],[AC System Output (W)]]/1000","v":0},{"$f":"VLOOKUP(Tabulation[[#This Row],[Month]],Season,2)","v":"Winter"},{"$f":"(DATE(2021,Tabulation[[#This Row],[Month]],Tabulation[[#This Row],[Day]]))","v":"2021-11-21"},{"$f":"WEEKDAY(Tabulation[[#This Row],[Date]])","v":1},{"$f":"IF(OR(Tabulation[[#This Row],[DayNo]]=1,Tabulation[[#This Row],[DayNo]]=7),1,0)","v":1},{"$f":"COUNTIF(Holidays,Tabulation[[#This Row],[Date]])","v":0},{"$f":"CONCATENATE(Tabulation[[#This Row],[Holiday]],Tabulation[[#This Row],[Season]],Tabulation[[#This Row],[Weekend]],\"-\",IF(Tabulation[[#This Row],[Hour]]<10,0,\"\"),C7806)","v":"0Winter1-02"},{"$f":"VLOOKUP(Tabulation[[#This Row],[Concat]],Table3[],8)","v":0.28519},{"$f":"(Tabulation[[#This Row],[AC System Output (kW)]]*Tabulation[[#This Row],[Rate]])","v":0}]
[11,21,4,0,{"$f":"Tabulation[[#This Row],[AC System Output (W)]]/1000","v":0},{"$f":"VLOOKUP(Tabulation[[#This Row],[Month]],Season,2)","v":"Winter"},{"$f":"(DATE(2021,Tabulation[[#This Row],[Month]],Tabulation[[#This Row],[Day]]))","v":"2021-11-21"},{"$f":"WEEKDAY(Tabulation[[#This Row],[Date]])","v":1},{"$f":"IF(OR(Tabulation[[#This Row],[DayNo]]=1,Tabulation[[#This Row],[DayNo]]=7),1,0)","v":1},{"$f":"COUNTIF(Holidays,Tabulation[[#This Row],[Date]])","v":0},{"$f":"CONCATENATE(Tabulation[[#This Row],[Holiday]],Tabulation[[#This Row],[Season]],Tabulation[[#This Row],[Weekend]],\"-\",IF(Tabulation[[#This Row],[Hour]]<10,0,\"\"),C7808)","v":"0Winter1-04"},{"$f":"VLOOKUP(Tabulation[[#This Row],[Concat]],Table3[],8)","v":0.28519},{"$f":"(Tabulation[[#This Row],[AC System Output (kW)]]*Tabulation[[#This Row],[Rate]])","v":0}]
[11,21,7,579.32299999999998,{"$f":"Tabulation[[#This Row],[AC System Output (W)]]/1000","v":0.57932300000000003},{"$f":"VLOOKUP(Tabulation[[#This Row],[Month]],Season,2)","v":"Winter"},{"$f":"(DATE(2021,Tabulation[[#This Row],[Month]],Tabulation[[#This Row],[Day]]))","v":"2021-11-21"},{"$f":"WEEKDAY(Tabulation[[#This Row],[Date]])","v":1},{"$f":"IF(OR(Tabulation[[#This Row],[DayNo]]=1,Tabulation[[#This Row],[DayNo]]=7),1,0)","v":1},{"$f":"COUNTIF(Holidays,Tabulation[[#This Row],[Date]])","v":0},{"$f":"CONCATENATE(Tabulation[[#This Row],[Holiday]],Tabulation[[#This Row],[Season]],Tabulation[[#This Row],[Weekend]],\"-\",IF(Tabulation[[#This Row],[Hour]]<10,0,\"\"),C7811)","v":"0Winter1-07"},{"$f":"VLOOKUP(Tabulation[[#This Row],[Concat]],Table3[],8)","v":0.28519},{"$f":"(Tabulation[[#This Row],[AC System Output (kW)]]*Tabulation[[#This Row],[Rate]])","v":0.16521712637000002}]
[11,21,11,2790.5210000000002,{"$f":"Tabulation[[#This Row],[AC System Output (W)]]/1000","v":2.790521},{"$f":"VLOOKUP(Tabulation[[#This Row],[Month]],Season,2)","v":"Winter"},{"$f":"(DATE(2021,Tabulation[[#This Row],[Month]],Tabulation[[#This Row],[Day]]))","v":"2021-11-21"},{"$f":"WEEKDAY(Tabulation[[#This Row],[Date]])","v":1},{"$f":"IF(OR(Tabulation[[#This Row],[DayNo]]=1,Tabulation[[#This Row],[DayNo]]=7),1,0)","v":1},{"$f":"COUNTIF(Holidays,Tabulation[[#This Row],[Date]])","v":0},{"$f":"CONCATENATE(Tabulation[[#This Row],[Holiday]],Tabulation[[#This Row],[Season]],Tabulation[[#This Row],[Weekend]],\"-\",IF(Tabulation[[#This Row],[Hour]]<10,0,\"\"),C7815)","v":"0Winter1-11"},{"$f":"VLOOKUP(Tabulation[[#This Row],[Concat]],Table3[],8)","v":0.28519},{"$f":"(Tabulation[[#This Row],[AC System Output (kW)]]*Tabulation[[#This Row],[Rate]])","v":0.79582868398999995}]
[11,21,14,1951.7850000000001,{"$f":"Tabulation[[#This Row],[AC System Output (W)]]/1000","v":1.9517850000000001},{"$f":"VLOOKUP(Tabulation[[#This Row],[Month]],Season,2)","v":"Winter"},{"$f":"(DATE(2021,Tabulation[[#This Row],[Month]],Tabulation[[#This Row],[Day]]))","v":"2021-11-21"},{"$f":"WEEKDAY(Tabulation[[#This Row],[Date]])","v":1},{"$f":"IF(OR(Tabulation[[#This Row],[DayNo]]=1,Tabulation[[#This Row],[DayNo]]=7),1,0)","v":1},{"$f":"COUNTIF(Holidays,Tabulation[[#This Row],[Date]])","v":0},{"$f":"CONCATENATE(Tabulation[[#This Row],[Holiday]],Tabulation[[#This Row],[Season]],Tabulation[[#This Row],[Weekend]],\"-\",IF(Tabulation[[#This Row],[Hour]]<10,0,\"\"),C7818)","v":"0Winter1-14"},{"$f":"VLOOKUP(Tabulation[[#This Row],[Concat]],Table3[],8)","v":0.28519},{"$f":"(Tabulation[[#This Row],[AC System Output (kW)]]*Tabulation[[#This Row],[Rate]])","v":0.55662956414999998}]
[11,21,15,1192.9449999999999,{"$f":"Tabulation[[#This Row],[AC System Output (W)]]/1000","v":1.1929449999999999},{"$f":"VLOOKUP(Tabulation[[#This Row],[Month]],Season,2)","v":"Winter"},{"$f":"(DATE(2021,Tabulation[[#This Row],[Month]],Tabulation[[#This Row],[Day]]))","v":"2021-11-21"},{"$f":"WEEKDAY(Tabulation[[#This Row],[Date]])","v":1},{"$f":"IF(OR(Tabulation[[#This Row],[DayNo]]=1,Tabulation[[#This Row],[DayNo]]=7),1,0)","v":1},{"$f":"COUNTIF(Holidays,Tabulation[[#This Row],[Date]])","v":0},{"$f":"CONCATENATE(Tabulation[[#This Row],[Holiday]],Tabulation[[#This Row],[Season]],Tabulation[[#This Row],[Weekend]],\"-\",IF(Tabulation[[#This Row],[Hour]]<10,0,\"\"),C7819)","v":"0Winter1-15"},{"$f":"VLOOKUP(Tabulation[[#This Row],[Concat]],Table3[],8)","v":0.28519},{"$f":"(Tabulation[[#This Row],[AC System Output (kW)]]*Tabulation[[#This Row],[Rate]])","v":0.34021598454999996}]
[11,21,18,0,{"$f":"Tabulation[[#This Row],[AC System Output (W)]]/1000","v":0},{"$f":"VLOOKUP(Tabulation[[#This Row],[Month]],Season,2)","v":"Winter"},{"$f":"(DATE(2021,Tabulation[[#This Row],[Month]],Tabulation[[#This Row],[Day]]))","v":"2021-11-21"},{"$f":"WEEKDAY(Tabulation[[#This Row],[Date]])","v":1},{"$f":"IF(OR(Tabulation[[#This Row],[DayNo]]=1,Tabulation[[#This Row],[DayNo]]=7),1,0)","v":1},{"$f":"COUNTIF(Holidays,Tabulation[[#This Row],[Date]])","v":0},{"$f":"CONCATENATE(Tabulation[[#This Row],[Holiday]],Tabulation[[#This Row],[Season]],Tabulation[[#This Row],[Weekend]],\"-\",IF(Tabulation[[#This Row],[Hour]]<10,0,\"\"),C7822)","v":"0Winter1-18"},{"$f":"VLOOKUP(Tabulation[[#This Row],[Concat]],Table3[],8)","v":0.28519},{"$f":"(Tabulation[[#This Row],[AC System Output (kW)]]*Tabulation[[#This Row],[Rate]])","v":0}]
[11,21,23,0,{"$f":"Tabulation[[#This Row],[AC System Output (W)]]/1000","v":0},{"$f":"VLOOKUP(Tabulation[[#This Row],[Month]],Season,2)","v":"Winter"},{"$f":"(DATE(2021,Tabulation[[#This Row],[Month]],Tabulation[[#This Row],[Day]]))","v":"2021-11-21"},{"$f":"WEEKDAY(Tabulation[[#This Row],[Date]])","v":1},{"$f":"IF(OR(Tabulation[[#This Row],[DayNo]]=1,Tabulation[[#This Row],[DayNo]]=7),1,0)","v":1},{"$f":"COUNTIF(Holidays,Tabulation[[#This Row],[Date]])","v":0},{"$f":"CONCATENATE(Tabulation[[#This Row],[Holiday]],Tabulation[[#This Row],[Season]],Tabulation[[#This Row],[Weekend]],\"-\",IF(Tabulation[[#This Row],[Hour]]<10,0,\"\"),C7827)","v":"0Winter1-23"},{"$f":"VLOOKUP(Tabulation[[#This Row],[Concat]],Table3[],8)","v":0.28519},{"$f":"(Tabulation[[#This Row],[AC System Output (kW)]]*Tabulation[[#This Row],[Rate]])","v":0}]
[11,22,2,0,{"$f":"Tabulation[[#This Row],[AC System Output (W)]]/1000","v":0},{"$f":"VLOOKUP(Tabulation[[#This Row],[Month]],Season,2)","v":"Winter"},{"$f":"(DATE(2021,Tabulation[[#This Row],[Month]],Tabulation[[#This Row],[Day]]))","v":"2021-11-22"},{"$f":"WEEKDAY(Tabulation[[#This Row],[Date]])","v":2},{"$f":"IF(OR(Tabulation[[#This Row],[DayNo]]=1,Tabulation[[#This Row],[DayNo]]=7),1,0)","v":0},{"$f":"COUNTIF(Holidays,Tabulation[[#This Row],[Date]])","v":0},{"$f":"CONCATENATE(Tabulation[[#This Row],[Holiday]],Tabulation[[#This Row],[Season]],Tabulation[[#This Row],[Weekend]],\"-\",IF(Tabulation[[#This Row],[Hour]]<10,0,\"\"),C7830)","v":"0Winter0-02"},{"$f":"VLOOKUP(Tabulation[[#This Row],[Concat]],Table3[],8)","v":0.28519},{"$f":"(Tabulation[[#This Row],[AC System Output (kW)]]*Tabulation[[#This Row],[Rate]])","v":0}]
[11,22,5,0,{"$f":"Tabulation[[#This Row],[AC System Output (W)]]/1000","v":0},{"$f":"VLOOKUP(Tabulation[[#This Row],[Month]],Season,2)","v":"Winter"},{"$f":"(DATE(2021,Tabulation[[#This Row],[Month]],Tabulation[[#This Row],[Day]]))","v":"2021-11-22"},{"$f":"WEEKDAY(Tabulation[[#This Row],[Date]])","v":2},{"$f":"IF(OR(Tabulation[[#This Row],[DayNo]]=1,Tabulation[[#This Row],[DayNo]]=7),1,0)","v":0},{"$f":"COUNTIF(Holidays,Tabulation[[#This Row],[Date]])","v":0},{"$f":"CONCATENATE(Tabulation[[#This Row],[Holiday]],Tabulation[[#This Row],[Season]],Tabulation[[#This Row],[Weekend]],\"-\",IF(Tabulation[[#This Row],[Hour]]<10,0,\"\"),C7833)","v":"0Winter0-05"},{"$f":"VLOOKUP(Tabulation[[#This Row],[Concat]],Table3[],8)","v":0.28519},{"$f":"(Tabulation[[#This Row],[AC System Output (kW)]]*Tabulation[[#This Row],[Rate]])","v":0}]
[11,22,8,1522.4849999999999,{"$f":"Tabulation[[#This Row],[AC System Output (W)]]/1000","v":1.5224849999999999},{"$f":"VLOOKUP(Tabulation[[#This Row],[Month]],Season,2)","v":"Winter"},{"$f":"(DATE(2021,Tabulation[[#This Row],[Month]],Tabulation[[#This Row],[Day]]))","v":"2021-11-22"},{"$f":"WEEKDAY(Tabulation[[#This Row],[Date]])","v":2},{"$f":"IF(OR(Tabulation[[#This Row],[DayNo]]=1,Tabulation[[#This Row],[DayNo]]=7),1,0)","v":0},{"$f":"COUNTIF(Holidays,Tabulation[[#This Row],[Date]])","v":0},{"$f":"CONCATENATE(Tabulation[[#This Row],[Holiday]],Tabulation[[#This Row],[Season]],Tabulation[[#This Row],[Weekend]],\"-\",IF(Tabulation[[#This Row],[Hour]]<10,0,\"\"),C7836)","v":"0Winter0-08"},{"$f":"VLOOKUP(Tabulation[[#This Row],[Concat]],Table3[],8)","v":0.28519},{"$f":"(Tabulation[[#This Row],[AC System Output (kW)]]*Tabulation[[#This Row],[Rate]])","v":0.43419749714999994}]
[11,22,12,2646.134,{"$f":"Tabulation[[#This Row],[AC System Output (W)]]/1000","v":2.646134},{"$f":"VLOOKUP(Tabulation[[#This Row],[Month]],Season,2)","v":"Winter"},{"$f":"(DATE(2021,Tabulation[[#This Row],[Month]],Tabulation[[#This Row],[Day]]))","v":"2021-11-22"},{"$f":"WEEKDAY(Tabulation[[#This Row],[Date]])","v":2},{"$f":"IF(OR(Tabulation[[#This Row],[DayNo]]=1,Tabulation[[#This Row],[DayNo]]=7),1,0)","v":0},{"$f":"COUNTIF(Holidays,Tabulation[[#This Row],[Date]])","v":0},{"$f":"CONCATENATE(Tabulation[[#This Row],[Holiday]],Tabulation[[#This Row],[Season]],Tabulation[[#This Row],[Weekend]],\"-\",IF(Tabulation[[#This Row],[Hour]]<10,0,\"\"),C7840)","v":"0Winter0-12"},{"$f":"VLOOKUP(Tabulation[[#This Row],[Concat]],Table3[],8)","v":0.28519},{"$f":"(Tabulation[[#This Row],[AC System Output (kW)]]*Tabulation[[#This Row],[Rate]])","v":0.75465095545999994}]
[11,22,15,1132.9690000000001,{"$f":"Tabulation[[#This Row],[AC System Output (W)]]/1000","v":1.1329690000000001},{"$f":"VLOOKUP(Tabulation[[#This Row],[Month]],Season,2)","v":"Winter"},{"$f":"(DATE(2021,Tabulation[[#This Row],[Month]],Tabulation[[#This Row],[Day]]))","v":"2021-11-22"},{"$f":"WEEKDAY(Tabulation[[#This Row],[Date]])","v":2},{"$f":"IF(OR(Tabulation[[#This Row],[DayNo]]=1,Tabulation[[#This Row],[DayNo]]=7),1,0)","v":0},{"$f":"COUNTIF(Holidays,Tabulation[[#This Row],[Date]])","v":0},{"$f":"CONCATENATE(Tabulation[[#This Row],[Holiday]],Tabulation[[#This Row],[Season]],Tabulation[[#This Row],[Weekend]],\"-\",IF(Tabulation[[#This Row],[Hour]]<10,0,\"\"),C7843)","v":"0Winter0-15"},{"$f":"VLOOKUP(Tabulation[[#This Row],[Concat]],Table3[],8)","v":0.28519},{"$f":"(Tabulation[[#This Row],[AC System Output (kW)]]*Tabulation[[#This Row],[Rate]])","v":0.32311142911000001}]
[11,22,16,309.88299999999998,{"$f":"Tabulation[[#This Row],[AC System Output (W)]]/1000","v":0.30988299999999996},{"$f":"VLOOKUP(Tabulation[[#This Row],[Month]],Season,2)","v":"Winter"},{"$f":"(DATE(2021,Tabulation[[#This Row],[Month]],Tabulation[[#This Row],[Day]]))","v":"2021-11-22"},{"$f":"WEEKDAY(Tabulation[[#This Row],[Date]])","v":2},{"$f":"IF(OR(Tabulation[[#This Row],[DayNo]]=1,Tabulation[[#This Row],[DayNo]]=7),1,0)","v":0},{"$f":"COUNTIF(Holidays,Tabulation[[#This Row],[Date]])","v":0},{"$f":"CONCATENATE(Tabulation[[#This Row],[Holiday]],Tabulation[[#This Row],[Season]],Tabulation[[#This Row],[Weekend]],\"-\",IF(Tabulation[[#This Row],[Hour]]<10,0,\"\"),C7844)","v":"0Winter0-16"},{"$f":"VLOOKUP(Tabulation[[#This Row],[Concat]],Table3[],8)","v":0.28519},{"$f":"(Tabulation[[#This Row],[AC System Output (kW)]]*Tabulation[[#This Row],[Rate]])","v":8.8375532769999987E-2}]
[11,22,20,0,{"$f":"Tabulation[[#This Row],[AC System Output (W)]]/1000","v":0},{"$f":"VLOOKUP(Tabulation[[#This Row],[Month]],Season,2)","v":"Winter"},{"$f":"(DATE(2021,Tabulation[[#This Row],[Month]],Tabulation[[#This Row],[Day]]))","v":"2021-11-22"},{"$f":"WEEKDAY(Tabulation[[#This Row],[Date]])","v":2},{"$f":"IF(OR(Tabulation[[#This Row],[DayNo]]=1,Tabulation[[#This Row],[DayNo]]=7),1,0)","v":0},{"$f":"COUNTIF(Holidays,Tabulation[[#This Row],[Date]])","v":0},{"$f":"CONCATENATE(Tabulation[[#This Row],[Holiday]],Tabulation[[#This Row],[Season]],Tabulation[[#This Row],[Weekend]],\"-\",IF(Tabulation[[#This Row],[Hour]]<10,0,\"\"),C7848)","v":"0Winter0-20"},{"$f":"VLOOKUP(Tabulation[[#This Row],[Concat]],Table3[],8)","v":0.28519},{"$f":"(Tabulation[[#This Row],[AC System Output (kW)]]*Tabulation[[#This Row],[Rate]])","v":0}]
[11,22,23,0,{"$f":"Tabulation[[#This Row],[AC System Output (W)]]/1000","v":0},{"$f":"VLOOKUP(Tabulation[[#This Row],[Month]],Season,2)","v":"Winter"},{"$f":"(DATE(2021,Tabulation[[#This Row],[Month]],Tabulation[[#This Row],[Day]]))","v":"2021-11-22"},{"$f":"WEEKDAY(Tabulation[[#This Row],[Date]])","v":2},{"$f":"IF(OR(Tabulation[[#This Row],[DayNo]]=1,Tabulation[[#This Row],[DayNo]]=7),1,0)","v":0},{"$f":"COUNTIF(Holidays,Tabulation[[#This Row],[Date]])","v":0},{"$f":"CONCATENATE(Tabulation[[#This Row],[Holiday]],Tabulation[[#This Row],[Season]],Tabulation[[#This Row],[Weekend]],\"-\",IF(Tabulation[[#This Row],[Hour]]<10,0,\"\"),C7851)","v":"0Winter0-23"},{"$f":"VLOOKUP(Tabulation[[#This Row],[Concat]],Table3[],8)","v":0.28519},{"$f":"(Tabulation[[#This Row],[AC System Output (kW)]]*Tabulation[[#This Row],[Rate]])","v":0}]
[11,23,3,0,{"$f":"Tabulation[[#This Row],[AC System Output (W)]]/1000","v":0},{"$f":"VLOOKUP(Tabulation[[#This Row],[Month]],Season,2)","v":"Winter"},{"$f":"(DATE(2021,Tabulation[[#This Row],[Month]],Tabulation[[#This Row],[Day]]))","v":"2021-11-23"},{"$f":"WEEKDAY(Tabulation[[#This Row],[Date]])","v":3},{"$f":"IF(OR(Tabulation[[#This Row],[DayNo]]=1,Tabulation[[#This Row],[DayNo]]=7),1,0)","v":0},{"$f":"COUNTIF(Holidays,Tabulation[[#This Row],[Date]])","v":0},{"$f":"CONCATENATE(Tabulation[[#This Row],[Holiday]],Tabulation[[#This Row],[Season]],Tabulation[[#This Row],[Weekend]],\"-\",IF(Tabulation[[#This Row],[Hour]]<10,0,\"\"),C7855)","v":"0Winter0-03"},{"$f":"VLOOKUP(Tabulation[[#This Row],[Concat]],Table3[],8)","v":0.28519},{"$f":"(Tabulation[[#This Row],[AC System Output (kW)]]*Tabulation[[#This Row],[Rate]])","v":0}]
[11,23,6,0,{"$f":"Tabulation[[#This Row],[AC System Output (W)]]/1000","v":0},{"$f":"VLOOKUP(Tabulation[[#This Row],[Month]],Season,2)","v":"Winter"},{"$f":"(DATE(2021,Tabulation[[#This Row],[Month]],Tabulation[[#This Row],[Day]]))","v":"2021-11-23"},{"$f":"WEEKDAY(Tabulation[[#This Row],[Date]])","v":3},{"$f":"IF(OR(Tabulation[[#This Row],[DayNo]]=1,Tabulation[[#This Row],[DayNo]]=7),1,0)","v":0},{"$f":"COUNTIF(Holidays,Tabulation[[#This Row],[Date]])","v":0},{"$f":"CONCATENATE(Tabulation[[#This Row],[Holiday]],Tabulation[[#This Row],[Season]],Tabulation[[#This Row],[Weekend]],\"-\",IF(Tabulation[[#This Row],[Hour]]<10,0,\"\"),C7858)","v":"0Winter0-06"},{"$f":"VLOOKUP(Tabulation[[#This Row],[Concat]],Table3[],8)","v":0.28519},{"$f":"(Tabulation[[#This Row],[AC System Output (kW)]]*Tabulation[[#This Row],[Rate]])","v":0}]
[11,23,9,51.247,{"$f":"Tabulation[[#This Row],[AC System Output (W)]]/1000","v":5.1247000000000001E-2},{"$f":"VLOOKUP(Tabulation[[#This Row],[Month]],Season,2)","v":"Winter"},{"$f":"(DATE(2021,Tabulation[[#This Row],[Month]],Tabulation[[#This Row],[Day]]))","v":"2021-11-23"},{"$f":"WEEKDAY(Tabulation[[#This Row],[Date]])","v":3},{"$f":"IF(OR(Tabulation[[#This Row],[DayNo]]=1,Tabulation[[#This Row],[DayNo]]=7),1,0)","v":0},{"$f":"COUNTIF(Holidays,Tabulation[[#This Row],[Date]])","v":0},{"$f":"CONCATENATE(Tabulation[[#This Row],[Holiday]],Tabulation[[#This Row],[Season]],Tabulation[[#This Row],[Weekend]],\"-\",IF(Tabulation[[#This Row],[Hour]]<10,0,\"\"),C7861)","v":"0Winter0-09"},{"$f":"VLOOKUP(Tabulation[[#This Row],[Concat]],Table3[],8)","v":0.28519},{"$f":"(Tabulation[[#This Row],[AC System Output (kW)]]*Tabulation[[#This Row],[Rate]])","v":1.4615131930000001E-2}]
[11,23,13,2317.0369999999998,{"$f":"Tabulation[[#This Row],[AC System Output (W)]]/1000","v":2.317037},{"$f":"VLOOKUP(Tabulation[[#This Row],[Month]],Season,2)","v":"Winter"},{"$f":"(DATE(2021,Tabulation[[#This Row],[Month]],Tabulation[[#This Row],[Day]]))","v":"2021-11-23"},{"$f":"WEEKDAY(Tabulation[[#This Row],[Date]])","v":3},{"$f":"IF(OR(Tabulation[[#This Row],[DayNo]]=1,Tabulation[[#This Row],[DayNo]]=7),1,0)","v":0},{"$f":"COUNTIF(Holidays,Tabulation[[#This Row],[Date]])","v":0},{"$f":"CONCATENATE(Tabulation[[#This Row],[Holiday]],Tabulation[[#This Row],[Season]],Tabulation[[#This Row],[Weekend]],\"-\",IF(Tabulation[[#This Row],[Hour]]<10,0,\"\"),C7865)","v":"0Winter0-13"},{"$f":"VLOOKUP(Tabulation[[#This Row],[Concat]],Table3[],8)","v":0.28519},{"$f":"(Tabulation[[#This Row],[AC System Output (kW)]]*Tabulation[[#This Row],[Rate]])","v":0.66079578203}]
[11,23,16,296.63200000000001,{"$f":"Tabulation[[#This Row],[AC System Output (W)]]/1000","v":0.29663200000000001},{"$f":"VLOOKUP(Tabulation[[#This Row],[Month]],Season,2)","v":"Winter"},{"$f":"(DATE(2021,Tabulation[[#This Row],[Month]],Tabulation[[#This Row],[Day]]))","v":"2021-11-23"},{"$f":"WEEKDAY(Tabulation[[#This Row],[Date]])","v":3},{"$f":"IF(OR(Tabulation[[#This Row],[DayNo]]=1,Tabulation[[#This Row],[DayNo]]=7),1,0)","v":0},{"$f":"COUNTIF(Holidays,Tabulation[[#This Row],[Date]])","v":0},{"$f":"CONCATENATE(Tabulation[[#This Row],[Holiday]],Tabulation[[#This Row],[Season]],Tabulation[[#This Row],[Weekend]],\"-\",IF(Tabulation[[#This Row],[Hour]]<10,0,\"\"),C7868)","v":"0Winter0-16"},{"$f":"VLOOKUP(Tabulation[[#This Row],[Concat]],Table3[],8)","v":0.28519},{"$f":"(Tabulation[[#This Row],[AC System Output (kW)]]*Tabulation[[#This Row],[Rate]])","v":8.4596480080000008E-2}]
[11,23,17,0,{"$f":"Tabulation[[#This Row],[AC System Output (W)]]/1000","v":0},{"$f":"VLOOKUP(Tabulation[[#This Row],[Month]],Season,2)","v":"Winter"},{"$f":"(DATE(2021,Tabulation[[#This Row],[Month]],Tabulation[[#This Row],[Day]]))","v":"2021-11-23"},{"$f":"WEEKDAY(Tabulation[[#This Row],[Date]])","v":3},{"$f":"IF(OR(Tabulation[[#This Row],[DayNo]]=1,Tabulation[[#This Row],[DayNo]]=7),1,0)","v":0},{"$f":"COUNTIF(Holidays,Tabulation[[#This Row],[Date]])","v":0},{"$f":"CONCATENATE(Tabulation[[#This Row],[Holiday]],Tabulation[[#This Row],[Season]],Tabulation[[#This Row],[Weekend]],\"-\",IF(Tabulation[[#This Row],[Hour]]<10,0,\"\"),C7869)","v":"0Winter0-17"},{"$f":"VLOOKUP(Tabulation[[#This Row],[Concat]],Table3[],8)","v":0.30257000000000001},{"$f":"(Tabulation[[#This Row],[AC System Output (kW)]]*Tabulation[[#This Row],[Rate]])","v":0}]
[11,23,21,0,{"$f":"Tabulation[[#This Row],[AC System Output (W)]]/1000","v":0},{"$f":"VLOOKUP(Tabulation[[#This Row],[Month]],Season,2)","v":"Winter"},{"$f":"(DATE(2021,Tabulation[[#This Row],[Month]],Tabulation[[#This Row],[Day]]))","v":"2021-11-23"},{"$f":"WEEKDAY(Tabulation[[#This Row],[Date]])","v":3},{"$f":"IF(OR(Tabulation[[#This Row],[DayNo]]=1,Tabulation[[#This Row],[DayNo]]=7),1,0)","v":0},{"$f":"COUNTIF(Holidays,Tabulation[[#This Row],[Date]])","v":0},{"$f":"CONCATENATE(Tabulation[[#This Row],[Holiday]],Tabulation[[#This Row],[Season]],Tabulation[[#This Row],[Weekend]],\"-\",IF(Tabulation[[#This Row],[Hour]]<10,0,\"\"),C7873)","v":"0Winter0-21"},{"$f":"VLOOKUP(Tabulation[[#This Row],[Concat]],Table3[],8)","v":0.28519},{"$f":"(Tabulation[[#This Row],[AC System Output (kW)]]*Tabulation[[#This Row],[Rate]])","v":0}]
[11,24,0,0,{"$f":"Tabulation[[#This Row],[AC System Output (W)]]/1000","v":0},{"$f":"VLOOKUP(Tabulation[[#This Row],[Month]],Season,2)","v":"Winter"},{"$f":"(DATE(2021,Tabulation[[#This Row],[Month]],Tabulation[[#This Row],[Day]]))","v":"2021-11-24"},{"$f":"WEEKDAY(Tabulation[[#This Row],[Date]])","v":4},{"$f":"IF(OR(Tabulation[[#This Row],[DayNo]]=1,Tabulation[[#This Row],[DayNo]]=7),1,0)","v":0},{"$f":"COUNTIF(Holidays,Tabulation[[#This Row],[Date]])","v":0},{"$f":"CONCATENATE(Tabulation[[#This Row],[Holiday]],Tabulation[[#This Row],[Season]],Tabulation[[#This Row],[Weekend]],\"-\",IF(Tabulation[[#This Row],[Hour]]<10,0,\"\"),C7876)","v":"0Winter0-00"},{"$f":"VLOOKUP(Tabulation[[#This Row],[Concat]],Table3[],8)","v":0.28519},{"$f":"(Tabulation[[#This Row],[AC System Output (kW)]]*Tabulation[[#This Row],[Rate]])","v":0}]
[11,24,4,0,{"$f":"Tabulation[[#This Row],[AC System Output (W)]]/1000","v":0},{"$f":"VLOOKUP(Tabulation[[#This Row],[Month]],Season,2)","v":"Winter"},{"$f":"(DATE(2021,Tabulation[[#This Row],[Month]],Tabulation[[#This Row],[Day]]))","v":"2021-11-24"},{"$f":"WEEKDAY(Tabulation[[#This Row],[Date]])","v":4},{"$f":"IF(OR(Tabulation[[#This Row],[DayNo]]=1,Tabulation[[#This Row],[DayNo]]=7),1,0)","v":0},{"$f":"COUNTIF(Holidays,Tabulation[[#This Row],[Date]])","v":0},{"$f":"CONCATENATE(Tabulation[[#This Row],[Holiday]],Tabulation[[#This Row],[Season]],Tabulation[[#This Row],[Weekend]],\"-\",IF(Tabulation[[#This Row],[Hour]]<10,0,\"\"),C7880)","v":"0Winter0-04"},{"$f":"VLOOKUP(Tabulation[[#This Row],[Concat]],Table3[],8)","v":0.28519},{"$f":"(Tabulation[[#This Row],[AC System Output (kW)]]*Tabulation[[#This Row],[Rate]])","v":0}]
[11,24,7,595.577,{"$f":"Tabulation[[#This Row],[AC System Output (W)]]/1000","v":0.59557700000000002},{"$f":"VLOOKUP(Tabulation[[#This Row],[Month]],Season,2)","v":"Winter"},{"$f":"(DATE(2021,Tabulation[[#This Row],[Month]],Tabulation[[#This Row],[Day]]))","v":"2021-11-24"},{"$f":"WEEKDAY(Tabulation[[#This Row],[Date]])","v":4},{"$f":"IF(OR(Tabulation[[#This Row],[DayNo]]=1,Tabulation[[#This Row],[DayNo]]=7),1,0)","v":0},{"$f":"COUNTIF(Holidays,Tabulation[[#This Row],[Date]])","v":0},{"$f":"CONCATENATE(Tabulation[[#This Row],[Holiday]],Tabulation[[#This Row],[Season]],Tabulation[[#This Row],[Weekend]],\"-\",IF(Tabulation[[#This Row],[Hour]]<10,0,\"\"),C7883)","v":"0Winter0-07"},{"$f":"VLOOKUP(Tabulation[[#This Row],[Concat]],Table3[],8)","v":0.28519},{"$f":"(Tabulation[[#This Row],[AC System Output (kW)]]*Tabulation[[#This Row],[Rate]])","v":0.16985260463000001}]
[11,24,11,2650.759,{"$f":"Tabulation[[#This Row],[AC System Output (W)]]/1000","v":2.6507589999999999},{"$f":"VLOOKUP(Tabulation[[#This Row],[Month]],Season,2)","v":"Winter"},{"$f":"(DATE(2021,Tabulation[[#This Row],[Month]],Tabulation[[#This Row],[Day]]))","v":"2021-11-24"},{"$f":"WEEKDAY(Tabulation[[#This Row],[Date]])","v":4},{"$f":"IF(OR(Tabulation[[#This Row],[DayNo]]=1,Tabulation[[#This Row],[DayNo]]=7),1,0)","v":0},{"$f":"COUNTIF(Holidays,Tabulation[[#This Row],[Date]])","v":0},{"$f":"CONCATENATE(Tabulation[[#This Row],[Holiday]],Tabulation[[#This Row],[Season]],Tabulation[[#This Row],[Weekend]],\"-\",IF(Tabulation[[#This Row],[Hour]]<10,0,\"\"),C7887)","v":"0Winter0-11"},{"$f":"VLOOKUP(Tabulation[[#This Row],[Concat]],Table3[],8)","v":0.28519},{"$f":"(Tabulation[[#This Row],[AC System Output (kW)]]*Tabulation[[#This Row],[Rate]])","v":0.75596995920999999}]
[11,24,14,1369.259,{"$f":"Tabulation[[#This Row],[AC System Output (W)]]/1000","v":1.369259},{"$f":"VLOOKUP(Tabulation[[#This Row],[Month]],Season,2)","v":"Winter"},{"$f":"(DATE(2021,Tabulation[[#This Row],[Month]],Tabulation[[#This Row],[Day]]))","v":"2021-11-24"},{"$f":"WEEKDAY(Tabulation[[#This Row],[Date]])","v":4},{"$f":"IF(OR(Tabulation[[#This Row],[DayNo]]=1,Tabulation[[#This Row],[DayNo]]=7),1,0)","v":0},{"$f":"COUNTIF(Holidays,Tabulation[[#This Row],[Date]])","v":0},{"$f":"CONCATENATE(Tabulation[[#This Row],[Holiday]],Tabulation[[#This Row],[Season]],Tabulation[[#This Row],[Weekend]],\"-\",IF(Tabulation[[#This Row],[Hour]]<10,0,\"\"),C7890)","v":"0Winter0-14"},{"$f":"VLOOKUP(Tabulation[[#This Row],[Concat]],Table3[],8)","v":0.28519},{"$f":"(Tabulation[[#This Row],[AC System Output (kW)]]*Tabulation[[#This Row],[Rate]])","v":0.39049897421000002}]
[11,24,18,0,{"$f":"Tabulation[[#This Row],[AC System Output (W)]]/1000","v":0},{"$f":"VLOOKUP(Tabulation[[#This Row],[Month]],Season,2)","v":"Winter"},{"$f":"(DATE(2021,Tabulation[[#This Row],[Month]],Tabulation[[#This Row],[Day]]))","v":"2021-11-24"},{"$f":"WEEKDAY(Tabulation[[#This Row],[Date]])","v":4},{"$f":"IF(OR(Tabulation[[#This Row],[DayNo]]=1,Tabulation[[#This Row],[DayNo]]=7),1,0)","v":0},{"$f":"COUNTIF(Holidays,Tabulation[[#This Row],[Date]])","v":0},{"$f":"CONCATENATE(Tabulation[[#This Row],[Holiday]],Tabulation[[#This Row],[Season]],Tabulation[[#This Row],[Weekend]],\"-\",IF(Tabulation[[#This Row],[Hour]]<10,0,\"\"),C7894)","v":"0Winter0-18"},{"$f":"VLOOKUP(Tabulation[[#This Row],[Concat]],Table3[],8)","v":0.30257000000000001},{"$f":"(Tabulation[[#This Row],[AC System Output (kW)]]*Tabulation[[#This Row],[Rate]])","v":0}]
[11,24,19,0,{"$f":"Tabulation[[#This Row],[AC System Output (W)]]/1000","v":0},{"$f":"VLOOKUP(Tabulation[[#This Row],[Month]],Season,2)","v":"Winter"},{"$f":"(DATE(2021,Tabulation[[#This Row],[Month]],Tabulation[[#This Row],[Day]]))","v":"2021-11-24"},{"$f":"WEEKDAY(Tabulation[[#This Row],[Date]])","v":4},{"$f":"IF(OR(Tabulation[[#This Row],[DayNo]]=1,Tabulation[[#This Row],[DayNo]]=7),1,0)","v":0},{"$f":"COUNTIF(Holidays,Tabulation[[#This Row],[Date]])","v":0},{"$f":"CONCATENATE(Tabulation[[#This Row],[Holiday]],Tabulation[[#This Row],[Season]],Tabulation[[#This Row],[Weekend]],\"-\",IF(Tabulation[[#This Row],[Hour]]<10,0,\"\"),C7895)","v":"0Winter0-19"},{"$f":"VLOOKUP(Tabulation[[#This Row],[Concat]],Table3[],8)","v":0.30257000000000001},{"$f":"(Tabulation[[#This Row],[AC System Output (kW)]]*Tabulation[[#This Row],[Rate]])","v":0}]
[11,24,22,0,{"$f":"Tabulation[[#This Row],[AC System Output (W)]]/1000","v":0},{"$f":"VLOOKUP(Tabulation[[#This Row],[Month]],Season,2)","v":"Winter"},{"$f":"(DATE(2021,Tabulation[[#This Row],[Month]],Tabulation[[#This Row],[Day]]))","v":"2021-11-24"},{"$f":"WEEKDAY(Tabulation[[#This Row],[Date]])","v":4},{"$f":"IF(OR(Tabulation[[#This Row],[DayNo]]=1,Tabulation[[#This Row],[DayNo]]=7),1,0)","v":0},{"$f":"COUNTIF(Holidays,Tabulation[[#This Row],[Date]])","v":0},{"$f":"CONCATENATE(Tabulation[[#This Row],[Holiday]],Tabulation[[#This Row],[Season]],Tabulation[[#This Row],[Weekend]],\"-\",IF(Tabulation[[#This Row],[Hour]]<10,0,\"\"),C7898)","v":"0Winter0-22"},{"$f":"VLOOKUP(Tabulation[[#This Row],[Concat]],Table3[],8)","v":0.28519},{"$f":"(Tabulation[[#This Row],[AC System Output (kW)]]*Tabulation[[#This Row],[Rate]])","v":0}]
[11,25,1,0,{"$f":"Tabulation[[#This Row],[AC System Output (W)]]/1000","v":0},{"$f":"VLOOKUP(Tabulation[[#This Row],[Month]],Season,2)","v":"Winter"},{"$f":"(DATE(2021,Tabulation[[#This Row],[Month]],Tabulation[[#This Row],[Day]]))","v":"2021-11-25"},{"$f":"WEEKDAY(Tabulation[[#This Row],[Date]])","v":5},{"$f":"IF(OR(Tabulation[[#This Row],[DayNo]]=1,Tabulation[[#This Row],[DayNo]]=7),1,0)","v":0},{"$f":"COUNTIF(Holidays,Tabulation[[#This Row],[Date]])","v":1},{"$f":"CONCATENATE(Tabulation[[#This Row],[Holiday]],Tabulation[[#This Row],[Season]],Tabulation[[#This Row],[Weekend]],\"-\",IF(Tabulation[[#This Row],[Hour]]<10,0,\"\"),C7901)","v":"1Winter0-01"},{"$f":"VLOOKUP(Tabulation[[#This Row],[Concat]],Table3[],8)","v":0.28519},{"$f":"(Tabulation[[#This Row],[AC System Output (kW)]]*Tabulation[[#This Row],[Rate]])","v":0}]
[11,25,5,0,{"$f":"Tabulation[[#This Row],[AC System Output (W)]]/1000","v":0},{"$f":"VLOOKUP(Tabulation[[#This Row],[Month]],Season,2)","v":"Winter"},{"$f":"(DATE(2021,Tabulation[[#This Row],[Month]],Tabulation[[#This Row],[Day]]))","v":"2021-11-25"},{"$f":"WEEKDAY(Tabulation[[#This Row],[Date]])","v":5},{"$f":"IF(OR(Tabulation[[#This Row],[DayNo]]=1,Tabulation[[#This Row],[DayNo]]=7),1,0)","v":0},{"$f":"COUNTIF(Holidays,Tabulation[[#This Row],[Date]])","v":1},{"$f":"CONCATENATE(Tabulation[[#This Row],[Holiday]],Tabulation[[#This Row],[Season]],Tabulation[[#This Row],[Weekend]],\"-\",IF(Tabulation[[#This Row],[Hour]]<10,0,\"\"),C7905)","v":"1Winter0-05"},{"$f":"VLOOKUP(Tabulation[[#This Row],[Concat]],Table3[],8)","v":0.28519},{"$f":"(Tabulation[[#This Row],[AC System Output (kW)]]*Tabulation[[#This Row],[Rate]])","v":0}]
[11,25,8,1403.19,{"$f":"Tabulation[[#This Row],[AC System Output (W)]]/1000","v":1.4031900000000002},{"$f":"VLOOKUP(Tabulation[[#This Row],[Month]],Season,2)","v":"Winter"},{"$f":"(DATE(2021,Tabulation[[#This Row],[Month]],Tabulation[[#This Row],[Day]]))","v":"2021-11-25"},{"$f":"WEEKDAY(Tabulation[[#This Row],[Date]])","v":5},{"$f":"IF(OR(Tabulation[[#This Row],[DayNo]]=1,Tabulation[[#This Row],[DayNo]]=7),1,0)","v":0},{"$f":"COUNTIF(Holidays,Tabulation[[#This Row],[Date]])","v":1},{"$f":"CONCATENATE(Tabulation[[#This Row],[Holiday]],Tabulation[[#This Row],[Season]],Tabulation[[#This Row],[Weekend]],\"-\",IF(Tabulation[[#This Row],[Hour]]<10,0,\"\"),C7908)","v":"1Winter0-08"},{"$f":"VLOOKUP(Tabulation[[#This Row],[Concat]],Table3[],8)","v":0.28519},{"$f":"(Tabulation[[#This Row],[AC System Output (kW)]]*Tabulation[[#This Row],[Rate]])","v":0.40017575610000006}]
[11,25,12,2547.7910000000002,{"$f":"Tabulation[[#This Row],[AC System Output (W)]]/1000","v":2.5477910000000001},{"$f":"VLOOKUP(Tabulation[[#This Row],[Month]],Season,2)","v":"Winter"},{"$f":"(DATE(2021,Tabulation[[#This Row],[Month]],Tabulation[[#This Row],[Day]]))","v":"2021-11-25"},{"$f":"WEEKDAY(Tabulation[[#This Row],[Date]])","v":5},{"$f":"IF(OR(Tabulation[[#This Row],[DayNo]]=1,Tabulation[[#This Row],[DayNo]]=7),1,0)","v":0},{"$f":"COUNTIF(Holidays,Tabulation[[#This Row],[Date]])","v":1},{"$f":"CONCATENATE(Tabulation[[#This Row],[Holiday]],Tabulation[[#This Row],[Season]],Tabulation[[#This Row],[Weekend]],\"-\",IF(Tabulation[[#This Row],[Hour]]<10,0,\"\"),C7912)","v":"1Winter0-12"},{"$f":"VLOOKUP(Tabulation[[#This Row],[Concat]],Table3[],8)","v":0.28519},{"$f":"(Tabulation[[#This Row],[AC System Output (kW)]]*Tabulation[[#This Row],[Rate]])","v":0.72660451529000003}]
[11,25,15,1088.943,{"$f":"Tabulation[[#This Row],[AC System Output (W)]]/1000","v":1.088943},{"$f":"VLOOKUP(Tabulation[[#This Row],[Month]],Season,2)","v":"Winter"},{"$f":"(DATE(2021,Tabulation[[#This Row],[Month]],Tabulation[[#This Row],[Day]]))","v":"2021-11-25"},{"$f":"WEEKDAY(Tabulation[[#This Row],[Date]])","v":5},{"$f":"IF(OR(Tabulation[[#This Row],[DayNo]]=1,Tabulation[[#This Row],[DayNo]]=7),1,0)","v":0},{"$f":"COUNTIF(Holidays,Tabulation[[#This Row],[Date]])","v":1},{"$f":"CONCATENATE(Tabulation[[#This Row],[Holiday]],Tabulation[[#This Row],[Season]],Tabulation[[#This Row],[Weekend]],\"-\",IF(Tabulation[[#This Row],[Hour]]<10,0,\"\"),C7915)","v":"1Winter0-15"},{"$f":"VLOOKUP(Tabulation[[#This Row],[Concat]],Table3[],8)","v":0.28519},{"$f":"(Tabulation[[#This Row],[AC System Output (kW)]]*Tabulation[[#This Row],[Rate]])","v":0.31055565416999997}]
[11,25,19,0,{"$f":"Tabulation[[#This Row],[AC System Output (W)]]/1000","v":0},{"$f":"VLOOKUP(Tabulation[[#This Row],[Month]],Season,2)","v":"Winter"},{"$f":"(DATE(2021,Tabulation[[#This Row],[Month]],Tabulation[[#This Row],[Day]]))","v":"2021-11-25"},{"$f":"WEEKDAY(Tabulation[[#This Row],[Date]])","v":5},{"$f":"IF(OR(Tabulation[[#This Row],[DayNo]]=1,Tabulation[[#This Row],[DayNo]]=7),1,0)","v":0},{"$f":"COUNTIF(Holidays,Tabulation[[#This Row],[Date]])","v":1},{"$f":"CONCATENATE(Tabulation[[#This Row],[Holiday]],Tabulation[[#This Row],[Season]],Tabulation[[#This Row],[Weekend]],\"-\",IF(Tabulation[[#This Row],[Hour]]<10,0,\"\"),C7919)","v":"1Winter0-19"},{"$f":"VLOOKUP(Tabulation[[#This Row],[Concat]],Table3[],8)","v":0.28519},{"$f":"(Tabulation[[#This Row],[AC System Output (kW)]]*Tabulation[[#This Row],[Rate]])","v":0}]
[11,25,20,0,{"$f":"Tabulation[[#This Row],[AC System Output (W)]]/1000","v":0},{"$f":"VLOOKUP(Tabulation[[#This Row],[Month]],Season,2)","v":"Winter"},{"$f":"(DATE(2021,Tabulation[[#This Row],[Month]],Tabulation[[#This Row],[Day]]))","v":"2021-11-25"},{"$f":"WEEKDAY(Tabulation[[#This Row],[Date]])","v":5},{"$f":"IF(OR(Tabulation[[#This Row],[DayNo]]=1,Tabulation[[#This Row],[DayNo]]=7),1,0)","v":0},{"$f":"COUNTIF(Holidays,Tabulation[[#This Row],[Date]])","v":1},{"$f":"CONCATENATE(Tabulation[[#This Row],[Holiday]],Tabulation[[#This Row],[Season]],Tabulation[[#This Row],[Weekend]],\"-\",IF(Tabulation[[#This Row],[Hour]]<10,0,\"\"),C7920)","v":"1Winter0-20"},{"$f":"VLOOKUP(Tabulation[[#This Row],[Concat]],Table3[],8)","v":0.28519},{"$f":"(Tabulation[[#This Row],[AC System Output (kW)]]*Tabulation[[#This Row],[Rate]])","v":0}]
[11,25,23,0,{"$f":"Tabulation[[#This Row],[AC System Output (W)]]/1000","v":0},{"$f":"VLOOKUP(Tabulation[[#This Row],[Month]],Season,2)","v":"Winter"},{"$f":"(DATE(2021,Tabulation[[#This Row],[Month]],Tabulation[[#This Row],[Day]]))","v":"2021-11-25"},{"$f":"WEEKDAY(Tabulation[[#This Row],[Date]])","v":5},{"$f":"IF(OR(Tabulation[[#This Row],[DayNo]]=1,Tabulation[[#This Row],[DayNo]]=7),1,0)","v":0},{"$f":"COUNTIF(Holidays,Tabulation[[#This Row],[Date]])","v":1},{"$f":"CONCATENATE(Tabulation[[#This Row],[Holiday]],Tabulation[[#This Row],[Season]],Tabulation[[#This Row],[Weekend]],\"-\",IF(Tabulation[[#This Row],[Hour]]<10,0,\"\"),C7923)","v":"1Winter0-23"},{"$f":"VLOOKUP(Tabulation[[#This Row],[Concat]],Table3[],8)","v":0.28519},{"$f":"(Tabulation[[#This Row],[AC System Output (kW)]]*Tabulation[[#This Row],[Rate]])","v":0}]
[11,26,3,0,{"$f":"Tabulation[[#This Row],[AC System Output (W)]]/1000","v":0},{"$f":"VLOOKUP(Tabulation[[#This Row],[Month]],Season,2)","v":"Winter"},{"$f":"(DATE(2021,Tabulation[[#This Row],[Month]],Tabulation[[#This Row],[Day]]))","v":"2021-11-26"},{"$f":"WEEKDAY(Tabulation[[#This Row],[Date]])","v":6},{"$f":"IF(OR(Tabulation[[#This Row],[DayNo]]=1,Tabulation[[#This Row],[DayNo]]=7),1,0)","v":0},{"$f":"COUNTIF(Holidays,Tabulation[[#This Row],[Date]])","v":0},{"$f":"CONCATENATE(Tabulation[[#This Row],[Holiday]],Tabulation[[#This Row],[Season]],Tabulation[[#This Row],[Weekend]],\"-\",IF(Tabulation[[#This Row],[Hour]]<10,0,\"\"),C7927)","v":"0Winter0-03"},{"$f":"VLOOKUP(Tabulation[[#This Row],[Concat]],Table3[],8)","v":0.28519},{"$f":"(Tabulation[[#This Row],[AC System Output (kW)]]*Tabulation[[#This Row],[Rate]])","v":0}]
[11,26,6,0,{"$f":"Tabulation[[#This Row],[AC System Output (W)]]/1000","v":0},{"$f":"VLOOKUP(Tabulation[[#This Row],[Month]],Season,2)","v":"Winter"},{"$f":"(DATE(2021,Tabulation[[#This Row],[Month]],Tabulation[[#This Row],[Day]]))","v":"2021-11-26"},{"$f":"WEEKDAY(Tabulation[[#This Row],[Date]])","v":6},{"$f":"IF(OR(Tabulation[[#This Row],[DayNo]]=1,Tabulation[[#This Row],[DayNo]]=7),1,0)","v":0},{"$f":"COUNTIF(Holidays,Tabulation[[#This Row],[Date]])","v":0},{"$f":"CONCATENATE(Tabulation[[#This Row],[Holiday]],Tabulation[[#This Row],[Season]],Tabulation[[#This Row],[Weekend]],\"-\",IF(Tabulation[[#This Row],[Hour]]<10,0,\"\"),C7930)","v":"0Winter0-06"},{"$f":"VLOOKUP(Tabulation[[#This Row],[Concat]],Table3[],8)","v":0.28519},{"$f":"(Tabulation[[#This Row],[AC System Output (kW)]]*Tabulation[[#This Row],[Rate]])","v":0}]
[11,26,9,1705.5940000000001,{"$f":"Tabulation[[#This Row],[AC System Output (W)]]/1000","v":1.7055940000000001},{"$f":"VLOOKUP(Tabulation[[#This Row],[Month]],Season,2)","v":"Winter"},{"$f":"(DATE(2021,Tabulation[[#This Row],[Month]],Tabulation[[#This Row],[Day]]))","v":"2021-11-26"},{"$f":"WEEKDAY(Tabulation[[#This Row],[Date]])","v":6},{"$f":"IF(OR(Tabulation[[#This Row],[DayNo]]=1,Tabulation[[#This Row],[DayNo]]=7),1,0)","v":0},{"$f":"COUNTIF(Holidays,Tabulation[[#This Row],[Date]])","v":0},{"$f":"CONCATENATE(Tabulation[[#This Row],[Holiday]],Tabulation[[#This Row],[Season]],Tabulation[[#This Row],[Weekend]],\"-\",IF(Tabulation[[#This Row],[Hour]]<10,0,\"\"),C7933)","v":"0Winter0-09"},{"$f":"VLOOKUP(Tabulation[[#This Row],[Concat]],Table3[],8)","v":0.28519},{"$f":"(Tabulation[[#This Row],[AC System Output (kW)]]*Tabulation[[#This Row],[Rate]])","v":0.48641835286000001}]
[11,26,12,1942.6089999999999,{"$f":"Tabulation[[#This Row],[AC System Output (W)]]/1000","v":1.942609},{"$f":"VLOOKUP(Tabulation[[#This Row],[Month]],Season,2)","v":"Winter"},{"$f":"(DATE(2021,Tabulation[[#This Row],[Month]],Tabulation[[#This Row],[Day]]))","v":"2021-11-26"},{"$f":"WEEKDAY(Tabulation[[#This Row],[Date]])","v":6},{"$f":"IF(OR(Tabulation[[#This Row],[DayNo]]=1,Tabulation[[#This Row],[DayNo]]=7),1,0)","v":0},{"$f":"COUNTIF(Holidays,Tabulation[[#This Row],[Date]])","v":0},{"$f":"CONCATENATE(Tabulation[[#This Row],[Holiday]],Tabulation[[#This Row],[Season]],Tabulation[[#This Row],[Weekend]],\"-\",IF(Tabulation[[#This Row],[Hour]]<10,0,\"\"),C7936)","v":"0Winter0-12"},{"$f":"VLOOKUP(Tabulation[[#This Row],[Concat]],Table3[],8)","v":0.28519},{"$f":"(Tabulation[[#This Row],[AC System Output (kW)]]*Tabulation[[#This Row],[Rate]])","v":0.55401266070999999}]
[11,26,17,0,{"$f":"Tabulation[[#This Row],[AC System Output (W)]]/1000","v":0},{"$f":"VLOOKUP(Tabulation[[#This Row],[Month]],Season,2)","v":"Winter"},{"$f":"(DATE(2021,Tabulation[[#This Row],[Month]],Tabulation[[#This Row],[Day]]))","v":"2021-11-26"},{"$f":"WEEKDAY(Tabulation[[#This Row],[Date]])","v":6},{"$f":"IF(OR(Tabulation[[#This Row],[DayNo]]=1,Tabulation[[#This Row],[DayNo]]=7),1,0)","v":0},{"$f":"COUNTIF(Holidays,Tabulation[[#This Row],[Date]])","v":0},{"$f":"CONCATENATE(Tabulation[[#This Row],[Holiday]],Tabulation[[#This Row],[Season]],Tabulation[[#This Row],[Weekend]],\"-\",IF(Tabulation[[#This Row],[Hour]]<10,0,\"\"),C7941)","v":"0Winter0-17"},{"$f":"VLOOKUP(Tabulation[[#This Row],[Concat]],Table3[],8)","v":0.30257000000000001},{"$f":"(Tabulation[[#This Row],[AC System Output (kW)]]*Tabulation[[#This Row],[Rate]])","v":0}]
[11,26,20,0,{"$f":"Tabulation[[#This Row],[AC System Output (W)]]/1000","v":0},{"$f":"VLOOKUP(Tabulation[[#This Row],[Month]],Season,2)","v":"Winter"},{"$f":"(DATE(2021,Tabulation[[#This Row],[Month]],Tabulation[[#This Row],[Day]]))","v":"2021-11-26"},{"$f":"WEEKDAY(Tabulation[[#This Row],[Date]])","v":6},{"$f":"IF(OR(Tabulation[[#This Row],[DayNo]]=1,Tabulation[[#This Row],[DayNo]]=7),1,0)","v":0},{"$f":"COUNTIF(Holidays,Tabulation[[#This Row],[Date]])","v":0},{"$f":"CONCATENATE(Tabulation[[#This Row],[Holiday]],Tabulation[[#This Row],[Season]],Tabulation[[#This Row],[Weekend]],\"-\",IF(Tabulation[[#This Row],[Hour]]<10,0,\"\"),C7944)","v":"0Winter0-20"},{"$f":"VLOOKUP(Tabulation[[#This Row],[Concat]],Table3[],8)","v":0.28519},{"$f":"(Tabulation[[#This Row],[AC System Output (kW)]]*Tabulation[[#This Row],[Rate]])","v":0}]
[11,26,21,0,{"$f":"Tabulation[[#This Row],[AC System Output (W)]]/1000","v":0},{"$f":"VLOOKUP(Tabulation[[#This Row],[Month]],Season,2)","v":"Winter"},{"$f":"(DATE(2021,Tabulation[[#This Row],[Month]],Tabulation[[#This Row],[Day]]))","v":"2021-11-26"},{"$f":"WEEKDAY(Tabulation[[#This Row],[Date]])","v":6},{"$f":"IF(OR(Tabulation[[#This Row],[DayNo]]=1,Tabulation[[#This Row],[DayNo]]=7),1,0)","v":0},{"$f":"COUNTIF(Holidays,Tabulation[[#This Row],[Date]])","v":0},{"$f":"CONCATENATE(Tabulation[[#This Row],[Holiday]],Tabulation[[#This Row],[Season]],Tabulation[[#This Row],[Weekend]],\"-\",IF(Tabulation[[#This Row],[Hour]]<10,0,\"\"),C7945)","v":"0Winter0-21"},{"$f":"VLOOKUP(Tabulation[[#This Row],[Concat]],Table3[],8)","v":0.28519},{"$f":"(Tabulation[[#This Row],[AC System Output (kW)]]*Tabulation[[#This Row],[Rate]])","v":0}]
[11,27,0,0,{"$f":"Tabulation[[#This Row],[AC System Output (W)]]/1000","v":0},{"$f":"VLOOKUP(Tabulation[[#This Row],[Month]],Season,2)","v":"Winter"},{"$f":"(DATE(2021,Tabulation[[#This Row],[Month]],Tabulation[[#This Row],[Day]]))","v":"2021-11-27"},{"$f":"WEEKDAY(Tabulation[[#This Row],[Date]])","v":7},{"$f":"IF(OR(Tabulation[[#This Row],[DayNo]]=1,Tabulation[[#This Row],[DayNo]]=7),1,0)","v":1},{"$f":"COUNTIF(Holidays,Tabulation[[#This Row],[Date]])","v":0},{"$f":"CONCATENATE(Tabulation[[#This Row],[Holiday]],Tabulation[[#This Row],[Season]],Tabulation[[#This Row],[Weekend]],\"-\",IF(Tabulation[[#This Row],[Hour]]<10,0,\"\"),C7948)","v":"0Winter1-00"},{"$f":"VLOOKUP(Tabulation[[#This Row],[Concat]],Table3[],8)","v":0.28519},{"$f":"(Tabulation[[#This Row],[AC System Output (kW)]]*Tabulation[[#This Row],[Rate]])","v":0}]
[11,27,4,0,{"$f":"Tabulation[[#This Row],[AC System Output (W)]]/1000","v":0},{"$f":"VLOOKUP(Tabulation[[#This Row],[Month]],Season,2)","v":"Winter"},{"$f":"(DATE(2021,Tabulation[[#This Row],[Month]],Tabulation[[#This Row],[Day]]))","v":"2021-11-27"},{"$f":"WEEKDAY(Tabulation[[#This Row],[Date]])","v":7},{"$f":"IF(OR(Tabulation[[#This Row],[DayNo]]=1,Tabulation[[#This Row],[DayNo]]=7),1,0)","v":1},{"$f":"COUNTIF(Holidays,Tabulation[[#This Row],[Date]])","v":0},{"$f":"CONCATENATE(Tabulation[[#This Row],[Holiday]],Tabulation[[#This Row],[Season]],Tabulation[[#This Row],[Weekend]],\"-\",IF(Tabulation[[#This Row],[Hour]]<10,0,\"\"),C7952)","v":"0Winter1-04"},{"$f":"VLOOKUP(Tabulation[[#This Row],[Concat]],Table3[],8)","v":0.28519},{"$f":"(Tabulation[[#This Row],[AC System Output (kW)]]*Tabulation[[#This Row],[Rate]])","v":0}]
[11,27,7,183.31800000000001,{"$f":"Tabulation[[#This Row],[AC System Output (W)]]/1000","v":0.18331800000000001},{"$f":"VLOOKUP(Tabulation[[#This Row],[Month]],Season,2)","v":"Winter"},{"$f":"(DATE(2021,Tabulation[[#This Row],[Month]],Tabulation[[#This Row],[Day]]))","v":"2021-11-27"},{"$f":"WEEKDAY(Tabulation[[#This Row],[Date]])","v":7},{"$f":"IF(OR(Tabulation[[#This Row],[DayNo]]=1,Tabulation[[#This Row],[DayNo]]=7),1,0)","v":1},{"$f":"COUNTIF(Holidays,Tabulation[[#This Row],[Date]])","v":0},{"$f":"CONCATENATE(Tabulation[[#This Row],[Holiday]],Tabulation[[#This Row],[Season]],Tabulation[[#This Row],[Weekend]],\"-\",IF(Tabulation[[#This Row],[Hour]]<10,0,\"\"),C7955)","v":"0Winter1-07"},{"$f":"VLOOKUP(Tabulation[[#This Row],[Concat]],Table3[],8)","v":0.28519},{"$f":"(Tabulation[[#This Row],[AC System Output (kW)]]*Tabulation[[#This Row],[Rate]])","v":5.2280460420000001E-2}]
[11,27,9,2002.2819999999999,{"$f":"Tabulation[[#This Row],[AC System Output (W)]]/1000","v":2.0022820000000001},{"$f":"VLOOKUP(Tabulation[[#This Row],[Month]],Season,2)","v":"Winter"},{"$f":"(DATE(2021,Tabulation[[#This Row],[Month]],Tabulation[[#This Row],[Day]]))","v":"2021-11-27"},{"$f":"WEEKDAY(Tabulation[[#This Row],[Date]])","v":7},{"$f":"IF(OR(Tabulation[[#This Row],[DayNo]]=1,Tabulation[[#This Row],[DayNo]]=7),1,0)","v":1},{"$f":"COUNTIF(Holidays,Tabulation[[#This Row],[Date]])","v":0},{"$f":"CONCATENATE(Tabulation[[#This Row],[Holiday]],Tabulation[[#This Row],[Season]],Tabulation[[#This Row],[Weekend]],\"-\",IF(Tabulation[[#This Row],[Hour]]<10,0,\"\"),C7957)","v":"0Winter1-09"},{"$f":"VLOOKUP(Tabulation[[#This Row],[Concat]],Table3[],8)","v":0.28519},{"$f":"(Tabulation[[#This Row],[AC System Output (kW)]]*Tabulation[[#This Row],[Rate]])","v":0.57103080358000002}]
[11,27,15,1015.616,{"$f":"Tabulation[[#This Row],[AC System Output (W)]]/1000","v":1.0156160000000001},{"$f":"VLOOKUP(Tabulation[[#This Row],[Month]],Season,2)","v":"Winter"},{"$f":"(DATE(2021,Tabulation[[#This Row],[Month]],Tabulation[[#This Row],[Day]]))","v":"2021-11-27"},{"$f":"WEEKDAY(Tabulation[[#This Row],[Date]])","v":7},{"$f":"IF(OR(Tabulation[[#This Row],[DayNo]]=1,Tabulation[[#This Row],[DayNo]]=7),1,0)","v":1},{"$f":"COUNTIF(Holidays,Tabulation[[#This Row],[Date]])","v":0},{"$f":"CONCATENATE(Tabulation[[#This Row],[Holiday]],Tabulation[[#This Row],[Season]],Tabulation[[#This Row],[Weekend]],\"-\",IF(Tabulation[[#This Row],[Hour]]<10,0,\"\"),C7963)","v":"0Winter1-15"},{"$f":"VLOOKUP(Tabulation[[#This Row],[Concat]],Table3[],8)","v":0.28519},{"$f":"(Tabulation[[#This Row],[AC System Output (kW)]]*Tabulation[[#This Row],[Rate]])","v":0.28964352704000002}]
[11,27,18,0,{"$f":"Tabulation[[#This Row],[AC System Output (W)]]/1000","v":0},{"$f":"VLOOKUP(Tabulation[[#This Row],[Month]],Season,2)","v":"Winter"},{"$f":"(DATE(2021,Tabulation[[#This Row],[Month]],Tabulation[[#This Row],[Day]]))","v":"2021-11-27"},{"$f":"WEEKDAY(Tabulation[[#This Row],[Date]])","v":7},{"$f":"IF(OR(Tabulation[[#This Row],[DayNo]]=1,Tabulation[[#This Row],[DayNo]]=7),1,0)","v":1},{"$f":"COUNTIF(Holidays,Tabulation[[#This Row],[Date]])","v":0},{"$f":"CONCATENATE(Tabulation[[#This Row],[Holiday]],Tabulation[[#This Row],[Season]],Tabulation[[#This Row],[Weekend]],\"-\",IF(Tabulation[[#This Row],[Hour]]<10,0,\"\"),C7966)","v":"0Winter1-18"},{"$f":"VLOOKUP(Tabulation[[#This Row],[Concat]],Table3[],8)","v":0.28519},{"$f":"(Tabulation[[#This Row],[AC System Output (kW)]]*Tabulation[[#This Row],[Rate]])","v":0}]
[11,27,21,0,{"$f":"Tabulation[[#This Row],[AC System Output (W)]]/1000","v":0},{"$f":"VLOOKUP(Tabulation[[#This Row],[Month]],Season,2)","v":"Winter"},{"$f":"(DATE(2021,Tabulation[[#This Row],[Month]],Tabulation[[#This Row],[Day]]))","v":"2021-11-27"},{"$f":"WEEKDAY(Tabulation[[#This Row],[Date]])","v":7},{"$f":"IF(OR(Tabulation[[#This Row],[DayNo]]=1,Tabulation[[#This Row],[DayNo]]=7),1,0)","v":1},{"$f":"COUNTIF(Holidays,Tabulation[[#This Row],[Date]])","v":0},{"$f":"CONCATENATE(Tabulation[[#This Row],[Holiday]],Tabulation[[#This Row],[Season]],Tabulation[[#This Row],[Weekend]],\"-\",IF(Tabulation[[#This Row],[Hour]]<10,0,\"\"),C7969)","v":"0Winter1-21"},{"$f":"VLOOKUP(Tabulation[[#This Row],[Concat]],Table3[],8)","v":0.28519},{"$f":"(Tabulation[[#This Row],[AC System Output (kW)]]*Tabulation[[#This Row],[Rate]])","v":0}]
[11,27,22,0,{"$f":"Tabulation[[#This Row],[AC System Output (W)]]/1000","v":0},{"$f":"VLOOKUP(Tabulation[[#This Row],[Month]],Season,2)","v":"Winter"},{"$f":"(DATE(2021,Tabulation[[#This Row],[Month]],Tabulation[[#This Row],[Day]]))","v":"2021-11-27"},{"$f":"WEEKDAY(Tabulation[[#This Row],[Date]])","v":7},{"$f":"IF(OR(Tabulation[[#This Row],[DayNo]]=1,Tabulation[[#This Row],[DayNo]]=7),1,0)","v":1},{"$f":"COUNTIF(Holidays,Tabulation[[#This Row],[Date]])","v":0},{"$f":"CONCATENATE(Tabulation[[#This Row],[Holiday]],Tabulation[[#This Row],[Season]],Tabulation[[#This Row],[Weekend]],\"-\",IF(Tabulation[[#This Row],[Hour]]<10,0,\"\"),C7970)","v":"0Winter1-22"},{"$f":"VLOOKUP(Tabulation[[#This Row],[Concat]],Table3[],8)","v":0.28519},{"$f":"(Tabulation[[#This Row],[AC System Output (kW)]]*Tabulation[[#This Row],[Rate]])","v":0}]
[11,28,1,0,{"$f":"Tabulation[[#This Row],[AC System Output (W)]]/1000","v":0},{"$f":"VLOOKUP(Tabulation[[#This Row],[Month]],Season,2)","v":"Winter"},{"$f":"(DATE(2021,Tabulation[[#This Row],[Month]],Tabulation[[#This Row],[Day]]))","v":"2021-11-28"},{"$f":"WEEKDAY(Tabulation[[#This Row],[Date]])","v":1},{"$f":"IF(OR(Tabulation[[#This Row],[DayNo]]=1,Tabulation[[#This Row],[DayNo]]=7),1,0)","v":1},{"$f":"COUNTIF(Holidays,Tabulation[[#This Row],[Date]])","v":0},{"$f":"CONCATENATE(Tabulation[[#This Row],[Holiday]],Tabulation[[#This Row],[Season]],Tabulation[[#This Row],[Weekend]],\"-\",IF(Tabulation[[#This Row],[Hour]]<10,0,\"\"),C7973)","v":"0Winter1-01"},{"$f":"VLOOKUP(Tabulation[[#This Row],[Concat]],Table3[],8)","v":0.28519},{"$f":"(Tabulation[[#This Row],[AC System Output (kW)]]*Tabulation[[#This Row],[Rate]])","v":0}]
[11,28,5,0,{"$f":"Tabulation[[#This Row],[AC System Output (W)]]/1000","v":0},{"$f":"VLOOKUP(Tabulation[[#This Row],[Month]],Season,2)","v":"Winter"},{"$f":"(DATE(2021,Tabulation[[#This Row],[Month]],Tabulation[[#This Row],[Day]]))","v":"2021-11-28"},{"$f":"WEEKDAY(Tabulation[[#This Row],[Date]])","v":1},{"$f":"IF(OR(Tabulation[[#This Row],[DayNo]]=1,Tabulation[[#This Row],[DayNo]]=7),1,0)","v":1},{"$f":"COUNTIF(Holidays,Tabulation[[#This Row],[Date]])","v":0},{"$f":"CONCATENATE(Tabulation[[#This Row],[Holiday]],Tabulation[[#This Row],[Season]],Tabulation[[#This Row],[Weekend]],\"-\",IF(Tabulation[[#This Row],[Hour]]<10,0,\"\"),C7977)","v":"0Winter1-05"},{"$f":"VLOOKUP(Tabulation[[#This Row],[Concat]],Table3[],8)","v":0.28519},{"$f":"(Tabulation[[#This Row],[AC System Output (kW)]]*Tabulation[[#This Row],[Rate]])","v":0}]
[11,28,10,2310.413,{"$f":"Tabulation[[#This Row],[AC System Output (W)]]/1000","v":2.310413},{"$f":"VLOOKUP(Tabulation[[#This Row],[Month]],Season,2)","v":"Winter"},{"$f":"(DATE(2021,Tabulation[[#This Row],[Month]],Tabulation[[#This Row],[Day]]))","v":"2021-11-28"},{"$f":"WEEKDAY(Tabulation[[#This Row],[Date]])","v":1},{"$f":"IF(OR(Tabulation[[#This Row],[DayNo]]=1,Tabulation[[#This Row],[DayNo]]=7),1,0)","v":1},{"$f":"COUNTIF(Holidays,Tabulation[[#This Row],[Date]])","v":0},{"$f":"CONCATENATE(Tabulation[[#This Row],[Holiday]],Tabulation[[#This Row],[Season]],Tabulation[[#This Row],[Weekend]],\"-\",IF(Tabulation[[#This Row],[Hour]]<10,0,\"\"),C7982)","v":"0Winter1-10"},{"$f":"VLOOKUP(Tabulation[[#This Row],[Concat]],Table3[],8)","v":0.28519},{"$f":"(Tabulation[[#This Row],[AC System Output (kW)]]*Tabulation[[#This Row],[Rate]])","v":0.65890668347000003}]
[11,28,12,2463.0749999999998,{"$f":"Tabulation[[#This Row],[AC System Output (W)]]/1000","v":2.4630749999999999},{"$f":"VLOOKUP(Tabulation[[#This Row],[Month]],Season,2)","v":"Winter"},{"$f":"(DATE(2021,Tabulation[[#This Row],[Month]],Tabulation[[#This Row],[Day]]))","v":"2021-11-28"},{"$f":"WEEKDAY(Tabulation[[#This Row],[Date]])","v":1},{"$f":"IF(OR(Tabulation[[#This Row],[DayNo]]=1,Tabulation[[#This Row],[DayNo]]=7),1,0)","v":1},{"$f":"COUNTIF(Holidays,Tabulation[[#This Row],[Date]])","v":0},{"$f":"CONCATENATE(Tabulation[[#This Row],[Holiday]],Tabulation[[#This Row],[Season]],Tabulation[[#This Row],[Weekend]],\"-\",IF(Tabulation[[#This Row],[Hour]]<10,0,\"\"),C7984)","v":"0Winter1-12"},{"$f":"VLOOKUP(Tabulation[[#This Row],[Concat]],Table3[],8)","v":0.28519},{"$f":"(Tabulation[[#This Row],[AC System Output (kW)]]*Tabulation[[#This Row],[Rate]])","v":0.70244435924999993}]
[11,28,16,226.39099999999999,{"$f":"Tabulation[[#This Row],[AC System Output (W)]]/1000","v":0.22639099999999998},{"$f":"VLOOKUP(Tabulation[[#This Row],[Month]],Season,2)","v":"Winter"},{"$f":"(DATE(2021,Tabulation[[#This Row],[Month]],Tabulation[[#This Row],[Day]]))","v":"2021-11-28"},{"$f":"WEEKDAY(Tabulation[[#This Row],[Date]])","v":1},{"$f":"IF(OR(Tabulation[[#This Row],[DayNo]]=1,Tabulation[[#This Row],[DayNo]]=7),1,0)","v":1},{"$f":"COUNTIF(Holidays,Tabulation[[#This Row],[Date]])","v":0},{"$f":"CONCATENATE(Tabulation[[#This Row],[Holiday]],Tabulation[[#This Row],[Season]],Tabulation[[#This Row],[Weekend]],\"-\",IF(Tabulation[[#This Row],[Hour]]<10,0,\"\"),C7988)","v":"0Winter1-16"},{"$f":"VLOOKUP(Tabulation[[#This Row],[Concat]],Table3[],8)","v":0.28519},{"$f":"(Tabulation[[#This Row],[AC System Output (kW)]]*Tabulation[[#This Row],[Rate]])","v":6.4564449289999992E-2}]
[11,28,19,0,{"$f":"Tabulation[[#This Row],[AC System Output (W)]]/1000","v":0},{"$f":"VLOOKUP(Tabulation[[#This Row],[Month]],Season,2)","v":"Winter"},{"$f":"(DATE(2021,Tabulation[[#This Row],[Month]],Tabulation[[#This Row],[Day]]))","v":"2021-11-28"},{"$f":"WEEKDAY(Tabulation[[#This Row],[Date]])","v":1},{"$f":"IF(OR(Tabulation[[#This Row],[DayNo]]=1,Tabulation[[#This Row],[DayNo]]=7),1,0)","v":1},{"$f":"COUNTIF(Holidays,Tabulation[[#This Row],[Date]])","v":0},{"$f":"CONCATENATE(Tabulation[[#This Row],[Holiday]],Tabulation[[#This Row],[Season]],Tabulation[[#This Row],[Weekend]],\"-\",IF(Tabulation[[#This Row],[Hour]]<10,0,\"\"),C7991)","v":"0Winter1-19"},{"$f":"VLOOKUP(Tabulation[[#This Row],[Concat]],Table3[],8)","v":0.28519},{"$f":"(Tabulation[[#This Row],[AC System Output (kW)]]*Tabulation[[#This Row],[Rate]])","v":0}]
[11,28,20,0,{"$f":"Tabulation[[#This Row],[AC System Output (W)]]/1000","v":0},{"$f":"VLOOKUP(Tabulation[[#This Row],[Month]],Season,2)","v":"Winter"},{"$f":"(DATE(2021,Tabulation[[#This Row],[Month]],Tabulation[[#This Row],[Day]]))","v":"2021-11-28"},{"$f":"WEEKDAY(Tabulation[[#This Row],[Date]])","v":1},{"$f":"IF(OR(Tabulation[[#This Row],[DayNo]]=1,Tabulation[[#This Row],[DayNo]]=7),1,0)","v":1},{"$f":"COUNTIF(Holidays,Tabulation[[#This Row],[Date]])","v":0},{"$f":"CONCATENATE(Tabulation[[#This Row],[Holiday]],Tabulation[[#This Row],[Season]],Tabulation[[#This Row],[Weekend]],\"-\",IF(Tabulation[[#This Row],[Hour]]<10,0,\"\"),C7992)","v":"0Winter1-20"},{"$f":"VLOOKUP(Tabulation[[#This Row],[Concat]],Table3[],8)","v":0.28519},{"$f":"(Tabulation[[#This Row],[AC System Output (kW)]]*Tabulation[[#This Row],[Rate]])","v":0}]
[11,28,23,0,{"$f":"Tabulation[[#This Row],[AC System Output (W)]]/1000","v":0},{"$f":"VLOOKUP(Tabulation[[#This Row],[Month]],Season,2)","v":"Winter"},{"$f":"(DATE(2021,Tabulation[[#This Row],[Month]],Tabulation[[#This Row],[Day]]))","v":"2021-11-28"},{"$f":"WEEKDAY(Tabulation[[#This Row],[Date]])","v":1},{"$f":"IF(OR(Tabulation[[#This Row],[DayNo]]=1,Tabulation[[#This Row],[DayNo]]=7),1,0)","v":1},{"$f":"COUNTIF(Holidays,Tabulation[[#This Row],[Date]])","v":0},{"$f":"CONCATENATE(Tabulation[[#This Row],[Holiday]],Tabulation[[#This Row],[Season]],Tabulation[[#This Row],[Weekend]],\"-\",IF(Tabulation[[#This Row],[Hour]]<10,0,\"\"),C7995)","v":"0Winter1-23"},{"$f":"VLOOKUP(Tabulation[[#This Row],[Concat]],Table3[],8)","v":0.28519},{"$f":"(Tabulation[[#This Row],[AC System Output (kW)]]*Tabulation[[#This Row],[Rate]])","v":0}]
[11,29,2,0,{"$f":"Tabulation[[#This Row],[AC System Output (W)]]/1000","v":0},{"$f":"VLOOKUP(Tabulation[[#This Row],[Month]],Season,2)","v":"Winter"},{"$f":"(DATE(2021,Tabulation[[#This Row],[Month]],Tabulation[[#This Row],[Day]]))","v":"2021-11-29"},{"$f":"WEEKDAY(Tabulation[[#This Row],[Date]])","v":2},{"$f":"IF(OR(Tabulation[[#This Row],[DayNo]]=1,Tabulation[[#This Row],[DayNo]]=7),1,0)","v":0},{"$f":"COUNTIF(Holidays,Tabulation[[#This Row],[Date]])","v":0},{"$f":"CONCATENATE(Tabulation[[#This Row],[Holiday]],Tabulation[[#This Row],[Season]],Tabulation[[#This Row],[Weekend]],\"-\",IF(Tabulation[[#This Row],[Hour]]<10,0,\"\"),C7998)","v":"0Winter0-02"},{"$f":"VLOOKUP(Tabulation[[#This Row],[Concat]],Table3[],8)","v":0.28519},{"$f":"(Tabulation[[#This Row],[AC System Output (kW)]]*Tabulation[[#This Row],[Rate]])","v":0}]
[11,29,7,114.28400000000001,{"$f":"Tabulation[[#This Row],[AC System Output (W)]]/1000","v":0.11428400000000001},{"$f":"VLOOKUP(Tabulation[[#This Row],[Month]],Season,2)","v":"Winter"},{"$f":"(DATE(2021,Tabulation[[#This Row],[Month]],Tabulation[[#This Row],[Day]]))","v":"2021-11-29"},{"$f":"WEEKDAY(Tabulation[[#This Row],[Date]])","v":2},{"$f":"IF(OR(Tabulation[[#This Row],[DayNo]]=1,Tabulation[[#This Row],[DayNo]]=7),1,0)","v":0},{"$f":"COUNTIF(Holidays,Tabulation[[#This Row],[Date]])","v":0},{"$f":"CONCATENATE(Tabulation[[#This Row],[Holiday]],Tabulation[[#This Row],[Season]],Tabulation[[#This Row],[Weekend]],\"-\",IF(Tabulation[[#This Row],[Hour]]<10,0,\"\"),C8003)","v":"0Winter0-07"},{"$f":"VLOOKUP(Tabulation[[#This Row],[Concat]],Table3[],8)","v":0.28519},{"$f":"(Tabulation[[#This Row],[AC System Output (kW)]]*Tabulation[[#This Row],[Rate]])","v":3.2592653960000002E-2}]
[11,29,10,1363.203,{"$f":"Tabulation[[#This Row],[AC System Output (W)]]/1000","v":1.3632029999999999},{"$f":"VLOOKUP(Tabulation[[#This Row],[Month]],Season,2)","v":"Winter"},{"$f":"(DATE(2021,Tabulation[[#This Row],[Month]],Tabulation[[#This Row],[Day]]))","v":"2021-11-29"},{"$f":"WEEKDAY(Tabulation[[#This Row],[Date]])","v":2},{"$f":"IF(OR(Tabulation[[#This Row],[DayNo]]=1,Tabulation[[#This Row],[DayNo]]=7),1,0)","v":0},{"$f":"COUNTIF(Holidays,Tabulation[[#This Row],[Date]])","v":0},{"$f":"CONCATENATE(Tabulation[[#This Row],[Holiday]],Tabulation[[#This Row],[Season]],Tabulation[[#This Row],[Weekend]],\"-\",IF(Tabulation[[#This Row],[Hour]]<10,0,\"\"),C8006)","v":"0Winter0-10"},{"$f":"VLOOKUP(Tabulation[[#This Row],[Concat]],Table3[],8)","v":0.28519},{"$f":"(Tabulation[[#This Row],[AC System Output (kW)]]*Tabulation[[#This Row],[Rate]])","v":0.38877186356999999}]
[11,29,13,1278.9860000000001,{"$f":"Tabulation[[#This Row],[AC System Output (W)]]/1000","v":1.2789860000000002},{"$f":"VLOOKUP(Tabulation[[#This Row],[Month]],Season,2)","v":"Winter"},{"$f":"(DATE(2021,Tabulation[[#This Row],[Month]],Tabulation[[#This Row],[Day]]))","v":"2021-11-29"},{"$f":"WEEKDAY(Tabulation[[#This Row],[Date]])","v":2},{"$f":"IF(OR(Tabulation[[#This Row],[DayNo]]=1,Tabulation[[#This Row],[DayNo]]=7),1,0)","v":0},{"$f":"COUNTIF(Holidays,Tabulation[[#This Row],[Date]])","v":0},{"$f":"CONCATENATE(Tabulation[[#This Row],[Holiday]],Tabulation[[#This Row],[Season]],Tabulation[[#This Row],[Weekend]],\"-\",IF(Tabulation[[#This Row],[Hour]]<10,0,\"\"),C8009)","v":"0Winter0-13"},{"$f":"VLOOKUP(Tabulation[[#This Row],[Concat]],Table3[],8)","v":0.28519},{"$f":"(Tabulation[[#This Row],[AC System Output (kW)]]*Tabulation[[#This Row],[Rate]])","v":0.36475401734000007}]
[11,29,17,0,{"$f":"Tabulation[[#This Row],[AC System Output (W)]]/1000","v":0},{"$f":"VLOOKUP(Tabulation[[#This Row],[Month]],Season,2)","v":"Winter"},{"$f":"(DATE(2021,Tabulation[[#This Row],[Month]],Tabulation[[#This Row],[Day]]))","v":"2021-11-29"},{"$f":"WEEKDAY(Tabulation[[#This Row],[Date]])","v":2},{"$f":"IF(OR(Tabulation[[#This Row],[DayNo]]=1,Tabulation[[#This Row],[DayNo]]=7),1,0)","v":0},{"$f":"COUNTIF(Holidays,Tabulation[[#This Row],[Date]])","v":0},{"$f":"CONCATENATE(Tabulation[[#This Row],[Holiday]],Tabulation[[#This Row],[Season]],Tabulation[[#This Row],[Weekend]],\"-\",IF(Tabulation[[#This Row],[Hour]]<10,0,\"\"),C8013)","v":"0Winter0-17"},{"$f":"VLOOKUP(Tabulation[[#This Row],[Concat]],Table3[],8)","v":0.30257000000000001},{"$f":"(Tabulation[[#This Row],[AC System Output (kW)]]*Tabulation[[#This Row],[Rate]])","v":0}]
[11,29,20,0,{"$f":"Tabulation[[#This Row],[AC System Output (W)]]/1000","v":0},{"$f":"VLOOKUP(Tabulation[[#This Row],[Month]],Season,2)","v":"Winter"},{"$f":"(DATE(2021,Tabulation[[#This Row],[Month]],Tabulation[[#This Row],[Day]]))","v":"2021-11-29"},{"$f":"WEEKDAY(Tabulation[[#This Row],[Date]])","v":2},{"$f":"IF(OR(Tabulation[[#This Row],[DayNo]]=1,Tabulation[[#This Row],[DayNo]]=7),1,0)","v":0},{"$f":"COUNTIF(Holidays,Tabulation[[#This Row],[Date]])","v":0},{"$f":"CONCATENATE(Tabulation[[#This Row],[Holiday]],Tabulation[[#This Row],[Season]],Tabulation[[#This Row],[Weekend]],\"-\",IF(Tabulation[[#This Row],[Hour]]<10,0,\"\"),C8016)","v":"0Winter0-20"},{"$f":"VLOOKUP(Tabulation[[#This Row],[Concat]],Table3[],8)","v":0.28519},{"$f":"(Tabulation[[#This Row],[AC System Output (kW)]]*Tabulation[[#This Row],[Rate]])","v":0}]
[11,29,21,0,{"$f":"Tabulation[[#This Row],[AC System Output (W)]]/1000","v":0},{"$f":"VLOOKUP(Tabulation[[#This Row],[Month]],Season,2)","v":"Winter"},{"$f":"(DATE(2021,Tabulation[[#This Row],[Month]],Tabulation[[#This Row],[Day]]))","v":"2021-11-29"},{"$f":"WEEKDAY(Tabulation[[#This Row],[Date]])","v":2},{"$f":"IF(OR(Tabulation[[#This Row],[DayNo]]=1,Tabulation[[#This Row],[DayNo]]=7),1,0)","v":0},{"$f":"COUNTIF(Holidays,Tabulation[[#This Row],[Date]])","v":0},{"$f":"CONCATENATE(Tabulation[[#This Row],[Holiday]],Tabulation[[#This Row],[Season]],Tabulation[[#This Row],[Weekend]],\"-\",IF(Tabulation[[#This Row],[Hour]]<10,0,\"\"),C8017)","v":"0Winter0-21"},{"$f":"VLOOKUP(Tabulation[[#This Row],[Concat]],Table3[],8)","v":0.28519},{"$f":"(Tabulation[[#This Row],[AC System Output (kW)]]*Tabulation[[#This Row],[Rate]])","v":0}]
[11,30,0,0,{"$f":"Tabulation[[#This Row],[AC System Output (W)]]/1000","v":0},{"$f":"VLOOKUP(Tabulation[[#This Row],[Month]],Season,2)","v":"Winter"},{"$f":"(DATE(2021,Tabulation[[#This Row],[Month]],Tabulation[[#This Row],[Day]]))","v":"2021-11-30"},{"$f":"WEEKDAY(Tabulation[[#This Row],[Date]])","v":3},{"$f":"IF(OR(Tabulation[[#This Row],[DayNo]]=1,Tabulation[[#This Row],[DayNo]]=7),1,0)","v":0},{"$f":"COUNTIF(Holidays,Tabulation[[#This Row],[Date]])","v":0},{"$f":"CONCATENATE(Tabulation[[#This Row],[Holiday]],Tabulation[[#This Row],[Season]],Tabulation[[#This Row],[Weekend]],\"-\",IF(Tabulation[[#This Row],[Hour]]<10,0,\"\"),C8020)","v":"0Winter0-00"},{"$f":"VLOOKUP(Tabulation[[#This Row],[Concat]],Table3[],8)","v":0.28519},{"$f":"(Tabulation[[#This Row],[AC System Output (kW)]]*Tabulation[[#This Row],[Rate]])","v":0}]
[11,30,4,0,{"$f":"Tabulation[[#This Row],[AC System Output (W)]]/1000","v":0},{"$f":"VLOOKUP(Tabulation[[#This Row],[Month]],Season,2)","v":"Winter"},{"$f":"(DATE(2021,Tabulation[[#This Row],[Month]],Tabulation[[#This Row],[Day]]))","v":"2021-11-30"},{"$f":"WEEKDAY(Tabulation[[#This Row],[Date]])","v":3},{"$f":"IF(OR(Tabulation[[#This Row],[DayNo]]=1,Tabulation[[#This Row],[DayNo]]=7),1,0)","v":0},{"$f":"COUNTIF(Holidays,Tabulation[[#This Row],[Date]])","v":0},{"$f":"CONCATENATE(Tabulation[[#This Row],[Holiday]],Tabulation[[#This Row],[Season]],Tabulation[[#This Row],[Weekend]],\"-\",IF(Tabulation[[#This Row],[Hour]]<10,0,\"\"),C8024)","v":"0Winter0-04"},{"$f":"VLOOKUP(Tabulation[[#This Row],[Concat]],Table3[],8)","v":0.28519},{"$f":"(Tabulation[[#This Row],[AC System Output (kW)]]*Tabulation[[#This Row],[Rate]])","v":0}]
[11,30,8,389.77300000000002,{"$f":"Tabulation[[#This Row],[AC System Output (W)]]/1000","v":0.38977300000000004},{"$f":"VLOOKUP(Tabulation[[#This Row],[Month]],Season,2)","v":"Winter"},{"$f":"(DATE(2021,Tabulation[[#This Row],[Month]],Tabulation[[#This Row],[Day]]))","v":"2021-11-30"},{"$f":"WEEKDAY(Tabulation[[#This Row],[Date]])","v":3},{"$f":"IF(OR(Tabulation[[#This Row],[DayNo]]=1,Tabulation[[#This Row],[DayNo]]=7),1,0)","v":0},{"$f":"COUNTIF(Holidays,Tabulation[[#This Row],[Date]])","v":0},{"$f":"CONCATENATE(Tabulation[[#This Row],[Holiday]],Tabulation[[#This Row],[Season]],Tabulation[[#This Row],[Weekend]],\"-\",IF(Tabulation[[#This Row],[Hour]]<10,0,\"\"),C8028)","v":"0Winter0-08"},{"$f":"VLOOKUP(Tabulation[[#This Row],[Concat]],Table3[],8)","v":0.28519},{"$f":"(Tabulation[[#This Row],[AC System Output (kW)]]*Tabulation[[#This Row],[Rate]])","v":0.11115936187000001}]
[11,30,11,928.38099999999997,{"$f":"Tabulation[[#This Row],[AC System Output (W)]]/1000","v":0.92838100000000001},{"$f":"VLOOKUP(Tabulation[[#This Row],[Month]],Season,2)","v":"Winter"},{"$f":"(DATE(2021,Tabulation[[#This Row],[Month]],Tabulation[[#This Row],[Day]]))","v":"2021-11-30"},{"$f":"WEEKDAY(Tabulation[[#This Row],[Date]])","v":3},{"$f":"IF(OR(Tabulation[[#This Row],[DayNo]]=1,Tabulation[[#This Row],[DayNo]]=7),1,0)","v":0},{"$f":"COUNTIF(Holidays,Tabulation[[#This Row],[Date]])","v":0},{"$f":"CONCATENATE(Tabulation[[#This Row],[Holiday]],Tabulation[[#This Row],[Season]],Tabulation[[#This Row],[Weekend]],\"-\",IF(Tabulation[[#This Row],[Hour]]<10,0,\"\"),C8031)","v":"0Winter0-11"},{"$f":"VLOOKUP(Tabulation[[#This Row],[Concat]],Table3[],8)","v":0.28519},{"$f":"(Tabulation[[#This Row],[AC System Output (kW)]]*Tabulation[[#This Row],[Rate]])","v":0.26476497738999999}]
[11,30,14,1864.433,{"$f":"Tabulation[[#This Row],[AC System Output (W)]]/1000","v":1.864433},{"$f":"VLOOKUP(Tabulation[[#This Row],[Month]],Season,2)","v":"Winter"},{"$f":"(DATE(2021,Tabulation[[#This Row],[Month]],Tabulation[[#This Row],[Day]]))","v":"2021-11-30"},{"$f":"WEEKDAY(Tabulation[[#This Row],[Date]])","v":3},{"$f":"IF(OR(Tabulation[[#This Row],[DayNo]]=1,Tabulation[[#This Row],[DayNo]]=7),1,0)","v":0},{"$f":"COUNTIF(Holidays,Tabulation[[#This Row],[Date]])","v":0},{"$f":"CONCATENATE(Tabulation[[#This Row],[Holiday]],Tabulation[[#This Row],[Season]],Tabulation[[#This Row],[Weekend]],\"-\",IF(Tabulation[[#This Row],[Hour]]<10,0,\"\"),C8034)","v":"0Winter0-14"},{"$f":"VLOOKUP(Tabulation[[#This Row],[Concat]],Table3[],8)","v":0.28519},{"$f":"(Tabulation[[#This Row],[AC System Output (kW)]]*Tabulation[[#This Row],[Rate]])","v":0.53171764727000004}]
[11,30,18,0,{"$f":"Tabulation[[#This Row],[AC System Output (W)]]/1000","v":0},{"$f":"VLOOKUP(Tabulation[[#This Row],[Month]],Season,2)","v":"Winter"},{"$f":"(DATE(2021,Tabulation[[#This Row],[Month]],Tabulation[[#This Row],[Day]]))","v":"2021-11-30"},{"$f":"WEEKDAY(Tabulation[[#This Row],[Date]])","v":3},{"$f":"IF(OR(Tabulation[[#This Row],[DayNo]]=1,Tabulation[[#This Row],[DayNo]]=7),1,0)","v":0},{"$f":"COUNTIF(Holidays,Tabulation[[#This Row],[Date]])","v":0},{"$f":"CONCATENATE(Tabulation[[#This Row],[Holiday]],Tabulation[[#This Row],[Season]],Tabulation[[#This Row],[Weekend]],\"-\",IF(Tabulation[[#This Row],[Hour]]<10,0,\"\"),C8038)","v":"0Winter0-18"},{"$f":"VLOOKUP(Tabulation[[#This Row],[Concat]],Table3[],8)","v":0.30257000000000001},{"$f":"(Tabulation[[#This Row],[AC System Output (kW)]]*Tabulation[[#This Row],[Rate]])","v":0}]
[11,30,21,0,{"$f":"Tabulation[[#This Row],[AC System Output (W)]]/1000","v":0},{"$f":"VLOOKUP(Tabulation[[#This Row],[Month]],Season,2)","v":"Winter"},{"$f":"(DATE(2021,Tabulation[[#This Row],[Month]],Tabulation[[#This Row],[Day]]))","v":"2021-11-30"},{"$f":"WEEKDAY(Tabulation[[#This Row],[Date]])","v":3},{"$f":"IF(OR(Tabulation[[#This Row],[DayNo]]=1,Tabulation[[#This Row],[DayNo]]=7),1,0)","v":0},{"$f":"COUNTIF(Holidays,Tabulation[[#This Row],[Date]])","v":0},{"$f":"CONCATENATE(Tabulation[[#This Row],[Holiday]],Tabulation[[#This Row],[Season]],Tabulation[[#This Row],[Weekend]],\"-\",IF(Tabulation[[#This Row],[Hour]]<10,0,\"\"),C8041)","v":"0Winter0-21"},{"$f":"VLOOKUP(Tabulation[[#This Row],[Concat]],Table3[],8)","v":0.28519},{"$f":"(Tabulation[[#This Row],[AC System Output (kW)]]*Tabulation[[#This Row],[Rate]])","v":0}]
[11,30,22,0,{"$f":"Tabulation[[#This Row],[AC System Output (W)]]/1000","v":0},{"$f":"VLOOKUP(Tabulation[[#This Row],[Month]],Season,2)","v":"Winter"},{"$f":"(DATE(2021,Tabulation[[#This Row],[Month]],Tabulation[[#This Row],[Day]]))","v":"2021-11-30"},{"$f":"WEEKDAY(Tabulation[[#This Row],[Date]])","v":3},{"$f":"IF(OR(Tabulation[[#This Row],[DayNo]]=1,Tabulation[[#This Row],[DayNo]]=7),1,0)","v":0},{"$f":"COUNTIF(Holidays,Tabulation[[#This Row],[Date]])","v":0},{"$f":"CONCATENATE(Tabulation[[#This Row],[Holiday]],Tabulation[[#This Row],[Season]],Tabulation[[#This Row],[Weekend]],\"-\",IF(Tabulation[[#This Row],[Hour]]<10,0,\"\"),C8042)","v":"0Winter0-22"},{"$f":"VLOOKUP(Tabulation[[#This Row],[Concat]],Table3[],8)","v":0.28519},{"$f":"(Tabulation[[#This Row],[AC System Output (kW)]]*Tabulation[[#This Row],[Rate]])","v":0}]
[12,1,1,0,{"$f":"Tabulation[[#This Row],[AC System Output (W)]]/1000","v":0},{"$f":"VLOOKUP(Tabulation[[#This Row],[Month]],Season,2)","v":"Winter"},{"$f":"(DATE(2021,Tabulation[[#This Row],[Month]],Tabulation[[#This Row],[Day]]))","v":"2021-12-01"},{"$f":"WEEKDAY(Tabulation[[#This Row],[Date]])","v":4},{"$f":"IF(OR(Tabulation[[#This Row],[DayNo]]=1,Tabulation[[#This Row],[DayNo]]=7),1,0)","v":0},{"$f":"COUNTIF(Holidays,Tabulation[[#This Row],[Date]])","v":0},{"$f":"CONCATENATE(Tabulation[[#This Row],[Holiday]],Tabulation[[#This Row],[Season]],Tabulation[[#This Row],[Weekend]],\"-\",IF(Tabulation[[#This Row],[Hour]]<10,0,\"\"),C8045)","v":"0Winter0-01"},{"$f":"VLOOKUP(Tabulation[[#This Row],[Concat]],Table3[],8)","v":0.28519},{"$f":"(Tabulation[[#This Row],[AC System Output (kW)]]*Tabulation[[#This Row],[Rate]])","v":0}]
[12,1,5,0,{"$f":"Tabulation[[#This Row],[AC System Output (W)]]/1000","v":0},{"$f":"VLOOKUP(Tabulation[[#This Row],[Month]],Season,2)","v":"Winter"},{"$f":"(DATE(2021,Tabulation[[#This Row],[Month]],Tabulation[[#This Row],[Day]]))","v":"2021-12-01"},{"$f":"WEEKDAY(Tabulation[[#This Row],[Date]])","v":4},{"$f":"IF(OR(Tabulation[[#This Row],[DayNo]]=1,Tabulation[[#This Row],[DayNo]]=7),1,0)","v":0},{"$f":"COUNTIF(Holidays,Tabulation[[#This Row],[Date]])","v":0},{"$f":"CONCATENATE(Tabulation[[#This Row],[Holiday]],Tabulation[[#This Row],[Season]],Tabulation[[#This Row],[Weekend]],\"-\",IF(Tabulation[[#This Row],[Hour]]<10,0,\"\"),C8049)","v":"0Winter0-05"},{"$f":"VLOOKUP(Tabulation[[#This Row],[Concat]],Table3[],8)","v":0.28519},{"$f":"(Tabulation[[#This Row],[AC System Output (kW)]]*Tabulation[[#This Row],[Rate]])","v":0}]
[12,1,9,1865.95,{"$f":"Tabulation[[#This Row],[AC System Output (W)]]/1000","v":1.86595},{"$f":"VLOOKUP(Tabulation[[#This Row],[Month]],Season,2)","v":"Winter"},{"$f":"(DATE(2021,Tabulation[[#This Row],[Month]],Tabulation[[#This Row],[Day]]))","v":"2021-12-01"},{"$f":"WEEKDAY(Tabulation[[#This Row],[Date]])","v":4},{"$f":"IF(OR(Tabulation[[#This Row],[DayNo]]=1,Tabulation[[#This Row],[DayNo]]=7),1,0)","v":0},{"$f":"COUNTIF(Holidays,Tabulation[[#This Row],[Date]])","v":0},{"$f":"CONCATENATE(Tabulation[[#This Row],[Holiday]],Tabulation[[#This Row],[Season]],Tabulation[[#This Row],[Weekend]],\"-\",IF(Tabulation[[#This Row],[Hour]]<10,0,\"\"),C8053)","v":"0Winter0-09"},{"$f":"VLOOKUP(Tabulation[[#This Row],[Concat]],Table3[],8)","v":0.28519},{"$f":"(Tabulation[[#This Row],[AC System Output (kW)]]*Tabulation[[#This Row],[Rate]])","v":0.53215028050000002}]
[12,1,12,1929.796,{"$f":"Tabulation[[#This Row],[AC System Output (W)]]/1000","v":1.9297960000000001},{"$f":"VLOOKUP(Tabulation[[#This Row],[Month]],Season,2)","v":"Winter"},{"$f":"(DATE(2021,Tabulation[[#This Row],[Month]],Tabulation[[#This Row],[Day]]))","v":"2021-12-01"},{"$f":"WEEKDAY(Tabulation[[#This Row],[Date]])","v":4},{"$f":"IF(OR(Tabulation[[#This Row],[DayNo]]=1,Tabulation[[#This Row],[DayNo]]=7),1,0)","v":0},{"$f":"COUNTIF(Holidays,Tabulation[[#This Row],[Date]])","v":0},{"$f":"CONCATENATE(Tabulation[[#This Row],[Holiday]],Tabulation[[#This Row],[Season]],Tabulation[[#This Row],[Weekend]],\"-\",IF(Tabulation[[#This Row],[Hour]]<10,0,\"\"),C8056)","v":"0Winter0-12"},{"$f":"VLOOKUP(Tabulation[[#This Row],[Concat]],Table3[],8)","v":0.28519},{"$f":"(Tabulation[[#This Row],[AC System Output (kW)]]*Tabulation[[#This Row],[Rate]])","v":0.55035852124000006}]
[12,1,16,10.282999999999999,{"$f":"Tabulation[[#This Row],[AC System Output (W)]]/1000","v":1.0282999999999999E-2},{"$f":"VLOOKUP(Tabulation[[#This Row],[Month]],Season,2)","v":"Winter"},{"$f":"(DATE(2021,Tabulation[[#This Row],[Month]],Tabulation[[#This Row],[Day]]))","v":"2021-12-01"},{"$f":"WEEKDAY(Tabulation[[#This Row],[Date]])","v":4},{"$f":"IF(OR(Tabulation[[#This Row],[DayNo]]=1,Tabulation[[#This Row],[DayNo]]=7),1,0)","v":0},{"$f":"COUNTIF(Holidays,Tabulation[[#This Row],[Date]])","v":0},{"$f":"CONCATENATE(Tabulation[[#This Row],[Holiday]],Tabulation[[#This Row],[Season]],Tabulation[[#This Row],[Weekend]],\"-\",IF(Tabulation[[#This Row],[Hour]]<10,0,\"\"),C8060)","v":"0Winter0-16"},{"$f":"VLOOKUP(Tabulation[[#This Row],[Concat]],Table3[],8)","v":0.28519},{"$f":"(Tabulation[[#This Row],[AC System Output (kW)]]*Tabulation[[#This Row],[Rate]])","v":2.9326087699999997E-3}]
[12,1,19,0,{"$f":"Tabulation[[#This Row],[AC System Output (W)]]/1000","v":0},{"$f":"VLOOKUP(Tabulation[[#This Row],[Month]],Season,2)","v":"Winter"},{"$f":"(DATE(2021,Tabulation[[#This Row],[Month]],Tabulation[[#This Row],[Day]]))","v":"2021-12-01"},{"$f":"WEEKDAY(Tabulation[[#This Row],[Date]])","v":4},{"$f":"IF(OR(Tabulation[[#This Row],[DayNo]]=1,Tabulation[[#This Row],[DayNo]]=7),1,0)","v":0},{"$f":"COUNTIF(Holidays,Tabulation[[#This Row],[Date]])","v":0},{"$f":"CONCATENATE(Tabulation[[#This Row],[Holiday]],Tabulation[[#This Row],[Season]],Tabulation[[#This Row],[Weekend]],\"-\",IF(Tabulation[[#This Row],[Hour]]<10,0,\"\"),C8063)","v":"0Winter0-19"},{"$f":"VLOOKUP(Tabulation[[#This Row],[Concat]],Table3[],8)","v":0.30257000000000001},{"$f":"(Tabulation[[#This Row],[AC System Output (kW)]]*Tabulation[[#This Row],[Rate]])","v":0}]
[12,1,22,0,{"$f":"Tabulation[[#This Row],[AC System Output (W)]]/1000","v":0},{"$f":"VLOOKUP(Tabulation[[#This Row],[Month]],Season,2)","v":"Winter"},{"$f":"(DATE(2021,Tabulation[[#This Row],[Month]],Tabulation[[#This Row],[Day]]))","v":"2021-12-01"},{"$f":"WEEKDAY(Tabulation[[#This Row],[Date]])","v":4},{"$f":"IF(OR(Tabulation[[#This Row],[DayNo]]=1,Tabulation[[#This Row],[DayNo]]=7),1,0)","v":0},{"$f":"COUNTIF(Holidays,Tabulation[[#This Row],[Date]])","v":0},{"$f":"CONCATENATE(Tabulation[[#This Row],[Holiday]],Tabulation[[#This Row],[Season]],Tabulation[[#This Row],[Weekend]],\"-\",IF(Tabulation[[#This Row],[Hour]]<10,0,\"\"),C8066)","v":"0Winter0-22"},{"$f":"VLOOKUP(Tabulation[[#This Row],[Concat]],Table3[],8)","v":0.28519},{"$f":"(Tabulation[[#This Row],[AC System Output (kW)]]*Tabulation[[#This Row],[Rate]])","v":0}]
[12,2,2,0,{"$f":"Tabulation[[#This Row],[AC System Output (W)]]/1000","v":0},{"$f":"VLOOKUP(Tabulation[[#This Row],[Month]],Season,2)","v":"Winter"},{"$f":"(DATE(2021,Tabulation[[#This Row],[Month]],Tabulation[[#This Row],[Day]]))","v":"2021-12-02"},{"$f":"WEEKDAY(Tabulation[[#This Row],[Date]])","v":5},{"$f":"IF(OR(Tabulation[[#This Row],[DayNo]]=1,Tabulation[[#This Row],[DayNo]]=7),1,0)","v":0},{"$f":"COUNTIF(Holidays,Tabulation[[#This Row],[Date]])","v":0},{"$f":"CONCATENATE(Tabulation[[#This Row],[Holiday]],Tabulation[[#This Row],[Season]],Tabulation[[#This Row],[Weekend]],\"-\",IF(Tabulation[[#This Row],[Hour]]<10,0,\"\"),C8070)","v":"0Winter0-02"},{"$f":"VLOOKUP(Tabulation[[#This Row],[Concat]],Table3[],8)","v":0.28519},{"$f":"(Tabulation[[#This Row],[AC System Output (kW)]]*Tabulation[[#This Row],[Rate]])","v":0}]
[12,2,3,0,{"$f":"Tabulation[[#This Row],[AC System Output (W)]]/1000","v":0},{"$f":"VLOOKUP(Tabulation[[#This Row],[Month]],Season,2)","v":"Winter"},{"$f":"(DATE(2021,Tabulation[[#This Row],[Month]],Tabulation[[#This Row],[Day]]))","v":"2021-12-02"},{"$f":"WEEKDAY(Tabulation[[#This Row],[Date]])","v":5},{"$f":"IF(OR(Tabulation[[#This Row],[DayNo]]=1,Tabulation[[#This Row],[DayNo]]=7),1,0)","v":0},{"$f":"COUNTIF(Holidays,Tabulation[[#This Row],[Date]])","v":0},{"$f":"CONCATENATE(Tabulation[[#This Row],[Holiday]],Tabulation[[#This Row],[Season]],Tabulation[[#This Row],[Weekend]],\"-\",IF(Tabulation[[#This Row],[Hour]]<10,0,\"\"),C8071)","v":"0Winter0-03"},{"$f":"VLOOKUP(Tabulation[[#This Row],[Concat]],Table3[],8)","v":0.28519},{"$f":"(Tabulation[[#This Row],[AC System Output (kW)]]*Tabulation[[#This Row],[Rate]])","v":0}]
[12,2,6,0,{"$f":"Tabulation[[#This Row],[AC System Output (W)]]/1000","v":0},{"$f":"VLOOKUP(Tabulation[[#This Row],[Month]],Season,2)","v":"Winter"},{"$f":"(DATE(2021,Tabulation[[#This Row],[Month]],Tabulation[[#This Row],[Day]]))","v":"2021-12-02"},{"$f":"WEEKDAY(Tabulation[[#This Row],[Date]])","v":5},{"$f":"IF(OR(Tabulation[[#This Row],[DayNo]]=1,Tabulation[[#This Row],[DayNo]]=7),1,0)","v":0},{"$f":"COUNTIF(Holidays,Tabulation[[#This Row],[Date]])","v":0},{"$f":"CONCATENATE(Tabulation[[#This Row],[Holiday]],Tabulation[[#This Row],[Season]],Tabulation[[#This Row],[Weekend]],\"-\",IF(Tabulation[[#This Row],[Hour]]<10,0,\"\"),C8074)","v":"0Winter0-06"},{"$f":"VLOOKUP(Tabulation[[#This Row],[Concat]],Table3[],8)","v":0.28519},{"$f":"(Tabulation[[#This Row],[AC System Output (kW)]]*Tabulation[[#This Row],[Rate]])","v":0}]
[12,2,10,2270.973,{"$f":"Tabulation[[#This Row],[AC System Output (W)]]/1000","v":2.2709730000000001},{"$f":"VLOOKUP(Tabulation[[#This Row],[Month]],Season,2)","v":"Winter"},{"$f":"(DATE(2021,Tabulation[[#This Row],[Month]],Tabulation[[#This Row],[Day]]))","v":"2021-12-02"},{"$f":"WEEKDAY(Tabulation[[#This Row],[Date]])","v":5},{"$f":"IF(OR(Tabulation[[#This Row],[DayNo]]=1,Tabulation[[#This Row],[DayNo]]=7),1,0)","v":0},{"$f":"COUNTIF(Holidays,Tabulation[[#This Row],[Date]])","v":0},{"$f":"CONCATENATE(Tabulation[[#This Row],[Holiday]],Tabulation[[#This Row],[Season]],Tabulation[[#This Row],[Weekend]],\"-\",IF(Tabulation[[#This Row],[Hour]]<10,0,\"\"),C8078)","v":"0Winter0-10"},{"$f":"VLOOKUP(Tabulation[[#This Row],[Concat]],Table3[],8)","v":0.28519},{"$f":"(Tabulation[[#This Row],[AC System Output (kW)]]*Tabulation[[#This Row],[Rate]])","v":0.64765878987000003}]
[12,2,13,2193.643,{"$f":"Tabulation[[#This Row],[AC System Output (W)]]/1000","v":2.1936430000000002},{"$f":"VLOOKUP(Tabulation[[#This Row],[Month]],Season,2)","v":"Winter"},{"$f":"(DATE(2021,Tabulation[[#This Row],[Month]],Tabulation[[#This Row],[Day]]))","v":"2021-12-02"},{"$f":"WEEKDAY(Tabulation[[#This Row],[Date]])","v":5},{"$f":"IF(OR(Tabulation[[#This Row],[DayNo]]=1,Tabulation[[#This Row],[DayNo]]=7),1,0)","v":0},{"$f":"COUNTIF(Holidays,Tabulation[[#This Row],[Date]])","v":0},{"$f":"CONCATENATE(Tabulation[[#This Row],[Holiday]],Tabulation[[#This Row],[Season]],Tabulation[[#This Row],[Weekend]],\"-\",IF(Tabulation[[#This Row],[Hour]]<10,0,\"\"),C8081)","v":"0Winter0-13"},{"$f":"VLOOKUP(Tabulation[[#This Row],[Concat]],Table3[],8)","v":0.28519},{"$f":"(Tabulation[[#This Row],[AC System Output (kW)]]*Tabulation[[#This Row],[Rate]])","v":0.62560504717000009}]
[12,2,17,0,{"$f":"Tabulation[[#This Row],[AC System Output (W)]]/1000","v":0},{"$f":"VLOOKUP(Tabulation[[#This Row],[Month]],Season,2)","v":"Winter"},{"$f":"(DATE(2021,Tabulation[[#This Row],[Month]],Tabulation[[#This Row],[Day]]))","v":"2021-12-02"},{"$f":"WEEKDAY(Tabulation[[#This Row],[Date]])","v":5},{"$f":"IF(OR(Tabulation[[#This Row],[DayNo]]=1,Tabulation[[#This Row],[DayNo]]=7),1,0)","v":0},{"$f":"COUNTIF(Holidays,Tabulation[[#This Row],[Date]])","v":0},{"$f":"CONCATENATE(Tabulation[[#This Row],[Holiday]],Tabulation[[#This Row],[Season]],Tabulation[[#This Row],[Weekend]],\"-\",IF(Tabulation[[#This Row],[Hour]]<10,0,\"\"),C8085)","v":"0Winter0-17"},{"$f":"VLOOKUP(Tabulation[[#This Row],[Concat]],Table3[],8)","v":0.30257000000000001},{"$f":"(Tabulation[[#This Row],[AC System Output (kW)]]*Tabulation[[#This Row],[Rate]])","v":0}]
[12,2,20,0,{"$f":"Tabulation[[#This Row],[AC System Output (W)]]/1000","v":0},{"$f":"VLOOKUP(Tabulation[[#This Row],[Month]],Season,2)","v":"Winter"},{"$f":"(DATE(2021,Tabulation[[#This Row],[Month]],Tabulation[[#This Row],[Day]]))","v":"2021-12-02"},{"$f":"WEEKDAY(Tabulation[[#This Row],[Date]])","v":5},{"$f":"IF(OR(Tabulation[[#This Row],[DayNo]]=1,Tabulation[[#This Row],[DayNo]]=7),1,0)","v":0},{"$f":"COUNTIF(Holidays,Tabulation[[#This Row],[Date]])","v":0},{"$f":"CONCATENATE(Tabulation[[#This Row],[Holiday]],Tabulation[[#This Row],[Season]],Tabulation[[#This Row],[Weekend]],\"-\",IF(Tabulation[[#This Row],[Hour]]<10,0,\"\"),C8088)","v":"0Winter0-20"},{"$f":"VLOOKUP(Tabulation[[#This Row],[Concat]],Table3[],8)","v":0.28519},{"$f":"(Tabulation[[#This Row],[AC System Output (kW)]]*Tabulation[[#This Row],[Rate]])","v":0}]
[12,2,23,0,{"$f":"Tabulation[[#This Row],[AC System Output (W)]]/1000","v":0},{"$f":"VLOOKUP(Tabulation[[#This Row],[Month]],Season,2)","v":"Winter"},{"$f":"(DATE(2021,Tabulation[[#This Row],[Month]],Tabulation[[#This Row],[Day]]))","v":"2021-12-02"},{"$f":"WEEKDAY(Tabulation[[#This Row],[Date]])","v":5},{"$f":"IF(OR(Tabulation[[#This Row],[DayNo]]=1,Tabulation[[#This Row],[DayNo]]=7),1,0)","v":0},{"$f":"COUNTIF(Holidays,Tabulation[[#This Row],[Date]])","v":0},{"$f":"CONCATENATE(Tabulation[[#This Row],[Holiday]],Tabulation[[#This Row],[Season]],Tabulation[[#This Row],[Weekend]],\"-\",IF(Tabulation[[#This Row],[Hour]]<10,0,\"\"),C8091)","v":"0Winter0-23"},{"$f":"VLOOKUP(Tabulation[[#This Row],[Concat]],Table3[],8)","v":0.28519},{"$f":"(Tabulation[[#This Row],[AC System Output (kW)]]*Tabulation[[#This Row],[Rate]])","v":0}]
[12,3,1,0,{"$f":"Tabulation[[#This Row],[AC System Output (W)]]/1000","v":0},{"$f":"VLOOKUP(Tabulation[[#This Row],[Month]],Season,2)","v":"Winter"},{"$f":"(DATE(2021,Tabulation[[#This Row],[Month]],Tabulation[[#This Row],[Day]]))","v":"2021-12-03"},{"$f":"WEEKDAY(Tabulation[[#This Row],[Date]])","v":6},{"$f":"IF(OR(Tabulation[[#This Row],[DayNo]]=1,Tabulation[[#This Row],[DayNo]]=7),1,0)","v":0},{"$f":"COUNTIF(Holidays,Tabulation[[#This Row],[Date]])","v":0},{"$f":"CONCATENATE(Tabulation[[#This Row],[Holiday]],Tabulation[[#This Row],[Season]],Tabulation[[#This Row],[Weekend]],\"-\",IF(Tabulation[[#This Row],[Hour]]<10,0,\"\"),C8093)","v":"0Winter0-01"},{"$f":"VLOOKUP(Tabulation[[#This Row],[Concat]],Table3[],8)","v":0.28519},{"$f":"(Tabulation[[#This Row],[AC System Output (kW)]]*Tabulation[[#This Row],[Rate]])","v":0}]
[12,3,4,0,{"$f":"Tabulation[[#This Row],[AC System Output (W)]]/1000","v":0},{"$f":"VLOOKUP(Tabulation[[#This Row],[Month]],Season,2)","v":"Winter"},{"$f":"(DATE(2021,Tabulation[[#This Row],[Month]],Tabulation[[#This Row],[Day]]))","v":"2021-12-03"},{"$f":"WEEKDAY(Tabulation[[#This Row],[Date]])","v":6},{"$f":"IF(OR(Tabulation[[#This Row],[DayNo]]=1,Tabulation[[#This Row],[DayNo]]=7),1,0)","v":0},{"$f":"COUNTIF(Holidays,Tabulation[[#This Row],[Date]])","v":0},{"$f":"CONCATENATE(Tabulation[[#This Row],[Holiday]],Tabulation[[#This Row],[Season]],Tabulation[[#This Row],[Weekend]],\"-\",IF(Tabulation[[#This Row],[Hour]]<10,0,\"\"),C8096)","v":"0Winter0-04"},{"$f":"VLOOKUP(Tabulation[[#This Row],[Concat]],Table3[],8)","v":0.28519},{"$f":"(Tabulation[[#This Row],[AC System Output (kW)]]*Tabulation[[#This Row],[Rate]])","v":0}]
[12,3,8,330.33300000000003,{"$f":"Tabulation[[#This Row],[AC System Output (W)]]/1000","v":0.33033300000000004},{"$f":"VLOOKUP(Tabulation[[#This Row],[Month]],Season,2)","v":"Winter"},{"$f":"(DATE(2021,Tabulation[[#This Row],[Month]],Tabulation[[#This Row],[Day]]))","v":"2021-12-03"},{"$f":"WEEKDAY(Tabulation[[#This Row],[Date]])","v":6},{"$f":"IF(OR(Tabulation[[#This Row],[DayNo]]=1,Tabulation[[#This Row],[DayNo]]=7),1,0)","v":0},{"$f":"COUNTIF(Holidays,Tabulation[[#This Row],[Date]])","v":0},{"$f":"CONCATENATE(Tabulation[[#This Row],[Holiday]],Tabulation[[#This Row],[Season]],Tabulation[[#This Row],[Weekend]],\"-\",IF(Tabulation[[#This Row],[Hour]]<10,0,\"\"),C8100)","v":"0Winter0-08"},{"$f":"VLOOKUP(Tabulation[[#This Row],[Concat]],Table3[],8)","v":0.28519},{"$f":"(Tabulation[[#This Row],[AC System Output (kW)]]*Tabulation[[#This Row],[Rate]])","v":9.4207668270000017E-2}]
[12,3,11,2504.1959999999999,{"$f":"Tabulation[[#This Row],[AC System Output (W)]]/1000","v":2.5041959999999999},{"$f":"VLOOKUP(Tabulation[[#This Row],[Month]],Season,2)","v":"Winter"},{"$f":"(DATE(2021,Tabulation[[#This Row],[Month]],Tabulation[[#This Row],[Day]]))","v":"2021-12-03"},{"$f":"WEEKDAY(Tabulation[[#This Row],[Date]])","v":6},{"$f":"IF(OR(Tabulation[[#This Row],[DayNo]]=1,Tabulation[[#This Row],[DayNo]]=7),1,0)","v":0},{"$f":"COUNTIF(Holidays,Tabulation[[#This Row],[Date]])","v":0},{"$f":"CONCATENATE(Tabulation[[#This Row],[Holiday]],Tabulation[[#This Row],[Season]],Tabulation[[#This Row],[Weekend]],\"-\",IF(Tabulation[[#This Row],[Hour]]<10,0,\"\"),C8103)","v":"0Winter0-11"},{"$f":"VLOOKUP(Tabulation[[#This Row],[Concat]],Table3[],8)","v":0.28519},{"$f":"(Tabulation[[#This Row],[AC System Output (kW)]]*Tabulation[[#This Row],[Rate]])","v":0.71417165723999998}]
[12,3,14,1706.0709999999999,{"$f":"Tabulation[[#This Row],[AC System Output (W)]]/1000","v":1.7060709999999999},{"$f":"VLOOKUP(Tabulation[[#This Row],[Month]],Season,2)","v":"Winter"},{"$f":"(DATE(2021,Tabulation[[#This Row],[Month]],Tabulation[[#This Row],[Day]]))","v":"2021-12-03"},{"$f":"WEEKDAY(Tabulation[[#This Row],[Date]])","v":6},{"$f":"IF(OR(Tabulation[[#This Row],[DayNo]]=1,Tabulation[[#This Row],[DayNo]]=7),1,0)","v":0},{"$f":"COUNTIF(Holidays,Tabulation[[#This Row],[Date]])","v":0},{"$f":"CONCATENATE(Tabulation[[#This Row],[Holiday]],Tabulation[[#This Row],[Season]],Tabulation[[#This Row],[Weekend]],\"-\",IF(Tabulation[[#This Row],[Hour]]<10,0,\"\"),C8106)","v":"0Winter0-14"},{"$f":"VLOOKUP(Tabulation[[#This Row],[Concat]],Table3[],8)","v":0.28519},{"$f":"(Tabulation[[#This Row],[AC System Output (kW)]]*Tabulation[[#This Row],[Rate]])","v":0.48655438848999999}]
[12,3,18,0,{"$f":"Tabulation[[#This Row],[AC System Output (W)]]/1000","v":0},{"$f":"VLOOKUP(Tabulation[[#This Row],[Month]],Season,2)","v":"Winter"},{"$f":"(DATE(2021,Tabulation[[#This Row],[Month]],Tabulation[[#This Row],[Day]]))","v":"2021-12-03"},{"$f":"WEEKDAY(Tabulation[[#This Row],[Date]])","v":6},{"$f":"IF(OR(Tabulation[[#This Row],[DayNo]]=1,Tabulation[[#This Row],[DayNo]]=7),1,0)","v":0},{"$f":"COUNTIF(Holidays,Tabulation[[#This Row],[Date]])","v":0},{"$f":"CONCATENATE(Tabulation[[#This Row],[Holiday]],Tabulation[[#This Row],[Season]],Tabulation[[#This Row],[Weekend]],\"-\",IF(Tabulation[[#This Row],[Hour]]<10,0,\"\"),C8110)","v":"0Winter0-18"},{"$f":"VLOOKUP(Tabulation[[#This Row],[Concat]],Table3[],8)","v":0.30257000000000001},{"$f":"(Tabulation[[#This Row],[AC System Output (kW)]]*Tabulation[[#This Row],[Rate]])","v":0}]
[12,3,20,0,{"$f":"Tabulation[[#This Row],[AC System Output (W)]]/1000","v":0},{"$f":"VLOOKUP(Tabulation[[#This Row],[Month]],Season,2)","v":"Winter"},{"$f":"(DATE(2021,Tabulation[[#This Row],[Month]],Tabulation[[#This Row],[Day]]))","v":"2021-12-03"},{"$f":"WEEKDAY(Tabulation[[#This Row],[Date]])","v":6},{"$f":"IF(OR(Tabulation[[#This Row],[DayNo]]=1,Tabulation[[#This Row],[DayNo]]=7),1,0)","v":0},{"$f":"COUNTIF(Holidays,Tabulation[[#This Row],[Date]])","v":0},{"$f":"CONCATENATE(Tabulation[[#This Row],[Holiday]],Tabulation[[#This Row],[Season]],Tabulation[[#This Row],[Weekend]],\"-\",IF(Tabulation[[#This Row],[Hour]]<10,0,\"\"),C8112)","v":"0Winter0-20"},{"$f":"VLOOKUP(Tabulation[[#This Row],[Concat]],Table3[],8)","v":0.28519},{"$f":"(Tabulation[[#This Row],[AC System Output (kW)]]*Tabulation[[#This Row],[Rate]])","v":0}]
[12,4,1,0,{"$f":"Tabulation[[#This Row],[AC System Output (W)]]/1000","v":0},{"$f":"VLOOKUP(Tabulation[[#This Row],[Month]],Season,2)","v":"Winter"},{"$f":"(DATE(2021,Tabulation[[#This Row],[Month]],Tabulation[[#This Row],[Day]]))","v":"2021-12-04"},{"$f":"WEEKDAY(Tabulation[[#This Row],[Date]])","v":7},{"$f":"IF(OR(Tabulation[[#This Row],[DayNo]]=1,Tabulation[[#This Row],[DayNo]]=7),1,0)","v":1},{"$f":"COUNTIF(Holidays,Tabulation[[#This Row],[Date]])","v":0},{"$f":"CONCATENATE(Tabulation[[#This Row],[Holiday]],Tabulation[[#This Row],[Season]],Tabulation[[#This Row],[Weekend]],\"-\",IF(Tabulation[[#This Row],[Hour]]<10,0,\"\"),C8117)","v":"0Winter1-01"},{"$f":"VLOOKUP(Tabulation[[#This Row],[Concat]],Table3[],8)","v":0.28519},{"$f":"(Tabulation[[#This Row],[AC System Output (kW)]]*Tabulation[[#This Row],[Rate]])","v":0}]
[12,4,2,0,{"$f":"Tabulation[[#This Row],[AC System Output (W)]]/1000","v":0},{"$f":"VLOOKUP(Tabulation[[#This Row],[Month]],Season,2)","v":"Winter"},{"$f":"(DATE(2021,Tabulation[[#This Row],[Month]],Tabulation[[#This Row],[Day]]))","v":"2021-12-04"},{"$f":"WEEKDAY(Tabulation[[#This Row],[Date]])","v":7},{"$f":"IF(OR(Tabulation[[#This Row],[DayNo]]=1,Tabulation[[#This Row],[DayNo]]=7),1,0)","v":1},{"$f":"COUNTIF(Holidays,Tabulation[[#This Row],[Date]])","v":0},{"$f":"CONCATENATE(Tabulation[[#This Row],[Holiday]],Tabulation[[#This Row],[Season]],Tabulation[[#This Row],[Weekend]],\"-\",IF(Tabulation[[#This Row],[Hour]]<10,0,\"\"),C8118)","v":"0Winter1-02"},{"$f":"VLOOKUP(Tabulation[[#This Row],[Concat]],Table3[],8)","v":0.28519},{"$f":"(Tabulation[[#This Row],[AC System Output (kW)]]*Tabulation[[#This Row],[Rate]])","v":0}]
[12,4,5,0,{"$f":"Tabulation[[#This Row],[AC System Output (W)]]/1000","v":0},{"$f":"VLOOKUP(Tabulation[[#This Row],[Month]],Season,2)","v":"Winter"},{"$f":"(DATE(2021,Tabulation[[#This Row],[Month]],Tabulation[[#This Row],[Day]]))","v":"2021-12-04"},{"$f":"WEEKDAY(Tabulation[[#This Row],[Date]])","v":7},{"$f":"IF(OR(Tabulation[[#This Row],[DayNo]]=1,Tabulation[[#This Row],[DayNo]]=7),1,0)","v":1},{"$f":"COUNTIF(Holidays,Tabulation[[#This Row],[Date]])","v":0},{"$f":"CONCATENATE(Tabulation[[#This Row],[Holiday]],Tabulation[[#This Row],[Season]],Tabulation[[#This Row],[Weekend]],\"-\",IF(Tabulation[[#This Row],[Hour]]<10,0,\"\"),C8121)","v":"0Winter1-05"},{"$f":"VLOOKUP(Tabulation[[#This Row],[Concat]],Table3[],8)","v":0.28519},{"$f":"(Tabulation[[#This Row],[AC System Output (kW)]]*Tabulation[[#This Row],[Rate]])","v":0}]
[12,4,9,1957.64,{"$f":"Tabulation[[#This Row],[AC System Output (W)]]/1000","v":1.95764},{"$f":"VLOOKUP(Tabulation[[#This Row],[Month]],Season,2)","v":"Winter"},{"$f":"(DATE(2021,Tabulation[[#This Row],[Month]],Tabulation[[#This Row],[Day]]))","v":"2021-12-04"},{"$f":"WEEKDAY(Tabulation[[#This Row],[Date]])","v":7},{"$f":"IF(OR(Tabulation[[#This Row],[DayNo]]=1,Tabulation[[#This Row],[DayNo]]=7),1,0)","v":1},{"$f":"COUNTIF(Holidays,Tabulation[[#This Row],[Date]])","v":0},{"$f":"CONCATENATE(Tabulation[[#This Row],[Holiday]],Tabulation[[#This Row],[Season]],Tabulation[[#This Row],[Weekend]],\"-\",IF(Tabulation[[#This Row],[Hour]]<10,0,\"\"),C8125)","v":"0Winter1-09"},{"$f":"VLOOKUP(Tabulation[[#This Row],[Concat]],Table3[],8)","v":0.28519},{"$f":"(Tabulation[[#This Row],[AC System Output (kW)]]*Tabulation[[#This Row],[Rate]])","v":0.55829935159999999}]
[12,4,12,2466.0909999999999,{"$f":"Tabulation[[#This Row],[AC System Output (W)]]/1000","v":2.466091},{"$f":"VLOOKUP(Tabulation[[#This Row],[Month]],Season,2)","v":"Winter"},{"$f":"(DATE(2021,Tabulation[[#This Row],[Month]],Tabulation[[#This Row],[Day]]))","v":"2021-12-04"},{"$f":"WEEKDAY(Tabulation[[#This Row],[Date]])","v":7},{"$f":"IF(OR(Tabulation[[#This Row],[DayNo]]=1,Tabulation[[#This Row],[DayNo]]=7),1,0)","v":1},{"$f":"COUNTIF(Holidays,Tabulation[[#This Row],[Date]])","v":0},{"$f":"CONCATENATE(Tabulation[[#This Row],[Holiday]],Tabulation[[#This Row],[Season]],Tabulation[[#This Row],[Weekend]],\"-\",IF(Tabulation[[#This Row],[Hour]]<10,0,\"\"),C8128)","v":"0Winter1-12"},{"$f":"VLOOKUP(Tabulation[[#This Row],[Concat]],Table3[],8)","v":0.28519},{"$f":"(Tabulation[[#This Row],[AC System Output (kW)]]*Tabulation[[#This Row],[Rate]])","v":0.70330449229000003}]
[12,4,15,685.43200000000002,{"$f":"Tabulation[[#This Row],[AC System Output (W)]]/1000","v":0.68543200000000004},{"$f":"VLOOKUP(Tabulation[[#This Row],[Month]],Season,2)","v":"Winter"},{"$f":"(DATE(2021,Tabulation[[#This Row],[Month]],Tabulation[[#This Row],[Day]]))","v":"2021-12-04"},{"$f":"WEEKDAY(Tabulation[[#This Row],[Date]])","v":7},{"$f":"IF(OR(Tabulation[[#This Row],[DayNo]]=1,Tabulation[[#This Row],[DayNo]]=7),1,0)","v":1},{"$f":"COUNTIF(Holidays,Tabulation[[#This Row],[Date]])","v":0},{"$f":"CONCATENATE(Tabulation[[#This Row],[Holiday]],Tabulation[[#This Row],[Season]],Tabulation[[#This Row],[Weekend]],\"-\",IF(Tabulation[[#This Row],[Hour]]<10,0,\"\"),C8131)","v":"0Winter1-15"},{"$f":"VLOOKUP(Tabulation[[#This Row],[Concat]],Table3[],8)","v":0.28519},{"$f":"(Tabulation[[#This Row],[AC System Output (kW)]]*Tabulation[[#This Row],[Rate]])","v":0.19547835208}]
[12,4,17,0,{"$f":"Tabulation[[#This Row],[AC System Output (W)]]/1000","v":0},{"$f":"VLOOKUP(Tabulation[[#This Row],[Month]],Season,2)","v":"Winter"},{"$f":"(DATE(2021,Tabulation[[#This Row],[Month]],Tabulation[[#This Row],[Day]]))","v":"2021-12-04"},{"$f":"WEEKDAY(Tabulation[[#This Row],[Date]])","v":7},{"$f":"IF(OR(Tabulation[[#This Row],[DayNo]]=1,Tabulation[[#This Row],[DayNo]]=7),1,0)","v":1},{"$f":"COUNTIF(Holidays,Tabulation[[#This Row],[Date]])","v":0},{"$f":"CONCATENATE(Tabulation[[#This Row],[Holiday]],Tabulation[[#This Row],[Season]],Tabulation[[#This Row],[Weekend]],\"-\",IF(Tabulation[[#This Row],[Hour]]<10,0,\"\"),C8133)","v":"0Winter1-17"},{"$f":"VLOOKUP(Tabulation[[#This Row],[Concat]],Table3[],8)","v":0.28519},{"$f":"(Tabulation[[#This Row],[AC System Output (kW)]]*Tabulation[[#This Row],[Rate]])","v":0}]
[12,4,23,0,{"$f":"Tabulation[[#This Row],[AC System Output (W)]]/1000","v":0},{"$f":"VLOOKUP(Tabulation[[#This Row],[Month]],Season,2)","v":"Winter"},{"$f":"(DATE(2021,Tabulation[[#This Row],[Month]],Tabulation[[#This Row],[Day]]))","v":"2021-12-04"},{"$f":"WEEKDAY(Tabulation[[#This Row],[Date]])","v":7},{"$f":"IF(OR(Tabulation[[#This Row],[DayNo]]=1,Tabulation[[#This Row],[DayNo]]=7),1,0)","v":1},{"$f":"COUNTIF(Holidays,Tabulation[[#This Row],[Date]])","v":0},{"$f":"CONCATENATE(Tabulation[[#This Row],[Holiday]],Tabulation[[#This Row],[Season]],Tabulation[[#This Row],[Weekend]],\"-\",IF(Tabulation[[#This Row],[Hour]]<10,0,\"\"),C8139)","v":"0Winter1-23"},{"$f":"VLOOKUP(Tabulation[[#This Row],[Concat]],Table3[],8)","v":0.28519},{"$f":"(Tabulation[[#This Row],[AC System Output (kW)]]*Tabulation[[#This Row],[Rate]])","v":0}]
[12,5,2,0,{"$f":"Tabulation[[#This Row],[AC System Output (W)]]/1000","v":0},{"$f":"VLOOKUP(Tabulation[[#This Row],[Month]],Season,2)","v":"Winter"},{"$f":"(DATE(2021,Tabulation[[#This Row],[Month]],Tabulation[[#This Row],[Day]]))","v":"2021-12-05"},{"$f":"WEEKDAY(Tabulation[[#This Row],[Date]])","v":1},{"$f":"IF(OR(Tabulation[[#This Row],[DayNo]]=1,Tabulation[[#This Row],[DayNo]]=7),1,0)","v":1},{"$f":"COUNTIF(Holidays,Tabulation[[#This Row],[Date]])","v":0},{"$f":"CONCATENATE(Tabulation[[#This Row],[Holiday]],Tabulation[[#This Row],[Season]],Tabulation[[#This Row],[Weekend]],\"-\",IF(Tabulation[[#This Row],[Hour]]<10,0,\"\"),C8142)","v":"0Winter1-02"},{"$f":"VLOOKUP(Tabulation[[#This Row],[Concat]],Table3[],8)","v":0.28519},{"$f":"(Tabulation[[#This Row],[AC System Output (kW)]]*Tabulation[[#This Row],[Rate]])","v":0}]
[12,5,3,0,{"$f":"Tabulation[[#This Row],[AC System Output (W)]]/1000","v":0},{"$f":"VLOOKUP(Tabulation[[#This Row],[Month]],Season,2)","v":"Winter"},{"$f":"(DATE(2021,Tabulation[[#This Row],[Month]],Tabulation[[#This Row],[Day]]))","v":"2021-12-05"},{"$f":"WEEKDAY(Tabulation[[#This Row],[Date]])","v":1},{"$f":"IF(OR(Tabulation[[#This Row],[DayNo]]=1,Tabulation[[#This Row],[DayNo]]=7),1,0)","v":1},{"$f":"COUNTIF(Holidays,Tabulation[[#This Row],[Date]])","v":0},{"$f":"CONCATENATE(Tabulation[[#This Row],[Holiday]],Tabulation[[#This Row],[Season]],Tabulation[[#This Row],[Weekend]],\"-\",IF(Tabulation[[#This Row],[Hour]]<10,0,\"\"),C8143)","v":"0Winter1-03"},{"$f":"VLOOKUP(Tabulation[[#This Row],[Concat]],Table3[],8)","v":0.28519},{"$f":"(Tabulation[[#This Row],[AC System Output (kW)]]*Tabulation[[#This Row],[Rate]])","v":0}]
[12,5,6,0,{"$f":"Tabulation[[#This Row],[AC System Output (W)]]/1000","v":0},{"$f":"VLOOKUP(Tabulation[[#This Row],[Month]],Season,2)","v":"Winter"},{"$f":"(DATE(2021,Tabulation[[#This Row],[Month]],Tabulation[[#This Row],[Day]]))","v":"2021-12-05"},{"$f":"WEEKDAY(Tabulation[[#This Row],[Date]])","v":1},{"$f":"IF(OR(Tabulation[[#This Row],[DayNo]]=1,Tabulation[[#This Row],[DayNo]]=7),1,0)","v":1},{"$f":"COUNTIF(Holidays,Tabulation[[#This Row],[Date]])","v":0},{"$f":"CONCATENATE(Tabulation[[#This Row],[Holiday]],Tabulation[[#This Row],[Season]],Tabulation[[#This Row],[Weekend]],\"-\",IF(Tabulation[[#This Row],[Hour]]<10,0,\"\"),C8146)","v":"0Winter1-06"},{"$f":"VLOOKUP(Tabulation[[#This Row],[Concat]],Table3[],8)","v":0.28519},{"$f":"(Tabulation[[#This Row],[AC System Output (kW)]]*Tabulation[[#This Row],[Rate]])","v":0}]
[12,5,10,2337.1689999999999,{"$f":"Tabulation[[#This Row],[AC System Output (W)]]/1000","v":2.3371689999999998},{"$f":"VLOOKUP(Tabulation[[#This Row],[Month]],Season,2)","v":"Winter"},{"$f":"(DATE(2021,Tabulation[[#This Row],[Month]],Tabulation[[#This Row],[Day]]))","v":"2021-12-05"},{"$f":"WEEKDAY(Tabulation[[#This Row],[Date]])","v":1},{"$f":"IF(OR(Tabulation[[#This Row],[DayNo]]=1,Tabulation[[#This Row],[DayNo]]=7),1,0)","v":1},{"$f":"COUNTIF(Holidays,Tabulation[[#This Row],[Date]])","v":0},{"$f":"CONCATENATE(Tabulation[[#This Row],[Holiday]],Tabulation[[#This Row],[Season]],Tabulation[[#This Row],[Weekend]],\"-\",IF(Tabulation[[#This Row],[Hour]]<10,0,\"\"),C8150)","v":"0Winter1-10"},{"$f":"VLOOKUP(Tabulation[[#This Row],[Concat]],Table3[],8)","v":0.28519},{"$f":"(Tabulation[[#This Row],[AC System Output (kW)]]*Tabulation[[#This Row],[Rate]])","v":0.66653722710999996}]
[12,5,13,1568.0139999999999,{"$f":"Tabulation[[#This Row],[AC System Output (W)]]/1000","v":1.5680139999999998},{"$f":"VLOOKUP(Tabulation[[#This Row],[Month]],Season,2)","v":"Winter"},{"$f":"(DATE(2021,Tabulation[[#This Row],[Month]],Tabulation[[#This Row],[Day]]))","v":"2021-12-05"},{"$f":"WEEKDAY(Tabulation[[#This Row],[Date]])","v":1},{"$f":"IF(OR(Tabulation[[#This Row],[DayNo]]=1,Tabulation[[#This Row],[DayNo]]=7),1,0)","v":1},{"$f":"COUNTIF(Holidays,Tabulation[[#This Row],[Date]])","v":0},{"$f":"CONCATENATE(Tabulation[[#This Row],[Holiday]],Tabulation[[#This Row],[Season]],Tabulation[[#This Row],[Weekend]],\"-\",IF(Tabulation[[#This Row],[Hour]]<10,0,\"\"),C8153)","v":"0Winter1-13"},{"$f":"VLOOKUP(Tabulation[[#This Row],[Concat]],Table3[],8)","v":0.28519},{"$f":"(Tabulation[[#This Row],[AC System Output (kW)]]*Tabulation[[#This Row],[Rate]])","v":0.44718191265999996}]
[12,5,18,0,{"$f":"Tabulation[[#This Row],[AC System Output (W)]]/1000","v":0},{"$f":"VLOOKUP(Tabulation[[#This Row],[Month]],Season,2)","v":"Winter"},{"$f":"(DATE(2021,Tabulation[[#This Row],[Month]],Tabulation[[#This Row],[Day]]))","v":"2021-12-05"},{"$f":"WEEKDAY(Tabulation[[#This Row],[Date]])","v":1},{"$f":"IF(OR(Tabulation[[#This Row],[DayNo]]=1,Tabulation[[#This Row],[DayNo]]=7),1,0)","v":1},{"$f":"COUNTIF(Holidays,Tabulation[[#This Row],[Date]])","v":0},{"$f":"CONCATENATE(Tabulation[[#This Row],[Holiday]],Tabulation[[#This Row],[Season]],Tabulation[[#This Row],[Weekend]],\"-\",IF(Tabulation[[#This Row],[Hour]]<10,0,\"\"),C8158)","v":"0Winter1-18"},{"$f":"VLOOKUP(Tabulation[[#This Row],[Concat]],Table3[],8)","v":0.28519},{"$f":"(Tabulation[[#This Row],[AC System Output (kW)]]*Tabulation[[#This Row],[Rate]])","v":0}]
[12,5,21,0,{"$f":"Tabulation[[#This Row],[AC System Output (W)]]/1000","v":0},{"$f":"VLOOKUP(Tabulation[[#This Row],[Month]],Season,2)","v":"Winter"},{"$f":"(DATE(2021,Tabulation[[#This Row],[Month]],Tabulation[[#This Row],[Day]]))","v":"2021-12-05"},{"$f":"WEEKDAY(Tabulation[[#This Row],[Date]])","v":1},{"$f":"IF(OR(Tabulation[[#This Row],[DayNo]]=1,Tabulation[[#This Row],[DayNo]]=7),1,0)","v":1},{"$f":"COUNTIF(Holidays,Tabulation[[#This Row],[Date]])","v":0},{"$f":"CONCATENATE(Tabulation[[#This Row],[Holiday]],Tabulation[[#This Row],[Season]],Tabulation[[#This Row],[Weekend]],\"-\",IF(Tabulation[[#This Row],[Hour]]<10,0,\"\"),C8161)","v":"0Winter1-21"},{"$f":"VLOOKUP(Tabulation[[#This Row],[Concat]],Table3[],8)","v":0.28519},{"$f":"(Tabulation[[#This Row],[AC System Output (kW)]]*Tabulation[[#This Row],[Rate]])","v":0}]
[12,6,0,0,{"$f":"Tabulation[[#This Row],[AC System Output (W)]]/1000","v":0},{"$f":"VLOOKUP(Tabulation[[#This Row],[Month]],Season,2)","v":"Winter"},{"$f":"(DATE(2021,Tabulation[[#This Row],[Month]],Tabulation[[#This Row],[Day]]))","v":"2021-12-06"},{"$f":"WEEKDAY(Tabulation[[#This Row],[Date]])","v":2},{"$f":"IF(OR(Tabulation[[#This Row],[DayNo]]=1,Tabulation[[#This Row],[DayNo]]=7),1,0)","v":0},{"$f":"COUNTIF(Holidays,Tabulation[[#This Row],[Date]])","v":0},{"$f":"CONCATENATE(Tabulation[[#This Row],[Holiday]],Tabulation[[#This Row],[Season]],Tabulation[[#This Row],[Weekend]],\"-\",IF(Tabulation[[#This Row],[Hour]]<10,0,\"\"),C8164)","v":"0Winter0-00"},{"$f":"VLOOKUP(Tabulation[[#This Row],[Concat]],Table3[],8)","v":0.28519},{"$f":"(Tabulation[[#This Row],[AC System Output (kW)]]*Tabulation[[#This Row],[Rate]])","v":0}]
[12,6,1,0,{"$f":"Tabulation[[#This Row],[AC System Output (W)]]/1000","v":0},{"$f":"VLOOKUP(Tabulation[[#This Row],[Month]],Season,2)","v":"Winter"},{"$f":"(DATE(2021,Tabulation[[#This Row],[Month]],Tabulation[[#This Row],[Day]]))","v":"2021-12-06"},{"$f":"WEEKDAY(Tabulation[[#This Row],[Date]])","v":2},{"$f":"IF(OR(Tabulation[[#This Row],[DayNo]]=1,Tabulation[[#This Row],[DayNo]]=7),1,0)","v":0},{"$f":"COUNTIF(Holidays,Tabulation[[#This Row],[Date]])","v":0},{"$f":"CONCATENATE(Tabulation[[#This Row],[Holiday]],Tabulation[[#This Row],[Season]],Tabulation[[#This Row],[Weekend]],\"-\",IF(Tabulation[[#This Row],[Hour]]<10,0,\"\"),C8165)","v":"0Winter0-01"},{"$f":"VLOOKUP(Tabulation[[#This Row],[Concat]],Table3[],8)","v":0.28519},{"$f":"(Tabulation[[#This Row],[AC System Output (kW)]]*Tabulation[[#This Row],[Rate]])","v":0}]
[12,6,4,0,{"$f":"Tabulation[[#This Row],[AC System Output (W)]]/1000","v":0},{"$f":"VLOOKUP(Tabulation[[#This Row],[Month]],Season,2)","v":"Winter"},{"$f":"(DATE(2021,Tabulation[[#This Row],[Month]],Tabulation[[#This Row],[Day]]))","v":"2021-12-06"},{"$f":"WEEKDAY(Tabulation[[#This Row],[Date]])","v":2},{"$f":"IF(OR(Tabulation[[#This Row],[DayNo]]=1,Tabulation[[#This Row],[DayNo]]=7),1,0)","v":0},{"$f":"COUNTIF(Holidays,Tabulation[[#This Row],[Date]])","v":0},{"$f":"CONCATENATE(Tabulation[[#This Row],[Holiday]],Tabulation[[#This Row],[Season]],Tabulation[[#This Row],[Weekend]],\"-\",IF(Tabulation[[#This Row],[Hour]]<10,0,\"\"),C8168)","v":"0Winter0-04"},{"$f":"VLOOKUP(Tabulation[[#This Row],[Concat]],Table3[],8)","v":0.28519},{"$f":"(Tabulation[[#This Row],[AC System Output (kW)]]*Tabulation[[#This Row],[Rate]])","v":0}]
[12,6,7,360.697,{"$f":"Tabulation[[#This Row],[AC System Output (W)]]/1000","v":0.36069699999999999},{"$f":"VLOOKUP(Tabulation[[#This Row],[Month]],Season,2)","v":"Winter"},{"$f":"(DATE(2021,Tabulation[[#This Row],[Month]],Tabulation[[#This Row],[Day]]))","v":"2021-12-06"},{"$f":"WEEKDAY(Tabulation[[#This Row],[Date]])","v":2},{"$f":"IF(OR(Tabulation[[#This Row],[DayNo]]=1,Tabulation[[#This Row],[DayNo]]=7),1,0)","v":0},{"$f":"COUNTIF(Holidays,Tabulation[[#This Row],[Date]])","v":0},{"$f":"CONCATENATE(Tabulation[[#This Row],[Holiday]],Tabulation[[#This Row],[Season]],Tabulation[[#This Row],[Weekend]],\"-\",IF(Tabulation[[#This Row],[Hour]]<10,0,\"\"),C8171)","v":"0Winter0-07"},{"$f":"VLOOKUP(Tabulation[[#This Row],[Concat]],Table3[],8)","v":0.28519},{"$f":"(Tabulation[[#This Row],[AC System Output (kW)]]*Tabulation[[#This Row],[Rate]])","v":0.10286717743}]
[12,6,11,500.29700000000003,{"$f":"Tabulation[[#This Row],[AC System Output (W)]]/1000","v":0.50029699999999999},{"$f":"VLOOKUP(Tabulation[[#This Row],[Month]],Season,2)","v":"Winter"},{"$f":"(DATE(2021,Tabulation[[#This Row],[Month]],Tabulation[[#This Row],[Day]]))","v":"2021-12-06"},{"$f":"WEEKDAY(Tabulation[[#This Row],[Date]])","v":2},{"$f":"IF(OR(Tabulation[[#This Row],[DayNo]]=1,Tabulation[[#This Row],[DayNo]]=7),1,0)","v":0},{"$f":"COUNTIF(Holidays,Tabulation[[#This Row],[Date]])","v":0},{"$f":"CONCATENATE(Tabulation[[#This Row],[Holiday]],Tabulation[[#This Row],[Season]],Tabulation[[#This Row],[Weekend]],\"-\",IF(Tabulation[[#This Row],[Hour]]<10,0,\"\"),C8175)","v":"0Winter0-11"},{"$f":"VLOOKUP(Tabulation[[#This Row],[Concat]],Table3[],8)","v":0.28519},{"$f":"(Tabulation[[#This Row],[AC System Output (kW)]]*Tabulation[[#This Row],[Rate]])","v":0.14267970143}]
[12,6,15,135.322,{"$f":"Tabulation[[#This Row],[AC System Output (W)]]/1000","v":0.135322},{"$f":"VLOOKUP(Tabulation[[#This Row],[Month]],Season,2)","v":"Winter"},{"$f":"(DATE(2021,Tabulation[[#This Row],[Month]],Tabulation[[#This Row],[Day]]))","v":"2021-12-06"},{"$f":"WEEKDAY(Tabulation[[#This Row],[Date]])","v":2},{"$f":"IF(OR(Tabulation[[#This Row],[DayNo]]=1,Tabulation[[#This Row],[DayNo]]=7),1,0)","v":0},{"$f":"COUNTIF(Holidays,Tabulation[[#This Row],[Date]])","v":0},{"$f":"CONCATENATE(Tabulation[[#This Row],[Holiday]],Tabulation[[#This Row],[Season]],Tabulation[[#This Row],[Weekend]],\"-\",IF(Tabulation[[#This Row],[Hour]]<10,0,\"\"),C8179)","v":"0Winter0-15"},{"$f":"VLOOKUP(Tabulation[[#This Row],[Concat]],Table3[],8)","v":0.28519},{"$f":"(Tabulation[[#This Row],[AC System Output (kW)]]*Tabulation[[#This Row],[Rate]])","v":3.8592481179999999E-2}]
[12,6,18,0,{"$f":"Tabulation[[#This Row],[AC System Output (W)]]/1000","v":0},{"$f":"VLOOKUP(Tabulation[[#This Row],[Month]],Season,2)","v":"Winter"},{"$f":"(DATE(2021,Tabulation[[#This Row],[Month]],Tabulation[[#This Row],[Day]]))","v":"2021-12-06"},{"$f":"WEEKDAY(Tabulation[[#This Row],[Date]])","v":2},{"$f":"IF(OR(Tabulation[[#This Row],[DayNo]]=1,Tabulation[[#This Row],[DayNo]]=7),1,0)","v":0},{"$f":"COUNTIF(Holidays,Tabulation[[#This Row],[Date]])","v":0},{"$f":"CONCATENATE(Tabulation[[#This Row],[Holiday]],Tabulation[[#This Row],[Season]],Tabulation[[#This Row],[Weekend]],\"-\",IF(Tabulation[[#This Row],[Hour]]<10,0,\"\"),C8182)","v":"0Winter0-18"},{"$f":"VLOOKUP(Tabulation[[#This Row],[Concat]],Table3[],8)","v":0.30257000000000001},{"$f":"(Tabulation[[#This Row],[AC System Output (kW)]]*Tabulation[[#This Row],[Rate]])","v":0}]
[12,6,22,0,{"$f":"Tabulation[[#This Row],[AC System Output (W)]]/1000","v":0},{"$f":"VLOOKUP(Tabulation[[#This Row],[Month]],Season,2)","v":"Winter"},{"$f":"(DATE(2021,Tabulation[[#This Row],[Month]],Tabulation[[#This Row],[Day]]))","v":"2021-12-06"},{"$f":"WEEKDAY(Tabulation[[#This Row],[Date]])","v":2},{"$f":"IF(OR(Tabulation[[#This Row],[DayNo]]=1,Tabulation[[#This Row],[DayNo]]=7),1,0)","v":0},{"$f":"COUNTIF(Holidays,Tabulation[[#This Row],[Date]])","v":0},{"$f":"CONCATENATE(Tabulation[[#This Row],[Holiday]],Tabulation[[#This Row],[Season]],Tabulation[[#This Row],[Weekend]],\"-\",IF(Tabulation[[#This Row],[Hour]]<10,0,\"\"),C8186)","v":"0Winter0-22"},{"$f":"VLOOKUP(Tabulation[[#This Row],[Concat]],Table3[],8)","v":0.28519},{"$f":"(Tabulation[[#This Row],[AC System Output (kW)]]*Tabulation[[#This Row],[Rate]])","v":0}]
[12,7,1,0,{"$f":"Tabulation[[#This Row],[AC System Output (W)]]/1000","v":0},{"$f":"VLOOKUP(Tabulation[[#This Row],[Month]],Season,2)","v":"Winter"},{"$f":"(DATE(2021,Tabulation[[#This Row],[Month]],Tabulation[[#This Row],[Day]]))","v":"2021-12-07"},{"$f":"WEEKDAY(Tabulation[[#This Row],[Date]])","v":3},{"$f":"IF(OR(Tabulation[[#This Row],[DayNo]]=1,Tabulation[[#This Row],[DayNo]]=7),1,0)","v":0},{"$f":"COUNTIF(Holidays,Tabulation[[#This Row],[Date]])","v":0},{"$f":"CONCATENATE(Tabulation[[#This Row],[Holiday]],Tabulation[[#This Row],[Season]],Tabulation[[#This Row],[Weekend]],\"-\",IF(Tabulation[[#This Row],[Hour]]<10,0,\"\"),C8189)","v":"0Winter0-01"},{"$f":"VLOOKUP(Tabulation[[#This Row],[Concat]],Table3[],8)","v":0.28519},{"$f":"(Tabulation[[#This Row],[AC System Output (kW)]]*Tabulation[[#This Row],[Rate]])","v":0}]
[12,7,2,0,{"$f":"Tabulation[[#This Row],[AC System Output (W)]]/1000","v":0},{"$f":"VLOOKUP(Tabulation[[#This Row],[Month]],Season,2)","v":"Winter"},{"$f":"(DATE(2021,Tabulation[[#This Row],[Month]],Tabulation[[#This Row],[Day]]))","v":"2021-12-07"},{"$f":"WEEKDAY(Tabulation[[#This Row],[Date]])","v":3},{"$f":"IF(OR(Tabulation[[#This Row],[DayNo]]=1,Tabulation[[#This Row],[DayNo]]=7),1,0)","v":0},{"$f":"COUNTIF(Holidays,Tabulation[[#This Row],[Date]])","v":0},{"$f":"CONCATENATE(Tabulation[[#This Row],[Holiday]],Tabulation[[#This Row],[Season]],Tabulation[[#This Row],[Weekend]],\"-\",IF(Tabulation[[#This Row],[Hour]]<10,0,\"\"),C8190)","v":"0Winter0-02"},{"$f":"VLOOKUP(Tabulation[[#This Row],[Concat]],Table3[],8)","v":0.28519},{"$f":"(Tabulation[[#This Row],[AC System Output (kW)]]*Tabulation[[#This Row],[Rate]])","v":0}]
[12,7,5,0,{"$f":"Tabulation[[#This Row],[AC System Output (W)]]/1000","v":0},{"$f":"VLOOKUP(Tabulation[[#This Row],[Month]],Season,2)","v":"Winter"},{"$f":"(DATE(2021,Tabulation[[#This Row],[Month]],Tabulation[[#This Row],[Day]]))","v":"2021-12-07"},{"$f":"WEEKDAY(Tabulation[[#This Row],[Date]])","v":3},{"$f":"IF(OR(Tabulation[[#This Row],[DayNo]]=1,Tabulation[[#This Row],[DayNo]]=7),1,0)","v":0},{"$f":"COUNTIF(Holidays,Tabulation[[#This Row],[Date]])","v":0},{"$f":"CONCATENATE(Tabulation[[#This Row],[Holiday]],Tabulation[[#This Row],[Season]],Tabulation[[#This Row],[Weekend]],\"-\",IF(Tabulation[[#This Row],[Hour]]<10,0,\"\"),C8193)","v":"0Winter0-05"},{"$f":"VLOOKUP(Tabulation[[#This Row],[Concat]],Table3[],8)","v":0.28519},{"$f":"(Tabulation[[#This Row],[AC System Output (kW)]]*Tabulation[[#This Row],[Rate]])","v":0}]
[12,7,8,209.971,{"$f":"Tabulation[[#This Row],[AC System Output (W)]]/1000","v":0.20997099999999999},{"$f":"VLOOKUP(Tabulation[[#This Row],[Month]],Season,2)","v":"Winter"},{"$f":"(DATE(2021,Tabulation[[#This Row],[Month]],Tabulation[[#This Row],[Day]]))","v":"2021-12-07"},{"$f":"WEEKDAY(Tabulation[[#This Row],[Date]])","v":3},{"$f":"IF(OR(Tabulation[[#This Row],[DayNo]]=1,Tabulation[[#This Row],[DayNo]]=7),1,0)","v":0},{"$f":"COUNTIF(Holidays,Tabulation[[#This Row],[Date]])","v":0},{"$f":"CONCATENATE(Tabulation[[#This Row],[Holiday]],Tabulation[[#This Row],[Season]],Tabulation[[#This Row],[Weekend]],\"-\",IF(Tabulation[[#This Row],[Hour]]<10,0,\"\"),C8196)","v":"0Winter0-08"},{"$f":"VLOOKUP(Tabulation[[#This Row],[Concat]],Table3[],8)","v":0.28519},{"$f":"(Tabulation[[#This Row],[AC System Output (kW)]]*Tabulation[[#This Row],[Rate]])","v":5.9881629489999998E-2}]
[12,7,12,460.017,{"$f":"Tabulation[[#This Row],[AC System Output (W)]]/1000","v":0.46001700000000001},{"$f":"VLOOKUP(Tabulation[[#This Row],[Month]],Season,2)","v":"Winter"},{"$f":"(DATE(2021,Tabulation[[#This Row],[Month]],Tabulation[[#This Row],[Day]]))","v":"2021-12-07"},{"$f":"WEEKDAY(Tabulation[[#This Row],[Date]])","v":3},{"$f":"IF(OR(Tabulation[[#This Row],[DayNo]]=1,Tabulation[[#This Row],[DayNo]]=7),1,0)","v":0},{"$f":"COUNTIF(Holidays,Tabulation[[#This Row],[Date]])","v":0},{"$f":"CONCATENATE(Tabulation[[#This Row],[Holiday]],Tabulation[[#This Row],[Season]],Tabulation[[#This Row],[Weekend]],\"-\",IF(Tabulation[[#This Row],[Hour]]<10,0,\"\"),C8200)","v":"0Winter0-12"},{"$f":"VLOOKUP(Tabulation[[#This Row],[Concat]],Table3[],8)","v":0.28519},{"$f":"(Tabulation[[#This Row],[AC System Output (kW)]]*Tabulation[[#This Row],[Rate]])","v":0.13119224823}]
[12,7,16,96.403999999999996,{"$f":"Tabulation[[#This Row],[AC System Output (W)]]/1000","v":9.640399999999999E-2},{"$f":"VLOOKUP(Tabulation[[#This Row],[Month]],Season,2)","v":"Winter"},{"$f":"(DATE(2021,Tabulation[[#This Row],[Month]],Tabulation[[#This Row],[Day]]))","v":"2021-12-07"},{"$f":"WEEKDAY(Tabulation[[#This Row],[Date]])","v":3},{"$f":"IF(OR(Tabulation[[#This Row],[DayNo]]=1,Tabulation[[#This Row],[DayNo]]=7),1,0)","v":0},{"$f":"COUNTIF(Holidays,Tabulation[[#This Row],[Date]])","v":0},{"$f":"CONCATENATE(Tabulation[[#This Row],[Holiday]],Tabulation[[#This Row],[Season]],Tabulation[[#This Row],[Weekend]],\"-\",IF(Tabulation[[#This Row],[Hour]]<10,0,\"\"),C8204)","v":"0Winter0-16"},{"$f":"VLOOKUP(Tabulation[[#This Row],[Concat]],Table3[],8)","v":0.28519},{"$f":"(Tabulation[[#This Row],[AC System Output (kW)]]*Tabulation[[#This Row],[Rate]])","v":2.7493456759999996E-2}]
[12,7,20,0,{"$f":"Tabulation[[#This Row],[AC System Output (W)]]/1000","v":0},{"$f":"VLOOKUP(Tabulation[[#This Row],[Month]],Season,2)","v":"Winter"},{"$f":"(DATE(2021,Tabulation[[#This Row],[Month]],Tabulation[[#This Row],[Day]]))","v":"2021-12-07"},{"$f":"WEEKDAY(Tabulation[[#This Row],[Date]])","v":3},{"$f":"IF(OR(Tabulation[[#This Row],[DayNo]]=1,Tabulation[[#This Row],[DayNo]]=7),1,0)","v":0},{"$f":"COUNTIF(Holidays,Tabulation[[#This Row],[Date]])","v":0},{"$f":"CONCATENATE(Tabulation[[#This Row],[Holiday]],Tabulation[[#This Row],[Season]],Tabulation[[#This Row],[Weekend]],\"-\",IF(Tabulation[[#This Row],[Hour]]<10,0,\"\"),C8208)","v":"0Winter0-20"},{"$f":"VLOOKUP(Tabulation[[#This Row],[Concat]],Table3[],8)","v":0.28519},{"$f":"(Tabulation[[#This Row],[AC System Output (kW)]]*Tabulation[[#This Row],[Rate]])","v":0}]
[12,7,23,0,{"$f":"Tabulation[[#This Row],[AC System Output (W)]]/1000","v":0},{"$f":"VLOOKUP(Tabulation[[#This Row],[Month]],Season,2)","v":"Winter"},{"$f":"(DATE(2021,Tabulation[[#This Row],[Month]],Tabulation[[#This Row],[Day]]))","v":"2021-12-07"},{"$f":"WEEKDAY(Tabulation[[#This Row],[Date]])","v":3},{"$f":"IF(OR(Tabulation[[#This Row],[DayNo]]=1,Tabulation[[#This Row],[DayNo]]=7),1,0)","v":0},{"$f":"COUNTIF(Holidays,Tabulation[[#This Row],[Date]])","v":0},{"$f":"CONCATENATE(Tabulation[[#This Row],[Holiday]],Tabulation[[#This Row],[Season]],Tabulation[[#This Row],[Weekend]],\"-\",IF(Tabulation[[#This Row],[Hour]]<10,0,\"\"),C8211)","v":"0Winter0-23"},{"$f":"VLOOKUP(Tabulation[[#This Row],[Concat]],Table3[],8)","v":0.28519},{"$f":"(Tabulation[[#This Row],[AC System Output (kW)]]*Tabulation[[#This Row],[Rate]])","v":0}]
[12,8,2,0,{"$f":"Tabulation[[#This Row],[AC System Output (W)]]/1000","v":0},{"$f":"VLOOKUP(Tabulation[[#This Row],[Month]],Season,2)","v":"Winter"},{"$f":"(DATE(2021,Tabulation[[#This Row],[Month]],Tabulation[[#This Row],[Day]]))","v":"2021-12-08"},{"$f":"WEEKDAY(Tabulation[[#This Row],[Date]])","v":4},{"$f":"IF(OR(Tabulation[[#This Row],[DayNo]]=1,Tabulation[[#This Row],[DayNo]]=7),1,0)","v":0},{"$f":"COUNTIF(Holidays,Tabulation[[#This Row],[Date]])","v":0},{"$f":"CONCATENATE(Tabulation[[#This Row],[Holiday]],Tabulation[[#This Row],[Season]],Tabulation[[#This Row],[Weekend]],\"-\",IF(Tabulation[[#This Row],[Hour]]<10,0,\"\"),C8214)","v":"0Winter0-02"},{"$f":"VLOOKUP(Tabulation[[#This Row],[Concat]],Table3[],8)","v":0.28519},{"$f":"(Tabulation[[#This Row],[AC System Output (kW)]]*Tabulation[[#This Row],[Rate]])","v":0}]
[12,8,3,0,{"$f":"Tabulation[[#This Row],[AC System Output (W)]]/1000","v":0},{"$f":"VLOOKUP(Tabulation[[#This Row],[Month]],Season,2)","v":"Winter"},{"$f":"(DATE(2021,Tabulation[[#This Row],[Month]],Tabulation[[#This Row],[Day]]))","v":"2021-12-08"},{"$f":"WEEKDAY(Tabulation[[#This Row],[Date]])","v":4},{"$f":"IF(OR(Tabulation[[#This Row],[DayNo]]=1,Tabulation[[#This Row],[DayNo]]=7),1,0)","v":0},{"$f":"COUNTIF(Holidays,Tabulation[[#This Row],[Date]])","v":0},{"$f":"CONCATENATE(Tabulation[[#This Row],[Holiday]],Tabulation[[#This Row],[Season]],Tabulation[[#This Row],[Weekend]],\"-\",IF(Tabulation[[#This Row],[Hour]]<10,0,\"\"),C8215)","v":"0Winter0-03"},{"$f":"VLOOKUP(Tabulation[[#This Row],[Concat]],Table3[],8)","v":0.28519},{"$f":"(Tabulation[[#This Row],[AC System Output (kW)]]*Tabulation[[#This Row],[Rate]])","v":0}]
[12,8,6,0,{"$f":"Tabulation[[#This Row],[AC System Output (W)]]/1000","v":0},{"$f":"VLOOKUP(Tabulation[[#This Row],[Month]],Season,2)","v":"Winter"},{"$f":"(DATE(2021,Tabulation[[#This Row],[Month]],Tabulation[[#This Row],[Day]]))","v":"2021-12-08"},{"$f":"WEEKDAY(Tabulation[[#This Row],[Date]])","v":4},{"$f":"IF(OR(Tabulation[[#This Row],[DayNo]]=1,Tabulation[[#This Row],[DayNo]]=7),1,0)","v":0},{"$f":"COUNTIF(Holidays,Tabulation[[#This Row],[Date]])","v":0},{"$f":"CONCATENATE(Tabulation[[#This Row],[Holiday]],Tabulation[[#This Row],[Season]],Tabulation[[#This Row],[Weekend]],\"-\",IF(Tabulation[[#This Row],[Hour]]<10,0,\"\"),C8218)","v":"0Winter0-06"},{"$f":"VLOOKUP(Tabulation[[#This Row],[Concat]],Table3[],8)","v":0.28519},{"$f":"(Tabulation[[#This Row],[AC System Output (kW)]]*Tabulation[[#This Row],[Rate]])","v":0}]
[12,8,9,1953.7560000000001,{"$f":"Tabulation[[#This Row],[AC System Output (W)]]/1000","v":1.953756},{"$f":"VLOOKUP(Tabulation[[#This Row],[Month]],Season,2)","v":"Winter"},{"$f":"(DATE(2021,Tabulation[[#This Row],[Month]],Tabulation[[#This Row],[Day]]))","v":"2021-12-08"},{"$f":"WEEKDAY(Tabulation[[#This Row],[Date]])","v":4},{"$f":"IF(OR(Tabulation[[#This Row],[DayNo]]=1,Tabulation[[#This Row],[DayNo]]=7),1,0)","v":0},{"$f":"COUNTIF(Holidays,Tabulation[[#This Row],[Date]])","v":0},{"$f":"CONCATENATE(Tabulation[[#This Row],[Holiday]],Tabulation[[#This Row],[Season]],Tabulation[[#This Row],[Weekend]],\"-\",IF(Tabulation[[#This Row],[Hour]]<10,0,\"\"),C8221)","v":"0Winter0-09"},{"$f":"VLOOKUP(Tabulation[[#This Row],[Concat]],Table3[],8)","v":0.28519},{"$f":"(Tabulation[[#This Row],[AC System Output (kW)]]*Tabulation[[#This Row],[Rate]])","v":0.55719167364}]
[12,8,14,1814.444,{"$f":"Tabulation[[#This Row],[AC System Output (W)]]/1000","v":1.8144439999999999},{"$f":"VLOOKUP(Tabulation[[#This Row],[Month]],Season,2)","v":"Winter"},{"$f":"(DATE(2021,Tabulation[[#This Row],[Month]],Tabulation[[#This Row],[Day]]))","v":"2021-12-08"},{"$f":"WEEKDAY(Tabulation[[#This Row],[Date]])","v":4},{"$f":"IF(OR(Tabulation[[#This Row],[DayNo]]=1,Tabulation[[#This Row],[DayNo]]=7),1,0)","v":0},{"$f":"COUNTIF(Holidays,Tabulation[[#This Row],[Date]])","v":0},{"$f":"CONCATENATE(Tabulation[[#This Row],[Holiday]],Tabulation[[#This Row],[Season]],Tabulation[[#This Row],[Weekend]],\"-\",IF(Tabulation[[#This Row],[Hour]]<10,0,\"\"),C8226)","v":"0Winter0-14"},{"$f":"VLOOKUP(Tabulation[[#This Row],[Concat]],Table3[],8)","v":0.28519},{"$f":"(Tabulation[[#This Row],[AC System Output (kW)]]*Tabulation[[#This Row],[Rate]])","v":0.51746128435999994}]
[12,8,17,0,{"$f":"Tabulation[[#This Row],[AC System Output (W)]]/1000","v":0},{"$f":"VLOOKUP(Tabulation[[#This Row],[Month]],Season,2)","v":"Winter"},{"$f":"(DATE(2021,Tabulation[[#This Row],[Month]],Tabulation[[#This Row],[Day]]))","v":"2021-12-08"},{"$f":"WEEKDAY(Tabulation[[#This Row],[Date]])","v":4},{"$f":"IF(OR(Tabulation[[#This Row],[DayNo]]=1,Tabulation[[#This Row],[DayNo]]=7),1,0)","v":0},{"$f":"COUNTIF(Holidays,Tabulation[[#This Row],[Date]])","v":0},{"$f":"CONCATENATE(Tabulation[[#This Row],[Holiday]],Tabulation[[#This Row],[Season]],Tabulation[[#This Row],[Weekend]],\"-\",IF(Tabulation[[#This Row],[Hour]]<10,0,\"\"),C8229)","v":"0Winter0-17"},{"$f":"VLOOKUP(Tabulation[[#This Row],[Concat]],Table3[],8)","v":0.30257000000000001},{"$f":"(Tabulation[[#This Row],[AC System Output (kW)]]*Tabulation[[#This Row],[Rate]])","v":0}]
[12,8,21,0,{"$f":"Tabulation[[#This Row],[AC System Output (W)]]/1000","v":0},{"$f":"VLOOKUP(Tabulation[[#This Row],[Month]],Season,2)","v":"Winter"},{"$f":"(DATE(2021,Tabulation[[#This Row],[Month]],Tabulation[[#This Row],[Day]]))","v":"2021-12-08"},{"$f":"WEEKDAY(Tabulation[[#This Row],[Date]])","v":4},{"$f":"IF(OR(Tabulation[[#This Row],[DayNo]]=1,Tabulation[[#This Row],[DayNo]]=7),1,0)","v":0},{"$f":"COUNTIF(Holidays,Tabulation[[#This Row],[Date]])","v":0},{"$f":"CONCATENATE(Tabulation[[#This Row],[Holiday]],Tabulation[[#This Row],[Season]],Tabulation[[#This Row],[Weekend]],\"-\",IF(Tabulation[[#This Row],[Hour]]<10,0,\"\"),C8233)","v":"0Winter0-21"},{"$f":"VLOOKUP(Tabulation[[#This Row],[Concat]],Table3[],8)","v":0.28519},{"$f":"(Tabulation[[#This Row],[AC System Output (kW)]]*Tabulation[[#This Row],[Rate]])","v":0}]
[12,9,0,0,{"$f":"Tabulation[[#This Row],[AC System Output (W)]]/1000","v":0},{"$f":"VLOOKUP(Tabulation[[#This Row],[Month]],Season,2)","v":"Winter"},{"$f":"(DATE(2021,Tabulation[[#This Row],[Month]],Tabulation[[#This Row],[Day]]))","v":"2021-12-09"},{"$f":"WEEKDAY(Tabulation[[#This Row],[Date]])","v":5},{"$f":"IF(OR(Tabulation[[#This Row],[DayNo]]=1,Tabulation[[#This Row],[DayNo]]=7),1,0)","v":0},{"$f":"COUNTIF(Holidays,Tabulation[[#This Row],[Date]])","v":0},{"$f":"CONCATENATE(Tabulation[[#This Row],[Holiday]],Tabulation[[#This Row],[Season]],Tabulation[[#This Row],[Weekend]],\"-\",IF(Tabulation[[#This Row],[Hour]]<10,0,\"\"),C8236)","v":"0Winter0-00"},{"$f":"VLOOKUP(Tabulation[[#This Row],[Concat]],Table3[],8)","v":0.28519},{"$f":"(Tabulation[[#This Row],[AC System Output (kW)]]*Tabulation[[#This Row],[Rate]])","v":0}]
[12,9,3,0,{"$f":"Tabulation[[#This Row],[AC System Output (W)]]/1000","v":0},{"$f":"VLOOKUP(Tabulation[[#This Row],[Month]],Season,2)","v":"Winter"},{"$f":"(DATE(2021,Tabulation[[#This Row],[Month]],Tabulation[[#This Row],[Day]]))","v":"2021-12-09"},{"$f":"WEEKDAY(Tabulation[[#This Row],[Date]])","v":5},{"$f":"IF(OR(Tabulation[[#This Row],[DayNo]]=1,Tabulation[[#This Row],[DayNo]]=7),1,0)","v":0},{"$f":"COUNTIF(Holidays,Tabulation[[#This Row],[Date]])","v":0},{"$f":"CONCATENATE(Tabulation[[#This Row],[Holiday]],Tabulation[[#This Row],[Season]],Tabulation[[#This Row],[Weekend]],\"-\",IF(Tabulation[[#This Row],[Hour]]<10,0,\"\"),C8239)","v":"0Winter0-03"},{"$f":"VLOOKUP(Tabulation[[#This Row],[Concat]],Table3[],8)","v":0.28519},{"$f":"(Tabulation[[#This Row],[AC System Output (kW)]]*Tabulation[[#This Row],[Rate]])","v":0}]
[12,9,4,0,{"$f":"Tabulation[[#This Row],[AC System Output (W)]]/1000","v":0},{"$f":"VLOOKUP(Tabulation[[#This Row],[Month]],Season,2)","v":"Winter"},{"$f":"(DATE(2021,Tabulation[[#This Row],[Month]],Tabulation[[#This Row],[Day]]))","v":"2021-12-09"},{"$f":"WEEKDAY(Tabulation[[#This Row],[Date]])","v":5},{"$f":"IF(OR(Tabulation[[#This Row],[DayNo]]=1,Tabulation[[#This Row],[DayNo]]=7),1,0)","v":0},{"$f":"COUNTIF(Holidays,Tabulation[[#This Row],[Date]])","v":0},{"$f":"CONCATENATE(Tabulation[[#This Row],[Holiday]],Tabulation[[#This Row],[Season]],Tabulation[[#This Row],[Weekend]],\"-\",IF(Tabulation[[#This Row],[Hour]]<10,0,\"\"),C8240)","v":"0Winter0-04"},{"$f":"VLOOKUP(Tabulation[[#This Row],[Concat]],Table3[],8)","v":0.28519},{"$f":"(Tabulation[[#This Row],[AC System Output (kW)]]*Tabulation[[#This Row],[Rate]])","v":0}]
[12,9,10,2461.877,{"$f":"Tabulation[[#This Row],[AC System Output (W)]]/1000","v":2.4618769999999999},{"$f":"VLOOKUP(Tabulation[[#This Row],[Month]],Season,2)","v":"Winter"},{"$f":"(DATE(2021,Tabulation[[#This Row],[Month]],Tabulation[[#This Row],[Day]]))","v":"2021-12-09"},{"$f":"WEEKDAY(Tabulation[[#This Row],[Date]])","v":5},{"$f":"IF(OR(Tabulation[[#This Row],[DayNo]]=1,Tabulation[[#This Row],[DayNo]]=7),1,0)","v":0},{"$f":"COUNTIF(Holidays,Tabulation[[#This Row],[Date]])","v":0},{"$f":"CONCATENATE(Tabulation[[#This Row],[Holiday]],Tabulation[[#This Row],[Season]],Tabulation[[#This Row],[Weekend]],\"-\",IF(Tabulation[[#This Row],[Hour]]<10,0,\"\"),C8246)","v":"0Winter0-10"},{"$f":"VLOOKUP(Tabulation[[#This Row],[Concat]],Table3[],8)","v":0.28519},{"$f":"(Tabulation[[#This Row],[AC System Output (kW)]]*Tabulation[[#This Row],[Rate]])","v":0.70210270162999999}]
[12,9,11,2636.3069999999998,{"$f":"Tabulation[[#This Row],[AC System Output (W)]]/1000","v":2.636307},{"$f":"VLOOKUP(Tabulation[[#This Row],[Month]],Season,2)","v":"Winter"},{"$f":"(DATE(2021,Tabulation[[#This Row],[Month]],Tabulation[[#This Row],[Day]]))","v":"2021-12-09"},{"$f":"WEEKDAY(Tabulation[[#This Row],[Date]])","v":5},{"$f":"IF(OR(Tabulation[[#This Row],[DayNo]]=1,Tabulation[[#This Row],[DayNo]]=7),1,0)","v":0},{"$f":"COUNTIF(Holidays,Tabulation[[#This Row],[Date]])","v":0},{"$f":"CONCATENATE(Tabulation[[#This Row],[Holiday]],Tabulation[[#This Row],[Season]],Tabulation[[#This Row],[Weekend]],\"-\",IF(Tabulation[[#This Row],[Hour]]<10,0,\"\"),C8247)","v":"0Winter0-11"},{"$f":"VLOOKUP(Tabulation[[#This Row],[Concat]],Table3[],8)","v":0.28519},{"$f":"(Tabulation[[#This Row],[AC System Output (kW)]]*Tabulation[[#This Row],[Rate]])","v":0.75184839332999998}]
[12,9,15,1093.1590000000001,{"$f":"Tabulation[[#This Row],[AC System Output (W)]]/1000","v":1.0931590000000002},{"$f":"VLOOKUP(Tabulation[[#This Row],[Month]],Season,2)","v":"Winter"},{"$f":"(DATE(2021,Tabulation[[#This Row],[Month]],Tabulation[[#This Row],[Day]]))","v":"2021-12-09"},{"$f":"WEEKDAY(Tabulation[[#This Row],[Date]])","v":5},{"$f":"IF(OR(Tabulation[[#This Row],[DayNo]]=1,Tabulation[[#This Row],[DayNo]]=7),1,0)","v":0},{"$f":"COUNTIF(Holidays,Tabulation[[#This Row],[Date]])","v":0},{"$f":"CONCATENATE(Tabulation[[#This Row],[Holiday]],Tabulation[[#This Row],[Season]],Tabulation[[#This Row],[Weekend]],\"-\",IF(Tabulation[[#This Row],[Hour]]<10,0,\"\"),C8251)","v":"0Winter0-15"},{"$f":"VLOOKUP(Tabulation[[#This Row],[Concat]],Table3[],8)","v":0.28519},{"$f":"(Tabulation[[#This Row],[AC System Output (kW)]]*Tabulation[[#This Row],[Rate]])","v":0.31175801521000007}]
[12,9,18,0,{"$f":"Tabulation[[#This Row],[AC System Output (W)]]/1000","v":0},{"$f":"VLOOKUP(Tabulation[[#This Row],[Month]],Season,2)","v":"Winter"},{"$f":"(DATE(2021,Tabulation[[#This Row],[Month]],Tabulation[[#This Row],[Day]]))","v":"2021-12-09"},{"$f":"WEEKDAY(Tabulation[[#This Row],[Date]])","v":5},{"$f":"IF(OR(Tabulation[[#This Row],[DayNo]]=1,Tabulation[[#This Row],[DayNo]]=7),1,0)","v":0},{"$f":"COUNTIF(Holidays,Tabulation[[#This Row],[Date]])","v":0},{"$f":"CONCATENATE(Tabulation[[#This Row],[Holiday]],Tabulation[[#This Row],[Season]],Tabulation[[#This Row],[Weekend]],\"-\",IF(Tabulation[[#This Row],[Hour]]<10,0,\"\"),C8254)","v":"0Winter0-18"},{"$f":"VLOOKUP(Tabulation[[#This Row],[Concat]],Table3[],8)","v":0.30257000000000001},{"$f":"(Tabulation[[#This Row],[AC System Output (kW)]]*Tabulation[[#This Row],[Rate]])","v":0}]
[12,9,22,0,{"$f":"Tabulation[[#This Row],[AC System Output (W)]]/1000","v":0},{"$f":"VLOOKUP(Tabulation[[#This Row],[Month]],Season,2)","v":"Winter"},{"$f":"(DATE(2021,Tabulation[[#This Row],[Month]],Tabulation[[#This Row],[Day]]))","v":"2021-12-09"},{"$f":"WEEKDAY(Tabulation[[#This Row],[Date]])","v":5},{"$f":"IF(OR(Tabulation[[#This Row],[DayNo]]=1,Tabulation[[#This Row],[DayNo]]=7),1,0)","v":0},{"$f":"COUNTIF(Holidays,Tabulation[[#This Row],[Date]])","v":0},{"$f":"CONCATENATE(Tabulation[[#This Row],[Holiday]],Tabulation[[#This Row],[Season]],Tabulation[[#This Row],[Weekend]],\"-\",IF(Tabulation[[#This Row],[Hour]]<10,0,\"\"),C8258)","v":"0Winter0-22"},{"$f":"VLOOKUP(Tabulation[[#This Row],[Concat]],Table3[],8)","v":0.28519},{"$f":"(Tabulation[[#This Row],[AC System Output (kW)]]*Tabulation[[#This Row],[Rate]])","v":0}]
[12,10,1,0,{"$f":"Tabulation[[#This Row],[AC System Output (W)]]/1000","v":0},{"$f":"VLOOKUP(Tabulation[[#This Row],[Month]],Season,2)","v":"Winter"},{"$f":"(DATE(2021,Tabulation[[#This Row],[Month]],Tabulation[[#This Row],[Day]]))","v":"2021-12-10"},{"$f":"WEEKDAY(Tabulation[[#This Row],[Date]])","v":6},{"$f":"IF(OR(Tabulation[[#This Row],[DayNo]]=1,Tabulation[[#This Row],[DayNo]]=7),1,0)","v":0},{"$f":"COUNTIF(Holidays,Tabulation[[#This Row],[Date]])","v":0},{"$f":"CONCATENATE(Tabulation[[#This Row],[Holiday]],Tabulation[[#This Row],[Season]],Tabulation[[#This Row],[Weekend]],\"-\",IF(Tabulation[[#This Row],[Hour]]<10,0,\"\"),C8261)","v":"0Winter0-01"},{"$f":"VLOOKUP(Tabulation[[#This Row],[Concat]],Table3[],8)","v":0.28519},{"$f":"(Tabulation[[#This Row],[AC System Output (kW)]]*Tabulation[[#This Row],[Rate]])","v":0}]
[12,10,4,0,{"$f":"Tabulation[[#This Row],[AC System Output (W)]]/1000","v":0},{"$f":"VLOOKUP(Tabulation[[#This Row],[Month]],Season,2)","v":"Winter"},{"$f":"(DATE(2021,Tabulation[[#This Row],[Month]],Tabulation[[#This Row],[Day]]))","v":"2021-12-10"},{"$f":"WEEKDAY(Tabulation[[#This Row],[Date]])","v":6},{"$f":"IF(OR(Tabulation[[#This Row],[DayNo]]=1,Tabulation[[#This Row],[DayNo]]=7),1,0)","v":0},{"$f":"COUNTIF(Holidays,Tabulation[[#This Row],[Date]])","v":0},{"$f":"CONCATENATE(Tabulation[[#This Row],[Holiday]],Tabulation[[#This Row],[Season]],Tabulation[[#This Row],[Weekend]],\"-\",IF(Tabulation[[#This Row],[Hour]]<10,0,\"\"),C8264)","v":"0Winter0-04"},{"$f":"VLOOKUP(Tabulation[[#This Row],[Concat]],Table3[],8)","v":0.28519},{"$f":"(Tabulation[[#This Row],[AC System Output (kW)]]*Tabulation[[#This Row],[Rate]])","v":0}]
[12,10,7,380.62200000000001,{"$f":"Tabulation[[#This Row],[AC System Output (W)]]/1000","v":0.38062200000000002},{"$f":"VLOOKUP(Tabulation[[#This Row],[Month]],Season,2)","v":"Winter"},{"$f":"(DATE(2021,Tabulation[[#This Row],[Month]],Tabulation[[#This Row],[Day]]))","v":"2021-12-10"},{"$f":"WEEKDAY(Tabulation[[#This Row],[Date]])","v":6},{"$f":"IF(OR(Tabulation[[#This Row],[DayNo]]=1,Tabulation[[#This Row],[DayNo]]=7),1,0)","v":0},{"$f":"COUNTIF(Holidays,Tabulation[[#This Row],[Date]])","v":0},{"$f":"CONCATENATE(Tabulation[[#This Row],[Holiday]],Tabulation[[#This Row],[Season]],Tabulation[[#This Row],[Weekend]],\"-\",IF(Tabulation[[#This Row],[Hour]]<10,0,\"\"),C8267)","v":"0Winter0-07"},{"$f":"VLOOKUP(Tabulation[[#This Row],[Concat]],Table3[],8)","v":0.28519},{"$f":"(Tabulation[[#This Row],[AC System Output (kW)]]*Tabulation[[#This Row],[Rate]])","v":0.10854958818}]
[12,10,9,510.089,{"$f":"Tabulation[[#This Row],[AC System Output (W)]]/1000","v":0.51008900000000001},{"$f":"VLOOKUP(Tabulation[[#This Row],[Month]],Season,2)","v":"Winter"},{"$f":"(DATE(2021,Tabulation[[#This Row],[Month]],Tabulation[[#This Row],[Day]]))","v":"2021-12-10"},{"$f":"WEEKDAY(Tabulation[[#This Row],[Date]])","v":6},{"$f":"IF(OR(Tabulation[[#This Row],[DayNo]]=1,Tabulation[[#This Row],[DayNo]]=7),1,0)","v":0},{"$f":"COUNTIF(Holidays,Tabulation[[#This Row],[Date]])","v":0},{"$f":"CONCATENATE(Tabulation[[#This Row],[Holiday]],Tabulation[[#This Row],[Season]],Tabulation[[#This Row],[Weekend]],\"-\",IF(Tabulation[[#This Row],[Hour]]<10,0,\"\"),C8269)","v":"0Winter0-09"},{"$f":"VLOOKUP(Tabulation[[#This Row],[Concat]],Table3[],8)","v":0.28519},{"$f":"(Tabulation[[#This Row],[AC System Output (kW)]]*Tabulation[[#This Row],[Rate]])","v":0.14547228191}]
[12,10,13,262.44099999999997,{"$f":"Tabulation[[#This Row],[AC System Output (W)]]/1000","v":0.26244099999999998},{"$f":"VLOOKUP(Tabulation[[#This Row],[Month]],Season,2)","v":"Winter"},{"$f":"(DATE(2021,Tabulation[[#This Row],[Month]],Tabulation[[#This Row],[Day]]))","v":"2021-12-10"},{"$f":"WEEKDAY(Tabulation[[#This Row],[Date]])","v":6},{"$f":"IF(OR(Tabulation[[#This Row],[DayNo]]=1,Tabulation[[#This Row],[DayNo]]=7),1,0)","v":0},{"$f":"COUNTIF(Holidays,Tabulation[[#This Row],[Date]])","v":0},{"$f":"CONCATENATE(Tabulation[[#This Row],[Holiday]],Tabulation[[#This Row],[Season]],Tabulation[[#This Row],[Weekend]],\"-\",IF(Tabulation[[#This Row],[Hour]]<10,0,\"\"),C8273)","v":"0Winter0-13"},{"$f":"VLOOKUP(Tabulation[[#This Row],[Concat]],Table3[],8)","v":0.28519},{"$f":"(Tabulation[[#This Row],[AC System Output (kW)]]*Tabulation[[#This Row],[Rate]])","v":7.4845548789999994E-2}]
[12,10,16,0,{"$f":"Tabulation[[#This Row],[AC System Output (W)]]/1000","v":0},{"$f":"VLOOKUP(Tabulation[[#This Row],[Month]],Season,2)","v":"Winter"},{"$f":"(DATE(2021,Tabulation[[#This Row],[Month]],Tabulation[[#This Row],[Day]]))","v":"2021-12-10"},{"$f":"WEEKDAY(Tabulation[[#This Row],[Date]])","v":6},{"$f":"IF(OR(Tabulation[[#This Row],[DayNo]]=1,Tabulation[[#This Row],[DayNo]]=7),1,0)","v":0},{"$f":"COUNTIF(Holidays,Tabulation[[#This Row],[Date]])","v":0},{"$f":"CONCATENATE(Tabulation[[#This Row],[Holiday]],Tabulation[[#This Row],[Season]],Tabulation[[#This Row],[Weekend]],\"-\",IF(Tabulation[[#This Row],[Hour]]<10,0,\"\"),C8276)","v":"0Winter0-16"},{"$f":"VLOOKUP(Tabulation[[#This Row],[Concat]],Table3[],8)","v":0.28519},{"$f":"(Tabulation[[#This Row],[AC System Output (kW)]]*Tabulation[[#This Row],[Rate]])","v":0}]
[12,10,19,0,{"$f":"Tabulation[[#This Row],[AC System Output (W)]]/1000","v":0},{"$f":"VLOOKUP(Tabulation[[#This Row],[Month]],Season,2)","v":"Winter"},{"$f":"(DATE(2021,Tabulation[[#This Row],[Month]],Tabulation[[#This Row],[Day]]))","v":"2021-12-10"},{"$f":"WEEKDAY(Tabulation[[#This Row],[Date]])","v":6},{"$f":"IF(OR(Tabulation[[#This Row],[DayNo]]=1,Tabulation[[#This Row],[DayNo]]=7),1,0)","v":0},{"$f":"COUNTIF(Holidays,Tabulation[[#This Row],[Date]])","v":0},{"$f":"CONCATENATE(Tabulation[[#This Row],[Holiday]],Tabulation[[#This Row],[Season]],Tabulation[[#This Row],[Weekend]],\"-\",IF(Tabulation[[#This Row],[Hour]]<10,0,\"\"),C8279)","v":"0Winter0-19"},{"$f":"VLOOKUP(Tabulation[[#This Row],[Concat]],Table3[],8)","v":0.30257000000000001},{"$f":"(Tabulation[[#This Row],[AC System Output (kW)]]*Tabulation[[#This Row],[Rate]])","v":0}]
[12,10,23,0,{"$f":"Tabulation[[#This Row],[AC System Output (W)]]/1000","v":0},{"$f":"VLOOKUP(Tabulation[[#This Row],[Month]],Season,2)","v":"Winter"},{"$f":"(DATE(2021,Tabulation[[#This Row],[Month]],Tabulation[[#This Row],[Day]]))","v":"2021-12-10"},{"$f":"WEEKDAY(Tabulation[[#This Row],[Date]])","v":6},{"$f":"IF(OR(Tabulation[[#This Row],[DayNo]]=1,Tabulation[[#This Row],[DayNo]]=7),1,0)","v":0},{"$f":"COUNTIF(Holidays,Tabulation[[#This Row],[Date]])","v":0},{"$f":"CONCATENATE(Tabulation[[#This Row],[Holiday]],Tabulation[[#This Row],[Season]],Tabulation[[#This Row],[Weekend]],\"-\",IF(Tabulation[[#This Row],[Hour]]<10,0,\"\"),C8283)","v":"0Winter0-23"},{"$f":"VLOOKUP(Tabulation[[#This Row],[Concat]],Table3[],8)","v":0.28519},{"$f":"(Tabulation[[#This Row],[AC System Output (kW)]]*Tabulation[[#This Row],[Rate]])","v":0}]
[12,11,0,0,{"$f":"Tabulation[[#This Row],[AC System Output (W)]]/1000","v":0},{"$f":"VLOOKUP(Tabulation[[#This Row],[Month]],Season,2)","v":"Winter"},{"$f":"(DATE(2021,Tabulation[[#This Row],[Month]],Tabulation[[#This Row],[Day]]))","v":"2021-12-11"},{"$f":"WEEKDAY(Tabulation[[#This Row],[Date]])","v":7},{"$f":"IF(OR(Tabulation[[#This Row],[DayNo]]=1,Tabulation[[#This Row],[DayNo]]=7),1,0)","v":1},{"$f":"COUNTIF(Holidays,Tabulation[[#This Row],[Date]])","v":0},{"$f":"CONCATENATE(Tabulation[[#This Row],[Holiday]],Tabulation[[#This Row],[Season]],Tabulation[[#This Row],[Weekend]],\"-\",IF(Tabulation[[#This Row],[Hour]]<10,0,\"\"),C8284)","v":"0Winter1-00"},{"$f":"VLOOKUP(Tabulation[[#This Row],[Concat]],Table3[],8)","v":0.28519},{"$f":"(Tabulation[[#This Row],[AC System Output (kW)]]*Tabulation[[#This Row],[Rate]])","v":0}]
[12,11,4,0,{"$f":"Tabulation[[#This Row],[AC System Output (W)]]/1000","v":0},{"$f":"VLOOKUP(Tabulation[[#This Row],[Month]],Season,2)","v":"Winter"},{"$f":"(DATE(2021,Tabulation[[#This Row],[Month]],Tabulation[[#This Row],[Day]]))","v":"2021-12-11"},{"$f":"WEEKDAY(Tabulation[[#This Row],[Date]])","v":7},{"$f":"IF(OR(Tabulation[[#This Row],[DayNo]]=1,Tabulation[[#This Row],[DayNo]]=7),1,0)","v":1},{"$f":"COUNTIF(Holidays,Tabulation[[#This Row],[Date]])","v":0},{"$f":"CONCATENATE(Tabulation[[#This Row],[Holiday]],Tabulation[[#This Row],[Season]],Tabulation[[#This Row],[Weekend]],\"-\",IF(Tabulation[[#This Row],[Hour]]<10,0,\"\"),C8288)","v":"0Winter1-04"},{"$f":"VLOOKUP(Tabulation[[#This Row],[Concat]],Table3[],8)","v":0.28519},{"$f":"(Tabulation[[#This Row],[AC System Output (kW)]]*Tabulation[[#This Row],[Rate]])","v":0}]
[12,11,5,0,{"$f":"Tabulation[[#This Row],[AC System Output (W)]]/1000","v":0},{"$f":"VLOOKUP(Tabulation[[#This Row],[Month]],Season,2)","v":"Winter"},{"$f":"(DATE(2021,Tabulation[[#This Row],[Month]],Tabulation[[#This Row],[Day]]))","v":"2021-12-11"},{"$f":"WEEKDAY(Tabulation[[#This Row],[Date]])","v":7},{"$f":"IF(OR(Tabulation[[#This Row],[DayNo]]=1,Tabulation[[#This Row],[DayNo]]=7),1,0)","v":1},{"$f":"COUNTIF(Holidays,Tabulation[[#This Row],[Date]])","v":0},{"$f":"CONCATENATE(Tabulation[[#This Row],[Holiday]],Tabulation[[#This Row],[Season]],Tabulation[[#This Row],[Weekend]],\"-\",IF(Tabulation[[#This Row],[Hour]]<10,0,\"\"),C8289)","v":"0Winter1-05"},{"$f":"VLOOKUP(Tabulation[[#This Row],[Concat]],Table3[],8)","v":0.28519},{"$f":"(Tabulation[[#This Row],[AC System Output (kW)]]*Tabulation[[#This Row],[Rate]])","v":0}]
[12,11,6,0,{"$f":"Tabulation[[#This Row],[AC System Output (W)]]/1000","v":0},{"$f":"VLOOKUP(Tabulation[[#This Row],[Month]],Season,2)","v":"Winter"},{"$f":"(DATE(2021,Tabulation[[#This Row],[Month]],Tabulation[[#This Row],[Day]]))","v":"2021-12-11"},{"$f":"WEEKDAY(Tabulation[[#This Row],[Date]])","v":7},{"$f":"IF(OR(Tabulation[[#This Row],[DayNo]]=1,Tabulation[[#This Row],[DayNo]]=7),1,0)","v":1},{"$f":"COUNTIF(Holidays,Tabulation[[#This Row],[Date]])","v":0},{"$f":"CONCATENATE(Tabulation[[#This Row],[Holiday]],Tabulation[[#This Row],[Season]],Tabulation[[#This Row],[Weekend]],\"-\",IF(Tabulation[[#This Row],[Hour]]<10,0,\"\"),C8290)","v":"0Winter1-06"},{"$f":"VLOOKUP(Tabulation[[#This Row],[Concat]],Table3[],8)","v":0.28519},{"$f":"(Tabulation[[#This Row],[AC System Output (kW)]]*Tabulation[[#This Row],[Rate]])","v":0}]
[12,11,7,31.206,{"$f":"Tabulation[[#This Row],[AC System Output (W)]]/1000","v":3.1206000000000001E-2},{"$f":"VLOOKUP(Tabulation[[#This Row],[Month]],Season,2)","v":"Winter"},{"$f":"(DATE(2021,Tabulation[[#This Row],[Month]],Tabulation[[#This Row],[Day]]))","v":"2021-12-11"},{"$f":"WEEKDAY(Tabulation[[#This Row],[Date]])","v":7},{"$f":"IF(OR(Tabulation[[#This Row],[DayNo]]=1,Tabulation[[#This Row],[DayNo]]=7),1,0)","v":1},{"$f":"COUNTIF(Holidays,Tabulation[[#This Row],[Date]])","v":0},{"$f":"CONCATENATE(Tabulation[[#This Row],[Holiday]],Tabulation[[#This Row],[Season]],Tabulation[[#This Row],[Weekend]],\"-\",IF(Tabulation[[#This Row],[Hour]]<10,0,\"\"),C8291)","v":"0Winter1-07"},{"$f":"VLOOKUP(Tabulation[[#This Row],[Concat]],Table3[],8)","v":0.28519},{"$f":"(Tabulation[[#This Row],[AC System Output (kW)]]*Tabulation[[#This Row],[Rate]])","v":8.8996391400000003E-3}]
[12,11,8,10.407,{"$f":"Tabulation[[#This Row],[AC System Output (W)]]/1000","v":1.0407E-2},{"$f":"VLOOKUP(Tabulation[[#This Row],[Month]],Season,2)","v":"Winter"},{"$f":"(DATE(2021,Tabulation[[#This Row],[Month]],Tabulation[[#This Row],[Day]]))","v":"2021-12-11"},{"$f":"WEEKDAY(Tabulation[[#This Row],[Date]])","v":7},{"$f":"IF(OR(Tabulation[[#This Row],[DayNo]]=1,Tabulation[[#This Row],[DayNo]]=7),1,0)","v":1},{"$f":"COUNTIF(Holidays,Tabulation[[#This Row],[Date]])","v":0},{"$f":"CONCATENATE(Tabulation[[#This Row],[Holiday]],Tabulation[[#This Row],[Season]],Tabulation[[#This Row],[Weekend]],\"-\",IF(Tabulation[[#This Row],[Hour]]<10,0,\"\"),C8292)","v":"0Winter1-08"},{"$f":"VLOOKUP(Tabulation[[#This Row],[Concat]],Table3[],8)","v":0.28519},{"$f":"(Tabulation[[#This Row],[AC System Output (kW)]]*Tabulation[[#This Row],[Rate]])","v":2.9679723299999997E-3}]
[12,11,9,283.52699999999999,{"$f":"Tabulation[[#This Row],[AC System Output (W)]]/1000","v":0.28352699999999997},{"$f":"VLOOKUP(Tabulation[[#This Row],[Month]],Season,2)","v":"Winter"},{"$f":"(DATE(2021,Tabulation[[#This Row],[Month]],Tabulation[[#This Row],[Day]]))","v":"2021-12-11"},{"$f":"WEEKDAY(Tabulation[[#This Row],[Date]])","v":7},{"$f":"IF(OR(Tabulation[[#This Row],[DayNo]]=1,Tabulation[[#This Row],[DayNo]]=7),1,0)","v":1},{"$f":"COUNTIF(Holidays,Tabulation[[#This Row],[Date]])","v":0},{"$f":"CONCATENATE(Tabulation[[#This Row],[Holiday]],Tabulation[[#This Row],[Season]],Tabulation[[#This Row],[Weekend]],\"-\",IF(Tabulation[[#This Row],[Hour]]<10,0,\"\"),C8293)","v":"0Winter1-09"},{"$f":"VLOOKUP(Tabulation[[#This Row],[Concat]],Table3[],8)","v":0.28519},{"$f":"(Tabulation[[#This Row],[AC System Output (kW)]]*Tabulation[[#This Row],[Rate]])","v":8.0859065129999991E-2}]
[12,11,10,507.327,{"$f":"Tabulation[[#This Row],[AC System Output (W)]]/1000","v":0.50732699999999997},{"$f":"VLOOKUP(Tabulation[[#This Row],[Month]],Season,2)","v":"Winter"},{"$f":"(DATE(2021,Tabulation[[#This Row],[Month]],Tabulation[[#This Row],[Day]]))","v":"2021-12-11"},{"$f":"WEEKDAY(Tabulation[[#This Row],[Date]])","v":7},{"$f":"IF(OR(Tabulation[[#This Row],[DayNo]]=1,Tabulation[[#This Row],[DayNo]]=7),1,0)","v":1},{"$f":"COUNTIF(Holidays,Tabulation[[#This Row],[Date]])","v":0},{"$f":"CONCATENATE(Tabulation[[#This Row],[Holiday]],Tabulation[[#This Row],[Season]],Tabulation[[#This Row],[Weekend]],\"-\",IF(Tabulation[[#This Row],[Hour]]<10,0,\"\"),C8294)","v":"0Winter1-10"},{"$f":"VLOOKUP(Tabulation[[#This Row],[Concat]],Table3[],8)","v":0.28519},{"$f":"(Tabulation[[#This Row],[AC System Output (kW)]]*Tabulation[[#This Row],[Rate]])","v":0.14468458712999999}]
[12,11,11,619.05799999999999,{"$f":"Tabulation[[#This Row],[AC System Output (W)]]/1000","v":0.619058},{"$f":"VLOOKUP(Tabulation[[#This Row],[Month]],Season,2)","v":"Winter"},{"$f":"(DATE(2021,Tabulation[[#This Row],[Month]],Tabulation[[#This Row],[Day]]))","v":"2021-12-11"},{"$f":"WEEKDAY(Tabulation[[#This Row],[Date]])","v":7},{"$f":"IF(OR(Tabulation[[#This Row],[DayNo]]=1,Tabulation[[#This Row],[DayNo]]=7),1,0)","v":1},{"$f":"COUNTIF(Holidays,Tabulation[[#This Row],[Date]])","v":0},{"$f":"CONCATENATE(Tabulation[[#This Row],[Holiday]],Tabulation[[#This Row],[Season]],Tabulation[[#This Row],[Weekend]],\"-\",IF(Tabulation[[#This Row],[Hour]]<10,0,\"\"),C8295)","v":"0Winter1-11"},{"$f":"VLOOKUP(Tabulation[[#This Row],[Concat]],Table3[],8)","v":0.28519},{"$f":"(Tabulation[[#This Row],[AC System Output (kW)]]*Tabulation[[#This Row],[Rate]])","v":0.17654915101999999}]
[12,11,12,931.74300000000005,{"$f":"Tabulation[[#This Row],[AC System Output (W)]]/1000","v":0.9317430000000001},{"$f":"VLOOKUP(Tabulation[[#This Row],[Month]],Season,2)","v":"Winter"},{"$f":"(DATE(2021,Tabulation[[#This Row],[Month]],Tabulation[[#This Row],[Day]]))","v":"2021-12-11"},{"$f":"WEEKDAY(Tabulation[[#This Row],[Date]])","v":7},{"$f":"IF(OR(Tabulation[[#This Row],[DayNo]]=1,Tabulation[[#This Row],[DayNo]]=7),1,0)","v":1},{"$f":"COUNTIF(Holidays,Tabulation[[#This Row],[Date]])","v":0},{"$f":"CONCATENATE(Tabulation[[#This Row],[Holiday]],Tabulation[[#This Row],[Season]],Tabulation[[#This Row],[Weekend]],\"-\",IF(Tabulation[[#This Row],[Hour]]<10,0,\"\"),C8296)","v":"0Winter1-12"},{"$f":"VLOOKUP(Tabulation[[#This Row],[Concat]],Table3[],8)","v":0.28519},{"$f":"(Tabulation[[#This Row],[AC System Output (kW)]]*Tabulation[[#This Row],[Rate]])","v":0.26572378617000003}]
[12,11,13,471.46199999999999,{"$f":"Tabulation[[#This Row],[AC System Output (W)]]/1000","v":0.47146199999999999},{"$f":"VLOOKUP(Tabulation[[#This Row],[Month]],Season,2)","v":"Winter"},{"$f":"(DATE(2021,Tabulation[[#This Row],[Month]],Tabulation[[#This Row],[Day]]))","v":"2021-12-11"},{"$f":"WEEKDAY(Tabulation[[#This Row],[Date]])","v":7},{"$f":"IF(OR(Tabulation[[#This Row],[DayNo]]=1,Tabulation[[#This Row],[DayNo]]=7),1,0)","v":1},{"$f":"COUNTIF(Holidays,Tabulation[[#This Row],[Date]])","v":0},{"$f":"CONCATENATE(Tabulation[[#This Row],[Holiday]],Tabulation[[#This Row],[Season]],Tabulation[[#This Row],[Weekend]],\"-\",IF(Tabulation[[#This Row],[Hour]]<10,0,\"\"),C8297)","v":"0Winter1-13"},{"$f":"VLOOKUP(Tabulation[[#This Row],[Concat]],Table3[],8)","v":0.28519},{"$f":"(Tabulation[[#This Row],[AC System Output (kW)]]*Tabulation[[#This Row],[Rate]])","v":0.13445624778000001}]
[12,11,14,874.351,{"$f":"Tabulation[[#This Row],[AC System Output (W)]]/1000","v":0.87435099999999999},{"$f":"VLOOKUP(Tabulation[[#This Row],[Month]],Season,2)","v":"Winter"},{"$f":"(DATE(2021,Tabulation[[#This Row],[Month]],Tabulation[[#This Row],[Day]]))","v":"2021-12-11"},{"$f":"WEEKDAY(Tabulation[[#This Row],[Date]])","v":7},{"$f":"IF(OR(Tabulation[[#This Row],[DayNo]]=1,Tabulation[[#This Row],[DayNo]]=7),1,0)","v":1},{"$f":"COUNTIF(Holidays,Tabulation[[#This Row],[Date]])","v":0},{"$f":"CONCATENATE(Tabulation[[#This Row],[Holiday]],Tabulation[[#This Row],[Season]],Tabulation[[#This Row],[Weekend]],\"-\",IF(Tabulation[[#This Row],[Hour]]<10,0,\"\"),C8298)","v":"0Winter1-14"},{"$f":"VLOOKUP(Tabulation[[#This Row],[Concat]],Table3[],8)","v":0.28519},{"$f":"(Tabulation[[#This Row],[AC System Output (kW)]]*Tabulation[[#This Row],[Rate]])","v":0.24935616168999999}]
[12,11,15,555.24400000000003,{"$f":"Tabulation[[#This Row],[AC System Output (W)]]/1000","v":0.55524400000000007},{"$f":"VLOOKUP(Tabulation[[#This Row],[Month]],Season,2)","v":"Winter"},{"$f":"(DATE(2021,Tabulation[[#This Row],[Month]],Tabulation[[#This Row],[Day]]))","v":"2021-12-11"},{"$f":"WEEKDAY(Tabulation[[#This Row],[Date]])","v":7},{"$f":"IF(OR(Tabulation[[#This Row],[DayNo]]=1,Tabulation[[#This Row],[DayNo]]=7),1,0)","v":1},{"$f":"COUNTIF(Holidays,Tabulation[[#This Row],[Date]])","v":0},{"$f":"CONCATENATE(Tabulation[[#This Row],[Holiday]],Tabulation[[#This Row],[Season]],Tabulation[[#This Row],[Weekend]],\"-\",IF(Tabulation[[#This Row],[Hour]]<10,0,\"\"),C8299)","v":"0Winter1-15"},{"$f":"VLOOKUP(Tabulation[[#This Row],[Concat]],Table3[],8)","v":0.28519},{"$f":"(Tabulation[[#This Row],[AC System Output (kW)]]*Tabulation[[#This Row],[Rate]])","v":0.15835003636000003}]
[12,11,16,41.194000000000003,{"$f":"Tabulation[[#This Row],[AC System Output (W)]]/1000","v":4.1194000000000001E-2},{"$f":"VLOOKUP(Tabulation[[#This Row],[Month]],Season,2)","v":"Winter"},{"$f":"(DATE(2021,Tabulation[[#This Row],[Month]],Tabulation[[#This Row],[Day]]))","v":"2021-12-11"},{"$f":"WEEKDAY(Tabulation[[#This Row],[Date]])","v":7},{"$f":"IF(OR(Tabulation[[#This Row],[DayNo]]=1,Tabulation[[#This Row],[DayNo]]=7),1,0)","v":1},{"$f":"COUNTIF(Holidays,Tabulation[[#This Row],[Date]])","v":0},{"$f":"CONCATENATE(Tabulation[[#This Row],[Holiday]],Tabulation[[#This Row],[Season]],Tabulation[[#This Row],[Weekend]],\"-\",IF(Tabulation[[#This Row],[Hour]]<10,0,\"\"),C8300)","v":"0Winter1-16"},{"$f":"VLOOKUP(Tabulation[[#This Row],[Concat]],Table3[],8)","v":0.28519},{"$f":"(Tabulation[[#This Row],[AC System Output (kW)]]*Tabulation[[#This Row],[Rate]])","v":1.1748116860000001E-2}]
[12,11,17,0,{"$f":"Tabulation[[#This Row],[AC System Output (W)]]/1000","v":0},{"$f":"VLOOKUP(Tabulation[[#This Row],[Month]],Season,2)","v":"Winter"},{"$f":"(DATE(2021,Tabulation[[#This Row],[Month]],Tabulation[[#This Row],[Day]]))","v":"2021-12-11"},{"$f":"WEEKDAY(Tabulation[[#This Row],[Date]])","v":7},{"$f":"IF(OR(Tabulation[[#This Row],[DayNo]]=1,Tabulation[[#This Row],[DayNo]]=7),1,0)","v":1},{"$f":"COUNTIF(Holidays,Tabulation[[#This Row],[Date]])","v":0},{"$f":"CONCATENATE(Tabulation[[#This Row],[Holiday]],Tabulation[[#This Row],[Season]],Tabulation[[#This Row],[Weekend]],\"-\",IF(Tabulation[[#This Row],[Hour]]<10,0,\"\"),C8301)","v":"0Winter1-17"},{"$f":"VLOOKUP(Tabulation[[#This Row],[Concat]],Table3[],8)","v":0.28519},{"$f":"(Tabulation[[#This Row],[AC System Output (kW)]]*Tabulation[[#This Row],[Rate]])","v":0}]
[12,11,18,0,{"$f":"Tabulation[[#This Row],[AC System Output (W)]]/1000","v":0},{"$f":"VLOOKUP(Tabulation[[#This Row],[Month]],Season,2)","v":"Winter"},{"$f":"(DATE(2021,Tabulation[[#This Row],[Month]],Tabulation[[#This Row],[Day]]))","v":"2021-12-11"},{"$f":"WEEKDAY(Tabulation[[#This Row],[Date]])","v":7},{"$f":"IF(OR(Tabulation[[#This Row],[DayNo]]=1,Tabulation[[#This Row],[DayNo]]=7),1,0)","v":1},{"$f":"COUNTIF(Holidays,Tabulation[[#This Row],[Date]])","v":0},{"$f":"CONCATENATE(Tabulation[[#This Row],[Holiday]],Tabulation[[#This Row],[Season]],Tabulation[[#This Row],[Weekend]],\"-\",IF(Tabulation[[#This Row],[Hour]]<10,0,\"\"),C8302)","v":"0Winter1-18"},{"$f":"VLOOKUP(Tabulation[[#This Row],[Concat]],Table3[],8)","v":0.28519},{"$f":"(Tabulation[[#This Row],[AC System Output (kW)]]*Tabulation[[#This Row],[Rate]])","v":0}]
[12,11,19,0,{"$f":"Tabulation[[#This Row],[AC System Output (W)]]/1000","v":0},{"$f":"VLOOKUP(Tabulation[[#This Row],[Month]],Season,2)","v":"Winter"},{"$f":"(DATE(2021,Tabulation[[#This Row],[Month]],Tabulation[[#This Row],[Day]]))","v":"2021-12-11"},{"$f":"WEEKDAY(Tabulation[[#This Row],[Date]])","v":7},{"$f":"IF(OR(Tabulation[[#This Row],[DayNo]]=1,Tabulation[[#This Row],[DayNo]]=7),1,0)","v":1},{"$f":"COUNTIF(Holidays,Tabulation[[#This Row],[Date]])","v":0},{"$f":"CONCATENATE(Tabulation[[#This Row],[Holiday]],Tabulation[[#This Row],[Season]],Tabulation[[#This Row],[Weekend]],\"-\",IF(Tabulation[[#This Row],[Hour]]<10,0,\"\"),C8303)","v":"0Winter1-19"},{"$f":"VLOOKUP(Tabulation[[#This Row],[Concat]],Table3[],8)","v":0.28519},{"$f":"(Tabulation[[#This Row],[AC System Output (kW)]]*Tabulation[[#This Row],[Rate]])","v":0}]
[12,11,20,0,{"$f":"Tabulation[[#This Row],[AC System Output (W)]]/1000","v":0},{"$f":"VLOOKUP(Tabulation[[#This Row],[Month]],Season,2)","v":"Winter"},{"$f":"(DATE(2021,Tabulation[[#This Row],[Month]],Tabulation[[#This Row],[Day]]))","v":"2021-12-11"},{"$f":"WEEKDAY(Tabulation[[#This Row],[Date]])","v":7},{"$f":"IF(OR(Tabulation[[#This Row],[DayNo]]=1,Tabulation[[#This Row],[DayNo]]=7),1,0)","v":1},{"$f":"COUNTIF(Holidays,Tabulation[[#This Row],[Date]])","v":0},{"$f":"CONCATENATE(Tabulation[[#This Row],[Holiday]],Tabulation[[#This Row],[Season]],Tabulation[[#This Row],[Weekend]],\"-\",IF(Tabulation[[#This Row],[Hour]]<10,0,\"\"),C8304)","v":"0Winter1-20"},{"$f":"VLOOKUP(Tabulation[[#This Row],[Concat]],Table3[],8)","v":0.28519},{"$f":"(Tabulation[[#This Row],[AC System Output (kW)]]*Tabulation[[#This Row],[Rate]])","v":0}]
[12,11,21,0,{"$f":"Tabulation[[#This Row],[AC System Output (W)]]/1000","v":0},{"$f":"VLOOKUP(Tabulation[[#This Row],[Month]],Season,2)","v":"Winter"},{"$f":"(DATE(2021,Tabulation[[#This Row],[Month]],Tabulation[[#This Row],[Day]]))","v":"2021-12-11"},{"$f":"WEEKDAY(Tabulation[[#This Row],[Date]])","v":7},{"$f":"IF(OR(Tabulation[[#This Row],[DayNo]]=1,Tabulation[[#This Row],[DayNo]]=7),1,0)","v":1},{"$f":"COUNTIF(Holidays,Tabulation[[#This Row],[Date]])","v":0},{"$f":"CONCATENATE(Tabulation[[#This Row],[Holiday]],Tabulation[[#This Row],[Season]],Tabulation[[#This Row],[Weekend]],\"-\",IF(Tabulation[[#This Row],[Hour]]<10,0,\"\"),C8305)","v":"0Winter1-21"},{"$f":"VLOOKUP(Tabulation[[#This Row],[Concat]],Table3[],8)","v":0.28519},{"$f":"(Tabulation[[#This Row],[AC System Output (kW)]]*Tabulation[[#This Row],[Rate]])","v":0}]
[12,11,22,0,{"$f":"Tabulation[[#This Row],[AC System Output (W)]]/1000","v":0},{"$f":"VLOOKUP(Tabulation[[#This Row],[Month]],Season,2)","v":"Winter"},{"$f":"(DATE(2021,Tabulation[[#This Row],[Month]],Tabulation[[#This Row],[Day]]))","v":"2021-12-11"},{"$f":"WEEKDAY(Tabulation[[#This Row],[Date]])","v":7},{"$f":"IF(OR(Tabulation[[#This Row],[DayNo]]=1,Tabulation[[#This Row],[DayNo]]=7),1,0)","v":1},{"$f":"COUNTIF(Holidays,Tabulation[[#This Row],[Date]])","v":0},{"$f":"CONCATENATE(Tabulation[[#This Row],[Holiday]],Tabulation[[#This Row],[Season]],Tabulation[[#This Row],[Weekend]],\"-\",IF(Tabulation[[#This Row],[Hour]]<10,0,\"\"),C8306)","v":"0Winter1-22"},{"$f":"VLOOKUP(Tabulation[[#This Row],[Concat]],Table3[],8)","v":0.28519},{"$f":"(Tabulation[[#This Row],[AC System Output (kW)]]*Tabulation[[#This Row],[Rate]])","v":0}]
[12,11,23,0,{"$f":"Tabulation[[#This Row],[AC System Output (W)]]/1000","v":0},{"$f":"VLOOKUP(Tabulation[[#This Row],[Month]],Season,2)","v":"Winter"},{"$f":"(DATE(2021,Tabulation[[#This Row],[Month]],Tabulation[[#This Row],[Day]]))","v":"2021-12-11"},{"$f":"WEEKDAY(Tabulation[[#This Row],[Date]])","v":7},{"$f":"IF(OR(Tabulation[[#This Row],[DayNo]]=1,Tabulation[[#This Row],[DayNo]]=7),1,0)","v":1},{"$f":"COUNTIF(Holidays,Tabulation[[#This Row],[Date]])","v":0},{"$f":"CONCATENATE(Tabulation[[#This Row],[Holiday]],Tabulation[[#This Row],[Season]],Tabulation[[#This Row],[Weekend]],\"-\",IF(Tabulation[[#This Row],[Hour]]<10,0,\"\"),C8307)","v":"0Winter1-23"},{"$f":"VLOOKUP(Tabulation[[#This Row],[Concat]],Table3[],8)","v":0.28519},{"$f":"(Tabulation[[#This Row],[AC System Output (kW)]]*Tabulation[[#This Row],[Rate]])","v":0}]
[12,12,0,0,{"$f":"Tabulation[[#This Row],[AC System Output (W)]]/1000","v":0},{"$f":"VLOOKUP(Tabulation[[#This Row],[Month]],Season,2)","v":"Winter"},{"$f":"(DATE(2021,Tabulation[[#This Row],[Month]],Tabulation[[#This Row],[Day]]))","v":"2021-12-12"},{"$f":"WEEKDAY(Tabulation[[#This Row],[Date]])","v":1},{"$f":"IF(OR(Tabulation[[#This Row],[DayNo]]=1,Tabulation[[#This Row],[DayNo]]=7),1,0)","v":1},{"$f":"COUNTIF(Holidays,Tabulation[[#This Row],[Date]])","v":0},{"$f":"CONCATENATE(Tabulation[[#This Row],[Holiday]],Tabulation[[#This Row],[Season]],Tabulation[[#This Row],[Weekend]],\"-\",IF(Tabulation[[#This Row],[Hour]]<10,0,\"\"),C8308)","v":"0Winter1-00"},{"$f":"VLOOKUP(Tabulation[[#This Row],[Concat]],Table3[],8)","v":0.28519},{"$f":"(Tabulation[[#This Row],[AC System Output (kW)]]*Tabulation[[#This Row],[Rate]])","v":0}]
[12,12,1,0,{"$f":"Tabulation[[#This Row],[AC System Output (W)]]/1000","v":0},{"$f":"VLOOKUP(Tabulation[[#This Row],[Month]],Season,2)","v":"Winter"},{"$f":"(DATE(2021,Tabulation[[#This Row],[Month]],Tabulation[[#This Row],[Day]]))","v":"2021-12-12"},{"$f":"WEEKDAY(Tabulation[[#This Row],[Date]])","v":1},{"$f":"IF(OR(Tabulation[[#This Row],[DayNo]]=1,Tabulation[[#This Row],[DayNo]]=7),1,0)","v":1},{"$f":"COUNTIF(Holidays,Tabulation[[#This Row],[Date]])","v":0},{"$f":"CONCATENATE(Tabulation[[#This Row],[Holiday]],Tabulation[[#This Row],[Season]],Tabulation[[#This Row],[Weekend]],\"-\",IF(Tabulation[[#This Row],[Hour]]<10,0,\"\"),C8309)","v":"0Winter1-01"},{"$f":"VLOOKUP(Tabulation[[#This Row],[Concat]],Table3[],8)","v":0.28519},{"$f":"(Tabulation[[#This Row],[AC System Output (kW)]]*Tabulation[[#This Row],[Rate]])","v":0}]
[12,12,2,0,{"$f":"Tabulation[[#This Row],[AC System Output (W)]]/1000","v":0},{"$f":"VLOOKUP(Tabulation[[#This Row],[Month]],Season,2)","v":"Winter"},{"$f":"(DATE(2021,Tabulation[[#This Row],[Month]],Tabulation[[#This Row],[Day]]))","v":"2021-12-12"},{"$f":"WEEKDAY(Tabulation[[#This Row],[Date]])","v":1},{"$f":"IF(OR(Tabulation[[#This Row],[DayNo]]=1,Tabulation[[#This Row],[DayNo]]=7),1,0)","v":1},{"$f":"COUNTIF(Holidays,Tabulation[[#This Row],[Date]])","v":0},{"$f":"CONCATENATE(Tabulation[[#This Row],[Holiday]],Tabulation[[#This Row],[Season]],Tabulation[[#This Row],[Weekend]],\"-\",IF(Tabulation[[#This Row],[Hour]]<10,0,\"\"),C8310)","v":"0Winter1-02"},{"$f":"VLOOKUP(Tabulation[[#This Row],[Concat]],Table3[],8)","v":0.28519},{"$f":"(Tabulation[[#This Row],[AC System Output (kW)]]*Tabulation[[#This Row],[Rate]])","v":0}]
[12,12,3,0,{"$f":"Tabulation[[#This Row],[AC System Output (W)]]/1000","v":0},{"$f":"VLOOKUP(Tabulation[[#This Row],[Month]],Season,2)","v":"Winter"},{"$f":"(DATE(2021,Tabulation[[#This Row],[Month]],Tabulation[[#This Row],[Day]]))","v":"2021-12-12"},{"$f":"WEEKDAY(Tabulation[[#This Row],[Date]])","v":1},{"$f":"IF(OR(Tabulation[[#This Row],[DayNo]]=1,Tabulation[[#This Row],[DayNo]]=7),1,0)","v":1},{"$f":"COUNTIF(Holidays,Tabulation[[#This Row],[Date]])","v":0},{"$f":"CONCATENATE(Tabulation[[#This Row],[Holiday]],Tabulation[[#This Row],[Season]],Tabulation[[#This Row],[Weekend]],\"-\",IF(Tabulation[[#This Row],[Hour]]<10,0,\"\"),C8311)","v":"0Winter1-03"},{"$f":"VLOOKUP(Tabulation[[#This Row],[Concat]],Table3[],8)","v":0.28519},{"$f":"(Tabulation[[#This Row],[AC System Output (kW)]]*Tabulation[[#This Row],[Rate]])","v":0}]
[12,12,4,0,{"$f":"Tabulation[[#This Row],[AC System Output (W)]]/1000","v":0},{"$f":"VLOOKUP(Tabulation[[#This Row],[Month]],Season,2)","v":"Winter"},{"$f":"(DATE(2021,Tabulation[[#This Row],[Month]],Tabulation[[#This Row],[Day]]))","v":"2021-12-12"},{"$f":"WEEKDAY(Tabulation[[#This Row],[Date]])","v":1},{"$f":"IF(OR(Tabulation[[#This Row],[DayNo]]=1,Tabulation[[#This Row],[DayNo]]=7),1,0)","v":1},{"$f":"COUNTIF(Holidays,Tabulation[[#This Row],[Date]])","v":0},{"$f":"CONCATENATE(Tabulation[[#This Row],[Holiday]],Tabulation[[#This Row],[Season]],Tabulation[[#This Row],[Weekend]],\"-\",IF(Tabulation[[#This Row],[Hour]]<10,0,\"\"),C8312)","v":"0Winter1-04"},{"$f":"VLOOKUP(Tabulation[[#This Row],[Concat]],Table3[],8)","v":0.28519},{"$f":"(Tabulation[[#This Row],[AC System Output (kW)]]*Tabulation[[#This Row],[Rate]])","v":0}]
[12,12,5,0,{"$f":"Tabulation[[#This Row],[AC System Output (W)]]/1000","v":0},{"$f":"VLOOKUP(Tabulation[[#This Row],[Month]],Season,2)","v":"Winter"},{"$f":"(DATE(2021,Tabulation[[#This Row],[Month]],Tabulation[[#This Row],[Day]]))","v":"2021-12-12"},{"$f":"WEEKDAY(Tabulation[[#This Row],[Date]])","v":1},{"$f":"IF(OR(Tabulation[[#This Row],[DayNo]]=1,Tabulation[[#This Row],[DayNo]]=7),1,0)","v":1},{"$f":"COUNTIF(Holidays,Tabulation[[#This Row],[Date]])","v":0},{"$f":"CONCATENATE(Tabulation[[#This Row],[Holiday]],Tabulation[[#This Row],[Season]],Tabulation[[#This Row],[Weekend]],\"-\",IF(Tabulation[[#This Row],[Hour]]<10,0,\"\"),C8313)","v":"0Winter1-05"},{"$f":"VLOOKUP(Tabulation[[#This Row],[Concat]],Table3[],8)","v":0.28519},{"$f":"(Tabulation[[#This Row],[AC System Output (kW)]]*Tabulation[[#This Row],[Rate]])","v":0}]
[12,12,6,0,{"$f":"Tabulation[[#This Row],[AC System Output (W)]]/1000","v":0},{"$f":"VLOOKUP(Tabulation[[#This Row],[Month]],Season,2)","v":"Winter"},{"$f":"(DATE(2021,Tabulation[[#This Row],[Month]],Tabulation[[#This Row],[Day]]))","v":"2021-12-12"},{"$f":"WEEKDAY(Tabulation[[#This Row],[Date]])","v":1},{"$f":"IF(OR(Tabulation[[#This Row],[DayNo]]=1,Tabulation[[#This Row],[DayNo]]=7),1,0)","v":1},{"$f":"COUNTIF(Holidays,Tabulation[[#This Row],[Date]])","v":0},{"$f":"CONCATENATE(Tabulation[[#This Row],[Holiday]],Tabulation[[#This Row],[Season]],Tabulation[[#This Row],[Weekend]],\"-\",IF(Tabulation[[#This Row],[Hour]]<10,0,\"\"),C8314)","v":"0Winter1-06"},{"$f":"VLOOKUP(Tabulation[[#This Row],[Concat]],Table3[],8)","v":0.28519},{"$f":"(Tabulation[[#This Row],[AC System Output (kW)]]*Tabulation[[#This Row],[Rate]])","v":0}]
[12,12,7,20.937999999999999,{"$f":"Tabulation[[#This Row],[AC System Output (W)]]/1000","v":2.0937999999999998E-2},{"$f":"VLOOKUP(Tabulation[[#This Row],[Month]],Season,2)","v":"Winter"},{"$f":"(DATE(2021,Tabulation[[#This Row],[Month]],Tabulation[[#This Row],[Day]]))","v":"2021-12-12"},{"$f":"WEEKDAY(Tabulation[[#This Row],[Date]])","v":1},{"$f":"IF(OR(Tabulation[[#This Row],[DayNo]]=1,Tabulation[[#This Row],[DayNo]]=7),1,0)","v":1},{"$f":"COUNTIF(Holidays,Tabulation[[#This Row],[Date]])","v":0},{"$f":"CONCATENATE(Tabulation[[#This Row],[Holiday]],Tabulation[[#This Row],[Season]],Tabulation[[#This Row],[Weekend]],\"-\",IF(Tabulation[[#This Row],[Hour]]<10,0,\"\"),C8315)","v":"0Winter1-07"},{"$f":"VLOOKUP(Tabulation[[#This Row],[Concat]],Table3[],8)","v":0.28519},{"$f":"(Tabulation[[#This Row],[AC System Output (kW)]]*Tabulation[[#This Row],[Rate]])","v":5.9713082199999998E-3}]
[12,12,8,126.724,{"$f":"Tabulation[[#This Row],[AC System Output (W)]]/1000","v":0.126724},{"$f":"VLOOKUP(Tabulation[[#This Row],[Month]],Season,2)","v":"Winter"},{"$f":"(DATE(2021,Tabulation[[#This Row],[Month]],Tabulation[[#This Row],[Day]]))","v":"2021-12-12"},{"$f":"WEEKDAY(Tabulation[[#This Row],[Date]])","v":1},{"$f":"IF(OR(Tabulation[[#This Row],[DayNo]]=1,Tabulation[[#This Row],[DayNo]]=7),1,0)","v":1},{"$f":"COUNTIF(Holidays,Tabulation[[#This Row],[Date]])","v":0},{"$f":"CONCATENATE(Tabulation[[#This Row],[Holiday]],Tabulation[[#This Row],[Season]],Tabulation[[#This Row],[Weekend]],\"-\",IF(Tabulation[[#This Row],[Hour]]<10,0,\"\"),C8316)","v":"0Winter1-08"},{"$f":"VLOOKUP(Tabulation[[#This Row],[Concat]],Table3[],8)","v":0.28519},{"$f":"(Tabulation[[#This Row],[AC System Output (kW)]]*Tabulation[[#This Row],[Rate]])","v":3.6140417559999999E-2}]
[12,12,9,477.71600000000001,{"$f":"Tabulation[[#This Row],[AC System Output (W)]]/1000","v":0.47771600000000003},{"$f":"VLOOKUP(Tabulation[[#This Row],[Month]],Season,2)","v":"Winter"},{"$f":"(DATE(2021,Tabulation[[#This Row],[Month]],Tabulation[[#This Row],[Day]]))","v":"2021-12-12"},{"$f":"WEEKDAY(Tabulation[[#This Row],[Date]])","v":1},{"$f":"IF(OR(Tabulation[[#This Row],[DayNo]]=1,Tabulation[[#This Row],[DayNo]]=7),1,0)","v":1},{"$f":"COUNTIF(Holidays,Tabulation[[#This Row],[Date]])","v":0},{"$f":"CONCATENATE(Tabulation[[#This Row],[Holiday]],Tabulation[[#This Row],[Season]],Tabulation[[#This Row],[Weekend]],\"-\",IF(Tabulation[[#This Row],[Hour]]<10,0,\"\"),C8317)","v":"0Winter1-09"},{"$f":"VLOOKUP(Tabulation[[#This Row],[Concat]],Table3[],8)","v":0.28519},{"$f":"(Tabulation[[#This Row],[AC System Output (kW)]]*Tabulation[[#This Row],[Rate]])","v":0.13623982604000001}]
[12,12,10,101.57,{"$f":"Tabulation[[#This Row],[AC System Output (W)]]/1000","v":0.10156999999999999},{"$f":"VLOOKUP(Tabulation[[#This Row],[Month]],Season,2)","v":"Winter"},{"$f":"(DATE(2021,Tabulation[[#This Row],[Month]],Tabulation[[#This Row],[Day]]))","v":"2021-12-12"},{"$f":"WEEKDAY(Tabulation[[#This Row],[Date]])","v":1},{"$f":"IF(OR(Tabulation[[#This Row],[DayNo]]=1,Tabulation[[#This Row],[DayNo]]=7),1,0)","v":1},{"$f":"COUNTIF(Holidays,Tabulation[[#This Row],[Date]])","v":0},{"$f":"CONCATENATE(Tabulation[[#This Row],[Holiday]],Tabulation[[#This Row],[Season]],Tabulation[[#This Row],[Weekend]],\"-\",IF(Tabulation[[#This Row],[Hour]]<10,0,\"\"),C8318)","v":"0Winter1-10"},{"$f":"VLOOKUP(Tabulation[[#This Row],[Concat]],Table3[],8)","v":0.28519},{"$f":"(Tabulation[[#This Row],[AC System Output (kW)]]*Tabulation[[#This Row],[Rate]])","v":2.8966748299999998E-2}]
[12,12,11,262.32600000000002,{"$f":"Tabulation[[#This Row],[AC System Output (W)]]/1000","v":0.262326},{"$f":"VLOOKUP(Tabulation[[#This Row],[Month]],Season,2)","v":"Winter"},{"$f":"(DATE(2021,Tabulation[[#This Row],[Month]],Tabulation[[#This Row],[Day]]))","v":"2021-12-12"},{"$f":"WEEKDAY(Tabulation[[#This Row],[Date]])","v":1},{"$f":"IF(OR(Tabulation[[#This Row],[DayNo]]=1,Tabulation[[#This Row],[DayNo]]=7),1,0)","v":1},{"$f":"COUNTIF(Holidays,Tabulation[[#This Row],[Date]])","v":0},{"$f":"CONCATENATE(Tabulation[[#This Row],[Holiday]],Tabulation[[#This Row],[Season]],Tabulation[[#This Row],[Weekend]],\"-\",IF(Tabulation[[#This Row],[Hour]]<10,0,\"\"),C8319)","v":"0Winter1-11"},{"$f":"VLOOKUP(Tabulation[[#This Row],[Concat]],Table3[],8)","v":0.28519},{"$f":"(Tabulation[[#This Row],[AC System Output (kW)]]*Tabulation[[#This Row],[Rate]])","v":7.4812751940000005E-2}]
[12,12,12,60.622999999999998,{"$f":"Tabulation[[#This Row],[AC System Output (W)]]/1000","v":6.0622999999999996E-2},{"$f":"VLOOKUP(Tabulation[[#This Row],[Month]],Season,2)","v":"Winter"},{"$f":"(DATE(2021,Tabulation[[#This Row],[Month]],Tabulation[[#This Row],[Day]]))","v":"2021-12-12"},{"$f":"WEEKDAY(Tabulation[[#This Row],[Date]])","v":1},{"$f":"IF(OR(Tabulation[[#This Row],[DayNo]]=1,Tabulation[[#This Row],[DayNo]]=7),1,0)","v":1},{"$f":"COUNTIF(Holidays,Tabulation[[#This Row],[Date]])","v":0},{"$f":"CONCATENATE(Tabulation[[#This Row],[Holiday]],Tabulation[[#This Row],[Season]],Tabulation[[#This Row],[Weekend]],\"-\",IF(Tabulation[[#This Row],[Hour]]<10,0,\"\"),C8320)","v":"0Winter1-12"},{"$f":"VLOOKUP(Tabulation[[#This Row],[Concat]],Table3[],8)","v":0.28519},{"$f":"(Tabulation[[#This Row],[AC System Output (kW)]]*Tabulation[[#This Row],[Rate]])","v":1.7289073369999998E-2}]
[12,12,13,10.124000000000001,{"$f":"Tabulation[[#This Row],[AC System Output (W)]]/1000","v":1.0124000000000001E-2},{"$f":"VLOOKUP(Tabulation[[#This Row],[Month]],Season,2)","v":"Winter"},{"$f":"(DATE(2021,Tabulation[[#This Row],[Month]],Tabulation[[#This Row],[Day]]))","v":"2021-12-12"},{"$f":"WEEKDAY(Tabulation[[#This Row],[Date]])","v":1},{"$f":"IF(OR(Tabulation[[#This Row],[DayNo]]=1,Tabulation[[#This Row],[DayNo]]=7),1,0)","v":1},{"$f":"COUNTIF(Holidays,Tabulation[[#This Row],[Date]])","v":0},{"$f":"CONCATENATE(Tabulation[[#This Row],[Holiday]],Tabulation[[#This Row],[Season]],Tabulation[[#This Row],[Weekend]],\"-\",IF(Tabulation[[#This Row],[Hour]]<10,0,\"\"),C8321)","v":"0Winter1-13"},{"$f":"VLOOKUP(Tabulation[[#This Row],[Concat]],Table3[],8)","v":0.28519},{"$f":"(Tabulation[[#This Row],[AC System Output (kW)]]*Tabulation[[#This Row],[Rate]])","v":2.8872635600000001E-3}]
[12,12,14,20.45,{"$f":"Tabulation[[#This Row],[AC System Output (W)]]/1000","v":2.0449999999999999E-2},{"$f":"VLOOKUP(Tabulation[[#This Row],[Month]],Season,2)","v":"Winter"},{"$f":"(DATE(2021,Tabulation[[#This Row],[Month]],Tabulation[[#This Row],[Day]]))","v":"2021-12-12"},{"$f":"WEEKDAY(Tabulation[[#This Row],[Date]])","v":1},{"$f":"IF(OR(Tabulation[[#This Row],[DayNo]]=1,Tabulation[[#This Row],[DayNo]]=7),1,0)","v":1},{"$f":"COUNTIF(Holidays,Tabulation[[#This Row],[Date]])","v":0},{"$f":"CONCATENATE(Tabulation[[#This Row],[Holiday]],Tabulation[[#This Row],[Season]],Tabulation[[#This Row],[Weekend]],\"-\",IF(Tabulation[[#This Row],[Hour]]<10,0,\"\"),C8322)","v":"0Winter1-14"},{"$f":"VLOOKUP(Tabulation[[#This Row],[Concat]],Table3[],8)","v":0.28519},{"$f":"(Tabulation[[#This Row],[AC System Output (kW)]]*Tabulation[[#This Row],[Rate]])","v":5.8321355000000002E-3}]
[12,12,15,0,{"$f":"Tabulation[[#This Row],[AC System Output (W)]]/1000","v":0},{"$f":"VLOOKUP(Tabulation[[#This Row],[Month]],Season,2)","v":"Winter"},{"$f":"(DATE(2021,Tabulation[[#This Row],[Month]],Tabulation[[#This Row],[Day]]))","v":"2021-12-12"},{"$f":"WEEKDAY(Tabulation[[#This Row],[Date]])","v":1},{"$f":"IF(OR(Tabulation[[#This Row],[DayNo]]=1,Tabulation[[#This Row],[DayNo]]=7),1,0)","v":1},{"$f":"COUNTIF(Holidays,Tabulation[[#This Row],[Date]])","v":0},{"$f":"CONCATENATE(Tabulation[[#This Row],[Holiday]],Tabulation[[#This Row],[Season]],Tabulation[[#This Row],[Weekend]],\"-\",IF(Tabulation[[#This Row],[Hour]]<10,0,\"\"),C8323)","v":"0Winter1-15"},{"$f":"VLOOKUP(Tabulation[[#This Row],[Concat]],Table3[],8)","v":0.28519},{"$f":"(Tabulation[[#This Row],[AC System Output (kW)]]*Tabulation[[#This Row],[Rate]])","v":0}]
[12,12,16,0,{"$f":"Tabulation[[#This Row],[AC System Output (W)]]/1000","v":0},{"$f":"VLOOKUP(Tabulation[[#This Row],[Month]],Season,2)","v":"Winter"},{"$f":"(DATE(2021,Tabulation[[#This Row],[Month]],Tabulation[[#This Row],[Day]]))","v":"2021-12-12"},{"$f":"WEEKDAY(Tabulation[[#This Row],[Date]])","v":1},{"$f":"IF(OR(Tabulation[[#This Row],[DayNo]]=1,Tabulation[[#This Row],[DayNo]]=7),1,0)","v":1},{"$f":"COUNTIF(Holidays,Tabulation[[#This Row],[Date]])","v":0},{"$f":"CONCATENATE(Tabulation[[#This Row],[Holiday]],Tabulation[[#This Row],[Season]],Tabulation[[#This Row],[Weekend]],\"-\",IF(Tabulation[[#This Row],[Hour]]<10,0,\"\"),C8324)","v":"0Winter1-16"},{"$f":"VLOOKUP(Tabulation[[#This Row],[Concat]],Table3[],8)","v":0.28519},{"$f":"(Tabulation[[#This Row],[AC System Output (kW)]]*Tabulation[[#This Row],[Rate]])","v":0}]
[12,12,17,0,{"$f":"Tabulation[[#This Row],[AC System Output (W)]]/1000","v":0},{"$f":"VLOOKUP(Tabulation[[#This Row],[Month]],Season,2)","v":"Winter"},{"$f":"(DATE(2021,Tabulation[[#This Row],[Month]],Tabulation[[#This Row],[Day]]))","v":"2021-12-12"},{"$f":"WEEKDAY(Tabulation[[#This Row],[Date]])","v":1},{"$f":"IF(OR(Tabulation[[#This Row],[DayNo]]=1,Tabulation[[#This Row],[DayNo]]=7),1,0)","v":1},{"$f":"COUNTIF(Holidays,Tabulation[[#This Row],[Date]])","v":0},{"$f":"CONCATENATE(Tabulation[[#This Row],[Holiday]],Tabulation[[#This Row],[Season]],Tabulation[[#This Row],[Weekend]],\"-\",IF(Tabulation[[#This Row],[Hour]]<10,0,\"\"),C8325)","v":"0Winter1-17"},{"$f":"VLOOKUP(Tabulation[[#This Row],[Concat]],Table3[],8)","v":0.28519},{"$f":"(Tabulation[[#This Row],[AC System Output (kW)]]*Tabulation[[#This Row],[Rate]])","v":0}]
[12,12,18,0,{"$f":"Tabulation[[#This Row],[AC System Output (W)]]/1000","v":0},{"$f":"VLOOKUP(Tabulation[[#This Row],[Month]],Season,2)","v":"Winter"},{"$f":"(DATE(2021,Tabulation[[#This Row],[Month]],Tabulation[[#This Row],[Day]]))","v":"2021-12-12"},{"$f":"WEEKDAY(Tabulation[[#This Row],[Date]])","v":1},{"$f":"IF(OR(Tabulation[[#This Row],[DayNo]]=1,Tabulation[[#This Row],[DayNo]]=7),1,0)","v":1},{"$f":"COUNTIF(Holidays,Tabulation[[#This Row],[Date]])","v":0},{"$f":"CONCATENATE(Tabulation[[#This Row],[Holiday]],Tabulation[[#This Row],[Season]],Tabulation[[#This Row],[Weekend]],\"-\",IF(Tabulation[[#This Row],[Hour]]<10,0,\"\"),C8326)","v":"0Winter1-18"},{"$f":"VLOOKUP(Tabulation[[#This Row],[Concat]],Table3[],8)","v":0.28519},{"$f":"(Tabulation[[#This Row],[AC System Output (kW)]]*Tabulation[[#This Row],[Rate]])","v":0}]
[12,12,19,0,{"$f":"Tabulation[[#This Row],[AC System Output (W)]]/1000","v":0},{"$f":"VLOOKUP(Tabulation[[#This Row],[Month]],Season,2)","v":"Winter"},{"$f":"(DATE(2021,Tabulation[[#This Row],[Month]],Tabulation[[#This Row],[Day]]))","v":"2021-12-12"},{"$f":"WEEKDAY(Tabulation[[#This Row],[Date]])","v":1},{"$f":"IF(OR(Tabulation[[#This Row],[DayNo]]=1,Tabulation[[#This Row],[DayNo]]=7),1,0)","v":1},{"$f":"COUNTIF(Holidays,Tabulation[[#This Row],[Date]])","v":0},{"$f":"CONCATENATE(Tabulation[[#This Row],[Holiday]],Tabulation[[#This Row],[Season]],Tabulation[[#This Row],[Weekend]],\"-\",IF(Tabulation[[#This Row],[Hour]]<10,0,\"\"),C8327)","v":"0Winter1-19"},{"$f":"VLOOKUP(Tabulation[[#This Row],[Concat]],Table3[],8)","v":0.28519},{"$f":"(Tabulation[[#This Row],[AC System Output (kW)]]*Tabulation[[#This Row],[Rate]])","v":0}]
[12,12,20,0,{"$f":"Tabulation[[#This Row],[AC System Output (W)]]/1000","v":0},{"$f":"VLOOKUP(Tabulation[[#This Row],[Month]],Season,2)","v":"Winter"},{"$f":"(DATE(2021,Tabulation[[#This Row],[Month]],Tabulation[[#This Row],[Day]]))","v":"2021-12-12"},{"$f":"WEEKDAY(Tabulation[[#This Row],[Date]])","v":1},{"$f":"IF(OR(Tabulation[[#This Row],[DayNo]]=1,Tabulation[[#This Row],[DayNo]]=7),1,0)","v":1},{"$f":"COUNTIF(Holidays,Tabulation[[#This Row],[Date]])","v":0},{"$f":"CONCATENATE(Tabulation[[#This Row],[Holiday]],Tabulation[[#This Row],[Season]],Tabulation[[#This Row],[Weekend]],\"-\",IF(Tabulation[[#This Row],[Hour]]<10,0,\"\"),C8328)","v":"0Winter1-20"},{"$f":"VLOOKUP(Tabulation[[#This Row],[Concat]],Table3[],8)","v":0.28519},{"$f":"(Tabulation[[#This Row],[AC System Output (kW)]]*Tabulation[[#This Row],[Rate]])","v":0}]
[12,12,21,0,{"$f":"Tabulation[[#This Row],[AC System Output (W)]]/1000","v":0},{"$f":"VLOOKUP(Tabulation[[#This Row],[Month]],Season,2)","v":"Winter"},{"$f":"(DATE(2021,Tabulation[[#This Row],[Month]],Tabulation[[#This Row],[Day]]))","v":"2021-12-12"},{"$f":"WEEKDAY(Tabulation[[#This Row],[Date]])","v":1},{"$f":"IF(OR(Tabulation[[#This Row],[DayNo]]=1,Tabulation[[#This Row],[DayNo]]=7),1,0)","v":1},{"$f":"COUNTIF(Holidays,Tabulation[[#This Row],[Date]])","v":0},{"$f":"CONCATENATE(Tabulation[[#This Row],[Holiday]],Tabulation[[#This Row],[Season]],Tabulation[[#This Row],[Weekend]],\"-\",IF(Tabulation[[#This Row],[Hour]]<10,0,\"\"),C8329)","v":"0Winter1-21"},{"$f":"VLOOKUP(Tabulation[[#This Row],[Concat]],Table3[],8)","v":0.28519},{"$f":"(Tabulation[[#This Row],[AC System Output (kW)]]*Tabulation[[#This Row],[Rate]])","v":0}]
[12,12,22,0,{"$f":"Tabulation[[#This Row],[AC System Output (W)]]/1000","v":0},{"$f":"VLOOKUP(Tabulation[[#This Row],[Month]],Season,2)","v":"Winter"},{"$f":"(DATE(2021,Tabulation[[#This Row],[Month]],Tabulation[[#This Row],[Day]]))","v":"2021-12-12"},{"$f":"WEEKDAY(Tabulation[[#This Row],[Date]])","v":1},{"$f":"IF(OR(Tabulation[[#This Row],[DayNo]]=1,Tabulation[[#This Row],[DayNo]]=7),1,0)","v":1},{"$f":"COUNTIF(Holidays,Tabulation[[#This Row],[Date]])","v":0},{"$f":"CONCATENATE(Tabulation[[#This Row],[Holiday]],Tabulation[[#This Row],[Season]],Tabulation[[#This Row],[Weekend]],\"-\",IF(Tabulation[[#This Row],[Hour]]<10,0,\"\"),C8330)","v":"0Winter1-22"},{"$f":"VLOOKUP(Tabulation[[#This Row],[Concat]],Table3[],8)","v":0.28519},{"$f":"(Tabulation[[#This Row],[AC System Output (kW)]]*Tabulation[[#This Row],[Rate]])","v":0}]
[12,12,23,0,{"$f":"Tabulation[[#This Row],[AC System Output (W)]]/1000","v":0},{"$f":"VLOOKUP(Tabulation[[#This Row],[Month]],Season,2)","v":"Winter"},{"$f":"(DATE(2021,Tabulation[[#This Row],[Month]],Tabulation[[#This Row],[Day]]))","v":"2021-12-12"},{"$f":"WEEKDAY(Tabulation[[#This Row],[Date]])","v":1},{"$f":"IF(OR(Tabulation[[#This Row],[DayNo]]=1,Tabulation[[#This Row],[DayNo]]=7),1,0)","v":1},{"$f":"COUNTIF(Holidays,Tabulation[[#This Row],[Date]])","v":0},{"$f":"CONCATENATE(Tabulation[[#This Row],[Holiday]],Tabulation[[#This Row],[Season]],Tabulation[[#This Row],[Weekend]],\"-\",IF(Tabulation[[#This Row],[Hour]]<10,0,\"\"),C8331)","v":"0Winter1-23"},{"$f":"VLOOKUP(Tabulation[[#This Row],[Concat]],Table3[],8)","v":0.28519},{"$f":"(Tabulation[[#This Row],[AC System Output (kW)]]*Tabulation[[#This Row],[Rate]])","v":0}]
[12,13,0,0,{"$f":"Tabulation[[#This Row],[AC System Output (W)]]/1000","v":0},{"$f":"VLOOKUP(Tabulation[[#This Row],[Month]],Season,2)","v":"Winter"},{"$f":"(DATE(2021,Tabulation[[#This Row],[Month]],Tabulation[[#This Row],[Day]]))","v":"2021-12-13"},{"$f":"WEEKDAY(Tabulation[[#This Row],[Date]])","v":2},{"$f":"IF(OR(Tabulation[[#This Row],[DayNo]]=1,Tabulation[[#This Row],[DayNo]]=7),1,0)","v":0},{"$f":"COUNTIF(Holidays,Tabulation[[#This Row],[Date]])","v":0},{"$f":"CONCATENATE(Tabulation[[#This Row],[Holiday]],Tabulation[[#This Row],[Season]],Tabulation[[#This Row],[Weekend]],\"-\",IF(Tabulation[[#This Row],[Hour]]<10,0,\"\"),C8332)","v":"0Winter0-00"},{"$f":"VLOOKUP(Tabulation[[#This Row],[Concat]],Table3[],8)","v":0.28519},{"$f":"(Tabulation[[#This Row],[AC System Output (kW)]]*Tabulation[[#This Row],[Rate]])","v":0}]
[12,13,1,0,{"$f":"Tabulation[[#This Row],[AC System Output (W)]]/1000","v":0},{"$f":"VLOOKUP(Tabulation[[#This Row],[Month]],Season,2)","v":"Winter"},{"$f":"(DATE(2021,Tabulation[[#This Row],[Month]],Tabulation[[#This Row],[Day]]))","v":"2021-12-13"},{"$f":"WEEKDAY(Tabulation[[#This Row],[Date]])","v":2},{"$f":"IF(OR(Tabulation[[#This Row],[DayNo]]=1,Tabulation[[#This Row],[DayNo]]=7),1,0)","v":0},{"$f":"COUNTIF(Holidays,Tabulation[[#This Row],[Date]])","v":0},{"$f":"CONCATENATE(Tabulation[[#This Row],[Holiday]],Tabulation[[#This Row],[Season]],Tabulation[[#This Row],[Weekend]],\"-\",IF(Tabulation[[#This Row],[Hour]]<10,0,\"\"),C8333)","v":"0Winter0-01"},{"$f":"VLOOKUP(Tabulation[[#This Row],[Concat]],Table3[],8)","v":0.28519},{"$f":"(Tabulation[[#This Row],[AC System Output (kW)]]*Tabulation[[#This Row],[Rate]])","v":0}]
[12,13,2,0,{"$f":"Tabulation[[#This Row],[AC System Output (W)]]/1000","v":0},{"$f":"VLOOKUP(Tabulation[[#This Row],[Month]],Season,2)","v":"Winter"},{"$f":"(DATE(2021,Tabulation[[#This Row],[Month]],Tabulation[[#This Row],[Day]]))","v":"2021-12-13"},{"$f":"WEEKDAY(Tabulation[[#This Row],[Date]])","v":2},{"$f":"IF(OR(Tabulation[[#This Row],[DayNo]]=1,Tabulation[[#This Row],[DayNo]]=7),1,0)","v":0},{"$f":"COUNTIF(Holidays,Tabulation[[#This Row],[Date]])","v":0},{"$f":"CONCATENATE(Tabulation[[#This Row],[Holiday]],Tabulation[[#This Row],[Season]],Tabulation[[#This Row],[Weekend]],\"-\",IF(Tabulation[[#This Row],[Hour]]<10,0,\"\"),C8334)","v":"0Winter0-02"},{"$f":"VLOOKUP(Tabulation[[#This Row],[Concat]],Table3[],8)","v":0.28519},{"$f":"(Tabulation[[#This Row],[AC System Output (kW)]]*Tabulation[[#This Row],[Rate]])","v":0}]
[12,13,3,0,{"$f":"Tabulation[[#This Row],[AC System Output (W)]]/1000","v":0},{"$f":"VLOOKUP(Tabulation[[#This Row],[Month]],Season,2)","v":"Winter"},{"$f":"(DATE(2021,Tabulation[[#This Row],[Month]],Tabulation[[#This Row],[Day]]))","v":"2021-12-13"},{"$f":"WEEKDAY(Tabulation[[#This Row],[Date]])","v":2},{"$f":"IF(OR(Tabulation[[#This Row],[DayNo]]=1,Tabulation[[#This Row],[DayNo]]=7),1,0)","v":0},{"$f":"COUNTIF(Holidays,Tabulation[[#This Row],[Date]])","v":0},{"$f":"CONCATENATE(Tabulation[[#This Row],[Holiday]],Tabulation[[#This Row],[Season]],Tabulation[[#This Row],[Weekend]],\"-\",IF(Tabulation[[#This Row],[Hour]]<10,0,\"\"),C8335)","v":"0Winter0-03"},{"$f":"VLOOKUP(Tabulation[[#This Row],[Concat]],Table3[],8)","v":0.28519},{"$f":"(Tabulation[[#This Row],[AC System Output (kW)]]*Tabulation[[#This Row],[Rate]])","v":0}]
[12,13,4,0,{"$f":"Tabulation[[#This Row],[AC System Output (W)]]/1000","v":0},{"$f":"VLOOKUP(Tabulation[[#This Row],[Month]],Season,2)","v":"Winter"},{"$f":"(DATE(2021,Tabulation[[#This Row],[Month]],Tabulation[[#This Row],[Day]]))","v":"2021-12-13"},{"$f":"WEEKDAY(Tabulation[[#This Row],[Date]])","v":2},{"$f":"IF(OR(Tabulation[[#This Row],[DayNo]]=1,Tabulation[[#This Row],[DayNo]]=7),1,0)","v":0},{"$f":"COUNTIF(Holidays,Tabulation[[#This Row],[Date]])","v":0},{"$f":"CONCATENATE(Tabulation[[#This Row],[Holiday]],Tabulation[[#This Row],[Season]],Tabulation[[#This Row],[Weekend]],\"-\",IF(Tabulation[[#This Row],[Hour]]<10,0,\"\"),C8336)","v":"0Winter0-04"},{"$f":"VLOOKUP(Tabulation[[#This Row],[Concat]],Table3[],8)","v":0.28519},{"$f":"(Tabulation[[#This Row],[AC System Output (kW)]]*Tabulation[[#This Row],[Rate]])","v":0}]
[12,13,5,0,{"$f":"Tabulation[[#This Row],[AC System Output (W)]]/1000","v":0},{"$f":"VLOOKUP(Tabulation[[#This Row],[Month]],Season,2)","v":"Winter"},{"$f":"(DATE(2021,Tabulation[[#This Row],[Month]],Tabulation[[#This Row],[Day]]))","v":"2021-12-13"},{"$f":"WEEKDAY(Tabulation[[#This Row],[Date]])","v":2},{"$f":"IF(OR(Tabulation[[#This Row],[DayNo]]=1,Tabulation[[#This Row],[DayNo]]=7),1,0)","v":0},{"$f":"COUNTIF(Holidays,Tabulation[[#This Row],[Date]])","v":0},{"$f":"CONCATENATE(Tabulation[[#This Row],[Holiday]],Tabulation[[#This Row],[Season]],Tabulation[[#This Row],[Weekend]],\"-\",IF(Tabulation[[#This Row],[Hour]]<10,0,\"\"),C8337)","v":"0Winter0-05"},{"$f":"VLOOKUP(Tabulation[[#This Row],[Concat]],Table3[],8)","v":0.28519},{"$f":"(Tabulation[[#This Row],[AC System Output (kW)]]*Tabulation[[#This Row],[Rate]])","v":0}]
[12,13,6,0,{"$f":"Tabulation[[#This Row],[AC System Output (W)]]/1000","v":0},{"$f":"VLOOKUP(Tabulation[[#This Row],[Month]],Season,2)","v":"Winter"},{"$f":"(DATE(2021,Tabulation[[#This Row],[Month]],Tabulation[[#This Row],[Day]]))","v":"2021-12-13"},{"$f":"WEEKDAY(Tabulation[[#This Row],[Date]])","v":2},{"$f":"IF(OR(Tabulation[[#This Row],[DayNo]]=1,Tabulation[[#This Row],[DayNo]]=7),1,0)","v":0},{"$f":"COUNTIF(Holidays,Tabulation[[#This Row],[Date]])","v":0},{"$f":"CONCATENATE(Tabulation[[#This Row],[Holiday]],Tabulation[[#This Row],[Season]],Tabulation[[#This Row],[Weekend]],\"-\",IF(Tabulation[[#This Row],[Hour]]<10,0,\"\"),C8338)","v":"0Winter0-06"},{"$f":"VLOOKUP(Tabulation[[#This Row],[Concat]],Table3[],8)","v":0.28519},{"$f":"(Tabulation[[#This Row],[AC System Output (kW)]]*Tabulation[[#This Row],[Rate]])","v":0}]
[12,13,7,204.50399999999999,{"$f":"Tabulation[[#This Row],[AC System Output (W)]]/1000","v":0.20450399999999999},{"$f":"VLOOKUP(Tabulation[[#This Row],[Month]],Season,2)","v":"Winter"},{"$f":"(DATE(2021,Tabulation[[#This Row],[Month]],Tabulation[[#This Row],[Day]]))","v":"2021-12-13"},{"$f":"WEEKDAY(Tabulation[[#This Row],[Date]])","v":2},{"$f":"IF(OR(Tabulation[[#This Row],[DayNo]]=1,Tabulation[[#This Row],[DayNo]]=7),1,0)","v":0},{"$f":"COUNTIF(Holidays,Tabulation[[#This Row],[Date]])","v":0},{"$f":"CONCATENATE(Tabulation[[#This Row],[Holiday]],Tabulation[[#This Row],[Season]],Tabulation[[#This Row],[Weekend]],\"-\",IF(Tabulation[[#This Row],[Hour]]<10,0,\"\"),C8339)","v":"0Winter0-07"},{"$f":"VLOOKUP(Tabulation[[#This Row],[Concat]],Table3[],8)","v":0.28519},{"$f":"(Tabulation[[#This Row],[AC System Output (kW)]]*Tabulation[[#This Row],[Rate]])","v":5.8322495759999995E-2}]
[12,13,8,10.683,{"$f":"Tabulation[[#This Row],[AC System Output (W)]]/1000","v":1.0683E-2},{"$f":"VLOOKUP(Tabulation[[#This Row],[Month]],Season,2)","v":"Winter"},{"$f":"(DATE(2021,Tabulation[[#This Row],[Month]],Tabulation[[#This Row],[Day]]))","v":"2021-12-13"},{"$f":"WEEKDAY(Tabulation[[#This Row],[Date]])","v":2},{"$f":"IF(OR(Tabulation[[#This Row],[DayNo]]=1,Tabulation[[#This Row],[DayNo]]=7),1,0)","v":0},{"$f":"COUNTIF(Holidays,Tabulation[[#This Row],[Date]])","v":0},{"$f":"CONCATENATE(Tabulation[[#This Row],[Holiday]],Tabulation[[#This Row],[Season]],Tabulation[[#This Row],[Weekend]],\"-\",IF(Tabulation[[#This Row],[Hour]]<10,0,\"\"),C8340)","v":"0Winter0-08"},{"$f":"VLOOKUP(Tabulation[[#This Row],[Concat]],Table3[],8)","v":0.28519},{"$f":"(Tabulation[[#This Row],[AC System Output (kW)]]*Tabulation[[#This Row],[Rate]])","v":3.04668477E-3}]
[12,13,9,851.74300000000005,{"$f":"Tabulation[[#This Row],[AC System Output (W)]]/1000","v":0.85174300000000003},{"$f":"VLOOKUP(Tabulation[[#This Row],[Month]],Season,2)","v":"Winter"},{"$f":"(DATE(2021,Tabulation[[#This Row],[Month]],Tabulation[[#This Row],[Day]]))","v":"2021-12-13"},{"$f":"WEEKDAY(Tabulation[[#This Row],[Date]])","v":2},{"$f":"IF(OR(Tabulation[[#This Row],[DayNo]]=1,Tabulation[[#This Row],[DayNo]]=7),1,0)","v":0},{"$f":"COUNTIF(Holidays,Tabulation[[#This Row],[Date]])","v":0},{"$f":"CONCATENATE(Tabulation[[#This Row],[Holiday]],Tabulation[[#This Row],[Season]],Tabulation[[#This Row],[Weekend]],\"-\",IF(Tabulation[[#This Row],[Hour]]<10,0,\"\"),C8341)","v":"0Winter0-09"},{"$f":"VLOOKUP(Tabulation[[#This Row],[Concat]],Table3[],8)","v":0.28519},{"$f":"(Tabulation[[#This Row],[AC System Output (kW)]]*Tabulation[[#This Row],[Rate]])","v":0.24290858617}]
[12,13,10,1337.223,{"$f":"Tabulation[[#This Row],[AC System Output (W)]]/1000","v":1.3372230000000001},{"$f":"VLOOKUP(Tabulation[[#This Row],[Month]],Season,2)","v":"Winter"},{"$f":"(DATE(2021,Tabulation[[#This Row],[Month]],Tabulation[[#This Row],[Day]]))","v":"2021-12-13"},{"$f":"WEEKDAY(Tabulation[[#This Row],[Date]])","v":2},{"$f":"IF(OR(Tabulation[[#This Row],[DayNo]]=1,Tabulation[[#This Row],[DayNo]]=7),1,0)","v":0},{"$f":"COUNTIF(Holidays,Tabulation[[#This Row],[Date]])","v":0},{"$f":"CONCATENATE(Tabulation[[#This Row],[Holiday]],Tabulation[[#This Row],[Season]],Tabulation[[#This Row],[Weekend]],\"-\",IF(Tabulation[[#This Row],[Hour]]<10,0,\"\"),C8342)","v":"0Winter0-10"},{"$f":"VLOOKUP(Tabulation[[#This Row],[Concat]],Table3[],8)","v":0.28519},{"$f":"(Tabulation[[#This Row],[AC System Output (kW)]]*Tabulation[[#This Row],[Rate]])","v":0.38136262737000004}]
[12,13,11,2501.7660000000001,{"$f":"Tabulation[[#This Row],[AC System Output (W)]]/1000","v":2.5017659999999999},{"$f":"VLOOKUP(Tabulation[[#This Row],[Month]],Season,2)","v":"Winter"},{"$f":"(DATE(2021,Tabulation[[#This Row],[Month]],Tabulation[[#This Row],[Day]]))","v":"2021-12-13"},{"$f":"WEEKDAY(Tabulation[[#This Row],[Date]])","v":2},{"$f":"IF(OR(Tabulation[[#This Row],[DayNo]]=1,Tabulation[[#This Row],[DayNo]]=7),1,0)","v":0},{"$f":"COUNTIF(Holidays,Tabulation[[#This Row],[Date]])","v":0},{"$f":"CONCATENATE(Tabulation[[#This Row],[Holiday]],Tabulation[[#This Row],[Season]],Tabulation[[#This Row],[Weekend]],\"-\",IF(Tabulation[[#This Row],[Hour]]<10,0,\"\"),C8343)","v":"0Winter0-11"},{"$f":"VLOOKUP(Tabulation[[#This Row],[Concat]],Table3[],8)","v":0.28519},{"$f":"(Tabulation[[#This Row],[AC System Output (kW)]]*Tabulation[[#This Row],[Rate]])","v":0.71347864553999996}]
[12,13,12,1533.7840000000001,{"$f":"Tabulation[[#This Row],[AC System Output (W)]]/1000","v":1.533784},{"$f":"VLOOKUP(Tabulation[[#This Row],[Month]],Season,2)","v":"Winter"},{"$f":"(DATE(2021,Tabulation[[#This Row],[Month]],Tabulation[[#This Row],[Day]]))","v":"2021-12-13"},{"$f":"WEEKDAY(Tabulation[[#This Row],[Date]])","v":2},{"$f":"IF(OR(Tabulation[[#This Row],[DayNo]]=1,Tabulation[[#This Row],[DayNo]]=7),1,0)","v":0},{"$f":"COUNTIF(Holidays,Tabulation[[#This Row],[Date]])","v":0},{"$f":"CONCATENATE(Tabulation[[#This Row],[Holiday]],Tabulation[[#This Row],[Season]],Tabulation[[#This Row],[Weekend]],\"-\",IF(Tabulation[[#This Row],[Hour]]<10,0,\"\"),C8344)","v":"0Winter0-12"},{"$f":"VLOOKUP(Tabulation[[#This Row],[Concat]],Table3[],8)","v":0.28519},{"$f":"(Tabulation[[#This Row],[AC System Output (kW)]]*Tabulation[[#This Row],[Rate]])","v":0.43741985896000002}]
[12,13,13,892.37699999999995,{"$f":"Tabulation[[#This Row],[AC System Output (W)]]/1000","v":0.89237699999999998},{"$f":"VLOOKUP(Tabulation[[#This Row],[Month]],Season,2)","v":"Winter"},{"$f":"(DATE(2021,Tabulation[[#This Row],[Month]],Tabulation[[#This Row],[Day]]))","v":"2021-12-13"},{"$f":"WEEKDAY(Tabulation[[#This Row],[Date]])","v":2},{"$f":"IF(OR(Tabulation[[#This Row],[DayNo]]=1,Tabulation[[#This Row],[DayNo]]=7),1,0)","v":0},{"$f":"COUNTIF(Holidays,Tabulation[[#This Row],[Date]])","v":0},{"$f":"CONCATENATE(Tabulation[[#This Row],[Holiday]],Tabulation[[#This Row],[Season]],Tabulation[[#This Row],[Weekend]],\"-\",IF(Tabulation[[#This Row],[Hour]]<10,0,\"\"),C8345)","v":"0Winter0-13"},{"$f":"VLOOKUP(Tabulation[[#This Row],[Concat]],Table3[],8)","v":0.28519},{"$f":"(Tabulation[[#This Row],[AC System Output (kW)]]*Tabulation[[#This Row],[Rate]])","v":0.25449699662999997}]
[12,13,14,939.98199999999997,{"$f":"Tabulation[[#This Row],[AC System Output (W)]]/1000","v":0.93998199999999998},{"$f":"VLOOKUP(Tabulation[[#This Row],[Month]],Season,2)","v":"Winter"},{"$f":"(DATE(2021,Tabulation[[#This Row],[Month]],Tabulation[[#This Row],[Day]]))","v":"2021-12-13"},{"$f":"WEEKDAY(Tabulation[[#This Row],[Date]])","v":2},{"$f":"IF(OR(Tabulation[[#This Row],[DayNo]]=1,Tabulation[[#This Row],[DayNo]]=7),1,0)","v":0},{"$f":"COUNTIF(Holidays,Tabulation[[#This Row],[Date]])","v":0},{"$f":"CONCATENATE(Tabulation[[#This Row],[Holiday]],Tabulation[[#This Row],[Season]],Tabulation[[#This Row],[Weekend]],\"-\",IF(Tabulation[[#This Row],[Hour]]<10,0,\"\"),C8346)","v":"0Winter0-14"},{"$f":"VLOOKUP(Tabulation[[#This Row],[Concat]],Table3[],8)","v":0.28519},{"$f":"(Tabulation[[#This Row],[AC System Output (kW)]]*Tabulation[[#This Row],[Rate]])","v":0.26807346657999997}]
[12,13,15,1050.393,{"$f":"Tabulation[[#This Row],[AC System Output (W)]]/1000","v":1.0503930000000001},{"$f":"VLOOKUP(Tabulation[[#This Row],[Month]],Season,2)","v":"Winter"},{"$f":"(DATE(2021,Tabulation[[#This Row],[Month]],Tabulation[[#This Row],[Day]]))","v":"2021-12-13"},{"$f":"WEEKDAY(Tabulation[[#This Row],[Date]])","v":2},{"$f":"IF(OR(Tabulation[[#This Row],[DayNo]]=1,Tabulation[[#This Row],[DayNo]]=7),1,0)","v":0},{"$f":"COUNTIF(Holidays,Tabulation[[#This Row],[Date]])","v":0},{"$f":"CONCATENATE(Tabulation[[#This Row],[Holiday]],Tabulation[[#This Row],[Season]],Tabulation[[#This Row],[Weekend]],\"-\",IF(Tabulation[[#This Row],[Hour]]<10,0,\"\"),C8347)","v":"0Winter0-15"},{"$f":"VLOOKUP(Tabulation[[#This Row],[Concat]],Table3[],8)","v":0.28519},{"$f":"(Tabulation[[#This Row],[AC System Output (kW)]]*Tabulation[[#This Row],[Rate]])","v":0.29956157967000002}]
[12,13,16,241.02099999999999,{"$f":"Tabulation[[#This Row],[AC System Output (W)]]/1000","v":0.24102099999999999},{"$f":"VLOOKUP(Tabulation[[#This Row],[Month]],Season,2)","v":"Winter"},{"$f":"(DATE(2021,Tabulation[[#This Row],[Month]],Tabulation[[#This Row],[Day]]))","v":"2021-12-13"},{"$f":"WEEKDAY(Tabulation[[#This Row],[Date]])","v":2},{"$f":"IF(OR(Tabulation[[#This Row],[DayNo]]=1,Tabulation[[#This Row],[DayNo]]=7),1,0)","v":0},{"$f":"COUNTIF(Holidays,Tabulation[[#This Row],[Date]])","v":0},{"$f":"CONCATENATE(Tabulation[[#This Row],[Holiday]],Tabulation[[#This Row],[Season]],Tabulation[[#This Row],[Weekend]],\"-\",IF(Tabulation[[#This Row],[Hour]]<10,0,\"\"),C8348)","v":"0Winter0-16"},{"$f":"VLOOKUP(Tabulation[[#This Row],[Concat]],Table3[],8)","v":0.28519},{"$f":"(Tabulation[[#This Row],[AC System Output (kW)]]*Tabulation[[#This Row],[Rate]])","v":6.8736778989999997E-2}]
[12,13,17,0,{"$f":"Tabulation[[#This Row],[AC System Output (W)]]/1000","v":0},{"$f":"VLOOKUP(Tabulation[[#This Row],[Month]],Season,2)","v":"Winter"},{"$f":"(DATE(2021,Tabulation[[#This Row],[Month]],Tabulation[[#This Row],[Day]]))","v":"2021-12-13"},{"$f":"WEEKDAY(Tabulation[[#This Row],[Date]])","v":2},{"$f":"IF(OR(Tabulation[[#This Row],[DayNo]]=1,Tabulation[[#This Row],[DayNo]]=7),1,0)","v":0},{"$f":"COUNTIF(Holidays,Tabulation[[#This Row],[Date]])","v":0},{"$f":"CONCATENATE(Tabulation[[#This Row],[Holiday]],Tabulation[[#This Row],[Season]],Tabulation[[#This Row],[Weekend]],\"-\",IF(Tabulation[[#This Row],[Hour]]<10,0,\"\"),C8349)","v":"0Winter0-17"},{"$f":"VLOOKUP(Tabulation[[#This Row],[Concat]],Table3[],8)","v":0.30257000000000001},{"$f":"(Tabulation[[#This Row],[AC System Output (kW)]]*Tabulation[[#This Row],[Rate]])","v":0}]
[12,13,18,0,{"$f":"Tabulation[[#This Row],[AC System Output (W)]]/1000","v":0},{"$f":"VLOOKUP(Tabulation[[#This Row],[Month]],Season,2)","v":"Winter"},{"$f":"(DATE(2021,Tabulation[[#This Row],[Month]],Tabulation[[#This Row],[Day]]))","v":"2021-12-13"},{"$f":"WEEKDAY(Tabulation[[#This Row],[Date]])","v":2},{"$f":"IF(OR(Tabulation[[#This Row],[DayNo]]=1,Tabulation[[#This Row],[DayNo]]=7),1,0)","v":0},{"$f":"COUNTIF(Holidays,Tabulation[[#This Row],[Date]])","v":0},{"$f":"CONCATENATE(Tabulation[[#This Row],[Holiday]],Tabulation[[#This Row],[Season]],Tabulation[[#This Row],[Weekend]],\"-\",IF(Tabulation[[#This Row],[Hour]]<10,0,\"\"),C8350)","v":"0Winter0-18"},{"$f":"VLOOKUP(Tabulation[[#This Row],[Concat]],Table3[],8)","v":0.30257000000000001},{"$f":"(Tabulation[[#This Row],[AC System Output (kW)]]*Tabulation[[#This Row],[Rate]])","v":0}]
[12,13,19,0,{"$f":"Tabulation[[#This Row],[AC System Output (W)]]/1000","v":0},{"$f":"VLOOKUP(Tabulation[[#This Row],[Month]],Season,2)","v":"Winter"},{"$f":"(DATE(2021,Tabulation[[#This Row],[Month]],Tabulation[[#This Row],[Day]]))","v":"2021-12-13"},{"$f":"WEEKDAY(Tabulation[[#This Row],[Date]])","v":2},{"$f":"IF(OR(Tabulation[[#This Row],[DayNo]]=1,Tabulation[[#This Row],[DayNo]]=7),1,0)","v":0},{"$f":"COUNTIF(Holidays,Tabulation[[#This Row],[Date]])","v":0},{"$f":"CONCATENATE(Tabulation[[#This Row],[Holiday]],Tabulation[[#This Row],[Season]],Tabulation[[#This Row],[Weekend]],\"-\",IF(Tabulation[[#This Row],[Hour]]<10,0,\"\"),C8351)","v":"0Winter0-19"},{"$f":"VLOOKUP(Tabulation[[#This Row],[Concat]],Table3[],8)","v":0.30257000000000001},{"$f":"(Tabulation[[#This Row],[AC System Output (kW)]]*Tabulation[[#This Row],[Rate]])","v":0}]
[12,13,20,0,{"$f":"Tabulation[[#This Row],[AC System Output (W)]]/1000","v":0},{"$f":"VLOOKUP(Tabulation[[#This Row],[Month]],Season,2)","v":"Winter"},{"$f":"(DATE(2021,Tabulation[[#This Row],[Month]],Tabulation[[#This Row],[Day]]))","v":"2021-12-13"},{"$f":"WEEKDAY(Tabulation[[#This Row],[Date]])","v":2},{"$f":"IF(OR(Tabulation[[#This Row],[DayNo]]=1,Tabulation[[#This Row],[DayNo]]=7),1,0)","v":0},{"$f":"COUNTIF(Holidays,Tabulation[[#This Row],[Date]])","v":0},{"$f":"CONCATENATE(Tabulation[[#This Row],[Holiday]],Tabulation[[#This Row],[Season]],Tabulation[[#This Row],[Weekend]],\"-\",IF(Tabulation[[#This Row],[Hour]]<10,0,\"\"),C8352)","v":"0Winter0-20"},{"$f":"VLOOKUP(Tabulation[[#This Row],[Concat]],Table3[],8)","v":0.28519},{"$f":"(Tabulation[[#This Row],[AC System Output (kW)]]*Tabulation[[#This Row],[Rate]])","v":0}]
[12,13,21,0,{"$f":"Tabulation[[#This Row],[AC System Output (W)]]/1000","v":0},{"$f":"VLOOKUP(Tabulation[[#This Row],[Month]],Season,2)","v":"Winter"},{"$f":"(DATE(2021,Tabulation[[#This Row],[Month]],Tabulation[[#This Row],[Day]]))","v":"2021-12-13"},{"$f":"WEEKDAY(Tabulation[[#This Row],[Date]])","v":2},{"$f":"IF(OR(Tabulation[[#This Row],[DayNo]]=1,Tabulation[[#This Row],[DayNo]]=7),1,0)","v":0},{"$f":"COUNTIF(Holidays,Tabulation[[#This Row],[Date]])","v":0},{"$f":"CONCATENATE(Tabulation[[#This Row],[Holiday]],Tabulation[[#This Row],[Season]],Tabulation[[#This Row],[Weekend]],\"-\",IF(Tabulation[[#This Row],[Hour]]<10,0,\"\"),C8353)","v":"0Winter0-21"},{"$f":"VLOOKUP(Tabulation[[#This Row],[Concat]],Table3[],8)","v":0.28519},{"$f":"(Tabulation[[#This Row],[AC System Output (kW)]]*Tabulation[[#This Row],[Rate]])","v":0}]
[12,13,22,0,{"$f":"Tabulation[[#This Row],[AC System Output (W)]]/1000","v":0},{"$f":"VLOOKUP(Tabulation[[#This Row],[Month]],Season,2)","v":"Winter"},{"$f":"(DATE(2021,Tabulation[[#This Row],[Month]],Tabulation[[#This Row],[Day]]))","v":"2021-12-13"},{"$f":"WEEKDAY(Tabulation[[#This Row],[Date]])","v":2},{"$f":"IF(OR(Tabulation[[#This Row],[DayNo]]=1,Tabulation[[#This Row],[DayNo]]=7),1,0)","v":0},{"$f":"COUNTIF(Holidays,Tabulation[[#This Row],[Date]])","v":0},{"$f":"CONCATENATE(Tabulation[[#This Row],[Holiday]],Tabulation[[#This Row],[Season]],Tabulation[[#This Row],[Weekend]],\"-\",IF(Tabulation[[#This Row],[Hour]]<10,0,\"\"),C8354)","v":"0Winter0-22"},{"$f":"VLOOKUP(Tabulation[[#This Row],[Concat]],Table3[],8)","v":0.28519},{"$f":"(Tabulation[[#This Row],[AC System Output (kW)]]*Tabulation[[#This Row],[Rate]])","v":0}]
[12,13,23,0,{"$f":"Tabulation[[#This Row],[AC System Output (W)]]/1000","v":0},{"$f":"VLOOKUP(Tabulation[[#This Row],[Month]],Season,2)","v":"Winter"},{"$f":"(DATE(2021,Tabulation[[#This Row],[Month]],Tabulation[[#This Row],[Day]]))","v":"2021-12-13"},{"$f":"WEEKDAY(Tabulation[[#This Row],[Date]])","v":2},{"$f":"IF(OR(Tabulation[[#This Row],[DayNo]]=1,Tabulation[[#This Row],[DayNo]]=7),1,0)","v":0},{"$f":"COUNTIF(Holidays,Tabulation[[#This Row],[Date]])","v":0},{"$f":"CONCATENATE(Tabulation[[#This Row],[Holiday]],Tabulation[[#This Row],[Season]],Tabulation[[#This Row],[Weekend]],\"-\",IF(Tabulation[[#This Row],[Hour]]<10,0,\"\"),C8355)","v":"0Winter0-23"},{"$f":"VLOOKUP(Tabulation[[#This Row],[Concat]],Table3[],8)","v":0.28519},{"$f":"(Tabulation[[#This Row],[AC System Output (kW)]]*Tabulation[[#This Row],[Rate]])","v":0}]
[12,14,0,0,{"$f":"Tabulation[[#This Row],[AC System Output (W)]]/1000","v":0},{"$f":"VLOOKUP(Tabulation[[#This Row],[Month]],Season,2)","v":"Winter"},{"$f":"(DATE(2021,Tabulation[[#This Row],[Month]],Tabulation[[#This Row],[Day]]))","v":"2021-12-14"},{"$f":"WEEKDAY(Tabulation[[#This Row],[Date]])","v":3},{"$f":"IF(OR(Tabulation[[#This Row],[DayNo]]=1,Tabulation[[#This Row],[DayNo]]=7),1,0)","v":0},{"$f":"COUNTIF(Holidays,Tabulation[[#This Row],[Date]])","v":0},{"$f":"CONCATENATE(Tabulation[[#This Row],[Holiday]],Tabulation[[#This Row],[Season]],Tabulation[[#This Row],[Weekend]],\"-\",IF(Tabulation[[#This Row],[Hour]]<10,0,\"\"),C8356)","v":"0Winter0-00"},{"$f":"VLOOKUP(Tabulation[[#This Row],[Concat]],Table3[],8)","v":0.28519},{"$f":"(Tabulation[[#This Row],[AC System Output (kW)]]*Tabulation[[#This Row],[Rate]])","v":0}]
[12,14,1,0,{"$f":"Tabulation[[#This Row],[AC System Output (W)]]/1000","v":0},{"$f":"VLOOKUP(Tabulation[[#This Row],[Month]],Season,2)","v":"Winter"},{"$f":"(DATE(2021,Tabulation[[#This Row],[Month]],Tabulation[[#This Row],[Day]]))","v":"2021-12-14"},{"$f":"WEEKDAY(Tabulation[[#This Row],[Date]])","v":3},{"$f":"IF(OR(Tabulation[[#This Row],[DayNo]]=1,Tabulation[[#This Row],[DayNo]]=7),1,0)","v":0},{"$f":"COUNTIF(Holidays,Tabulation[[#This Row],[Date]])","v":0},{"$f":"CONCATENATE(Tabulation[[#This Row],[Holiday]],Tabulation[[#This Row],[Season]],Tabulation[[#This Row],[Weekend]],\"-\",IF(Tabulation[[#This Row],[Hour]]<10,0,\"\"),C8357)","v":"0Winter0-01"},{"$f":"VLOOKUP(Tabulation[[#This Row],[Concat]],Table3[],8)","v":0.28519},{"$f":"(Tabulation[[#This Row],[AC System Output (kW)]]*Tabulation[[#This Row],[Rate]])","v":0}]
[12,14,2,0,{"$f":"Tabulation[[#This Row],[AC System Output (W)]]/1000","v":0},{"$f":"VLOOKUP(Tabulation[[#This Row],[Month]],Season,2)","v":"Winter"},{"$f":"(DATE(2021,Tabulation[[#This Row],[Month]],Tabulation[[#This Row],[Day]]))","v":"2021-12-14"},{"$f":"WEEKDAY(Tabulation[[#This Row],[Date]])","v":3},{"$f":"IF(OR(Tabulation[[#This Row],[DayNo]]=1,Tabulation[[#This Row],[DayNo]]=7),1,0)","v":0},{"$f":"COUNTIF(Holidays,Tabulation[[#This Row],[Date]])","v":0},{"$f":"CONCATENATE(Tabulation[[#This Row],[Holiday]],Tabulation[[#This Row],[Season]],Tabulation[[#This Row],[Weekend]],\"-\",IF(Tabulation[[#This Row],[Hour]]<10,0,\"\"),C8358)","v":"0Winter0-02"},{"$f":"VLOOKUP(Tabulation[[#This Row],[Concat]],Table3[],8)","v":0.28519},{"$f":"(Tabulation[[#This Row],[AC System Output (kW)]]*Tabulation[[#This Row],[Rate]])","v":0}]
[12,14,3,0,{"$f":"Tabulation[[#This Row],[AC System Output (W)]]/1000","v":0},{"$f":"VLOOKUP(Tabulation[[#This Row],[Month]],Season,2)","v":"Winter"},{"$f":"(DATE(2021,Tabulation[[#This Row],[Month]],Tabulation[[#This Row],[Day]]))","v":"2021-12-14"},{"$f":"WEEKDAY(Tabulation[[#This Row],[Date]])","v":3},{"$f":"IF(OR(Tabulation[[#This Row],[DayNo]]=1,Tabulation[[#This Row],[DayNo]]=7),1,0)","v":0},{"$f":"COUNTIF(Holidays,Tabulation[[#This Row],[Date]])","v":0},{"$f":"CONCATENATE(Tabulation[[#This Row],[Holiday]],Tabulation[[#This Row],[Season]],Tabulation[[#This Row],[Weekend]],\"-\",IF(Tabulation[[#This Row],[Hour]]<10,0,\"\"),C8359)","v":"0Winter0-03"},{"$f":"VLOOKUP(Tabulation[[#This Row],[Concat]],Table3[],8)","v":0.28519},{"$f":"(Tabulation[[#This Row],[AC System Output (kW)]]*Tabulation[[#This Row],[Rate]])","v":0}]
[12,14,4,0,{"$f":"Tabulation[[#This Row],[AC System Output (W)]]/1000","v":0},{"$f":"VLOOKUP(Tabulation[[#This Row],[Month]],Season,2)","v":"Winter"},{"$f":"(DATE(2021,Tabulation[[#This Row],[Month]],Tabulation[[#This Row],[Day]]))","v":"2021-12-14"},{"$f":"WEEKDAY(Tabulation[[#This Row],[Date]])","v":3},{"$f":"IF(OR(Tabulation[[#This Row],[DayNo]]=1,Tabulation[[#This Row],[DayNo]]=7),1,0)","v":0},{"$f":"COUNTIF(Holidays,Tabulation[[#This Row],[Date]])","v":0},{"$f":"CONCATENATE(Tabulation[[#This Row],[Holiday]],Tabulation[[#This Row],[Season]],Tabulation[[#This Row],[Weekend]],\"-\",IF(Tabulation[[#This Row],[Hour]]<10,0,\"\"),C8360)","v":"0Winter0-04"},{"$f":"VLOOKUP(Tabulation[[#This Row],[Concat]],Table3[],8)","v":0.28519},{"$f":"(Tabulation[[#This Row],[AC System Output (kW)]]*Tabulation[[#This Row],[Rate]])","v":0}]
[12,14,5,0,{"$f":"Tabulation[[#This Row],[AC System Output (W)]]/1000","v":0},{"$f":"VLOOKUP(Tabulation[[#This Row],[Month]],Season,2)","v":"Winter"},{"$f":"(DATE(2021,Tabulation[[#This Row],[Month]],Tabulation[[#This Row],[Day]]))","v":"2021-12-14"},{"$f":"WEEKDAY(Tabulation[[#This Row],[Date]])","v":3},{"$f":"IF(OR(Tabulation[[#This Row],[DayNo]]=1,Tabulation[[#This Row],[DayNo]]=7),1,0)","v":0},{"$f":"COUNTIF(Holidays,Tabulation[[#This Row],[Date]])","v":0},{"$f":"CONCATENATE(Tabulation[[#This Row],[Holiday]],Tabulation[[#This Row],[Season]],Tabulation[[#This Row],[Weekend]],\"-\",IF(Tabulation[[#This Row],[Hour]]<10,0,\"\"),C8361)","v":"0Winter0-05"},{"$f":"VLOOKUP(Tabulation[[#This Row],[Concat]],Table3[],8)","v":0.28519},{"$f":"(Tabulation[[#This Row],[AC System Output (kW)]]*Tabulation[[#This Row],[Rate]])","v":0}]
[12,14,6,0,{"$f":"Tabulation[[#This Row],[AC System Output (W)]]/1000","v":0},{"$f":"VLOOKUP(Tabulation[[#This Row],[Month]],Season,2)","v":"Winter"},{"$f":"(DATE(2021,Tabulation[[#This Row],[Month]],Tabulation[[#This Row],[Day]]))","v":"2021-12-14"},{"$f":"WEEKDAY(Tabulation[[#This Row],[Date]])","v":3},{"$f":"IF(OR(Tabulation[[#This Row],[DayNo]]=1,Tabulation[[#This Row],[DayNo]]=7),1,0)","v":0},{"$f":"COUNTIF(Holidays,Tabulation[[#This Row],[Date]])","v":0},{"$f":"CONCATENATE(Tabulation[[#This Row],[Holiday]],Tabulation[[#This Row],[Season]],Tabulation[[#This Row],[Weekend]],\"-\",IF(Tabulation[[#This Row],[Hour]]<10,0,\"\"),C8362)","v":"0Winter0-06"},{"$f":"VLOOKUP(Tabulation[[#This Row],[Concat]],Table3[],8)","v":0.28519},{"$f":"(Tabulation[[#This Row],[AC System Output (kW)]]*Tabulation[[#This Row],[Rate]])","v":0}]
[12,14,7,353.78800000000001,{"$f":"Tabulation[[#This Row],[AC System Output (W)]]/1000","v":0.35378799999999999},{"$f":"VLOOKUP(Tabulation[[#This Row],[Month]],Season,2)","v":"Winter"},{"$f":"(DATE(2021,Tabulation[[#This Row],[Month]],Tabulation[[#This Row],[Day]]))","v":"2021-12-14"},{"$f":"WEEKDAY(Tabulation[[#This Row],[Date]])","v":3},{"$f":"IF(OR(Tabulation[[#This Row],[DayNo]]=1,Tabulation[[#This Row],[DayNo]]=7),1,0)","v":0},{"$f":"COUNTIF(Holidays,Tabulation[[#This Row],[Date]])","v":0},{"$f":"CONCATENATE(Tabulation[[#This Row],[Holiday]],Tabulation[[#This Row],[Season]],Tabulation[[#This Row],[Weekend]],\"-\",IF(Tabulation[[#This Row],[Hour]]<10,0,\"\"),C8363)","v":"0Winter0-07"},{"$f":"VLOOKUP(Tabulation[[#This Row],[Concat]],Table3[],8)","v":0.28519},{"$f":"(Tabulation[[#This Row],[AC System Output (kW)]]*Tabulation[[#This Row],[Rate]])","v":0.10089679972}]
[12,14,8,69.777000000000001,{"$f":"Tabulation[[#This Row],[AC System Output (W)]]/1000","v":6.9777000000000006E-2},{"$f":"VLOOKUP(Tabulation[[#This Row],[Month]],Season,2)","v":"Winter"},{"$f":"(DATE(2021,Tabulation[[#This Row],[Month]],Tabulation[[#This Row],[Day]]))","v":"2021-12-14"},{"$f":"WEEKDAY(Tabulation[[#This Row],[Date]])","v":3},{"$f":"IF(OR(Tabulation[[#This Row],[DayNo]]=1,Tabulation[[#This Row],[DayNo]]=7),1,0)","v":0},{"$f":"COUNTIF(Holidays,Tabulation[[#This Row],[Date]])","v":0},{"$f":"CONCATENATE(Tabulation[[#This Row],[Holiday]],Tabulation[[#This Row],[Season]],Tabulation[[#This Row],[Weekend]],\"-\",IF(Tabulation[[#This Row],[Hour]]<10,0,\"\"),C8364)","v":"0Winter0-08"},{"$f":"VLOOKUP(Tabulation[[#This Row],[Concat]],Table3[],8)","v":0.28519},{"$f":"(Tabulation[[#This Row],[AC System Output (kW)]]*Tabulation[[#This Row],[Rate]])","v":1.9899702630000002E-2}]
[12,14,9,378.36,{"$f":"Tabulation[[#This Row],[AC System Output (W)]]/1000","v":0.37836000000000003},{"$f":"VLOOKUP(Tabulation[[#This Row],[Month]],Season,2)","v":"Winter"},{"$f":"(DATE(2021,Tabulation[[#This Row],[Month]],Tabulation[[#This Row],[Day]]))","v":"2021-12-14"},{"$f":"WEEKDAY(Tabulation[[#This Row],[Date]])","v":3},{"$f":"IF(OR(Tabulation[[#This Row],[DayNo]]=1,Tabulation[[#This Row],[DayNo]]=7),1,0)","v":0},{"$f":"COUNTIF(Holidays,Tabulation[[#This Row],[Date]])","v":0},{"$f":"CONCATENATE(Tabulation[[#This Row],[Holiday]],Tabulation[[#This Row],[Season]],Tabulation[[#This Row],[Weekend]],\"-\",IF(Tabulation[[#This Row],[Hour]]<10,0,\"\"),C8365)","v":"0Winter0-09"},{"$f":"VLOOKUP(Tabulation[[#This Row],[Concat]],Table3[],8)","v":0.28519},{"$f":"(Tabulation[[#This Row],[AC System Output (kW)]]*Tabulation[[#This Row],[Rate]])","v":0.10790448840000001}]
[12,14,10,1312.4349999999999,{"$f":"Tabulation[[#This Row],[AC System Output (W)]]/1000","v":1.312435},{"$f":"VLOOKUP(Tabulation[[#This Row],[Month]],Season,2)","v":"Winter"},{"$f":"(DATE(2021,Tabulation[[#This Row],[Month]],Tabulation[[#This Row],[Day]]))","v":"2021-12-14"},{"$f":"WEEKDAY(Tabulation[[#This Row],[Date]])","v":3},{"$f":"IF(OR(Tabulation[[#This Row],[DayNo]]=1,Tabulation[[#This Row],[DayNo]]=7),1,0)","v":0},{"$f":"COUNTIF(Holidays,Tabulation[[#This Row],[Date]])","v":0},{"$f":"CONCATENATE(Tabulation[[#This Row],[Holiday]],Tabulation[[#This Row],[Season]],Tabulation[[#This Row],[Weekend]],\"-\",IF(Tabulation[[#This Row],[Hour]]<10,0,\"\"),C8366)","v":"0Winter0-10"},{"$f":"VLOOKUP(Tabulation[[#This Row],[Concat]],Table3[],8)","v":0.28519},{"$f":"(Tabulation[[#This Row],[AC System Output (kW)]]*Tabulation[[#This Row],[Rate]])","v":0.37429333765}]
[12,14,11,2471.2339999999999,{"$f":"Tabulation[[#This Row],[AC System Output (W)]]/1000","v":2.4712339999999999},{"$f":"VLOOKUP(Tabulation[[#This Row],[Month]],Season,2)","v":"Winter"},{"$f":"(DATE(2021,Tabulation[[#This Row],[Month]],Tabulation[[#This Row],[Day]]))","v":"2021-12-14"},{"$f":"WEEKDAY(Tabulation[[#This Row],[Date]])","v":3},{"$f":"IF(OR(Tabulation[[#This Row],[DayNo]]=1,Tabulation[[#This Row],[DayNo]]=7),1,0)","v":0},{"$f":"COUNTIF(Holidays,Tabulation[[#This Row],[Date]])","v":0},{"$f":"CONCATENATE(Tabulation[[#This Row],[Holiday]],Tabulation[[#This Row],[Season]],Tabulation[[#This Row],[Weekend]],\"-\",IF(Tabulation[[#This Row],[Hour]]<10,0,\"\"),C8367)","v":"0Winter0-11"},{"$f":"VLOOKUP(Tabulation[[#This Row],[Concat]],Table3[],8)","v":0.28519},{"$f":"(Tabulation[[#This Row],[AC System Output (kW)]]*Tabulation[[#This Row],[Rate]])","v":0.70477122445999996}]
[12,14,12,2358.875,{"$f":"Tabulation[[#This Row],[AC System Output (W)]]/1000","v":2.3588749999999998},{"$f":"VLOOKUP(Tabulation[[#This Row],[Month]],Season,2)","v":"Winter"},{"$f":"(DATE(2021,Tabulation[[#This Row],[Month]],Tabulation[[#This Row],[Day]]))","v":"2021-12-14"},{"$f":"WEEKDAY(Tabulation[[#This Row],[Date]])","v":3},{"$f":"IF(OR(Tabulation[[#This Row],[DayNo]]=1,Tabulation[[#This Row],[DayNo]]=7),1,0)","v":0},{"$f":"COUNTIF(Holidays,Tabulation[[#This Row],[Date]])","v":0},{"$f":"CONCATENATE(Tabulation[[#This Row],[Holiday]],Tabulation[[#This Row],[Season]],Tabulation[[#This Row],[Weekend]],\"-\",IF(Tabulation[[#This Row],[Hour]]<10,0,\"\"),C8368)","v":"0Winter0-12"},{"$f":"VLOOKUP(Tabulation[[#This Row],[Concat]],Table3[],8)","v":0.28519},{"$f":"(Tabulation[[#This Row],[AC System Output (kW)]]*Tabulation[[#This Row],[Rate]])","v":0.67272756124999999}]
[12,14,13,1159.212,{"$f":"Tabulation[[#This Row],[AC System Output (W)]]/1000","v":1.1592119999999999},{"$f":"VLOOKUP(Tabulation[[#This Row],[Month]],Season,2)","v":"Winter"},{"$f":"(DATE(2021,Tabulation[[#This Row],[Month]],Tabulation[[#This Row],[Day]]))","v":"2021-12-14"},{"$f":"WEEKDAY(Tabulation[[#This Row],[Date]])","v":3},{"$f":"IF(OR(Tabulation[[#This Row],[DayNo]]=1,Tabulation[[#This Row],[DayNo]]=7),1,0)","v":0},{"$f":"COUNTIF(Holidays,Tabulation[[#This Row],[Date]])","v":0},{"$f":"CONCATENATE(Tabulation[[#This Row],[Holiday]],Tabulation[[#This Row],[Season]],Tabulation[[#This Row],[Weekend]],\"-\",IF(Tabulation[[#This Row],[Hour]]<10,0,\"\"),C8369)","v":"0Winter0-13"},{"$f":"VLOOKUP(Tabulation[[#This Row],[Concat]],Table3[],8)","v":0.28519},{"$f":"(Tabulation[[#This Row],[AC System Output (kW)]]*Tabulation[[#This Row],[Rate]])","v":0.33059567027999998}]
[12,14,14,1697.248,{"$f":"Tabulation[[#This Row],[AC System Output (W)]]/1000","v":1.6972480000000001},{"$f":"VLOOKUP(Tabulation[[#This Row],[Month]],Season,2)","v":"Winter"},{"$f":"(DATE(2021,Tabulation[[#This Row],[Month]],Tabulation[[#This Row],[Day]]))","v":"2021-12-14"},{"$f":"WEEKDAY(Tabulation[[#This Row],[Date]])","v":3},{"$f":"IF(OR(Tabulation[[#This Row],[DayNo]]=1,Tabulation[[#This Row],[DayNo]]=7),1,0)","v":0},{"$f":"COUNTIF(Holidays,Tabulation[[#This Row],[Date]])","v":0},{"$f":"CONCATENATE(Tabulation[[#This Row],[Holiday]],Tabulation[[#This Row],[Season]],Tabulation[[#This Row],[Weekend]],\"-\",IF(Tabulation[[#This Row],[Hour]]<10,0,\"\"),C8370)","v":"0Winter0-14"},{"$f":"VLOOKUP(Tabulation[[#This Row],[Concat]],Table3[],8)","v":0.28519},{"$f":"(Tabulation[[#This Row],[AC System Output (kW)]]*Tabulation[[#This Row],[Rate]])","v":0.48403815712000003}]
[12,14,15,1028.481,{"$f":"Tabulation[[#This Row],[AC System Output (W)]]/1000","v":1.028481},{"$f":"VLOOKUP(Tabulation[[#This Row],[Month]],Season,2)","v":"Winter"},{"$f":"(DATE(2021,Tabulation[[#This Row],[Month]],Tabulation[[#This Row],[Day]]))","v":"2021-12-14"},{"$f":"WEEKDAY(Tabulation[[#This Row],[Date]])","v":3},{"$f":"IF(OR(Tabulation[[#This Row],[DayNo]]=1,Tabulation[[#This Row],[DayNo]]=7),1,0)","v":0},{"$f":"COUNTIF(Holidays,Tabulation[[#This Row],[Date]])","v":0},{"$f":"CONCATENATE(Tabulation[[#This Row],[Holiday]],Tabulation[[#This Row],[Season]],Tabulation[[#This Row],[Weekend]],\"-\",IF(Tabulation[[#This Row],[Hour]]<10,0,\"\"),C8371)","v":"0Winter0-15"},{"$f":"VLOOKUP(Tabulation[[#This Row],[Concat]],Table3[],8)","v":0.28519},{"$f":"(Tabulation[[#This Row],[AC System Output (kW)]]*Tabulation[[#This Row],[Rate]])","v":0.29331249639000001}]
[12,14,16,235.839,{"$f":"Tabulation[[#This Row],[AC System Output (W)]]/1000","v":0.23583899999999999},{"$f":"VLOOKUP(Tabulation[[#This Row],[Month]],Season,2)","v":"Winter"},{"$f":"(DATE(2021,Tabulation[[#This Row],[Month]],Tabulation[[#This Row],[Day]]))","v":"2021-12-14"},{"$f":"WEEKDAY(Tabulation[[#This Row],[Date]])","v":3},{"$f":"IF(OR(Tabulation[[#This Row],[DayNo]]=1,Tabulation[[#This Row],[DayNo]]=7),1,0)","v":0},{"$f":"COUNTIF(Holidays,Tabulation[[#This Row],[Date]])","v":0},{"$f":"CONCATENATE(Tabulation[[#This Row],[Holiday]],Tabulation[[#This Row],[Season]],Tabulation[[#This Row],[Weekend]],\"-\",IF(Tabulation[[#This Row],[Hour]]<10,0,\"\"),C8372)","v":"0Winter0-16"},{"$f":"VLOOKUP(Tabulation[[#This Row],[Concat]],Table3[],8)","v":0.28519},{"$f":"(Tabulation[[#This Row],[AC System Output (kW)]]*Tabulation[[#This Row],[Rate]])","v":6.7258924410000004E-2}]
[12,14,17,0,{"$f":"Tabulation[[#This Row],[AC System Output (W)]]/1000","v":0},{"$f":"VLOOKUP(Tabulation[[#This Row],[Month]],Season,2)","v":"Winter"},{"$f":"(DATE(2021,Tabulation[[#This Row],[Month]],Tabulation[[#This Row],[Day]]))","v":"2021-12-14"},{"$f":"WEEKDAY(Tabulation[[#This Row],[Date]])","v":3},{"$f":"IF(OR(Tabulation[[#This Row],[DayNo]]=1,Tabulation[[#This Row],[DayNo]]=7),1,0)","v":0},{"$f":"COUNTIF(Holidays,Tabulation[[#This Row],[Date]])","v":0},{"$f":"CONCATENATE(Tabulation[[#This Row],[Holiday]],Tabulation[[#This Row],[Season]],Tabulation[[#This Row],[Weekend]],\"-\",IF(Tabulation[[#This Row],[Hour]]<10,0,\"\"),C8373)","v":"0Winter0-17"},{"$f":"VLOOKUP(Tabulation[[#This Row],[Concat]],Table3[],8)","v":0.30257000000000001},{"$f":"(Tabulation[[#This Row],[AC System Output (kW)]]*Tabulation[[#This Row],[Rate]])","v":0}]
[12,14,18,0,{"$f":"Tabulation[[#This Row],[AC System Output (W)]]/1000","v":0},{"$f":"VLOOKUP(Tabulation[[#This Row],[Month]],Season,2)","v":"Winter"},{"$f":"(DATE(2021,Tabulation[[#This Row],[Month]],Tabulation[[#This Row],[Day]]))","v":"2021-12-14"},{"$f":"WEEKDAY(Tabulation[[#This Row],[Date]])","v":3},{"$f":"IF(OR(Tabulation[[#This Row],[DayNo]]=1,Tabulation[[#This Row],[DayNo]]=7),1,0)","v":0},{"$f":"COUNTIF(Holidays,Tabulation[[#This Row],[Date]])","v":0},{"$f":"CONCATENATE(Tabulation[[#This Row],[Holiday]],Tabulation[[#This Row],[Season]],Tabulation[[#This Row],[Weekend]],\"-\",IF(Tabulation[[#This Row],[Hour]]<10,0,\"\"),C8374)","v":"0Winter0-18"},{"$f":"VLOOKUP(Tabulation[[#This Row],[Concat]],Table3[],8)","v":0.30257000000000001},{"$f":"(Tabulation[[#This Row],[AC System Output (kW)]]*Tabulation[[#This Row],[Rate]])","v":0}]
[12,14,19,0,{"$f":"Tabulation[[#This Row],[AC System Output (W)]]/1000","v":0},{"$f":"VLOOKUP(Tabulation[[#This Row],[Month]],Season,2)","v":"Winter"},{"$f":"(DATE(2021,Tabulation[[#This Row],[Month]],Tabulation[[#This Row],[Day]]))","v":"2021-12-14"},{"$f":"WEEKDAY(Tabulation[[#This Row],[Date]])","v":3},{"$f":"IF(OR(Tabulation[[#This Row],[DayNo]]=1,Tabulation[[#This Row],[DayNo]]=7),1,0)","v":0},{"$f":"COUNTIF(Holidays,Tabulation[[#This Row],[Date]])","v":0},{"$f":"CONCATENATE(Tabulation[[#This Row],[Holiday]],Tabulation[[#This Row],[Season]],Tabulation[[#This Row],[Weekend]],\"-\",IF(Tabulation[[#This Row],[Hour]]<10,0,\"\"),C8375)","v":"0Winter0-19"},{"$f":"VLOOKUP(Tabulation[[#This Row],[Concat]],Table3[],8)","v":0.30257000000000001},{"$f":"(Tabulation[[#This Row],[AC System Output (kW)]]*Tabulation[[#This Row],[Rate]])","v":0}]
[12,14,20,0,{"$f":"Tabulation[[#This Row],[AC System Output (W)]]/1000","v":0},{"$f":"VLOOKUP(Tabulation[[#This Row],[Month]],Season,2)","v":"Winter"},{"$f":"(DATE(2021,Tabulation[[#This Row],[Month]],Tabulation[[#This Row],[Day]]))","v":"2021-12-14"},{"$f":"WEEKDAY(Tabulation[[#This Row],[Date]])","v":3},{"$f":"IF(OR(Tabulation[[#This Row],[DayNo]]=1,Tabulation[[#This Row],[DayNo]]=7),1,0)","v":0},{"$f":"COUNTIF(Holidays,Tabulation[[#This Row],[Date]])","v":0},{"$f":"CONCATENATE(Tabulation[[#This Row],[Holiday]],Tabulation[[#This Row],[Season]],Tabulation[[#This Row],[Weekend]],\"-\",IF(Tabulation[[#This Row],[Hour]]<10,0,\"\"),C8376)","v":"0Winter0-20"},{"$f":"VLOOKUP(Tabulation[[#This Row],[Concat]],Table3[],8)","v":0.28519},{"$f":"(Tabulation[[#This Row],[AC System Output (kW)]]*Tabulation[[#This Row],[Rate]])","v":0}]
[12,14,21,0,{"$f":"Tabulation[[#This Row],[AC System Output (W)]]/1000","v":0},{"$f":"VLOOKUP(Tabulation[[#This Row],[Month]],Season,2)","v":"Winter"},{"$f":"(DATE(2021,Tabulation[[#This Row],[Month]],Tabulation[[#This Row],[Day]]))","v":"2021-12-14"},{"$f":"WEEKDAY(Tabulation[[#This Row],[Date]])","v":3},{"$f":"IF(OR(Tabulation[[#This Row],[DayNo]]=1,Tabulation[[#This Row],[DayNo]]=7),1,0)","v":0},{"$f":"COUNTIF(Holidays,Tabulation[[#This Row],[Date]])","v":0},{"$f":"CONCATENATE(Tabulation[[#This Row],[Holiday]],Tabulation[[#This Row],[Season]],Tabulation[[#This Row],[Weekend]],\"-\",IF(Tabulation[[#This Row],[Hour]]<10,0,\"\"),C8377)","v":"0Winter0-21"},{"$f":"VLOOKUP(Tabulation[[#This Row],[Concat]],Table3[],8)","v":0.28519},{"$f":"(Tabulation[[#This Row],[AC System Output (kW)]]*Tabulation[[#This Row],[Rate]])","v":0}]
[12,14,22,0,{"$f":"Tabulation[[#This Row],[AC System Output (W)]]/1000","v":0},{"$f":"VLOOKUP(Tabulation[[#This Row],[Month]],Season,2)","v":"Winter"},{"$f":"(DATE(2021,Tabulation[[#This Row],[Month]],Tabulation[[#This Row],[Day]]))","v":"2021-12-14"},{"$f":"WEEKDAY(Tabulation[[#This Row],[Date]])","v":3},{"$f":"IF(OR(Tabulation[[#This Row],[DayNo]]=1,Tabulation[[#This Row],[DayNo]]=7),1,0)","v":0},{"$f":"COUNTIF(Holidays,Tabulation[[#This Row],[Date]])","v":0},{"$f":"CONCATENATE(Tabulation[[#This Row],[Holiday]],Tabulation[[#This Row],[Season]],Tabulation[[#This Row],[Weekend]],\"-\",IF(Tabulation[[#This Row],[Hour]]<10,0,\"\"),C8378)","v":"0Winter0-22"},{"$f":"VLOOKUP(Tabulation[[#This Row],[Concat]],Table3[],8)","v":0.28519},{"$f":"(Tabulation[[#This Row],[AC System Output (kW)]]*Tabulation[[#This Row],[Rate]])","v":0}]
[12,14,23,0,{"$f":"Tabulation[[#This Row],[AC System Output (W)]]/1000","v":0},{"$f":"VLOOKUP(Tabulation[[#This Row],[Month]],Season,2)","v":"Winter"},{"$f":"(DATE(2021,Tabulation[[#This Row],[Month]],Tabulation[[#This Row],[Day]]))","v":"2021-12-14"},{"$f":"WEEKDAY(Tabulation[[#This Row],[Date]])","v":3},{"$f":"IF(OR(Tabulation[[#This Row],[DayNo]]=1,Tabulation[[#This Row],[DayNo]]=7),1,0)","v":0},{"$f":"COUNTIF(Holidays,Tabulation[[#This Row],[Date]])","v":0},{"$f":"CONCATENATE(Tabulation[[#This Row],[Holiday]],Tabulation[[#This Row],[Season]],Tabulation[[#This Row],[Weekend]],\"-\",IF(Tabulation[[#This Row],[Hour]]<10,0,\"\"),C8379)","v":"0Winter0-23"},{"$f":"VLOOKUP(Tabulation[[#This Row],[Concat]],Table3[],8)","v":0.28519},{"$f":"(Tabulation[[#This Row],[AC System Output (kW)]]*Tabulation[[#This Row],[Rate]])","v":0}]
[12,15,0,0,{"$f":"Tabulation[[#This Row],[AC System Output (W)]]/1000","v":0},{"$f":"VLOOKUP(Tabulation[[#This Row],[Month]],Season,2)","v":"Winter"},{"$f":"(DATE(2021,Tabulation[[#This Row],[Month]],Tabulation[[#This Row],[Day]]))","v":"2021-12-15"},{"$f":"WEEKDAY(Tabulation[[#This Row],[Date]])","v":4},{"$f":"IF(OR(Tabulation[[#This Row],[DayNo]]=1,Tabulation[[#This Row],[DayNo]]=7),1,0)","v":0},{"$f":"COUNTIF(Holidays,Tabulation[[#This Row],[Date]])","v":0},{"$f":"CONCATENATE(Tabulation[[#This Row],[Holiday]],Tabulation[[#This Row],[Season]],Tabulation[[#This Row],[Weekend]],\"-\",IF(Tabulation[[#This Row],[Hour]]<10,0,\"\"),C8380)","v":"0Winter0-00"},{"$f":"VLOOKUP(Tabulation[[#This Row],[Concat]],Table3[],8)","v":0.28519},{"$f":"(Tabulation[[#This Row],[AC System Output (kW)]]*Tabulation[[#This Row],[Rate]])","v":0}]
[12,15,1,0,{"$f":"Tabulation[[#This Row],[AC System Output (W)]]/1000","v":0},{"$f":"VLOOKUP(Tabulation[[#This Row],[Month]],Season,2)","v":"Winter"},{"$f":"(DATE(2021,Tabulation[[#This Row],[Month]],Tabulation[[#This Row],[Day]]))","v":"2021-12-15"},{"$f":"WEEKDAY(Tabulation[[#This Row],[Date]])","v":4},{"$f":"IF(OR(Tabulation[[#This Row],[DayNo]]=1,Tabulation[[#This Row],[DayNo]]=7),1,0)","v":0},{"$f":"COUNTIF(Holidays,Tabulation[[#This Row],[Date]])","v":0},{"$f":"CONCATENATE(Tabulation[[#This Row],[Holiday]],Tabulation[[#This Row],[Season]],Tabulation[[#This Row],[Weekend]],\"-\",IF(Tabulation[[#This Row],[Hour]]<10,0,\"\"),C8381)","v":"0Winter0-01"},{"$f":"VLOOKUP(Tabulation[[#This Row],[Concat]],Table3[],8)","v":0.28519},{"$f":"(Tabulation[[#This Row],[AC System Output (kW)]]*Tabulation[[#This Row],[Rate]])","v":0}]
[12,15,2,0,{"$f":"Tabulation[[#This Row],[AC System Output (W)]]/1000","v":0},{"$f":"VLOOKUP(Tabulation[[#This Row],[Month]],Season,2)","v":"Winter"},{"$f":"(DATE(2021,Tabulation[[#This Row],[Month]],Tabulation[[#This Row],[Day]]))","v":"2021-12-15"},{"$f":"WEEKDAY(Tabulation[[#This Row],[Date]])","v":4},{"$f":"IF(OR(Tabulation[[#This Row],[DayNo]]=1,Tabulation[[#This Row],[DayNo]]=7),1,0)","v":0},{"$f":"COUNTIF(Holidays,Tabulation[[#This Row],[Date]])","v":0},{"$f":"CONCATENATE(Tabulation[[#This Row],[Holiday]],Tabulation[[#This Row],[Season]],Tabulation[[#This Row],[Weekend]],\"-\",IF(Tabulation[[#This Row],[Hour]]<10,0,\"\"),C8382)","v":"0Winter0-02"},{"$f":"VLOOKUP(Tabulation[[#This Row],[Concat]],Table3[],8)","v":0.28519},{"$f":"(Tabulation[[#This Row],[AC System Output (kW)]]*Tabulation[[#This Row],[Rate]])","v":0}]
[12,15,3,0,{"$f":"Tabulation[[#This Row],[AC System Output (W)]]/1000","v":0},{"$f":"VLOOKUP(Tabulation[[#This Row],[Month]],Season,2)","v":"Winter"},{"$f":"(DATE(2021,Tabulation[[#This Row],[Month]],Tabulation[[#This Row],[Day]]))","v":"2021-12-15"},{"$f":"WEEKDAY(Tabulation[[#This Row],[Date]])","v":4},{"$f":"IF(OR(Tabulation[[#This Row],[DayNo]]=1,Tabulation[[#This Row],[DayNo]]=7),1,0)","v":0},{"$f":"COUNTIF(Holidays,Tabulation[[#This Row],[Date]])","v":0},{"$f":"CONCATENATE(Tabulation[[#This Row],[Holiday]],Tabulation[[#This Row],[Season]],Tabulation[[#This Row],[Weekend]],\"-\",IF(Tabulation[[#This Row],[Hour]]<10,0,\"\"),C8383)","v":"0Winter0-03"},{"$f":"VLOOKUP(Tabulation[[#This Row],[Concat]],Table3[],8)","v":0.28519},{"$f":"(Tabulation[[#This Row],[AC System Output (kW)]]*Tabulation[[#This Row],[Rate]])","v":0}]
[12,15,4,0,{"$f":"Tabulation[[#This Row],[AC System Output (W)]]/1000","v":0},{"$f":"VLOOKUP(Tabulation[[#This Row],[Month]],Season,2)","v":"Winter"},{"$f":"(DATE(2021,Tabulation[[#This Row],[Month]],Tabulation[[#This Row],[Day]]))","v":"2021-12-15"},{"$f":"WEEKDAY(Tabulation[[#This Row],[Date]])","v":4},{"$f":"IF(OR(Tabulation[[#This Row],[DayNo]]=1,Tabulation[[#This Row],[DayNo]]=7),1,0)","v":0},{"$f":"COUNTIF(Holidays,Tabulation[[#This Row],[Date]])","v":0},{"$f":"CONCATENATE(Tabulation[[#This Row],[Holiday]],Tabulation[[#This Row],[Season]],Tabulation[[#This Row],[Weekend]],\"-\",IF(Tabulation[[#This Row],[Hour]]<10,0,\"\"),C8384)","v":"0Winter0-04"},{"$f":"VLOOKUP(Tabulation[[#This Row],[Concat]],Table3[],8)","v":0.28519},{"$f":"(Tabulation[[#This Row],[AC System Output (kW)]]*Tabulation[[#This Row],[Rate]])","v":0}]
[12,15,5,0,{"$f":"Tabulation[[#This Row],[AC System Output (W)]]/1000","v":0},{"$f":"VLOOKUP(Tabulation[[#This Row],[Month]],Season,2)","v":"Winter"},{"$f":"(DATE(2021,Tabulation[[#This Row],[Month]],Tabulation[[#This Row],[Day]]))","v":"2021-12-15"},{"$f":"WEEKDAY(Tabulation[[#This Row],[Date]])","v":4},{"$f":"IF(OR(Tabulation[[#This Row],[DayNo]]=1,Tabulation[[#This Row],[DayNo]]=7),1,0)","v":0},{"$f":"COUNTIF(Holidays,Tabulation[[#This Row],[Date]])","v":0},{"$f":"CONCATENATE(Tabulation[[#This Row],[Holiday]],Tabulation[[#This Row],[Season]],Tabulation[[#This Row],[Weekend]],\"-\",IF(Tabulation[[#This Row],[Hour]]<10,0,\"\"),C8385)","v":"0Winter0-05"},{"$f":"VLOOKUP(Tabulation[[#This Row],[Concat]],Table3[],8)","v":0.28519},{"$f":"(Tabulation[[#This Row],[AC System Output (kW)]]*Tabulation[[#This Row],[Rate]])","v":0}]
[12,15,6,0,{"$f":"Tabulation[[#This Row],[AC System Output (W)]]/1000","v":0},{"$f":"VLOOKUP(Tabulation[[#This Row],[Month]],Season,2)","v":"Winter"},{"$f":"(DATE(2021,Tabulation[[#This Row],[Month]],Tabulation[[#This Row],[Day]]))","v":"2021-12-15"},{"$f":"WEEKDAY(Tabulation[[#This Row],[Date]])","v":4},{"$f":"IF(OR(Tabulation[[#This Row],[DayNo]]=1,Tabulation[[#This Row],[DayNo]]=7),1,0)","v":0},{"$f":"COUNTIF(Holidays,Tabulation[[#This Row],[Date]])","v":0},{"$f":"CONCATENATE(Tabulation[[#This Row],[Holiday]],Tabulation[[#This Row],[Season]],Tabulation[[#This Row],[Weekend]],\"-\",IF(Tabulation[[#This Row],[Hour]]<10,0,\"\"),C8386)","v":"0Winter0-06"},{"$f":"VLOOKUP(Tabulation[[#This Row],[Concat]],Table3[],8)","v":0.28519},{"$f":"(Tabulation[[#This Row],[AC System Output (kW)]]*Tabulation[[#This Row],[Rate]])","v":0}]
[12,15,7,28.274000000000001,{"$f":"Tabulation[[#This Row],[AC System Output (W)]]/1000","v":2.8274000000000001E-2},{"$f":"VLOOKUP(Tabulation[[#This Row],[Month]],Season,2)","v":"Winter"},{"$f":"(DATE(2021,Tabulation[[#This Row],[Month]],Tabulation[[#This Row],[Day]]))","v":"2021-12-15"},{"$f":"WEEKDAY(Tabulation[[#This Row],[Date]])","v":4},{"$f":"IF(OR(Tabulation[[#This Row],[DayNo]]=1,Tabulation[[#This Row],[DayNo]]=7),1,0)","v":0},{"$f":"COUNTIF(Holidays,Tabulation[[#This Row],[Date]])","v":0},{"$f":"CONCATENATE(Tabulation[[#This Row],[Holiday]],Tabulation[[#This Row],[Season]],Tabulation[[#This Row],[Weekend]],\"-\",IF(Tabulation[[#This Row],[Hour]]<10,0,\"\"),C8387)","v":"0Winter0-07"},{"$f":"VLOOKUP(Tabulation[[#This Row],[Concat]],Table3[],8)","v":0.28519},{"$f":"(Tabulation[[#This Row],[AC System Output (kW)]]*Tabulation[[#This Row],[Rate]])","v":8.0634620600000002E-3}]
[12,15,8,294.12799999999999,{"$f":"Tabulation[[#This Row],[AC System Output (W)]]/1000","v":0.294128},{"$f":"VLOOKUP(Tabulation[[#This Row],[Month]],Season,2)","v":"Winter"},{"$f":"(DATE(2021,Tabulation[[#This Row],[Month]],Tabulation[[#This Row],[Day]]))","v":"2021-12-15"},{"$f":"WEEKDAY(Tabulation[[#This Row],[Date]])","v":4},{"$f":"IF(OR(Tabulation[[#This Row],[DayNo]]=1,Tabulation[[#This Row],[DayNo]]=7),1,0)","v":0},{"$f":"COUNTIF(Holidays,Tabulation[[#This Row],[Date]])","v":0},{"$f":"CONCATENATE(Tabulation[[#This Row],[Holiday]],Tabulation[[#This Row],[Season]],Tabulation[[#This Row],[Weekend]],\"-\",IF(Tabulation[[#This Row],[Hour]]<10,0,\"\"),C8388)","v":"0Winter0-08"},{"$f":"VLOOKUP(Tabulation[[#This Row],[Concat]],Table3[],8)","v":0.28519},{"$f":"(Tabulation[[#This Row],[AC System Output (kW)]]*Tabulation[[#This Row],[Rate]])","v":8.388236432E-2}]
[12,15,9,435.18599999999998,{"$f":"Tabulation[[#This Row],[AC System Output (W)]]/1000","v":0.43518599999999996},{"$f":"VLOOKUP(Tabulation[[#This Row],[Month]],Season,2)","v":"Winter"},{"$f":"(DATE(2021,Tabulation[[#This Row],[Month]],Tabulation[[#This Row],[Day]]))","v":"2021-12-15"},{"$f":"WEEKDAY(Tabulation[[#This Row],[Date]])","v":4},{"$f":"IF(OR(Tabulation[[#This Row],[DayNo]]=1,Tabulation[[#This Row],[DayNo]]=7),1,0)","v":0},{"$f":"COUNTIF(Holidays,Tabulation[[#This Row],[Date]])","v":0},{"$f":"CONCATENATE(Tabulation[[#This Row],[Holiday]],Tabulation[[#This Row],[Season]],Tabulation[[#This Row],[Weekend]],\"-\",IF(Tabulation[[#This Row],[Hour]]<10,0,\"\"),C8389)","v":"0Winter0-09"},{"$f":"VLOOKUP(Tabulation[[#This Row],[Concat]],Table3[],8)","v":0.28519},{"$f":"(Tabulation[[#This Row],[AC System Output (kW)]]*Tabulation[[#This Row],[Rate]])","v":0.12411069533999999}]
[12,15,10,1406.596,{"$f":"Tabulation[[#This Row],[AC System Output (W)]]/1000","v":1.406596},{"$f":"VLOOKUP(Tabulation[[#This Row],[Month]],Season,2)","v":"Winter"},{"$f":"(DATE(2021,Tabulation[[#This Row],[Month]],Tabulation[[#This Row],[Day]]))","v":"2021-12-15"},{"$f":"WEEKDAY(Tabulation[[#This Row],[Date]])","v":4},{"$f":"IF(OR(Tabulation[[#This Row],[DayNo]]=1,Tabulation[[#This Row],[DayNo]]=7),1,0)","v":0},{"$f":"COUNTIF(Holidays,Tabulation[[#This Row],[Date]])","v":0},{"$f":"CONCATENATE(Tabulation[[#This Row],[Holiday]],Tabulation[[#This Row],[Season]],Tabulation[[#This Row],[Weekend]],\"-\",IF(Tabulation[[#This Row],[Hour]]<10,0,\"\"),C8390)","v":"0Winter0-10"},{"$f":"VLOOKUP(Tabulation[[#This Row],[Concat]],Table3[],8)","v":0.28519},{"$f":"(Tabulation[[#This Row],[AC System Output (kW)]]*Tabulation[[#This Row],[Rate]])","v":0.40114711323999996}]
[12,15,11,1582.115,{"$f":"Tabulation[[#This Row],[AC System Output (W)]]/1000","v":1.5821149999999999},{"$f":"VLOOKUP(Tabulation[[#This Row],[Month]],Season,2)","v":"Winter"},{"$f":"(DATE(2021,Tabulation[[#This Row],[Month]],Tabulation[[#This Row],[Day]]))","v":"2021-12-15"},{"$f":"WEEKDAY(Tabulation[[#This Row],[Date]])","v":4},{"$f":"IF(OR(Tabulation[[#This Row],[DayNo]]=1,Tabulation[[#This Row],[DayNo]]=7),1,0)","v":0},{"$f":"COUNTIF(Holidays,Tabulation[[#This Row],[Date]])","v":0},{"$f":"CONCATENATE(Tabulation[[#This Row],[Holiday]],Tabulation[[#This Row],[Season]],Tabulation[[#This Row],[Weekend]],\"-\",IF(Tabulation[[#This Row],[Hour]]<10,0,\"\"),C8391)","v":"0Winter0-11"},{"$f":"VLOOKUP(Tabulation[[#This Row],[Concat]],Table3[],8)","v":0.28519},{"$f":"(Tabulation[[#This Row],[AC System Output (kW)]]*Tabulation[[#This Row],[Rate]])","v":0.45120337685}]
[12,15,12,1804.4280000000001,{"$f":"Tabulation[[#This Row],[AC System Output (W)]]/1000","v":1.8044280000000001},{"$f":"VLOOKUP(Tabulation[[#This Row],[Month]],Season,2)","v":"Winter"},{"$f":"(DATE(2021,Tabulation[[#This Row],[Month]],Tabulation[[#This Row],[Day]]))","v":"2021-12-15"},{"$f":"WEEKDAY(Tabulation[[#This Row],[Date]])","v":4},{"$f":"IF(OR(Tabulation[[#This Row],[DayNo]]=1,Tabulation[[#This Row],[DayNo]]=7),1,0)","v":0},{"$f":"COUNTIF(Holidays,Tabulation[[#This Row],[Date]])","v":0},{"$f":"CONCATENATE(Tabulation[[#This Row],[Holiday]],Tabulation[[#This Row],[Season]],Tabulation[[#This Row],[Weekend]],\"-\",IF(Tabulation[[#This Row],[Hour]]<10,0,\"\"),C8392)","v":"0Winter0-12"},{"$f":"VLOOKUP(Tabulation[[#This Row],[Concat]],Table3[],8)","v":0.28519},{"$f":"(Tabulation[[#This Row],[AC System Output (kW)]]*Tabulation[[#This Row],[Rate]])","v":0.51460482132000007}]
[12,15,13,1620.5930000000001,{"$f":"Tabulation[[#This Row],[AC System Output (W)]]/1000","v":1.6205930000000002},{"$f":"VLOOKUP(Tabulation[[#This Row],[Month]],Season,2)","v":"Winter"},{"$f":"(DATE(2021,Tabulation[[#This Row],[Month]],Tabulation[[#This Row],[Day]]))","v":"2021-12-15"},{"$f":"WEEKDAY(Tabulation[[#This Row],[Date]])","v":4},{"$f":"IF(OR(Tabulation[[#This Row],[DayNo]]=1,Tabulation[[#This Row],[DayNo]]=7),1,0)","v":0},{"$f":"COUNTIF(Holidays,Tabulation[[#This Row],[Date]])","v":0},{"$f":"CONCATENATE(Tabulation[[#This Row],[Holiday]],Tabulation[[#This Row],[Season]],Tabulation[[#This Row],[Weekend]],\"-\",IF(Tabulation[[#This Row],[Hour]]<10,0,\"\"),C8393)","v":"0Winter0-13"},{"$f":"VLOOKUP(Tabulation[[#This Row],[Concat]],Table3[],8)","v":0.28519},{"$f":"(Tabulation[[#This Row],[AC System Output (kW)]]*Tabulation[[#This Row],[Rate]])","v":0.46217691767000002}]
[12,15,14,1248.6949999999999,{"$f":"Tabulation[[#This Row],[AC System Output (W)]]/1000","v":1.2486949999999999},{"$f":"VLOOKUP(Tabulation[[#This Row],[Month]],Season,2)","v":"Winter"},{"$f":"(DATE(2021,Tabulation[[#This Row],[Month]],Tabulation[[#This Row],[Day]]))","v":"2021-12-15"},{"$f":"WEEKDAY(Tabulation[[#This Row],[Date]])","v":4},{"$f":"IF(OR(Tabulation[[#This Row],[DayNo]]=1,Tabulation[[#This Row],[DayNo]]=7),1,0)","v":0},{"$f":"COUNTIF(Holidays,Tabulation[[#This Row],[Date]])","v":0},{"$f":"CONCATENATE(Tabulation[[#This Row],[Holiday]],Tabulation[[#This Row],[Season]],Tabulation[[#This Row],[Weekend]],\"-\",IF(Tabulation[[#This Row],[Hour]]<10,0,\"\"),C8394)","v":"0Winter0-14"},{"$f":"VLOOKUP(Tabulation[[#This Row],[Concat]],Table3[],8)","v":0.28519},{"$f":"(Tabulation[[#This Row],[AC System Output (kW)]]*Tabulation[[#This Row],[Rate]])","v":0.35611532704999999}]
[12,15,15,172.892,{"$f":"Tabulation[[#This Row],[AC System Output (W)]]/1000","v":0.17289199999999999},{"$f":"VLOOKUP(Tabulation[[#This Row],[Month]],Season,2)","v":"Winter"},{"$f":"(DATE(2021,Tabulation[[#This Row],[Month]],Tabulation[[#This Row],[Day]]))","v":"2021-12-15"},{"$f":"WEEKDAY(Tabulation[[#This Row],[Date]])","v":4},{"$f":"IF(OR(Tabulation[[#This Row],[DayNo]]=1,Tabulation[[#This Row],[DayNo]]=7),1,0)","v":0},{"$f":"COUNTIF(Holidays,Tabulation[[#This Row],[Date]])","v":0},{"$f":"CONCATENATE(Tabulation[[#This Row],[Holiday]],Tabulation[[#This Row],[Season]],Tabulation[[#This Row],[Weekend]],\"-\",IF(Tabulation[[#This Row],[Hour]]<10,0,\"\"),C8395)","v":"0Winter0-15"},{"$f":"VLOOKUP(Tabulation[[#This Row],[Concat]],Table3[],8)","v":0.28519},{"$f":"(Tabulation[[#This Row],[AC System Output (kW)]]*Tabulation[[#This Row],[Rate]])","v":4.930706948E-2}]
[12,15,16,79.25,{"$f":"Tabulation[[#This Row],[AC System Output (W)]]/1000","v":7.9250000000000001E-2},{"$f":"VLOOKUP(Tabulation[[#This Row],[Month]],Season,2)","v":"Winter"},{"$f":"(DATE(2021,Tabulation[[#This Row],[Month]],Tabulation[[#This Row],[Day]]))","v":"2021-12-15"},{"$f":"WEEKDAY(Tabulation[[#This Row],[Date]])","v":4},{"$f":"IF(OR(Tabulation[[#This Row],[DayNo]]=1,Tabulation[[#This Row],[DayNo]]=7),1,0)","v":0},{"$f":"COUNTIF(Holidays,Tabulation[[#This Row],[Date]])","v":0},{"$f":"CONCATENATE(Tabulation[[#This Row],[Holiday]],Tabulation[[#This Row],[Season]],Tabulation[[#This Row],[Weekend]],\"-\",IF(Tabulation[[#This Row],[Hour]]<10,0,\"\"),C8396)","v":"0Winter0-16"},{"$f":"VLOOKUP(Tabulation[[#This Row],[Concat]],Table3[],8)","v":0.28519},{"$f":"(Tabulation[[#This Row],[AC System Output (kW)]]*Tabulation[[#This Row],[Rate]])","v":2.2601307500000001E-2}]
[12,15,17,0,{"$f":"Tabulation[[#This Row],[AC System Output (W)]]/1000","v":0},{"$f":"VLOOKUP(Tabulation[[#This Row],[Month]],Season,2)","v":"Winter"},{"$f":"(DATE(2021,Tabulation[[#This Row],[Month]],Tabulation[[#This Row],[Day]]))","v":"2021-12-15"},{"$f":"WEEKDAY(Tabulation[[#This Row],[Date]])","v":4},{"$f":"IF(OR(Tabulation[[#This Row],[DayNo]]=1,Tabulation[[#This Row],[DayNo]]=7),1,0)","v":0},{"$f":"COUNTIF(Holidays,Tabulation[[#This Row],[Date]])","v":0},{"$f":"CONCATENATE(Tabulation[[#This Row],[Holiday]],Tabulation[[#This Row],[Season]],Tabulation[[#This Row],[Weekend]],\"-\",IF(Tabulation[[#This Row],[Hour]]<10,0,\"\"),C8397)","v":"0Winter0-17"},{"$f":"VLOOKUP(Tabulation[[#This Row],[Concat]],Table3[],8)","v":0.30257000000000001},{"$f":"(Tabulation[[#This Row],[AC System Output (kW)]]*Tabulation[[#This Row],[Rate]])","v":0}]
[12,15,18,0,{"$f":"Tabulation[[#This Row],[AC System Output (W)]]/1000","v":0},{"$f":"VLOOKUP(Tabulation[[#This Row],[Month]],Season,2)","v":"Winter"},{"$f":"(DATE(2021,Tabulation[[#This Row],[Month]],Tabulation[[#This Row],[Day]]))","v":"2021-12-15"},{"$f":"WEEKDAY(Tabulation[[#This Row],[Date]])","v":4},{"$f":"IF(OR(Tabulation[[#This Row],[DayNo]]=1,Tabulation[[#This Row],[DayNo]]=7),1,0)","v":0},{"$f":"COUNTIF(Holidays,Tabulation[[#This Row],[Date]])","v":0},{"$f":"CONCATENATE(Tabulation[[#This Row],[Holiday]],Tabulation[[#This Row],[Season]],Tabulation[[#This Row],[Weekend]],\"-\",IF(Tabulation[[#This Row],[Hour]]<10,0,\"\"),C8398)","v":"0Winter0-18"},{"$f":"VLOOKUP(Tabulation[[#This Row],[Concat]],Table3[],8)","v":0.30257000000000001},{"$f":"(Tabulation[[#This Row],[AC System Output (kW)]]*Tabulation[[#This Row],[Rate]])","v":0}]
[12,15,19,0,{"$f":"Tabulation[[#This Row],[AC System Output (W)]]/1000","v":0},{"$f":"VLOOKUP(Tabulation[[#This Row],[Month]],Season,2)","v":"Winter"},{"$f":"(DATE(2021,Tabulation[[#This Row],[Month]],Tabulation[[#This Row],[Day]]))","v":"2021-12-15"},{"$f":"WEEKDAY(Tabulation[[#This Row],[Date]])","v":4},{"$f":"IF(OR(Tabulation[[#This Row],[DayNo]]=1,Tabulation[[#This Row],[DayNo]]=7),1,0)","v":0},{"$f":"COUNTIF(Holidays,Tabulation[[#This Row],[Date]])","v":0},{"$f":"CONCATENATE(Tabulation[[#This Row],[Holiday]],Tabulation[[#This Row],[Season]],Tabulation[[#This Row],[Weekend]],\"-\",IF(Tabulation[[#This Row],[Hour]]<10,0,\"\"),C8399)","v":"0Winter0-19"},{"$f":"VLOOKUP(Tabulation[[#This Row],[Concat]],Table3[],8)","v":0.30257000000000001},{"$f":"(Tabulation[[#This Row],[AC System Output (kW)]]*Tabulation[[#This Row],[Rate]])","v":0}]
[12,15,20,0,{"$f":"Tabulation[[#This Row],[AC System Output (W)]]/1000","v":0},{"$f":"VLOOKUP(Tabulation[[#This Row],[Month]],Season,2)","v":"Winter"},{"$f":"(DATE(2021,Tabulation[[#This Row],[Month]],Tabulation[[#This Row],[Day]]))","v":"2021-12-15"},{"$f":"WEEKDAY(Tabulation[[#This Row],[Date]])","v":4},{"$f":"IF(OR(Tabulation[[#This Row],[DayNo]]=1,Tabulation[[#This Row],[DayNo]]=7),1,0)","v":0},{"$f":"COUNTIF(Holidays,Tabulation[[#This Row],[Date]])","v":0},{"$f":"CONCATENATE(Tabulation[[#This Row],[Holiday]],Tabulation[[#This Row],[Season]],Tabulation[[#This Row],[Weekend]],\"-\",IF(Tabulation[[#This Row],[Hour]]<10,0,\"\"),C8400)","v":"0Winter0-20"},{"$f":"VLOOKUP(Tabulation[[#This Row],[Concat]],Table3[],8)","v":0.28519},{"$f":"(Tabulation[[#This Row],[AC System Output (kW)]]*Tabulation[[#This Row],[Rate]])","v":0}]
[12,15,21,0,{"$f":"Tabulation[[#This Row],[AC System Output (W)]]/1000","v":0},{"$f":"VLOOKUP(Tabulation[[#This Row],[Month]],Season,2)","v":"Winter"},{"$f":"(DATE(2021,Tabulation[[#This Row],[Month]],Tabulation[[#This Row],[Day]]))","v":"2021-12-15"},{"$f":"WEEKDAY(Tabulation[[#This Row],[Date]])","v":4},{"$f":"IF(OR(Tabulation[[#This Row],[DayNo]]=1,Tabulation[[#This Row],[DayNo]]=7),1,0)","v":0},{"$f":"COUNTIF(Holidays,Tabulation[[#This Row],[Date]])","v":0},{"$f":"CONCATENATE(Tabulation[[#This Row],[Holiday]],Tabulation[[#This Row],[Season]],Tabulation[[#This Row],[Weekend]],\"-\",IF(Tabulation[[#This Row],[Hour]]<10,0,\"\"),C8401)","v":"0Winter0-21"},{"$f":"VLOOKUP(Tabulation[[#This Row],[Concat]],Table3[],8)","v":0.28519},{"$f":"(Tabulation[[#This Row],[AC System Output (kW)]]*Tabulation[[#This Row],[Rate]])","v":0}]
[12,15,22,0,{"$f":"Tabulation[[#This Row],[AC System Output (W)]]/1000","v":0},{"$f":"VLOOKUP(Tabulation[[#This Row],[Month]],Season,2)","v":"Winter"},{"$f":"(DATE(2021,Tabulation[[#This Row],[Month]],Tabulation[[#This Row],[Day]]))","v":"2021-12-15"},{"$f":"WEEKDAY(Tabulation[[#This Row],[Date]])","v":4},{"$f":"IF(OR(Tabulation[[#This Row],[DayNo]]=1,Tabulation[[#This Row],[DayNo]]=7),1,0)","v":0},{"$f":"COUNTIF(Holidays,Tabulation[[#This Row],[Date]])","v":0},{"$f":"CONCATENATE(Tabulation[[#This Row],[Holiday]],Tabulation[[#This Row],[Season]],Tabulation[[#This Row],[Weekend]],\"-\",IF(Tabulation[[#This Row],[Hour]]<10,0,\"\"),C8402)","v":"0Winter0-22"},{"$f":"VLOOKUP(Tabulation[[#This Row],[Concat]],Table3[],8)","v":0.28519},{"$f":"(Tabulation[[#This Row],[AC System Output (kW)]]*Tabulation[[#This Row],[Rate]])","v":0}]
[12,15,23,0,{"$f":"Tabulation[[#This Row],[AC System Output (W)]]/1000","v":0},{"$f":"VLOOKUP(Tabulation[[#This Row],[Month]],Season,2)","v":"Winter"},{"$f":"(DATE(2021,Tabulation[[#This Row],[Month]],Tabulation[[#This Row],[Day]]))","v":"2021-12-15"},{"$f":"WEEKDAY(Tabulation[[#This Row],[Date]])","v":4},{"$f":"IF(OR(Tabulation[[#This Row],[DayNo]]=1,Tabulation[[#This Row],[DayNo]]=7),1,0)","v":0},{"$f":"COUNTIF(Holidays,Tabulation[[#This Row],[Date]])","v":0},{"$f":"CONCATENATE(Tabulation[[#This Row],[Holiday]],Tabulation[[#This Row],[Season]],Tabulation[[#This Row],[Weekend]],\"-\",IF(Tabulation[[#This Row],[Hour]]<10,0,\"\"),C8403)","v":"0Winter0-23"},{"$f":"VLOOKUP(Tabulation[[#This Row],[Concat]],Table3[],8)","v":0.28519},{"$f":"(Tabulation[[#This Row],[AC System Output (kW)]]*Tabulation[[#This Row],[Rate]])","v":0}]
[12,16,0,0,{"$f":"Tabulation[[#This Row],[AC System Output (W)]]/1000","v":0},{"$f":"VLOOKUP(Tabulation[[#This Row],[Month]],Season,2)","v":"Winter"},{"$f":"(DATE(2021,Tabulation[[#This Row],[Month]],Tabulation[[#This Row],[Day]]))","v":"2021-12-16"},{"$f":"WEEKDAY(Tabulation[[#This Row],[Date]])","v":5},{"$f":"IF(OR(Tabulation[[#This Row],[DayNo]]=1,Tabulation[[#This Row],[DayNo]]=7),1,0)","v":0},{"$f":"COUNTIF(Holidays,Tabulation[[#This Row],[Date]])","v":0},{"$f":"CONCATENATE(Tabulation[[#This Row],[Holiday]],Tabulation[[#This Row],[Season]],Tabulation[[#This Row],[Weekend]],\"-\",IF(Tabulation[[#This Row],[Hour]]<10,0,\"\"),C8404)","v":"0Winter0-00"},{"$f":"VLOOKUP(Tabulation[[#This Row],[Concat]],Table3[],8)","v":0.28519},{"$f":"(Tabulation[[#This Row],[AC System Output (kW)]]*Tabulation[[#This Row],[Rate]])","v":0}]
[12,16,1,0,{"$f":"Tabulation[[#This Row],[AC System Output (W)]]/1000","v":0},{"$f":"VLOOKUP(Tabulation[[#This Row],[Month]],Season,2)","v":"Winter"},{"$f":"(DATE(2021,Tabulation[[#This Row],[Month]],Tabulation[[#This Row],[Day]]))","v":"2021-12-16"},{"$f":"WEEKDAY(Tabulation[[#This Row],[Date]])","v":5},{"$f":"IF(OR(Tabulation[[#This Row],[DayNo]]=1,Tabulation[[#This Row],[DayNo]]=7),1,0)","v":0},{"$f":"COUNTIF(Holidays,Tabulation[[#This Row],[Date]])","v":0},{"$f":"CONCATENATE(Tabulation[[#This Row],[Holiday]],Tabulation[[#This Row],[Season]],Tabulation[[#This Row],[Weekend]],\"-\",IF(Tabulation[[#This Row],[Hour]]<10,0,\"\"),C8405)","v":"0Winter0-01"},{"$f":"VLOOKUP(Tabulation[[#This Row],[Concat]],Table3[],8)","v":0.28519},{"$f":"(Tabulation[[#This Row],[AC System Output (kW)]]*Tabulation[[#This Row],[Rate]])","v":0}]
[12,16,2,0,{"$f":"Tabulation[[#This Row],[AC System Output (W)]]/1000","v":0},{"$f":"VLOOKUP(Tabulation[[#This Row],[Month]],Season,2)","v":"Winter"},{"$f":"(DATE(2021,Tabulation[[#This Row],[Month]],Tabulation[[#This Row],[Day]]))","v":"2021-12-16"},{"$f":"WEEKDAY(Tabulation[[#This Row],[Date]])","v":5},{"$f":"IF(OR(Tabulation[[#This Row],[DayNo]]=1,Tabulation[[#This Row],[DayNo]]=7),1,0)","v":0},{"$f":"COUNTIF(Holidays,Tabulation[[#This Row],[Date]])","v":0},{"$f":"CONCATENATE(Tabulation[[#This Row],[Holiday]],Tabulation[[#This Row],[Season]],Tabulation[[#This Row],[Weekend]],\"-\",IF(Tabulation[[#This Row],[Hour]]<10,0,\"\"),C8406)","v":"0Winter0-02"},{"$f":"VLOOKUP(Tabulation[[#This Row],[Concat]],Table3[],8)","v":0.28519},{"$f":"(Tabulation[[#This Row],[AC System Output (kW)]]*Tabulation[[#This Row],[Rate]])","v":0}]
[12,16,3,0,{"$f":"Tabulation[[#This Row],[AC System Output (W)]]/1000","v":0},{"$f":"VLOOKUP(Tabulation[[#This Row],[Month]],Season,2)","v":"Winter"},{"$f":"(DATE(2021,Tabulation[[#This Row],[Month]],Tabulation[[#This Row],[Day]]))","v":"2021-12-16"},{"$f":"WEEKDAY(Tabulation[[#This Row],[Date]])","v":5},{"$f":"IF(OR(Tabulation[[#This Row],[DayNo]]=1,Tabulation[[#This Row],[DayNo]]=7),1,0)","v":0},{"$f":"COUNTIF(Holidays,Tabulation[[#This Row],[Date]])","v":0},{"$f":"CONCATENATE(Tabulation[[#This Row],[Holiday]],Tabulation[[#This Row],[Season]],Tabulation[[#This Row],[Weekend]],\"-\",IF(Tabulation[[#This Row],[Hour]]<10,0,\"\"),C8407)","v":"0Winter0-03"},{"$f":"VLOOKUP(Tabulation[[#This Row],[Concat]],Table3[],8)","v":0.28519},{"$f":"(Tabulation[[#This Row],[AC System Output (kW)]]*Tabulation[[#This Row],[Rate]])","v":0}]
[12,16,4,0,{"$f":"Tabulation[[#This Row],[AC System Output (W)]]/1000","v":0},{"$f":"VLOOKUP(Tabulation[[#This Row],[Month]],Season,2)","v":"Winter"},{"$f":"(DATE(2021,Tabulation[[#This Row],[Month]],Tabulation[[#This Row],[Day]]))","v":"2021-12-16"},{"$f":"WEEKDAY(Tabulation[[#This Row],[Date]])","v":5},{"$f":"IF(OR(Tabulation[[#This Row],[DayNo]]=1,Tabulation[[#This Row],[DayNo]]=7),1,0)","v":0},{"$f":"COUNTIF(Holidays,Tabulation[[#This Row],[Date]])","v":0},{"$f":"CONCATENATE(Tabulation[[#This Row],[Holiday]],Tabulation[[#This Row],[Season]],Tabulation[[#This Row],[Weekend]],\"-\",IF(Tabulation[[#This Row],[Hour]]<10,0,\"\"),C8408)","v":"0Winter0-04"},{"$f":"VLOOKUP(Tabulation[[#This Row],[Concat]],Table3[],8)","v":0.28519},{"$f":"(Tabulation[[#This Row],[AC System Output (kW)]]*Tabulation[[#This Row],[Rate]])","v":0}]
[12,16,5,0,{"$f":"Tabulation[[#This Row],[AC System Output (W)]]/1000","v":0},{"$f":"VLOOKUP(Tabulation[[#This Row],[Month]],Season,2)","v":"Winter"},{"$f":"(DATE(2021,Tabulation[[#This Row],[Month]],Tabulation[[#This Row],[Day]]))","v":"2021-12-16"},{"$f":"WEEKDAY(Tabulation[[#This Row],[Date]])","v":5},{"$f":"IF(OR(Tabulation[[#This Row],[DayNo]]=1,Tabulation[[#This Row],[DayNo]]=7),1,0)","v":0},{"$f":"COUNTIF(Holidays,Tabulation[[#This Row],[Date]])","v":0},{"$f":"CONCATENATE(Tabulation[[#This Row],[Holiday]],Tabulation[[#This Row],[Season]],Tabulation[[#This Row],[Weekend]],\"-\",IF(Tabulation[[#This Row],[Hour]]<10,0,\"\"),C8409)","v":"0Winter0-05"},{"$f":"VLOOKUP(Tabulation[[#This Row],[Concat]],Table3[],8)","v":0.28519},{"$f":"(Tabulation[[#This Row],[AC System Output (kW)]]*Tabulation[[#This Row],[Rate]])","v":0}]
[12,16,6,0,{"$f":"Tabulation[[#This Row],[AC System Output (W)]]/1000","v":0},{"$f":"VLOOKUP(Tabulation[[#This Row],[Month]],Season,2)","v":"Winter"},{"$f":"(DATE(2021,Tabulation[[#This Row],[Month]],Tabulation[[#This Row],[Day]]))","v":"2021-12-16"},{"$f":"WEEKDAY(Tabulation[[#This Row],[Date]])","v":5},{"$f":"IF(OR(Tabulation[[#This Row],[DayNo]]=1,Tabulation[[#This Row],[DayNo]]=7),1,0)","v":0},{"$f":"COUNTIF(Holidays,Tabulation[[#This Row],[Date]])","v":0},{"$f":"CONCATENATE(Tabulation[[#This Row],[Holiday]],Tabulation[[#This Row],[Season]],Tabulation[[#This Row],[Weekend]],\"-\",IF(Tabulation[[#This Row],[Hour]]<10,0,\"\"),C8410)","v":"0Winter0-06"},{"$f":"VLOOKUP(Tabulation[[#This Row],[Concat]],Table3[],8)","v":0.28519},{"$f":"(Tabulation[[#This Row],[AC System Output (kW)]]*Tabulation[[#This Row],[Rate]])","v":0}]
[12,16,7,339.15899999999999,{"$f":"Tabulation[[#This Row],[AC System Output (W)]]/1000","v":0.33915899999999999},{"$f":"VLOOKUP(Tabulation[[#This Row],[Month]],Season,2)","v":"Winter"},{"$f":"(DATE(2021,Tabulation[[#This Row],[Month]],Tabulation[[#This Row],[Day]]))","v":"2021-12-16"},{"$f":"WEEKDAY(Tabulation[[#This Row],[Date]])","v":5},{"$f":"IF(OR(Tabulation[[#This Row],[DayNo]]=1,Tabulation[[#This Row],[DayNo]]=7),1,0)","v":0},{"$f":"COUNTIF(Holidays,Tabulation[[#This Row],[Date]])","v":0},{"$f":"CONCATENATE(Tabulation[[#This Row],[Holiday]],Tabulation[[#This Row],[Season]],Tabulation[[#This Row],[Weekend]],\"-\",IF(Tabulation[[#This Row],[Hour]]<10,0,\"\"),C8411)","v":"0Winter0-07"},{"$f":"VLOOKUP(Tabulation[[#This Row],[Concat]],Table3[],8)","v":0.28519},{"$f":"(Tabulation[[#This Row],[AC System Output (kW)]]*Tabulation[[#This Row],[Rate]])","v":9.6724755209999999E-2}]
[12,16,8,1144.752,{"$f":"Tabulation[[#This Row],[AC System Output (W)]]/1000","v":1.144752},{"$f":"VLOOKUP(Tabulation[[#This Row],[Month]],Season,2)","v":"Winter"},{"$f":"(DATE(2021,Tabulation[[#This Row],[Month]],Tabulation[[#This Row],[Day]]))","v":"2021-12-16"},{"$f":"WEEKDAY(Tabulation[[#This Row],[Date]])","v":5},{"$f":"IF(OR(Tabulation[[#This Row],[DayNo]]=1,Tabulation[[#This Row],[DayNo]]=7),1,0)","v":0},{"$f":"COUNTIF(Holidays,Tabulation[[#This Row],[Date]])","v":0},{"$f":"CONCATENATE(Tabulation[[#This Row],[Holiday]],Tabulation[[#This Row],[Season]],Tabulation[[#This Row],[Weekend]],\"-\",IF(Tabulation[[#This Row],[Hour]]<10,0,\"\"),C8412)","v":"0Winter0-08"},{"$f":"VLOOKUP(Tabulation[[#This Row],[Concat]],Table3[],8)","v":0.28519},{"$f":"(Tabulation[[#This Row],[AC System Output (kW)]]*Tabulation[[#This Row],[Rate]])","v":0.32647182287999998}]
[12,16,9,972.75599999999997,{"$f":"Tabulation[[#This Row],[AC System Output (W)]]/1000","v":0.97275599999999995},{"$f":"VLOOKUP(Tabulation[[#This Row],[Month]],Season,2)","v":"Winter"},{"$f":"(DATE(2021,Tabulation[[#This Row],[Month]],Tabulation[[#This Row],[Day]]))","v":"2021-12-16"},{"$f":"WEEKDAY(Tabulation[[#This Row],[Date]])","v":5},{"$f":"IF(OR(Tabulation[[#This Row],[DayNo]]=1,Tabulation[[#This Row],[DayNo]]=7),1,0)","v":0},{"$f":"COUNTIF(Holidays,Tabulation[[#This Row],[Date]])","v":0},{"$f":"CONCATENATE(Tabulation[[#This Row],[Holiday]],Tabulation[[#This Row],[Season]],Tabulation[[#This Row],[Weekend]],\"-\",IF(Tabulation[[#This Row],[Hour]]<10,0,\"\"),C8413)","v":"0Winter0-09"},{"$f":"VLOOKUP(Tabulation[[#This Row],[Concat]],Table3[],8)","v":0.28519},{"$f":"(Tabulation[[#This Row],[AC System Output (kW)]]*Tabulation[[#This Row],[Rate]])","v":0.27742028363999999}]
[12,16,10,1496.9059999999999,{"$f":"Tabulation[[#This Row],[AC System Output (W)]]/1000","v":1.4969059999999998},{"$f":"VLOOKUP(Tabulation[[#This Row],[Month]],Season,2)","v":"Winter"},{"$f":"(DATE(2021,Tabulation[[#This Row],[Month]],Tabulation[[#This Row],[Day]]))","v":"2021-12-16"},{"$f":"WEEKDAY(Tabulation[[#This Row],[Date]])","v":5},{"$f":"IF(OR(Tabulation[[#This Row],[DayNo]]=1,Tabulation[[#This Row],[DayNo]]=7),1,0)","v":0},{"$f":"COUNTIF(Holidays,Tabulation[[#This Row],[Date]])","v":0},{"$f":"CONCATENATE(Tabulation[[#This Row],[Holiday]],Tabulation[[#This Row],[Season]],Tabulation[[#This Row],[Weekend]],\"-\",IF(Tabulation[[#This Row],[Hour]]<10,0,\"\"),C8414)","v":"0Winter0-10"},{"$f":"VLOOKUP(Tabulation[[#This Row],[Concat]],Table3[],8)","v":0.28519},{"$f":"(Tabulation[[#This Row],[AC System Output (kW)]]*Tabulation[[#This Row],[Rate]])","v":0.42690262213999997}]
[12,16,11,1695.854,{"$f":"Tabulation[[#This Row],[AC System Output (W)]]/1000","v":1.695854},{"$f":"VLOOKUP(Tabulation[[#This Row],[Month]],Season,2)","v":"Winter"},{"$f":"(DATE(2021,Tabulation[[#This Row],[Month]],Tabulation[[#This Row],[Day]]))","v":"2021-12-16"},{"$f":"WEEKDAY(Tabulation[[#This Row],[Date]])","v":5},{"$f":"IF(OR(Tabulation[[#This Row],[DayNo]]=1,Tabulation[[#This Row],[DayNo]]=7),1,0)","v":0},{"$f":"COUNTIF(Holidays,Tabulation[[#This Row],[Date]])","v":0},{"$f":"CONCATENATE(Tabulation[[#This Row],[Holiday]],Tabulation[[#This Row],[Season]],Tabulation[[#This Row],[Weekend]],\"-\",IF(Tabulation[[#This Row],[Hour]]<10,0,\"\"),C8415)","v":"0Winter0-11"},{"$f":"VLOOKUP(Tabulation[[#This Row],[Concat]],Table3[],8)","v":0.28519},{"$f":"(Tabulation[[#This Row],[AC System Output (kW)]]*Tabulation[[#This Row],[Rate]])","v":0.48364060226}]
[12,16,12,2349.7280000000001,{"$f":"Tabulation[[#This Row],[AC System Output (W)]]/1000","v":2.3497280000000003},{"$f":"VLOOKUP(Tabulation[[#This Row],[Month]],Season,2)","v":"Winter"},{"$f":"(DATE(2021,Tabulation[[#This Row],[Month]],Tabulation[[#This Row],[Day]]))","v":"2021-12-16"},{"$f":"WEEKDAY(Tabulation[[#This Row],[Date]])","v":5},{"$f":"IF(OR(Tabulation[[#This Row],[DayNo]]=1,Tabulation[[#This Row],[DayNo]]=7),1,0)","v":0},{"$f":"COUNTIF(Holidays,Tabulation[[#This Row],[Date]])","v":0},{"$f":"CONCATENATE(Tabulation[[#This Row],[Holiday]],Tabulation[[#This Row],[Season]],Tabulation[[#This Row],[Weekend]],\"-\",IF(Tabulation[[#This Row],[Hour]]<10,0,\"\"),C8416)","v":"0Winter0-12"},{"$f":"VLOOKUP(Tabulation[[#This Row],[Concat]],Table3[],8)","v":0.28519},{"$f":"(Tabulation[[#This Row],[AC System Output (kW)]]*Tabulation[[#This Row],[Rate]])","v":0.67011892832000008}]
[12,16,13,1712.4960000000001,{"$f":"Tabulation[[#This Row],[AC System Output (W)]]/1000","v":1.712496},{"$f":"VLOOKUP(Tabulation[[#This Row],[Month]],Season,2)","v":"Winter"},{"$f":"(DATE(2021,Tabulation[[#This Row],[Month]],Tabulation[[#This Row],[Day]]))","v":"2021-12-16"},{"$f":"WEEKDAY(Tabulation[[#This Row],[Date]])","v":5},{"$f":"IF(OR(Tabulation[[#This Row],[DayNo]]=1,Tabulation[[#This Row],[DayNo]]=7),1,0)","v":0},{"$f":"COUNTIF(Holidays,Tabulation[[#This Row],[Date]])","v":0},{"$f":"CONCATENATE(Tabulation[[#This Row],[Holiday]],Tabulation[[#This Row],[Season]],Tabulation[[#This Row],[Weekend]],\"-\",IF(Tabulation[[#This Row],[Hour]]<10,0,\"\"),C8417)","v":"0Winter0-13"},{"$f":"VLOOKUP(Tabulation[[#This Row],[Concat]],Table3[],8)","v":0.28519},{"$f":"(Tabulation[[#This Row],[AC System Output (kW)]]*Tabulation[[#This Row],[Rate]])","v":0.48838673424000001}]
[12,16,14,1677.6790000000001,{"$f":"Tabulation[[#This Row],[AC System Output (W)]]/1000","v":1.6776790000000001},{"$f":"VLOOKUP(Tabulation[[#This Row],[Month]],Season,2)","v":"Winter"},{"$f":"(DATE(2021,Tabulation[[#This Row],[Month]],Tabulation[[#This Row],[Day]]))","v":"2021-12-16"},{"$f":"WEEKDAY(Tabulation[[#This Row],[Date]])","v":5},{"$f":"IF(OR(Tabulation[[#This Row],[DayNo]]=1,Tabulation[[#This Row],[DayNo]]=7),1,0)","v":0},{"$f":"COUNTIF(Holidays,Tabulation[[#This Row],[Date]])","v":0},{"$f":"CONCATENATE(Tabulation[[#This Row],[Holiday]],Tabulation[[#This Row],[Season]],Tabulation[[#This Row],[Weekend]],\"-\",IF(Tabulation[[#This Row],[Hour]]<10,0,\"\"),C8418)","v":"0Winter0-14"},{"$f":"VLOOKUP(Tabulation[[#This Row],[Concat]],Table3[],8)","v":0.28519},{"$f":"(Tabulation[[#This Row],[AC System Output (kW)]]*Tabulation[[#This Row],[Rate]])","v":0.47845727401000004}]
[12,16,15,1035.768,{"$f":"Tabulation[[#This Row],[AC System Output (W)]]/1000","v":1.035768},{"$f":"VLOOKUP(Tabulation[[#This Row],[Month]],Season,2)","v":"Winter"},{"$f":"(DATE(2021,Tabulation[[#This Row],[Month]],Tabulation[[#This Row],[Day]]))","v":"2021-12-16"},{"$f":"WEEKDAY(Tabulation[[#This Row],[Date]])","v":5},{"$f":"IF(OR(Tabulation[[#This Row],[DayNo]]=1,Tabulation[[#This Row],[DayNo]]=7),1,0)","v":0},{"$f":"COUNTIF(Holidays,Tabulation[[#This Row],[Date]])","v":0},{"$f":"CONCATENATE(Tabulation[[#This Row],[Holiday]],Tabulation[[#This Row],[Season]],Tabulation[[#This Row],[Weekend]],\"-\",IF(Tabulation[[#This Row],[Hour]]<10,0,\"\"),C8419)","v":"0Winter0-15"},{"$f":"VLOOKUP(Tabulation[[#This Row],[Concat]],Table3[],8)","v":0.28519},{"$f":"(Tabulation[[#This Row],[AC System Output (kW)]]*Tabulation[[#This Row],[Rate]])","v":0.29539067592000001}]
[12,16,16,254.977,{"$f":"Tabulation[[#This Row],[AC System Output (W)]]/1000","v":0.25497700000000001},{"$f":"VLOOKUP(Tabulation[[#This Row],[Month]],Season,2)","v":"Winter"},{"$f":"(DATE(2021,Tabulation[[#This Row],[Month]],Tabulation[[#This Row],[Day]]))","v":"2021-12-16"},{"$f":"WEEKDAY(Tabulation[[#This Row],[Date]])","v":5},{"$f":"IF(OR(Tabulation[[#This Row],[DayNo]]=1,Tabulation[[#This Row],[DayNo]]=7),1,0)","v":0},{"$f":"COUNTIF(Holidays,Tabulation[[#This Row],[Date]])","v":0},{"$f":"CONCATENATE(Tabulation[[#This Row],[Holiday]],Tabulation[[#This Row],[Season]],Tabulation[[#This Row],[Weekend]],\"-\",IF(Tabulation[[#This Row],[Hour]]<10,0,\"\"),C8420)","v":"0Winter0-16"},{"$f":"VLOOKUP(Tabulation[[#This Row],[Concat]],Table3[],8)","v":0.28519},{"$f":"(Tabulation[[#This Row],[AC System Output (kW)]]*Tabulation[[#This Row],[Rate]])","v":7.2716890630000003E-2}]
[12,16,17,0,{"$f":"Tabulation[[#This Row],[AC System Output (W)]]/1000","v":0},{"$f":"VLOOKUP(Tabulation[[#This Row],[Month]],Season,2)","v":"Winter"},{"$f":"(DATE(2021,Tabulation[[#This Row],[Month]],Tabulation[[#This Row],[Day]]))","v":"2021-12-16"},{"$f":"WEEKDAY(Tabulation[[#This Row],[Date]])","v":5},{"$f":"IF(OR(Tabulation[[#This Row],[DayNo]]=1,Tabulation[[#This Row],[DayNo]]=7),1,0)","v":0},{"$f":"COUNTIF(Holidays,Tabulation[[#This Row],[Date]])","v":0},{"$f":"CONCATENATE(Tabulation[[#This Row],[Holiday]],Tabulation[[#This Row],[Season]],Tabulation[[#This Row],[Weekend]],\"-\",IF(Tabulation[[#This Row],[Hour]]<10,0,\"\"),C8421)","v":"0Winter0-17"},{"$f":"VLOOKUP(Tabulation[[#This Row],[Concat]],Table3[],8)","v":0.30257000000000001},{"$f":"(Tabulation[[#This Row],[AC System Output (kW)]]*Tabulation[[#This Row],[Rate]])","v":0}]
[12,16,18,0,{"$f":"Tabulation[[#This Row],[AC System Output (W)]]/1000","v":0},{"$f":"VLOOKUP(Tabulation[[#This Row],[Month]],Season,2)","v":"Winter"},{"$f":"(DATE(2021,Tabulation[[#This Row],[Month]],Tabulation[[#This Row],[Day]]))","v":"2021-12-16"},{"$f":"WEEKDAY(Tabulation[[#This Row],[Date]])","v":5},{"$f":"IF(OR(Tabulation[[#This Row],[DayNo]]=1,Tabulation[[#This Row],[DayNo]]=7),1,0)","v":0},{"$f":"COUNTIF(Holidays,Tabulation[[#This Row],[Date]])","v":0},{"$f":"CONCATENATE(Tabulation[[#This Row],[Holiday]],Tabulation[[#This Row],[Season]],Tabulation[[#This Row],[Weekend]],\"-\",IF(Tabulation[[#This Row],[Hour]]<10,0,\"\"),C8422)","v":"0Winter0-18"},{"$f":"VLOOKUP(Tabulation[[#This Row],[Concat]],Table3[],8)","v":0.30257000000000001},{"$f":"(Tabulation[[#This Row],[AC System Output (kW)]]*Tabulation[[#This Row],[Rate]])","v":0}]
[12,16,19,0,{"$f":"Tabulation[[#This Row],[AC System Output (W)]]/1000","v":0},{"$f":"VLOOKUP(Tabulation[[#This Row],[Month]],Season,2)","v":"Winter"},{"$f":"(DATE(2021,Tabulation[[#This Row],[Month]],Tabulation[[#This Row],[Day]]))","v":"2021-12-16"},{"$f":"WEEKDAY(Tabulation[[#This Row],[Date]])","v":5},{"$f":"IF(OR(Tabulation[[#This Row],[DayNo]]=1,Tabulation[[#This Row],[DayNo]]=7),1,0)","v":0},{"$f":"COUNTIF(Holidays,Tabulation[[#This Row],[Date]])","v":0},{"$f":"CONCATENATE(Tabulation[[#This Row],[Holiday]],Tabulation[[#This Row],[Season]],Tabulation[[#This Row],[Weekend]],\"-\",IF(Tabulation[[#This Row],[Hour]]<10,0,\"\"),C8423)","v":"0Winter0-19"},{"$f":"VLOOKUP(Tabulation[[#This Row],[Concat]],Table3[],8)","v":0.30257000000000001},{"$f":"(Tabulation[[#This Row],[AC System Output (kW)]]*Tabulation[[#This Row],[Rate]])","v":0}]
[12,16,20,0,{"$f":"Tabulation[[#This Row],[AC System Output (W)]]/1000","v":0},{"$f":"VLOOKUP(Tabulation[[#This Row],[Month]],Season,2)","v":"Winter"},{"$f":"(DATE(2021,Tabulation[[#This Row],[Month]],Tabulation[[#This Row],[Day]]))","v":"2021-12-16"},{"$f":"WEEKDAY(Tabulation[[#This Row],[Date]])","v":5},{"$f":"IF(OR(Tabulation[[#This Row],[DayNo]]=1,Tabulation[[#This Row],[DayNo]]=7),1,0)","v":0},{"$f":"COUNTIF(Holidays,Tabulation[[#This Row],[Date]])","v":0},{"$f":"CONCATENATE(Tabulation[[#This Row],[Holiday]],Tabulation[[#This Row],[Season]],Tabulation[[#This Row],[Weekend]],\"-\",IF(Tabulation[[#This Row],[Hour]]<10,0,\"\"),C8424)","v":"0Winter0-20"},{"$f":"VLOOKUP(Tabulation[[#This Row],[Concat]],Table3[],8)","v":0.28519},{"$f":"(Tabulation[[#This Row],[AC System Output (kW)]]*Tabulation[[#This Row],[Rate]])","v":0}]
[12,16,21,0,{"$f":"Tabulation[[#This Row],[AC System Output (W)]]/1000","v":0},{"$f":"VLOOKUP(Tabulation[[#This Row],[Month]],Season,2)","v":"Winter"},{"$f":"(DATE(2021,Tabulation[[#This Row],[Month]],Tabulation[[#This Row],[Day]]))","v":"2021-12-16"},{"$f":"WEEKDAY(Tabulation[[#This Row],[Date]])","v":5},{"$f":"IF(OR(Tabulation[[#This Row],[DayNo]]=1,Tabulation[[#This Row],[DayNo]]=7),1,0)","v":0},{"$f":"COUNTIF(Holidays,Tabulation[[#This Row],[Date]])","v":0},{"$f":"CONCATENATE(Tabulation[[#This Row],[Holiday]],Tabulation[[#This Row],[Season]],Tabulation[[#This Row],[Weekend]],\"-\",IF(Tabulation[[#This Row],[Hour]]<10,0,\"\"),C8425)","v":"0Winter0-21"},{"$f":"VLOOKUP(Tabulation[[#This Row],[Concat]],Table3[],8)","v":0.28519},{"$f":"(Tabulation[[#This Row],[AC System Output (kW)]]*Tabulation[[#This Row],[Rate]])","v":0}]
[12,16,22,0,{"$f":"Tabulation[[#This Row],[AC System Output (W)]]/1000","v":0},{"$f":"VLOOKUP(Tabulation[[#This Row],[Month]],Season,2)","v":"Winter"},{"$f":"(DATE(2021,Tabulation[[#This Row],[Month]],Tabulation[[#This Row],[Day]]))","v":"2021-12-16"},{"$f":"WEEKDAY(Tabulation[[#This Row],[Date]])","v":5},{"$f":"IF(OR(Tabulation[[#This Row],[DayNo]]=1,Tabulation[[#This Row],[DayNo]]=7),1,0)","v":0},{"$f":"COUNTIF(Holidays,Tabulation[[#This Row],[Date]])","v":0},{"$f":"CONCATENATE(Tabulation[[#This Row],[Holiday]],Tabulation[[#This Row],[Season]],Tabulation[[#This Row],[Weekend]],\"-\",IF(Tabulation[[#This Row],[Hour]]<10,0,\"\"),C8426)","v":"0Winter0-22"},{"$f":"VLOOKUP(Tabulation[[#This Row],[Concat]],Table3[],8)","v":0.28519},{"$f":"(Tabulation[[#This Row],[AC System Output (kW)]]*Tabulation[[#This Row],[Rate]])","v":0}]
[12,16,23,0,{"$f":"Tabulation[[#This Row],[AC System Output (W)]]/1000","v":0},{"$f":"VLOOKUP(Tabulation[[#This Row],[Month]],Season,2)","v":"Winter"},{"$f":"(DATE(2021,Tabulation[[#This Row],[Month]],Tabulation[[#This Row],[Day]]))","v":"2021-12-16"},{"$f":"WEEKDAY(Tabulation[[#This Row],[Date]])","v":5},{"$f":"IF(OR(Tabulation[[#This Row],[DayNo]]=1,Tabulation[[#This Row],[DayNo]]=7),1,0)","v":0},{"$f":"COUNTIF(Holidays,Tabulation[[#This Row],[Date]])","v":0},{"$f":"CONCATENATE(Tabulation[[#This Row],[Holiday]],Tabulation[[#This Row],[Season]],Tabulation[[#This Row],[Weekend]],\"-\",IF(Tabulation[[#This Row],[Hour]]<10,0,\"\"),C8427)","v":"0Winter0-23"},{"$f":"VLOOKUP(Tabulation[[#This Row],[Concat]],Table3[],8)","v":0.28519},{"$f":"(Tabulation[[#This Row],[AC System Output (kW)]]*Tabulation[[#This Row],[Rate]])","v":0}]
[12,17,0,0,{"$f":"Tabulation[[#This Row],[AC System Output (W)]]/1000","v":0},{"$f":"VLOOKUP(Tabulation[[#This Row],[Month]],Season,2)","v":"Winter"},{"$f":"(DATE(2021,Tabulation[[#This Row],[Month]],Tabulation[[#This Row],[Day]]))","v":"2021-12-17"},{"$f":"WEEKDAY(Tabulation[[#This Row],[Date]])","v":6},{"$f":"IF(OR(Tabulation[[#This Row],[DayNo]]=1,Tabulation[[#This Row],[DayNo]]=7),1,0)","v":0},{"$f":"COUNTIF(Holidays,Tabulation[[#This Row],[Date]])","v":0},{"$f":"CONCATENATE(Tabulation[[#This Row],[Holiday]],Tabulation[[#This Row],[Season]],Tabulation[[#This Row],[Weekend]],\"-\",IF(Tabulation[[#This Row],[Hour]]<10,0,\"\"),C8428)","v":"0Winter0-00"},{"$f":"VLOOKUP(Tabulation[[#This Row],[Concat]],Table3[],8)","v":0.28519},{"$f":"(Tabulation[[#This Row],[AC System Output (kW)]]*Tabulation[[#This Row],[Rate]])","v":0}]
[12,17,1,0,{"$f":"Tabulation[[#This Row],[AC System Output (W)]]/1000","v":0},{"$f":"VLOOKUP(Tabulation[[#This Row],[Month]],Season,2)","v":"Winter"},{"$f":"(DATE(2021,Tabulation[[#This Row],[Month]],Tabulation[[#This Row],[Day]]))","v":"2021-12-17"},{"$f":"WEEKDAY(Tabulation[[#This Row],[Date]])","v":6},{"$f":"IF(OR(Tabulation[[#This Row],[DayNo]]=1,Tabulation[[#This Row],[DayNo]]=7),1,0)","v":0},{"$f":"COUNTIF(Holidays,Tabulation[[#This Row],[Date]])","v":0},{"$f":"CONCATENATE(Tabulation[[#This Row],[Holiday]],Tabulation[[#This Row],[Season]],Tabulation[[#This Row],[Weekend]],\"-\",IF(Tabulation[[#This Row],[Hour]]<10,0,\"\"),C8429)","v":"0Winter0-01"},{"$f":"VLOOKUP(Tabulation[[#This Row],[Concat]],Table3[],8)","v":0.28519},{"$f":"(Tabulation[[#This Row],[AC System Output (kW)]]*Tabulation[[#This Row],[Rate]])","v":0}]
[12,17,2,0,{"$f":"Tabulation[[#This Row],[AC System Output (W)]]/1000","v":0},{"$f":"VLOOKUP(Tabulation[[#This Row],[Month]],Season,2)","v":"Winter"},{"$f":"(DATE(2021,Tabulation[[#This Row],[Month]],Tabulation[[#This Row],[Day]]))","v":"2021-12-17"},{"$f":"WEEKDAY(Tabulation[[#This Row],[Date]])","v":6},{"$f":"IF(OR(Tabulation[[#This Row],[DayNo]]=1,Tabulation[[#This Row],[DayNo]]=7),1,0)","v":0},{"$f":"COUNTIF(Holidays,Tabulation[[#This Row],[Date]])","v":0},{"$f":"CONCATENATE(Tabulation[[#This Row],[Holiday]],Tabulation[[#This Row],[Season]],Tabulation[[#This Row],[Weekend]],\"-\",IF(Tabulation[[#This Row],[Hour]]<10,0,\"\"),C8430)","v":"0Winter0-02"},{"$f":"VLOOKUP(Tabulation[[#This Row],[Concat]],Table3[],8)","v":0.28519},{"$f":"(Tabulation[[#This Row],[AC System Output (kW)]]*Tabulation[[#This Row],[Rate]])","v":0}]
[12,17,3,0,{"$f":"Tabulation[[#This Row],[AC System Output (W)]]/1000","v":0},{"$f":"VLOOKUP(Tabulation[[#This Row],[Month]],Season,2)","v":"Winter"},{"$f":"(DATE(2021,Tabulation[[#This Row],[Month]],Tabulation[[#This Row],[Day]]))","v":"2021-12-17"},{"$f":"WEEKDAY(Tabulation[[#This Row],[Date]])","v":6},{"$f":"IF(OR(Tabulation[[#This Row],[DayNo]]=1,Tabulation[[#This Row],[DayNo]]=7),1,0)","v":0},{"$f":"COUNTIF(Holidays,Tabulation[[#This Row],[Date]])","v":0},{"$f":"CONCATENATE(Tabulation[[#This Row],[Holiday]],Tabulation[[#This Row],[Season]],Tabulation[[#This Row],[Weekend]],\"-\",IF(Tabulation[[#This Row],[Hour]]<10,0,\"\"),C8431)","v":"0Winter0-03"},{"$f":"VLOOKUP(Tabulation[[#This Row],[Concat]],Table3[],8)","v":0.28519},{"$f":"(Tabulation[[#This Row],[AC System Output (kW)]]*Tabulation[[#This Row],[Rate]])","v":0}]
[12,17,4,0,{"$f":"Tabulation[[#This Row],[AC System Output (W)]]/1000","v":0},{"$f":"VLOOKUP(Tabulation[[#This Row],[Month]],Season,2)","v":"Winter"},{"$f":"(DATE(2021,Tabulation[[#This Row],[Month]],Tabulation[[#This Row],[Day]]))","v":"2021-12-17"},{"$f":"WEEKDAY(Tabulation[[#This Row],[Date]])","v":6},{"$f":"IF(OR(Tabulation[[#This Row],[DayNo]]=1,Tabulation[[#This Row],[DayNo]]=7),1,0)","v":0},{"$f":"COUNTIF(Holidays,Tabulation[[#This Row],[Date]])","v":0},{"$f":"CONCATENATE(Tabulation[[#This Row],[Holiday]],Tabulation[[#This Row],[Season]],Tabulation[[#This Row],[Weekend]],\"-\",IF(Tabulation[[#This Row],[Hour]]<10,0,\"\"),C8432)","v":"0Winter0-04"},{"$f":"VLOOKUP(Tabulation[[#This Row],[Concat]],Table3[],8)","v":0.28519},{"$f":"(Tabulation[[#This Row],[AC System Output (kW)]]*Tabulation[[#This Row],[Rate]])","v":0}]
[12,17,5,0,{"$f":"Tabulation[[#This Row],[AC System Output (W)]]/1000","v":0},{"$f":"VLOOKUP(Tabulation[[#This Row],[Month]],Season,2)","v":"Winter"},{"$f":"(DATE(2021,Tabulation[[#This Row],[Month]],Tabulation[[#This Row],[Day]]))","v":"2021-12-17"},{"$f":"WEEKDAY(Tabulation[[#This Row],[Date]])","v":6},{"$f":"IF(OR(Tabulation[[#This Row],[DayNo]]=1,Tabulation[[#This Row],[DayNo]]=7),1,0)","v":0},{"$f":"COUNTIF(Holidays,Tabulation[[#This Row],[Date]])","v":0},{"$f":"CONCATENATE(Tabulation[[#This Row],[Holiday]],Tabulation[[#This Row],[Season]],Tabulation[[#This Row],[Weekend]],\"-\",IF(Tabulation[[#This Row],[Hour]]<10,0,\"\"),C8433)","v":"0Winter0-05"},{"$f":"VLOOKUP(Tabulation[[#This Row],[Concat]],Table3[],8)","v":0.28519},{"$f":"(Tabulation[[#This Row],[AC System Output (kW)]]*Tabulation[[#This Row],[Rate]])","v":0}]
[12,17,6,0,{"$f":"Tabulation[[#This Row],[AC System Output (W)]]/1000","v":0},{"$f":"VLOOKUP(Tabulation[[#This Row],[Month]],Season,2)","v":"Winter"},{"$f":"(DATE(2021,Tabulation[[#This Row],[Month]],Tabulation[[#This Row],[Day]]))","v":"2021-12-17"},{"$f":"WEEKDAY(Tabulation[[#This Row],[Date]])","v":6},{"$f":"IF(OR(Tabulation[[#This Row],[DayNo]]=1,Tabulation[[#This Row],[DayNo]]=7),1,0)","v":0},{"$f":"COUNTIF(Holidays,Tabulation[[#This Row],[Date]])","v":0},{"$f":"CONCATENATE(Tabulation[[#This Row],[Holiday]],Tabulation[[#This Row],[Season]],Tabulation[[#This Row],[Weekend]],\"-\",IF(Tabulation[[#This Row],[Hour]]<10,0,\"\"),C8434)","v":"0Winter0-06"},{"$f":"VLOOKUP(Tabulation[[#This Row],[Concat]],Table3[],8)","v":0.28519},{"$f":"(Tabulation[[#This Row],[AC System Output (kW)]]*Tabulation[[#This Row],[Rate]])","v":0}]
[12,17,7,254.465,{"$f":"Tabulation[[#This Row],[AC System Output (W)]]/1000","v":0.254465},{"$f":"VLOOKUP(Tabulation[[#This Row],[Month]],Season,2)","v":"Winter"},{"$f":"(DATE(2021,Tabulation[[#This Row],[Month]],Tabulation[[#This Row],[Day]]))","v":"2021-12-17"},{"$f":"WEEKDAY(Tabulation[[#This Row],[Date]])","v":6},{"$f":"IF(OR(Tabulation[[#This Row],[DayNo]]=1,Tabulation[[#This Row],[DayNo]]=7),1,0)","v":0},{"$f":"COUNTIF(Holidays,Tabulation[[#This Row],[Date]])","v":0},{"$f":"CONCATENATE(Tabulation[[#This Row],[Holiday]],Tabulation[[#This Row],[Season]],Tabulation[[#This Row],[Weekend]],\"-\",IF(Tabulation[[#This Row],[Hour]]<10,0,\"\"),C8435)","v":"0Winter0-07"},{"$f":"VLOOKUP(Tabulation[[#This Row],[Concat]],Table3[],8)","v":0.28519},{"$f":"(Tabulation[[#This Row],[AC System Output (kW)]]*Tabulation[[#This Row],[Rate]])","v":7.2570873349999995E-2}]
[12,17,8,773.28700000000003,{"$f":"Tabulation[[#This Row],[AC System Output (W)]]/1000","v":0.77328700000000006},{"$f":"VLOOKUP(Tabulation[[#This Row],[Month]],Season,2)","v":"Winter"},{"$f":"(DATE(2021,Tabulation[[#This Row],[Month]],Tabulation[[#This Row],[Day]]))","v":"2021-12-17"},{"$f":"WEEKDAY(Tabulation[[#This Row],[Date]])","v":6},{"$f":"IF(OR(Tabulation[[#This Row],[DayNo]]=1,Tabulation[[#This Row],[DayNo]]=7),1,0)","v":0},{"$f":"COUNTIF(Holidays,Tabulation[[#This Row],[Date]])","v":0},{"$f":"CONCATENATE(Tabulation[[#This Row],[Holiday]],Tabulation[[#This Row],[Season]],Tabulation[[#This Row],[Weekend]],\"-\",IF(Tabulation[[#This Row],[Hour]]<10,0,\"\"),C8436)","v":"0Winter0-08"},{"$f":"VLOOKUP(Tabulation[[#This Row],[Concat]],Table3[],8)","v":0.28519},{"$f":"(Tabulation[[#This Row],[AC System Output (kW)]]*Tabulation[[#This Row],[Rate]])","v":0.22053371953000001}]
[12,17,9,1100.2349999999999,{"$f":"Tabulation[[#This Row],[AC System Output (W)]]/1000","v":1.1002349999999999},{"$f":"VLOOKUP(Tabulation[[#This Row],[Month]],Season,2)","v":"Winter"},{"$f":"(DATE(2021,Tabulation[[#This Row],[Month]],Tabulation[[#This Row],[Day]]))","v":"2021-12-17"},{"$f":"WEEKDAY(Tabulation[[#This Row],[Date]])","v":6},{"$f":"IF(OR(Tabulation[[#This Row],[DayNo]]=1,Tabulation[[#This Row],[DayNo]]=7),1,0)","v":0},{"$f":"COUNTIF(Holidays,Tabulation[[#This Row],[Date]])","v":0},{"$f":"CONCATENATE(Tabulation[[#This Row],[Holiday]],Tabulation[[#This Row],[Season]],Tabulation[[#This Row],[Weekend]],\"-\",IF(Tabulation[[#This Row],[Hour]]<10,0,\"\"),C8437)","v":"0Winter0-09"},{"$f":"VLOOKUP(Tabulation[[#This Row],[Concat]],Table3[],8)","v":0.28519},{"$f":"(Tabulation[[#This Row],[AC System Output (kW)]]*Tabulation[[#This Row],[Rate]])","v":0.31377601964999996}]
[12,17,10,1674.97,{"$f":"Tabulation[[#This Row],[AC System Output (W)]]/1000","v":1.6749700000000001},{"$f":"VLOOKUP(Tabulation[[#This Row],[Month]],Season,2)","v":"Winter"},{"$f":"(DATE(2021,Tabulation[[#This Row],[Month]],Tabulation[[#This Row],[Day]]))","v":"2021-12-17"},{"$f":"WEEKDAY(Tabulation[[#This Row],[Date]])","v":6},{"$f":"IF(OR(Tabulation[[#This Row],[DayNo]]=1,Tabulation[[#This Row],[DayNo]]=7),1,0)","v":0},{"$f":"COUNTIF(Holidays,Tabulation[[#This Row],[Date]])","v":0},{"$f":"CONCATENATE(Tabulation[[#This Row],[Holiday]],Tabulation[[#This Row],[Season]],Tabulation[[#This Row],[Weekend]],\"-\",IF(Tabulation[[#This Row],[Hour]]<10,0,\"\"),C8438)","v":"0Winter0-10"},{"$f":"VLOOKUP(Tabulation[[#This Row],[Concat]],Table3[],8)","v":0.28519},{"$f":"(Tabulation[[#This Row],[AC System Output (kW)]]*Tabulation[[#This Row],[Rate]])","v":0.47768469430000005}]
[12,17,11,2496.2959999999998,{"$f":"Tabulation[[#This Row],[AC System Output (W)]]/1000","v":2.4962959999999996},{"$f":"VLOOKUP(Tabulation[[#This Row],[Month]],Season,2)","v":"Winter"},{"$f":"(DATE(2021,Tabulation[[#This Row],[Month]],Tabulation[[#This Row],[Day]]))","v":"2021-12-17"},{"$f":"WEEKDAY(Tabulation[[#This Row],[Date]])","v":6},{"$f":"IF(OR(Tabulation[[#This Row],[DayNo]]=1,Tabulation[[#This Row],[DayNo]]=7),1,0)","v":0},{"$f":"COUNTIF(Holidays,Tabulation[[#This Row],[Date]])","v":0},{"$f":"CONCATENATE(Tabulation[[#This Row],[Holiday]],Tabulation[[#This Row],[Season]],Tabulation[[#This Row],[Weekend]],\"-\",IF(Tabulation[[#This Row],[Hour]]<10,0,\"\"),C8439)","v":"0Winter0-11"},{"$f":"VLOOKUP(Tabulation[[#This Row],[Concat]],Table3[],8)","v":0.28519},{"$f":"(Tabulation[[#This Row],[AC System Output (kW)]]*Tabulation[[#This Row],[Rate]])","v":0.71191865623999984}]
[12,17,12,2440.9540000000002,{"$f":"Tabulation[[#This Row],[AC System Output (W)]]/1000","v":2.4409540000000001},{"$f":"VLOOKUP(Tabulation[[#This Row],[Month]],Season,2)","v":"Winter"},{"$f":"(DATE(2021,Tabulation[[#This Row],[Month]],Tabulation[[#This Row],[Day]]))","v":"2021-12-17"},{"$f":"WEEKDAY(Tabulation[[#This Row],[Date]])","v":6},{"$f":"IF(OR(Tabulation[[#This Row],[DayNo]]=1,Tabulation[[#This Row],[DayNo]]=7),1,0)","v":0},{"$f":"COUNTIF(Holidays,Tabulation[[#This Row],[Date]])","v":0},{"$f":"CONCATENATE(Tabulation[[#This Row],[Holiday]],Tabulation[[#This Row],[Season]],Tabulation[[#This Row],[Weekend]],\"-\",IF(Tabulation[[#This Row],[Hour]]<10,0,\"\"),C8440)","v":"0Winter0-12"},{"$f":"VLOOKUP(Tabulation[[#This Row],[Concat]],Table3[],8)","v":0.28519},{"$f":"(Tabulation[[#This Row],[AC System Output (kW)]]*Tabulation[[#This Row],[Rate]])","v":0.69613567125999998}]
[12,17,13,2210.1509999999998,{"$f":"Tabulation[[#This Row],[AC System Output (W)]]/1000","v":2.2101509999999998},{"$f":"VLOOKUP(Tabulation[[#This Row],[Month]],Season,2)","v":"Winter"},{"$f":"(DATE(2021,Tabulation[[#This Row],[Month]],Tabulation[[#This Row],[Day]]))","v":"2021-12-17"},{"$f":"WEEKDAY(Tabulation[[#This Row],[Date]])","v":6},{"$f":"IF(OR(Tabulation[[#This Row],[DayNo]]=1,Tabulation[[#This Row],[DayNo]]=7),1,0)","v":0},{"$f":"COUNTIF(Holidays,Tabulation[[#This Row],[Date]])","v":0},{"$f":"CONCATENATE(Tabulation[[#This Row],[Holiday]],Tabulation[[#This Row],[Season]],Tabulation[[#This Row],[Weekend]],\"-\",IF(Tabulation[[#This Row],[Hour]]<10,0,\"\"),C8441)","v":"0Winter0-13"},{"$f":"VLOOKUP(Tabulation[[#This Row],[Concat]],Table3[],8)","v":0.28519},{"$f":"(Tabulation[[#This Row],[AC System Output (kW)]]*Tabulation[[#This Row],[Rate]])","v":0.63031296368999989}]
[12,17,14,1332.454,{"$f":"Tabulation[[#This Row],[AC System Output (W)]]/1000","v":1.332454},{"$f":"VLOOKUP(Tabulation[[#This Row],[Month]],Season,2)","v":"Winter"},{"$f":"(DATE(2021,Tabulation[[#This Row],[Month]],Tabulation[[#This Row],[Day]]))","v":"2021-12-17"},{"$f":"WEEKDAY(Tabulation[[#This Row],[Date]])","v":6},{"$f":"IF(OR(Tabulation[[#This Row],[DayNo]]=1,Tabulation[[#This Row],[DayNo]]=7),1,0)","v":0},{"$f":"COUNTIF(Holidays,Tabulation[[#This Row],[Date]])","v":0},{"$f":"CONCATENATE(Tabulation[[#This Row],[Holiday]],Tabulation[[#This Row],[Season]],Tabulation[[#This Row],[Weekend]],\"-\",IF(Tabulation[[#This Row],[Hour]]<10,0,\"\"),C8442)","v":"0Winter0-14"},{"$f":"VLOOKUP(Tabulation[[#This Row],[Concat]],Table3[],8)","v":0.28519},{"$f":"(Tabulation[[#This Row],[AC System Output (kW)]]*Tabulation[[#This Row],[Rate]])","v":0.38000255626000001}]
[12,17,15,827.34400000000005,{"$f":"Tabulation[[#This Row],[AC System Output (W)]]/1000","v":0.82734400000000008},{"$f":"VLOOKUP(Tabulation[[#This Row],[Month]],Season,2)","v":"Winter"},{"$f":"(DATE(2021,Tabulation[[#This Row],[Month]],Tabulation[[#This Row],[Day]]))","v":"2021-12-17"},{"$f":"WEEKDAY(Tabulation[[#This Row],[Date]])","v":6},{"$f":"IF(OR(Tabulation[[#This Row],[DayNo]]=1,Tabulation[[#This Row],[DayNo]]=7),1,0)","v":0},{"$f":"COUNTIF(Holidays,Tabulation[[#This Row],[Date]])","v":0},{"$f":"CONCATENATE(Tabulation[[#This Row],[Holiday]],Tabulation[[#This Row],[Season]],Tabulation[[#This Row],[Weekend]],\"-\",IF(Tabulation[[#This Row],[Hour]]<10,0,\"\"),C8443)","v":"0Winter0-15"},{"$f":"VLOOKUP(Tabulation[[#This Row],[Concat]],Table3[],8)","v":0.28519},{"$f":"(Tabulation[[#This Row],[AC System Output (kW)]]*Tabulation[[#This Row],[Rate]])","v":0.23595023536000001}]
[12,17,16,293.76299999999998,{"$f":"Tabulation[[#This Row],[AC System Output (W)]]/1000","v":0.293763},{"$f":"VLOOKUP(Tabulation[[#This Row],[Month]],Season,2)","v":"Winter"},{"$f":"(DATE(2021,Tabulation[[#This Row],[Month]],Tabulation[[#This Row],[Day]]))","v":"2021-12-17"},{"$f":"WEEKDAY(Tabulation[[#This Row],[Date]])","v":6},{"$f":"IF(OR(Tabulation[[#This Row],[DayNo]]=1,Tabulation[[#This Row],[DayNo]]=7),1,0)","v":0},{"$f":"COUNTIF(Holidays,Tabulation[[#This Row],[Date]])","v":0},{"$f":"CONCATENATE(Tabulation[[#This Row],[Holiday]],Tabulation[[#This Row],[Season]],Tabulation[[#This Row],[Weekend]],\"-\",IF(Tabulation[[#This Row],[Hour]]<10,0,\"\"),C8444)","v":"0Winter0-16"},{"$f":"VLOOKUP(Tabulation[[#This Row],[Concat]],Table3[],8)","v":0.28519},{"$f":"(Tabulation[[#This Row],[AC System Output (kW)]]*Tabulation[[#This Row],[Rate]])","v":8.3778269969999999E-2}]
[12,17,17,0,{"$f":"Tabulation[[#This Row],[AC System Output (W)]]/1000","v":0},{"$f":"VLOOKUP(Tabulation[[#This Row],[Month]],Season,2)","v":"Winter"},{"$f":"(DATE(2021,Tabulation[[#This Row],[Month]],Tabulation[[#This Row],[Day]]))","v":"2021-12-17"},{"$f":"WEEKDAY(Tabulation[[#This Row],[Date]])","v":6},{"$f":"IF(OR(Tabulation[[#This Row],[DayNo]]=1,Tabulation[[#This Row],[DayNo]]=7),1,0)","v":0},{"$f":"COUNTIF(Holidays,Tabulation[[#This Row],[Date]])","v":0},{"$f":"CONCATENATE(Tabulation[[#This Row],[Holiday]],Tabulation[[#This Row],[Season]],Tabulation[[#This Row],[Weekend]],\"-\",IF(Tabulation[[#This Row],[Hour]]<10,0,\"\"),C8445)","v":"0Winter0-17"},{"$f":"VLOOKUP(Tabulation[[#This Row],[Concat]],Table3[],8)","v":0.30257000000000001},{"$f":"(Tabulation[[#This Row],[AC System Output (kW)]]*Tabulation[[#This Row],[Rate]])","v":0}]
[12,17,18,0,{"$f":"Tabulation[[#This Row],[AC System Output (W)]]/1000","v":0},{"$f":"VLOOKUP(Tabulation[[#This Row],[Month]],Season,2)","v":"Winter"},{"$f":"(DATE(2021,Tabulation[[#This Row],[Month]],Tabulation[[#This Row],[Day]]))","v":"2021-12-17"},{"$f":"WEEKDAY(Tabulation[[#This Row],[Date]])","v":6},{"$f":"IF(OR(Tabulation[[#This Row],[DayNo]]=1,Tabulation[[#This Row],[DayNo]]=7),1,0)","v":0},{"$f":"COUNTIF(Holidays,Tabulation[[#This Row],[Date]])","v":0},{"$f":"CONCATENATE(Tabulation[[#This Row],[Holiday]],Tabulation[[#This Row],[Season]],Tabulation[[#This Row],[Weekend]],\"-\",IF(Tabulation[[#This Row],[Hour]]<10,0,\"\"),C8446)","v":"0Winter0-18"},{"$f":"VLOOKUP(Tabulation[[#This Row],[Concat]],Table3[],8)","v":0.30257000000000001},{"$f":"(Tabulation[[#This Row],[AC System Output (kW)]]*Tabulation[[#This Row],[Rate]])","v":0}]
[12,17,19,0,{"$f":"Tabulation[[#This Row],[AC System Output (W)]]/1000","v":0},{"$f":"VLOOKUP(Tabulation[[#This Row],[Month]],Season,2)","v":"Winter"},{"$f":"(DATE(2021,Tabulation[[#This Row],[Month]],Tabulation[[#This Row],[Day]]))","v":"2021-12-17"},{"$f":"WEEKDAY(Tabulation[[#This Row],[Date]])","v":6},{"$f":"IF(OR(Tabulation[[#This Row],[DayNo]]=1,Tabulation[[#This Row],[DayNo]]=7),1,0)","v":0},{"$f":"COUNTIF(Holidays,Tabulation[[#This Row],[Date]])","v":0},{"$f":"CONCATENATE(Tabulation[[#This Row],[Holiday]],Tabulation[[#This Row],[Season]],Tabulation[[#This Row],[Weekend]],\"-\",IF(Tabulation[[#This Row],[Hour]]<10,0,\"\"),C8447)","v":"0Winter0-19"},{"$f":"VLOOKUP(Tabulation[[#This Row],[Concat]],Table3[],8)","v":0.30257000000000001},{"$f":"(Tabulation[[#This Row],[AC System Output (kW)]]*Tabulation[[#This Row],[Rate]])","v":0}]
[12,17,20,0,{"$f":"Tabulation[[#This Row],[AC System Output (W)]]/1000","v":0},{"$f":"VLOOKUP(Tabulation[[#This Row],[Month]],Season,2)","v":"Winter"},{"$f":"(DATE(2021,Tabulation[[#This Row],[Month]],Tabulation[[#This Row],[Day]]))","v":"2021-12-17"},{"$f":"WEEKDAY(Tabulation[[#This Row],[Date]])","v":6},{"$f":"IF(OR(Tabulation[[#This Row],[DayNo]]=1,Tabulation[[#This Row],[DayNo]]=7),1,0)","v":0},{"$f":"COUNTIF(Holidays,Tabulation[[#This Row],[Date]])","v":0},{"$f":"CONCATENATE(Tabulation[[#This Row],[Holiday]],Tabulation[[#This Row],[Season]],Tabulation[[#This Row],[Weekend]],\"-\",IF(Tabulation[[#This Row],[Hour]]<10,0,\"\"),C8448)","v":"0Winter0-20"},{"$f":"VLOOKUP(Tabulation[[#This Row],[Concat]],Table3[],8)","v":0.28519},{"$f":"(Tabulation[[#This Row],[AC System Output (kW)]]*Tabulation[[#This Row],[Rate]])","v":0}]
[12,17,21,0,{"$f":"Tabulation[[#This Row],[AC System Output (W)]]/1000","v":0},{"$f":"VLOOKUP(Tabulation[[#This Row],[Month]],Season,2)","v":"Winter"},{"$f":"(DATE(2021,Tabulation[[#This Row],[Month]],Tabulation[[#This Row],[Day]]))","v":"2021-12-17"},{"$f":"WEEKDAY(Tabulation[[#This Row],[Date]])","v":6},{"$f":"IF(OR(Tabulation[[#This Row],[DayNo]]=1,Tabulation[[#This Row],[DayNo]]=7),1,0)","v":0},{"$f":"COUNTIF(Holidays,Tabulation[[#This Row],[Date]])","v":0},{"$f":"CONCATENATE(Tabulation[[#This Row],[Holiday]],Tabulation[[#This Row],[Season]],Tabulation[[#This Row],[Weekend]],\"-\",IF(Tabulation[[#This Row],[Hour]]<10,0,\"\"),C8449)","v":"0Winter0-21"},{"$f":"VLOOKUP(Tabulation[[#This Row],[Concat]],Table3[],8)","v":0.28519},{"$f":"(Tabulation[[#This Row],[AC System Output (kW)]]*Tabulation[[#This Row],[Rate]])","v":0}]
[12,17,22,0,{"$f":"Tabulation[[#This Row],[AC System Output (W)]]/1000","v":0},{"$f":"VLOOKUP(Tabulation[[#This Row],[Month]],Season,2)","v":"Winter"},{"$f":"(DATE(2021,Tabulation[[#This Row],[Month]],Tabulation[[#This Row],[Day]]))","v":"2021-12-17"},{"$f":"WEEKDAY(Tabulation[[#This Row],[Date]])","v":6},{"$f":"IF(OR(Tabulation[[#This Row],[DayNo]]=1,Tabulation[[#This Row],[DayNo]]=7),1,0)","v":0},{"$f":"COUNTIF(Holidays,Tabulation[[#This Row],[Date]])","v":0},{"$f":"CONCATENATE(Tabulation[[#This Row],[Holiday]],Tabulation[[#This Row],[Season]],Tabulation[[#This Row],[Weekend]],\"-\",IF(Tabulation[[#This Row],[Hour]]<10,0,\"\"),C8450)","v":"0Winter0-22"},{"$f":"VLOOKUP(Tabulation[[#This Row],[Concat]],Table3[],8)","v":0.28519},{"$f":"(Tabulation[[#This Row],[AC System Output (kW)]]*Tabulation[[#This Row],[Rate]])","v":0}]
[12,17,23,0,{"$f":"Tabulation[[#This Row],[AC System Output (W)]]/1000","v":0},{"$f":"VLOOKUP(Tabulation[[#This Row],[Month]],Season,2)","v":"Winter"},{"$f":"(DATE(2021,Tabulation[[#This Row],[Month]],Tabulation[[#This Row],[Day]]))","v":"2021-12-17"},{"$f":"WEEKDAY(Tabulation[[#This Row],[Date]])","v":6},{"$f":"IF(OR(Tabulation[[#This Row],[DayNo]]=1,Tabulation[[#This Row],[DayNo]]=7),1,0)","v":0},{"$f":"COUNTIF(Holidays,Tabulation[[#This Row],[Date]])","v":0},{"$f":"CONCATENATE(Tabulation[[#This Row],[Holiday]],Tabulation[[#This Row],[Season]],Tabulation[[#This Row],[Weekend]],\"-\",IF(Tabulation[[#This Row],[Hour]]<10,0,\"\"),C8451)","v":"0Winter0-23"},{"$f":"VLOOKUP(Tabulation[[#This Row],[Concat]],Table3[],8)","v":0.28519},{"$f":"(Tabulation[[#This Row],[AC System Output (kW)]]*Tabulation[[#This Row],[Rate]])","v":0}]
[12,18,0,0,{"$f":"Tabulation[[#This Row],[AC System Output (W)]]/1000","v":0},{"$f":"VLOOKUP(Tabulation[[#This Row],[Month]],Season,2)","v":"Winter"},{"$f":"(DATE(2021,Tabulation[[#This Row],[Month]],Tabulation[[#This Row],[Day]]))","v":"2021-12-18"},{"$f":"WEEKDAY(Tabulation[[#This Row],[Date]])","v":7},{"$f":"IF(OR(Tabulation[[#This Row],[DayNo]]=1,Tabulation[[#This Row],[DayNo]]=7),1,0)","v":1},{"$f":"COUNTIF(Holidays,Tabulation[[#This Row],[Date]])","v":0},{"$f":"CONCATENATE(Tabulation[[#This Row],[Holiday]],Tabulation[[#This Row],[Season]],Tabulation[[#This Row],[Weekend]],\"-\",IF(Tabulation[[#This Row],[Hour]]<10,0,\"\"),C8452)","v":"0Winter1-00"},{"$f":"VLOOKUP(Tabulation[[#This Row],[Concat]],Table3[],8)","v":0.28519},{"$f":"(Tabulation[[#This Row],[AC System Output (kW)]]*Tabulation[[#This Row],[Rate]])","v":0}]
[12,18,1,0,{"$f":"Tabulation[[#This Row],[AC System Output (W)]]/1000","v":0},{"$f":"VLOOKUP(Tabulation[[#This Row],[Month]],Season,2)","v":"Winter"},{"$f":"(DATE(2021,Tabulation[[#This Row],[Month]],Tabulation[[#This Row],[Day]]))","v":"2021-12-18"},{"$f":"WEEKDAY(Tabulation[[#This Row],[Date]])","v":7},{"$f":"IF(OR(Tabulation[[#This Row],[DayNo]]=1,Tabulation[[#This Row],[DayNo]]=7),1,0)","v":1},{"$f":"COUNTIF(Holidays,Tabulation[[#This Row],[Date]])","v":0},{"$f":"CONCATENATE(Tabulation[[#This Row],[Holiday]],Tabulation[[#This Row],[Season]],Tabulation[[#This Row],[Weekend]],\"-\",IF(Tabulation[[#This Row],[Hour]]<10,0,\"\"),C8453)","v":"0Winter1-01"},{"$f":"VLOOKUP(Tabulation[[#This Row],[Concat]],Table3[],8)","v":0.28519},{"$f":"(Tabulation[[#This Row],[AC System Output (kW)]]*Tabulation[[#This Row],[Rate]])","v":0}]
[12,18,2,0,{"$f":"Tabulation[[#This Row],[AC System Output (W)]]/1000","v":0},{"$f":"VLOOKUP(Tabulation[[#This Row],[Month]],Season,2)","v":"Winter"},{"$f":"(DATE(2021,Tabulation[[#This Row],[Month]],Tabulation[[#This Row],[Day]]))","v":"2021-12-18"},{"$f":"WEEKDAY(Tabulation[[#This Row],[Date]])","v":7},{"$f":"IF(OR(Tabulation[[#This Row],[DayNo]]=1,Tabulation[[#This Row],[DayNo]]=7),1,0)","v":1},{"$f":"COUNTIF(Holidays,Tabulation[[#This Row],[Date]])","v":0},{"$f":"CONCATENATE(Tabulation[[#This Row],[Holiday]],Tabulation[[#This Row],[Season]],Tabulation[[#This Row],[Weekend]],\"-\",IF(Tabulation[[#This Row],[Hour]]<10,0,\"\"),C8454)","v":"0Winter1-02"},{"$f":"VLOOKUP(Tabulation[[#This Row],[Concat]],Table3[],8)","v":0.28519},{"$f":"(Tabulation[[#This Row],[AC System Output (kW)]]*Tabulation[[#This Row],[Rate]])","v":0}]
[12,18,3,0,{"$f":"Tabulation[[#This Row],[AC System Output (W)]]/1000","v":0},{"$f":"VLOOKUP(Tabulation[[#This Row],[Month]],Season,2)","v":"Winter"},{"$f":"(DATE(2021,Tabulation[[#This Row],[Month]],Tabulation[[#This Row],[Day]]))","v":"2021-12-18"},{"$f":"WEEKDAY(Tabulation[[#This Row],[Date]])","v":7},{"$f":"IF(OR(Tabulation[[#This Row],[DayNo]]=1,Tabulation[[#This Row],[DayNo]]=7),1,0)","v":1},{"$f":"COUNTIF(Holidays,Tabulation[[#This Row],[Date]])","v":0},{"$f":"CONCATENATE(Tabulation[[#This Row],[Holiday]],Tabulation[[#This Row],[Season]],Tabulation[[#This Row],[Weekend]],\"-\",IF(Tabulation[[#This Row],[Hour]]<10,0,\"\"),C8455)","v":"0Winter1-03"},{"$f":"VLOOKUP(Tabulation[[#This Row],[Concat]],Table3[],8)","v":0.28519},{"$f":"(Tabulation[[#This Row],[AC System Output (kW)]]*Tabulation[[#This Row],[Rate]])","v":0}]
[12,18,4,0,{"$f":"Tabulation[[#This Row],[AC System Output (W)]]/1000","v":0},{"$f":"VLOOKUP(Tabulation[[#This Row],[Month]],Season,2)","v":"Winter"},{"$f":"(DATE(2021,Tabulation[[#This Row],[Month]],Tabulation[[#This Row],[Day]]))","v":"2021-12-18"},{"$f":"WEEKDAY(Tabulation[[#This Row],[Date]])","v":7},{"$f":"IF(OR(Tabulation[[#This Row],[DayNo]]=1,Tabulation[[#This Row],[DayNo]]=7),1,0)","v":1},{"$f":"COUNTIF(Holidays,Tabulation[[#This Row],[Date]])","v":0},{"$f":"CONCATENATE(Tabulation[[#This Row],[Holiday]],Tabulation[[#This Row],[Season]],Tabulation[[#This Row],[Weekend]],\"-\",IF(Tabulation[[#This Row],[Hour]]<10,0,\"\"),C8456)","v":"0Winter1-04"},{"$f":"VLOOKUP(Tabulation[[#This Row],[Concat]],Table3[],8)","v":0.28519},{"$f":"(Tabulation[[#This Row],[AC System Output (kW)]]*Tabulation[[#This Row],[Rate]])","v":0}]
[12,18,5,0,{"$f":"Tabulation[[#This Row],[AC System Output (W)]]/1000","v":0},{"$f":"VLOOKUP(Tabulation[[#This Row],[Month]],Season,2)","v":"Winter"},{"$f":"(DATE(2021,Tabulation[[#This Row],[Month]],Tabulation[[#This Row],[Day]]))","v":"2021-12-18"},{"$f":"WEEKDAY(Tabulation[[#This Row],[Date]])","v":7},{"$f":"IF(OR(Tabulation[[#This Row],[DayNo]]=1,Tabulation[[#This Row],[DayNo]]=7),1,0)","v":1},{"$f":"COUNTIF(Holidays,Tabulation[[#This Row],[Date]])","v":0},{"$f":"CONCATENATE(Tabulation[[#This Row],[Holiday]],Tabulation[[#This Row],[Season]],Tabulation[[#This Row],[Weekend]],\"-\",IF(Tabulation[[#This Row],[Hour]]<10,0,\"\"),C8457)","v":"0Winter1-05"},{"$f":"VLOOKUP(Tabulation[[#This Row],[Concat]],Table3[],8)","v":0.28519},{"$f":"(Tabulation[[#This Row],[AC System Output (kW)]]*Tabulation[[#This Row],[Rate]])","v":0}]
[12,18,6,0,{"$f":"Tabulation[[#This Row],[AC System Output (W)]]/1000","v":0},{"$f":"VLOOKUP(Tabulation[[#This Row],[Month]],Season,2)","v":"Winter"},{"$f":"(DATE(2021,Tabulation[[#This Row],[Month]],Tabulation[[#This Row],[Day]]))","v":"2021-12-18"},{"$f":"WEEKDAY(Tabulation[[#This Row],[Date]])","v":7},{"$f":"IF(OR(Tabulation[[#This Row],[DayNo]]=1,Tabulation[[#This Row],[DayNo]]=7),1,0)","v":1},{"$f":"COUNTIF(Holidays,Tabulation[[#This Row],[Date]])","v":0},{"$f":"CONCATENATE(Tabulation[[#This Row],[Holiday]],Tabulation[[#This Row],[Season]],Tabulation[[#This Row],[Weekend]],\"-\",IF(Tabulation[[#This Row],[Hour]]<10,0,\"\"),C8458)","v":"0Winter1-06"},{"$f":"VLOOKUP(Tabulation[[#This Row],[Concat]],Table3[],8)","v":0.28519},{"$f":"(Tabulation[[#This Row],[AC System Output (kW)]]*Tabulation[[#This Row],[Rate]])","v":0}]
[12,18,7,318.36500000000001,{"$f":"Tabulation[[#This Row],[AC System Output (W)]]/1000","v":0.31836500000000001},{"$f":"VLOOKUP(Tabulation[[#This Row],[Month]],Season,2)","v":"Winter"},{"$f":"(DATE(2021,Tabulation[[#This Row],[Month]],Tabulation[[#This Row],[Day]]))","v":"2021-12-18"},{"$f":"WEEKDAY(Tabulation[[#This Row],[Date]])","v":7},{"$f":"IF(OR(Tabulation[[#This Row],[DayNo]]=1,Tabulation[[#This Row],[DayNo]]=7),1,0)","v":1},{"$f":"COUNTIF(Holidays,Tabulation[[#This Row],[Date]])","v":0},{"$f":"CONCATENATE(Tabulation[[#This Row],[Holiday]],Tabulation[[#This Row],[Season]],Tabulation[[#This Row],[Weekend]],\"-\",IF(Tabulation[[#This Row],[Hour]]<10,0,\"\"),C8459)","v":"0Winter1-07"},{"$f":"VLOOKUP(Tabulation[[#This Row],[Concat]],Table3[],8)","v":0.28519},{"$f":"(Tabulation[[#This Row],[AC System Output (kW)]]*Tabulation[[#This Row],[Rate]])","v":9.0794514350000008E-2}]
[12,18,8,1128.819,{"$f":"Tabulation[[#This Row],[AC System Output (W)]]/1000","v":1.128819},{"$f":"VLOOKUP(Tabulation[[#This Row],[Month]],Season,2)","v":"Winter"},{"$f":"(DATE(2021,Tabulation[[#This Row],[Month]],Tabulation[[#This Row],[Day]]))","v":"2021-12-18"},{"$f":"WEEKDAY(Tabulation[[#This Row],[Date]])","v":7},{"$f":"IF(OR(Tabulation[[#This Row],[DayNo]]=1,Tabulation[[#This Row],[DayNo]]=7),1,0)","v":1},{"$f":"COUNTIF(Holidays,Tabulation[[#This Row],[Date]])","v":0},{"$f":"CONCATENATE(Tabulation[[#This Row],[Holiday]],Tabulation[[#This Row],[Season]],Tabulation[[#This Row],[Weekend]],\"-\",IF(Tabulation[[#This Row],[Hour]]<10,0,\"\"),C8460)","v":"0Winter1-08"},{"$f":"VLOOKUP(Tabulation[[#This Row],[Concat]],Table3[],8)","v":0.28519},{"$f":"(Tabulation[[#This Row],[AC System Output (kW)]]*Tabulation[[#This Row],[Rate]])","v":0.32192789060999999}]
[12,18,9,1816.3979999999999,{"$f":"Tabulation[[#This Row],[AC System Output (W)]]/1000","v":1.816398},{"$f":"VLOOKUP(Tabulation[[#This Row],[Month]],Season,2)","v":"Winter"},{"$f":"(DATE(2021,Tabulation[[#This Row],[Month]],Tabulation[[#This Row],[Day]]))","v":"2021-12-18"},{"$f":"WEEKDAY(Tabulation[[#This Row],[Date]])","v":7},{"$f":"IF(OR(Tabulation[[#This Row],[DayNo]]=1,Tabulation[[#This Row],[DayNo]]=7),1,0)","v":1},{"$f":"COUNTIF(Holidays,Tabulation[[#This Row],[Date]])","v":0},{"$f":"CONCATENATE(Tabulation[[#This Row],[Holiday]],Tabulation[[#This Row],[Season]],Tabulation[[#This Row],[Weekend]],\"-\",IF(Tabulation[[#This Row],[Hour]]<10,0,\"\"),C8461)","v":"0Winter1-09"},{"$f":"VLOOKUP(Tabulation[[#This Row],[Concat]],Table3[],8)","v":0.28519},{"$f":"(Tabulation[[#This Row],[AC System Output (kW)]]*Tabulation[[#This Row],[Rate]])","v":0.51801854561999994}]
[12,18,10,2255.317,{"$f":"Tabulation[[#This Row],[AC System Output (W)]]/1000","v":2.2553169999999998},{"$f":"VLOOKUP(Tabulation[[#This Row],[Month]],Season,2)","v":"Winter"},{"$f":"(DATE(2021,Tabulation[[#This Row],[Month]],Tabulation[[#This Row],[Day]]))","v":"2021-12-18"},{"$f":"WEEKDAY(Tabulation[[#This Row],[Date]])","v":7},{"$f":"IF(OR(Tabulation[[#This Row],[DayNo]]=1,Tabulation[[#This Row],[DayNo]]=7),1,0)","v":1},{"$f":"COUNTIF(Holidays,Tabulation[[#This Row],[Date]])","v":0},{"$f":"CONCATENATE(Tabulation[[#This Row],[Holiday]],Tabulation[[#This Row],[Season]],Tabulation[[#This Row],[Weekend]],\"-\",IF(Tabulation[[#This Row],[Hour]]<10,0,\"\"),C8462)","v":"0Winter1-10"},{"$f":"VLOOKUP(Tabulation[[#This Row],[Concat]],Table3[],8)","v":0.28519},{"$f":"(Tabulation[[#This Row],[AC System Output (kW)]]*Tabulation[[#This Row],[Rate]])","v":0.64319385522999994}]
[12,18,11,2168.2820000000002,{"$f":"Tabulation[[#This Row],[AC System Output (W)]]/1000","v":2.168282},{"$f":"VLOOKUP(Tabulation[[#This Row],[Month]],Season,2)","v":"Winter"},{"$f":"(DATE(2021,Tabulation[[#This Row],[Month]],Tabulation[[#This Row],[Day]]))","v":"2021-12-18"},{"$f":"WEEKDAY(Tabulation[[#This Row],[Date]])","v":7},{"$f":"IF(OR(Tabulation[[#This Row],[DayNo]]=1,Tabulation[[#This Row],[DayNo]]=7),1,0)","v":1},{"$f":"COUNTIF(Holidays,Tabulation[[#This Row],[Date]])","v":0},{"$f":"CONCATENATE(Tabulation[[#This Row],[Holiday]],Tabulation[[#This Row],[Season]],Tabulation[[#This Row],[Weekend]],\"-\",IF(Tabulation[[#This Row],[Hour]]<10,0,\"\"),C8463)","v":"0Winter1-11"},{"$f":"VLOOKUP(Tabulation[[#This Row],[Concat]],Table3[],8)","v":0.28519},{"$f":"(Tabulation[[#This Row],[AC System Output (kW)]]*Tabulation[[#This Row],[Rate]])","v":0.61837234358000004}]
[12,18,12,1718.884,{"$f":"Tabulation[[#This Row],[AC System Output (W)]]/1000","v":1.7188840000000001},{"$f":"VLOOKUP(Tabulation[[#This Row],[Month]],Season,2)","v":"Winter"},{"$f":"(DATE(2021,Tabulation[[#This Row],[Month]],Tabulation[[#This Row],[Day]]))","v":"2021-12-18"},{"$f":"WEEKDAY(Tabulation[[#This Row],[Date]])","v":7},{"$f":"IF(OR(Tabulation[[#This Row],[DayNo]]=1,Tabulation[[#This Row],[DayNo]]=7),1,0)","v":1},{"$f":"COUNTIF(Holidays,Tabulation[[#This Row],[Date]])","v":0},{"$f":"CONCATENATE(Tabulation[[#This Row],[Holiday]],Tabulation[[#This Row],[Season]],Tabulation[[#This Row],[Weekend]],\"-\",IF(Tabulation[[#This Row],[Hour]]<10,0,\"\"),C8464)","v":"0Winter1-12"},{"$f":"VLOOKUP(Tabulation[[#This Row],[Concat]],Table3[],8)","v":0.28519},{"$f":"(Tabulation[[#This Row],[AC System Output (kW)]]*Tabulation[[#This Row],[Rate]])","v":0.49020852796000003}]
[12,18,13,1461.663,{"$f":"Tabulation[[#This Row],[AC System Output (W)]]/1000","v":1.4616629999999999},{"$f":"VLOOKUP(Tabulation[[#This Row],[Month]],Season,2)","v":"Winter"},{"$f":"(DATE(2021,Tabulation[[#This Row],[Month]],Tabulation[[#This Row],[Day]]))","v":"2021-12-18"},{"$f":"WEEKDAY(Tabulation[[#This Row],[Date]])","v":7},{"$f":"IF(OR(Tabulation[[#This Row],[DayNo]]=1,Tabulation[[#This Row],[DayNo]]=7),1,0)","v":1},{"$f":"COUNTIF(Holidays,Tabulation[[#This Row],[Date]])","v":0},{"$f":"CONCATENATE(Tabulation[[#This Row],[Holiday]],Tabulation[[#This Row],[Season]],Tabulation[[#This Row],[Weekend]],\"-\",IF(Tabulation[[#This Row],[Hour]]<10,0,\"\"),C8465)","v":"0Winter1-13"},{"$f":"VLOOKUP(Tabulation[[#This Row],[Concat]],Table3[],8)","v":0.28519},{"$f":"(Tabulation[[#This Row],[AC System Output (kW)]]*Tabulation[[#This Row],[Rate]])","v":0.41685167096999998}]
[12,18,14,1235.7239999999999,{"$f":"Tabulation[[#This Row],[AC System Output (W)]]/1000","v":1.2357239999999998},{"$f":"VLOOKUP(Tabulation[[#This Row],[Month]],Season,2)","v":"Winter"},{"$f":"(DATE(2021,Tabulation[[#This Row],[Month]],Tabulation[[#This Row],[Day]]))","v":"2021-12-18"},{"$f":"WEEKDAY(Tabulation[[#This Row],[Date]])","v":7},{"$f":"IF(OR(Tabulation[[#This Row],[DayNo]]=1,Tabulation[[#This Row],[DayNo]]=7),1,0)","v":1},{"$f":"COUNTIF(Holidays,Tabulation[[#This Row],[Date]])","v":0},{"$f":"CONCATENATE(Tabulation[[#This Row],[Holiday]],Tabulation[[#This Row],[Season]],Tabulation[[#This Row],[Weekend]],\"-\",IF(Tabulation[[#This Row],[Hour]]<10,0,\"\"),C8466)","v":"0Winter1-14"},{"$f":"VLOOKUP(Tabulation[[#This Row],[Concat]],Table3[],8)","v":0.28519},{"$f":"(Tabulation[[#This Row],[AC System Output (kW)]]*Tabulation[[#This Row],[Rate]])","v":0.35241612755999996}]
[12,18,15,725.22900000000004,{"$f":"Tabulation[[#This Row],[AC System Output (W)]]/1000","v":0.72522900000000001},{"$f":"VLOOKUP(Tabulation[[#This Row],[Month]],Season,2)","v":"Winter"},{"$f":"(DATE(2021,Tabulation[[#This Row],[Month]],Tabulation[[#This Row],[Day]]))","v":"2021-12-18"},{"$f":"WEEKDAY(Tabulation[[#This Row],[Date]])","v":7},{"$f":"IF(OR(Tabulation[[#This Row],[DayNo]]=1,Tabulation[[#This Row],[DayNo]]=7),1,0)","v":1},{"$f":"COUNTIF(Holidays,Tabulation[[#This Row],[Date]])","v":0},{"$f":"CONCATENATE(Tabulation[[#This Row],[Holiday]],Tabulation[[#This Row],[Season]],Tabulation[[#This Row],[Weekend]],\"-\",IF(Tabulation[[#This Row],[Hour]]<10,0,\"\"),C8467)","v":"0Winter1-15"},{"$f":"VLOOKUP(Tabulation[[#This Row],[Concat]],Table3[],8)","v":0.28519},{"$f":"(Tabulation[[#This Row],[AC System Output (kW)]]*Tabulation[[#This Row],[Rate]])","v":0.20682805851}]
[12,18,16,302.88299999999998,{"$f":"Tabulation[[#This Row],[AC System Output (W)]]/1000","v":0.30288299999999996},{"$f":"VLOOKUP(Tabulation[[#This Row],[Month]],Season,2)","v":"Winter"},{"$f":"(DATE(2021,Tabulation[[#This Row],[Month]],Tabulation[[#This Row],[Day]]))","v":"2021-12-18"},{"$f":"WEEKDAY(Tabulation[[#This Row],[Date]])","v":7},{"$f":"IF(OR(Tabulation[[#This Row],[DayNo]]=1,Tabulation[[#This Row],[DayNo]]=7),1,0)","v":1},{"$f":"COUNTIF(Holidays,Tabulation[[#This Row],[Date]])","v":0},{"$f":"CONCATENATE(Tabulation[[#This Row],[Holiday]],Tabulation[[#This Row],[Season]],Tabulation[[#This Row],[Weekend]],\"-\",IF(Tabulation[[#This Row],[Hour]]<10,0,\"\"),C8468)","v":"0Winter1-16"},{"$f":"VLOOKUP(Tabulation[[#This Row],[Concat]],Table3[],8)","v":0.28519},{"$f":"(Tabulation[[#This Row],[AC System Output (kW)]]*Tabulation[[#This Row],[Rate]])","v":8.6379202769999983E-2}]
[12,18,17,0,{"$f":"Tabulation[[#This Row],[AC System Output (W)]]/1000","v":0},{"$f":"VLOOKUP(Tabulation[[#This Row],[Month]],Season,2)","v":"Winter"},{"$f":"(DATE(2021,Tabulation[[#This Row],[Month]],Tabulation[[#This Row],[Day]]))","v":"2021-12-18"},{"$f":"WEEKDAY(Tabulation[[#This Row],[Date]])","v":7},{"$f":"IF(OR(Tabulation[[#This Row],[DayNo]]=1,Tabulation[[#This Row],[DayNo]]=7),1,0)","v":1},{"$f":"COUNTIF(Holidays,Tabulation[[#This Row],[Date]])","v":0},{"$f":"CONCATENATE(Tabulation[[#This Row],[Holiday]],Tabulation[[#This Row],[Season]],Tabulation[[#This Row],[Weekend]],\"-\",IF(Tabulation[[#This Row],[Hour]]<10,0,\"\"),C8469)","v":"0Winter1-17"},{"$f":"VLOOKUP(Tabulation[[#This Row],[Concat]],Table3[],8)","v":0.28519},{"$f":"(Tabulation[[#This Row],[AC System Output (kW)]]*Tabulation[[#This Row],[Rate]])","v":0}]
[12,18,18,0,{"$f":"Tabulation[[#This Row],[AC System Output (W)]]/1000","v":0},{"$f":"VLOOKUP(Tabulation[[#This Row],[Month]],Season,2)","v":"Winter"},{"$f":"(DATE(2021,Tabulation[[#This Row],[Month]],Tabulation[[#This Row],[Day]]))","v":"2021-12-18"},{"$f":"WEEKDAY(Tabulation[[#This Row],[Date]])","v":7},{"$f":"IF(OR(Tabulation[[#This Row],[DayNo]]=1,Tabulation[[#This Row],[DayNo]]=7),1,0)","v":1},{"$f":"COUNTIF(Holidays,Tabulation[[#This Row],[Date]])","v":0},{"$f":"CONCATENATE(Tabulation[[#This Row],[Holiday]],Tabulation[[#This Row],[Season]],Tabulation[[#This Row],[Weekend]],\"-\",IF(Tabulation[[#This Row],[Hour]]<10,0,\"\"),C8470)","v":"0Winter1-18"},{"$f":"VLOOKUP(Tabulation[[#This Row],[Concat]],Table3[],8)","v":0.28519},{"$f":"(Tabulation[[#This Row],[AC System Output (kW)]]*Tabulation[[#This Row],[Rate]])","v":0}]
[12,18,19,0,{"$f":"Tabulation[[#This Row],[AC System Output (W)]]/1000","v":0},{"$f":"VLOOKUP(Tabulation[[#This Row],[Month]],Season,2)","v":"Winter"},{"$f":"(DATE(2021,Tabulation[[#This Row],[Month]],Tabulation[[#This Row],[Day]]))","v":"2021-12-18"},{"$f":"WEEKDAY(Tabulation[[#This Row],[Date]])","v":7},{"$f":"IF(OR(Tabulation[[#This Row],[DayNo]]=1,Tabulation[[#This Row],[DayNo]]=7),1,0)","v":1},{"$f":"COUNTIF(Holidays,Tabulation[[#This Row],[Date]])","v":0},{"$f":"CONCATENATE(Tabulation[[#This Row],[Holiday]],Tabulation[[#This Row],[Season]],Tabulation[[#This Row],[Weekend]],\"-\",IF(Tabulation[[#This Row],[Hour]]<10,0,\"\"),C8471)","v":"0Winter1-19"},{"$f":"VLOOKUP(Tabulation[[#This Row],[Concat]],Table3[],8)","v":0.28519},{"$f":"(Tabulation[[#This Row],[AC System Output (kW)]]*Tabulation[[#This Row],[Rate]])","v":0}]
[12,18,20,0,{"$f":"Tabulation[[#This Row],[AC System Output (W)]]/1000","v":0},{"$f":"VLOOKUP(Tabulation[[#This Row],[Month]],Season,2)","v":"Winter"},{"$f":"(DATE(2021,Tabulation[[#This Row],[Month]],Tabulation[[#This Row],[Day]]))","v":"2021-12-18"},{"$f":"WEEKDAY(Tabulation[[#This Row],[Date]])","v":7},{"$f":"IF(OR(Tabulation[[#This Row],[DayNo]]=1,Tabulation[[#This Row],[DayNo]]=7),1,0)","v":1},{"$f":"COUNTIF(Holidays,Tabulation[[#This Row],[Date]])","v":0},{"$f":"CONCATENATE(Tabulation[[#This Row],[Holiday]],Tabulation[[#This Row],[Season]],Tabulation[[#This Row],[Weekend]],\"-\",IF(Tabulation[[#This Row],[Hour]]<10,0,\"\"),C8472)","v":"0Winter1-20"},{"$f":"VLOOKUP(Tabulation[[#This Row],[Concat]],Table3[],8)","v":0.28519},{"$f":"(Tabulation[[#This Row],[AC System Output (kW)]]*Tabulation[[#This Row],[Rate]])","v":0}]
[12,18,21,0,{"$f":"Tabulation[[#This Row],[AC System Output (W)]]/1000","v":0},{"$f":"VLOOKUP(Tabulation[[#This Row],[Month]],Season,2)","v":"Winter"},{"$f":"(DATE(2021,Tabulation[[#This Row],[Month]],Tabulation[[#This Row],[Day]]))","v":"2021-12-18"},{"$f":"WEEKDAY(Tabulation[[#This Row],[Date]])","v":7},{"$f":"IF(OR(Tabulation[[#This Row],[DayNo]]=1,Tabulation[[#This Row],[DayNo]]=7),1,0)","v":1},{"$f":"COUNTIF(Holidays,Tabulation[[#This Row],[Date]])","v":0},{"$f":"CONCATENATE(Tabulation[[#This Row],[Holiday]],Tabulation[[#This Row],[Season]],Tabulation[[#This Row],[Weekend]],\"-\",IF(Tabulation[[#This Row],[Hour]]<10,0,\"\"),C8473)","v":"0Winter1-21"},{"$f":"VLOOKUP(Tabulation[[#This Row],[Concat]],Table3[],8)","v":0.28519},{"$f":"(Tabulation[[#This Row],[AC System Output (kW)]]*Tabulation[[#This Row],[Rate]])","v":0}]
[12,18,22,0,{"$f":"Tabulation[[#This Row],[AC System Output (W)]]/1000","v":0},{"$f":"VLOOKUP(Tabulation[[#This Row],[Month]],Season,2)","v":"Winter"},{"$f":"(DATE(2021,Tabulation[[#This Row],[Month]],Tabulation[[#This Row],[Day]]))","v":"2021-12-18"},{"$f":"WEEKDAY(Tabulation[[#This Row],[Date]])","v":7},{"$f":"IF(OR(Tabulation[[#This Row],[DayNo]]=1,Tabulation[[#This Row],[DayNo]]=7),1,0)","v":1},{"$f":"COUNTIF(Holidays,Tabulation[[#This Row],[Date]])","v":0},{"$f":"CONCATENATE(Tabulation[[#This Row],[Holiday]],Tabulation[[#This Row],[Season]],Tabulation[[#This Row],[Weekend]],\"-\",IF(Tabulation[[#This Row],[Hour]]<10,0,\"\"),C8474)","v":"0Winter1-22"},{"$f":"VLOOKUP(Tabulation[[#This Row],[Concat]],Table3[],8)","v":0.28519},{"$f":"(Tabulation[[#This Row],[AC System Output (kW)]]*Tabulation[[#This Row],[Rate]])","v":0}]
[12,18,23,0,{"$f":"Tabulation[[#This Row],[AC System Output (W)]]/1000","v":0},{"$f":"VLOOKUP(Tabulation[[#This Row],[Month]],Season,2)","v":"Winter"},{"$f":"(DATE(2021,Tabulation[[#This Row],[Month]],Tabulation[[#This Row],[Day]]))","v":"2021-12-18"},{"$f":"WEEKDAY(Tabulation[[#This Row],[Date]])","v":7},{"$f":"IF(OR(Tabulation[[#This Row],[DayNo]]=1,Tabulation[[#This Row],[DayNo]]=7),1,0)","v":1},{"$f":"COUNTIF(Holidays,Tabulation[[#This Row],[Date]])","v":0},{"$f":"CONCATENATE(Tabulation[[#This Row],[Holiday]],Tabulation[[#This Row],[Season]],Tabulation[[#This Row],[Weekend]],\"-\",IF(Tabulation[[#This Row],[Hour]]<10,0,\"\"),C8475)","v":"0Winter1-23"},{"$f":"VLOOKUP(Tabulation[[#This Row],[Concat]],Table3[],8)","v":0.28519},{"$f":"(Tabulation[[#This Row],[AC System Output (kW)]]*Tabulation[[#This Row],[Rate]])","v":0}]
[12,19,0,0,{"$f":"Tabulation[[#This Row],[AC System Output (W)]]/1000","v":0},{"$f":"VLOOKUP(Tabulation[[#This Row],[Month]],Season,2)","v":"Winter"},{"$f":"(DATE(2021,Tabulation[[#This Row],[Month]],Tabulation[[#This Row],[Day]]))","v":"2021-12-19"},{"$f":"WEEKDAY(Tabulation[[#This Row],[Date]])","v":1},{"$f":"IF(OR(Tabulation[[#This Row],[DayNo]]=1,Tabulation[[#This Row],[DayNo]]=7),1,0)","v":1},{"$f":"COUNTIF(Holidays,Tabulation[[#This Row],[Date]])","v":0},{"$f":"CONCATENATE(Tabulation[[#This Row],[Holiday]],Tabulation[[#This Row],[Season]],Tabulation[[#This Row],[Weekend]],\"-\",IF(Tabulation[[#This Row],[Hour]]<10,0,\"\"),C8476)","v":"0Winter1-00"},{"$f":"VLOOKUP(Tabulation[[#This Row],[Concat]],Table3[],8)","v":0.28519},{"$f":"(Tabulation[[#This Row],[AC System Output (kW)]]*Tabulation[[#This Row],[Rate]])","v":0}]
[12,19,1,0,{"$f":"Tabulation[[#This Row],[AC System Output (W)]]/1000","v":0},{"$f":"VLOOKUP(Tabulation[[#This Row],[Month]],Season,2)","v":"Winter"},{"$f":"(DATE(2021,Tabulation[[#This Row],[Month]],Tabulation[[#This Row],[Day]]))","v":"2021-12-19"},{"$f":"WEEKDAY(Tabulation[[#This Row],[Date]])","v":1},{"$f":"IF(OR(Tabulation[[#This Row],[DayNo]]=1,Tabulation[[#This Row],[DayNo]]=7),1,0)","v":1},{"$f":"COUNTIF(Holidays,Tabulation[[#This Row],[Date]])","v":0},{"$f":"CONCATENATE(Tabulation[[#This Row],[Holiday]],Tabulation[[#This Row],[Season]],Tabulation[[#This Row],[Weekend]],\"-\",IF(Tabulation[[#This Row],[Hour]]<10,0,\"\"),C8477)","v":"0Winter1-01"},{"$f":"VLOOKUP(Tabulation[[#This Row],[Concat]],Table3[],8)","v":0.28519},{"$f":"(Tabulation[[#This Row],[AC System Output (kW)]]*Tabulation[[#This Row],[Rate]])","v":0}]
[12,19,2,0,{"$f":"Tabulation[[#This Row],[AC System Output (W)]]/1000","v":0},{"$f":"VLOOKUP(Tabulation[[#This Row],[Month]],Season,2)","v":"Winter"},{"$f":"(DATE(2021,Tabulation[[#This Row],[Month]],Tabulation[[#This Row],[Day]]))","v":"2021-12-19"},{"$f":"WEEKDAY(Tabulation[[#This Row],[Date]])","v":1},{"$f":"IF(OR(Tabulation[[#This Row],[DayNo]]=1,Tabulation[[#This Row],[DayNo]]=7),1,0)","v":1},{"$f":"COUNTIF(Holidays,Tabulation[[#This Row],[Date]])","v":0},{"$f":"CONCATENATE(Tabulation[[#This Row],[Holiday]],Tabulation[[#This Row],[Season]],Tabulation[[#This Row],[Weekend]],\"-\",IF(Tabulation[[#This Row],[Hour]]<10,0,\"\"),C8478)","v":"0Winter1-02"},{"$f":"VLOOKUP(Tabulation[[#This Row],[Concat]],Table3[],8)","v":0.28519},{"$f":"(Tabulation[[#This Row],[AC System Output (kW)]]*Tabulation[[#This Row],[Rate]])","v":0}]
[12,19,3,0,{"$f":"Tabulation[[#This Row],[AC System Output (W)]]/1000","v":0},{"$f":"VLOOKUP(Tabulation[[#This Row],[Month]],Season,2)","v":"Winter"},{"$f":"(DATE(2021,Tabulation[[#This Row],[Month]],Tabulation[[#This Row],[Day]]))","v":"2021-12-19"},{"$f":"WEEKDAY(Tabulation[[#This Row],[Date]])","v":1},{"$f":"IF(OR(Tabulation[[#This Row],[DayNo]]=1,Tabulation[[#This Row],[DayNo]]=7),1,0)","v":1},{"$f":"COUNTIF(Holidays,Tabulation[[#This Row],[Date]])","v":0},{"$f":"CONCATENATE(Tabulation[[#This Row],[Holiday]],Tabulation[[#This Row],[Season]],Tabulation[[#This Row],[Weekend]],\"-\",IF(Tabulation[[#This Row],[Hour]]<10,0,\"\"),C8479)","v":"0Winter1-03"},{"$f":"VLOOKUP(Tabulation[[#This Row],[Concat]],Table3[],8)","v":0.28519},{"$f":"(Tabulation[[#This Row],[AC System Output (kW)]]*Tabulation[[#This Row],[Rate]])","v":0}]
[12,19,4,0,{"$f":"Tabulation[[#This Row],[AC System Output (W)]]/1000","v":0},{"$f":"VLOOKUP(Tabulation[[#This Row],[Month]],Season,2)","v":"Winter"},{"$f":"(DATE(2021,Tabulation[[#This Row],[Month]],Tabulation[[#This Row],[Day]]))","v":"2021-12-19"},{"$f":"WEEKDAY(Tabulation[[#This Row],[Date]])","v":1},{"$f":"IF(OR(Tabulation[[#This Row],[DayNo]]=1,Tabulation[[#This Row],[DayNo]]=7),1,0)","v":1},{"$f":"COUNTIF(Holidays,Tabulation[[#This Row],[Date]])","v":0},{"$f":"CONCATENATE(Tabulation[[#This Row],[Holiday]],Tabulation[[#This Row],[Season]],Tabulation[[#This Row],[Weekend]],\"-\",IF(Tabulation[[#This Row],[Hour]]<10,0,\"\"),C8480)","v":"0Winter1-04"},{"$f":"VLOOKUP(Tabulation[[#This Row],[Concat]],Table3[],8)","v":0.28519},{"$f":"(Tabulation[[#This Row],[AC System Output (kW)]]*Tabulation[[#This Row],[Rate]])","v":0}]
[12,19,5,0,{"$f":"Tabulation[[#This Row],[AC System Output (W)]]/1000","v":0},{"$f":"VLOOKUP(Tabulation[[#This Row],[Month]],Season,2)","v":"Winter"},{"$f":"(DATE(2021,Tabulation[[#This Row],[Month]],Tabulation[[#This Row],[Day]]))","v":"2021-12-19"},{"$f":"WEEKDAY(Tabulation[[#This Row],[Date]])","v":1},{"$f":"IF(OR(Tabulation[[#This Row],[DayNo]]=1,Tabulation[[#This Row],[DayNo]]=7),1,0)","v":1},{"$f":"COUNTIF(Holidays,Tabulation[[#This Row],[Date]])","v":0},{"$f":"CONCATENATE(Tabulation[[#This Row],[Holiday]],Tabulation[[#This Row],[Season]],Tabulation[[#This Row],[Weekend]],\"-\",IF(Tabulation[[#This Row],[Hour]]<10,0,\"\"),C8481)","v":"0Winter1-05"},{"$f":"VLOOKUP(Tabulation[[#This Row],[Concat]],Table3[],8)","v":0.28519},{"$f":"(Tabulation[[#This Row],[AC System Output (kW)]]*Tabulation[[#This Row],[Rate]])","v":0}]
[12,19,6,0,{"$f":"Tabulation[[#This Row],[AC System Output (W)]]/1000","v":0},{"$f":"VLOOKUP(Tabulation[[#This Row],[Month]],Season,2)","v":"Winter"},{"$f":"(DATE(2021,Tabulation[[#This Row],[Month]],Tabulation[[#This Row],[Day]]))","v":"2021-12-19"},{"$f":"WEEKDAY(Tabulation[[#This Row],[Date]])","v":1},{"$f":"IF(OR(Tabulation[[#This Row],[DayNo]]=1,Tabulation[[#This Row],[DayNo]]=7),1,0)","v":1},{"$f":"COUNTIF(Holidays,Tabulation[[#This Row],[Date]])","v":0},{"$f":"CONCATENATE(Tabulation[[#This Row],[Holiday]],Tabulation[[#This Row],[Season]],Tabulation[[#This Row],[Weekend]],\"-\",IF(Tabulation[[#This Row],[Hour]]<10,0,\"\"),C8482)","v":"0Winter1-06"},{"$f":"VLOOKUP(Tabulation[[#This Row],[Concat]],Table3[],8)","v":0.28519},{"$f":"(Tabulation[[#This Row],[AC System Output (kW)]]*Tabulation[[#This Row],[Rate]])","v":0}]
[12,19,7,173.208,{"$f":"Tabulation[[#This Row],[AC System Output (W)]]/1000","v":0.173208},{"$f":"VLOOKUP(Tabulation[[#This Row],[Month]],Season,2)","v":"Winter"},{"$f":"(DATE(2021,Tabulation[[#This Row],[Month]],Tabulation[[#This Row],[Day]]))","v":"2021-12-19"},{"$f":"WEEKDAY(Tabulation[[#This Row],[Date]])","v":1},{"$f":"IF(OR(Tabulation[[#This Row],[DayNo]]=1,Tabulation[[#This Row],[DayNo]]=7),1,0)","v":1},{"$f":"COUNTIF(Holidays,Tabulation[[#This Row],[Date]])","v":0},{"$f":"CONCATENATE(Tabulation[[#This Row],[Holiday]],Tabulation[[#This Row],[Season]],Tabulation[[#This Row],[Weekend]],\"-\",IF(Tabulation[[#This Row],[Hour]]<10,0,\"\"),C8483)","v":"0Winter1-07"},{"$f":"VLOOKUP(Tabulation[[#This Row],[Concat]],Table3[],8)","v":0.28519},{"$f":"(Tabulation[[#This Row],[AC System Output (kW)]]*Tabulation[[#This Row],[Rate]])","v":4.9397189520000002E-2}]
[12,19,8,653.18499999999995,{"$f":"Tabulation[[#This Row],[AC System Output (W)]]/1000","v":0.6531849999999999},{"$f":"VLOOKUP(Tabulation[[#This Row],[Month]],Season,2)","v":"Winter"},{"$f":"(DATE(2021,Tabulation[[#This Row],[Month]],Tabulation[[#This Row],[Day]]))","v":"2021-12-19"},{"$f":"WEEKDAY(Tabulation[[#This Row],[Date]])","v":1},{"$f":"IF(OR(Tabulation[[#This Row],[DayNo]]=1,Tabulation[[#This Row],[DayNo]]=7),1,0)","v":1},{"$f":"COUNTIF(Holidays,Tabulation[[#This Row],[Date]])","v":0},{"$f":"CONCATENATE(Tabulation[[#This Row],[Holiday]],Tabulation[[#This Row],[Season]],Tabulation[[#This Row],[Weekend]],\"-\",IF(Tabulation[[#This Row],[Hour]]<10,0,\"\"),C8484)","v":"0Winter1-08"},{"$f":"VLOOKUP(Tabulation[[#This Row],[Concat]],Table3[],8)","v":0.28519},{"$f":"(Tabulation[[#This Row],[AC System Output (kW)]]*Tabulation[[#This Row],[Rate]])","v":0.18628183014999997}]
[12,19,9,1294.893,{"$f":"Tabulation[[#This Row],[AC System Output (W)]]/1000","v":1.2948930000000001},{"$f":"VLOOKUP(Tabulation[[#This Row],[Month]],Season,2)","v":"Winter"},{"$f":"(DATE(2021,Tabulation[[#This Row],[Month]],Tabulation[[#This Row],[Day]]))","v":"2021-12-19"},{"$f":"WEEKDAY(Tabulation[[#This Row],[Date]])","v":1},{"$f":"IF(OR(Tabulation[[#This Row],[DayNo]]=1,Tabulation[[#This Row],[DayNo]]=7),1,0)","v":1},{"$f":"COUNTIF(Holidays,Tabulation[[#This Row],[Date]])","v":0},{"$f":"CONCATENATE(Tabulation[[#This Row],[Holiday]],Tabulation[[#This Row],[Season]],Tabulation[[#This Row],[Weekend]],\"-\",IF(Tabulation[[#This Row],[Hour]]<10,0,\"\"),C8485)","v":"0Winter1-09"},{"$f":"VLOOKUP(Tabulation[[#This Row],[Concat]],Table3[],8)","v":0.28519},{"$f":"(Tabulation[[#This Row],[AC System Output (kW)]]*Tabulation[[#This Row],[Rate]])","v":0.36929053467}]
[12,19,10,1705.7180000000001,{"$f":"Tabulation[[#This Row],[AC System Output (W)]]/1000","v":1.7057180000000001},{"$f":"VLOOKUP(Tabulation[[#This Row],[Month]],Season,2)","v":"Winter"},{"$f":"(DATE(2021,Tabulation[[#This Row],[Month]],Tabulation[[#This Row],[Day]]))","v":"2021-12-19"},{"$f":"WEEKDAY(Tabulation[[#This Row],[Date]])","v":1},{"$f":"IF(OR(Tabulation[[#This Row],[DayNo]]=1,Tabulation[[#This Row],[DayNo]]=7),1,0)","v":1},{"$f":"COUNTIF(Holidays,Tabulation[[#This Row],[Date]])","v":0},{"$f":"CONCATENATE(Tabulation[[#This Row],[Holiday]],Tabulation[[#This Row],[Season]],Tabulation[[#This Row],[Weekend]],\"-\",IF(Tabulation[[#This Row],[Hour]]<10,0,\"\"),C8486)","v":"0Winter1-10"},{"$f":"VLOOKUP(Tabulation[[#This Row],[Concat]],Table3[],8)","v":0.28519},{"$f":"(Tabulation[[#This Row],[AC System Output (kW)]]*Tabulation[[#This Row],[Rate]])","v":0.48645371642000002}]
[12,19,11,1680.1010000000001,{"$f":"Tabulation[[#This Row],[AC System Output (W)]]/1000","v":1.6801010000000001},{"$f":"VLOOKUP(Tabulation[[#This Row],[Month]],Season,2)","v":"Winter"},{"$f":"(DATE(2021,Tabulation[[#This Row],[Month]],Tabulation[[#This Row],[Day]]))","v":"2021-12-19"},{"$f":"WEEKDAY(Tabulation[[#This Row],[Date]])","v":1},{"$f":"IF(OR(Tabulation[[#This Row],[DayNo]]=1,Tabulation[[#This Row],[DayNo]]=7),1,0)","v":1},{"$f":"COUNTIF(Holidays,Tabulation[[#This Row],[Date]])","v":0},{"$f":"CONCATENATE(Tabulation[[#This Row],[Holiday]],Tabulation[[#This Row],[Season]],Tabulation[[#This Row],[Weekend]],\"-\",IF(Tabulation[[#This Row],[Hour]]<10,0,\"\"),C8487)","v":"0Winter1-11"},{"$f":"VLOOKUP(Tabulation[[#This Row],[Concat]],Table3[],8)","v":0.28519},{"$f":"(Tabulation[[#This Row],[AC System Output (kW)]]*Tabulation[[#This Row],[Rate]])","v":0.47914800419000003}]
[12,19,12,1764.8209999999999,{"$f":"Tabulation[[#This Row],[AC System Output (W)]]/1000","v":1.764821},{"$f":"VLOOKUP(Tabulation[[#This Row],[Month]],Season,2)","v":"Winter"},{"$f":"(DATE(2021,Tabulation[[#This Row],[Month]],Tabulation[[#This Row],[Day]]))","v":"2021-12-19"},{"$f":"WEEKDAY(Tabulation[[#This Row],[Date]])","v":1},{"$f":"IF(OR(Tabulation[[#This Row],[DayNo]]=1,Tabulation[[#This Row],[DayNo]]=7),1,0)","v":1},{"$f":"COUNTIF(Holidays,Tabulation[[#This Row],[Date]])","v":0},{"$f":"CONCATENATE(Tabulation[[#This Row],[Holiday]],Tabulation[[#This Row],[Season]],Tabulation[[#This Row],[Weekend]],\"-\",IF(Tabulation[[#This Row],[Hour]]<10,0,\"\"),C8488)","v":"0Winter1-12"},{"$f":"VLOOKUP(Tabulation[[#This Row],[Concat]],Table3[],8)","v":0.28519},{"$f":"(Tabulation[[#This Row],[AC System Output (kW)]]*Tabulation[[#This Row],[Rate]])","v":0.50330930099000004}]
[12,19,13,1354.83,{"$f":"Tabulation[[#This Row],[AC System Output (W)]]/1000","v":1.35483},{"$f":"VLOOKUP(Tabulation[[#This Row],[Month]],Season,2)","v":"Winter"},{"$f":"(DATE(2021,Tabulation[[#This Row],[Month]],Tabulation[[#This Row],[Day]]))","v":"2021-12-19"},{"$f":"WEEKDAY(Tabulation[[#This Row],[Date]])","v":1},{"$f":"IF(OR(Tabulation[[#This Row],[DayNo]]=1,Tabulation[[#This Row],[DayNo]]=7),1,0)","v":1},{"$f":"COUNTIF(Holidays,Tabulation[[#This Row],[Date]])","v":0},{"$f":"CONCATENATE(Tabulation[[#This Row],[Holiday]],Tabulation[[#This Row],[Season]],Tabulation[[#This Row],[Weekend]],\"-\",IF(Tabulation[[#This Row],[Hour]]<10,0,\"\"),C8489)","v":"0Winter1-13"},{"$f":"VLOOKUP(Tabulation[[#This Row],[Concat]],Table3[],8)","v":0.28519},{"$f":"(Tabulation[[#This Row],[AC System Output (kW)]]*Tabulation[[#This Row],[Rate]])","v":0.3863839677}]
[12,19,14,963.35,{"$f":"Tabulation[[#This Row],[AC System Output (W)]]/1000","v":0.96335000000000004},{"$f":"VLOOKUP(Tabulation[[#This Row],[Month]],Season,2)","v":"Winter"},{"$f":"(DATE(2021,Tabulation[[#This Row],[Month]],Tabulation[[#This Row],[Day]]))","v":"2021-12-19"},{"$f":"WEEKDAY(Tabulation[[#This Row],[Date]])","v":1},{"$f":"IF(OR(Tabulation[[#This Row],[DayNo]]=1,Tabulation[[#This Row],[DayNo]]=7),1,0)","v":1},{"$f":"COUNTIF(Holidays,Tabulation[[#This Row],[Date]])","v":0},{"$f":"CONCATENATE(Tabulation[[#This Row],[Holiday]],Tabulation[[#This Row],[Season]],Tabulation[[#This Row],[Weekend]],\"-\",IF(Tabulation[[#This Row],[Hour]]<10,0,\"\"),C8490)","v":"0Winter1-14"},{"$f":"VLOOKUP(Tabulation[[#This Row],[Concat]],Table3[],8)","v":0.28519},{"$f":"(Tabulation[[#This Row],[AC System Output (kW)]]*Tabulation[[#This Row],[Rate]])","v":0.27473778650000003}]
[12,19,15,374.13,{"$f":"Tabulation[[#This Row],[AC System Output (W)]]/1000","v":0.37413000000000002},{"$f":"VLOOKUP(Tabulation[[#This Row],[Month]],Season,2)","v":"Winter"},{"$f":"(DATE(2021,Tabulation[[#This Row],[Month]],Tabulation[[#This Row],[Day]]))","v":"2021-12-19"},{"$f":"WEEKDAY(Tabulation[[#This Row],[Date]])","v":1},{"$f":"IF(OR(Tabulation[[#This Row],[DayNo]]=1,Tabulation[[#This Row],[DayNo]]=7),1,0)","v":1},{"$f":"COUNTIF(Holidays,Tabulation[[#This Row],[Date]])","v":0},{"$f":"CONCATENATE(Tabulation[[#This Row],[Holiday]],Tabulation[[#This Row],[Season]],Tabulation[[#This Row],[Weekend]],\"-\",IF(Tabulation[[#This Row],[Hour]]<10,0,\"\"),C8491)","v":"0Winter1-15"},{"$f":"VLOOKUP(Tabulation[[#This Row],[Concat]],Table3[],8)","v":0.28519},{"$f":"(Tabulation[[#This Row],[AC System Output (kW)]]*Tabulation[[#This Row],[Rate]])","v":0.1066981347}]
[12,19,16,139.42400000000001,{"$f":"Tabulation[[#This Row],[AC System Output (W)]]/1000","v":0.13942400000000002},{"$f":"VLOOKUP(Tabulation[[#This Row],[Month]],Season,2)","v":"Winter"},{"$f":"(DATE(2021,Tabulation[[#This Row],[Month]],Tabulation[[#This Row],[Day]]))","v":"2021-12-19"},{"$f":"WEEKDAY(Tabulation[[#This Row],[Date]])","v":1},{"$f":"IF(OR(Tabulation[[#This Row],[DayNo]]=1,Tabulation[[#This Row],[DayNo]]=7),1,0)","v":1},{"$f":"COUNTIF(Holidays,Tabulation[[#This Row],[Date]])","v":0},{"$f":"CONCATENATE(Tabulation[[#This Row],[Holiday]],Tabulation[[#This Row],[Season]],Tabulation[[#This Row],[Weekend]],\"-\",IF(Tabulation[[#This Row],[Hour]]<10,0,\"\"),C8492)","v":"0Winter1-16"},{"$f":"VLOOKUP(Tabulation[[#This Row],[Concat]],Table3[],8)","v":0.28519},{"$f":"(Tabulation[[#This Row],[AC System Output (kW)]]*Tabulation[[#This Row],[Rate]])","v":3.9762330560000003E-2}]
[12,19,17,0,{"$f":"Tabulation[[#This Row],[AC System Output (W)]]/1000","v":0},{"$f":"VLOOKUP(Tabulation[[#This Row],[Month]],Season,2)","v":"Winter"},{"$f":"(DATE(2021,Tabulation[[#This Row],[Month]],Tabulation[[#This Row],[Day]]))","v":"2021-12-19"},{"$f":"WEEKDAY(Tabulation[[#This Row],[Date]])","v":1},{"$f":"IF(OR(Tabulation[[#This Row],[DayNo]]=1,Tabulation[[#This Row],[DayNo]]=7),1,0)","v":1},{"$f":"COUNTIF(Holidays,Tabulation[[#This Row],[Date]])","v":0},{"$f":"CONCATENATE(Tabulation[[#This Row],[Holiday]],Tabulation[[#This Row],[Season]],Tabulation[[#This Row],[Weekend]],\"-\",IF(Tabulation[[#This Row],[Hour]]<10,0,\"\"),C8493)","v":"0Winter1-17"},{"$f":"VLOOKUP(Tabulation[[#This Row],[Concat]],Table3[],8)","v":0.28519},{"$f":"(Tabulation[[#This Row],[AC System Output (kW)]]*Tabulation[[#This Row],[Rate]])","v":0}]
[12,19,18,0,{"$f":"Tabulation[[#This Row],[AC System Output (W)]]/1000","v":0},{"$f":"VLOOKUP(Tabulation[[#This Row],[Month]],Season,2)","v":"Winter"},{"$f":"(DATE(2021,Tabulation[[#This Row],[Month]],Tabulation[[#This Row],[Day]]))","v":"2021-12-19"},{"$f":"WEEKDAY(Tabulation[[#This Row],[Date]])","v":1},{"$f":"IF(OR(Tabulation[[#This Row],[DayNo]]=1,Tabulation[[#This Row],[DayNo]]=7),1,0)","v":1},{"$f":"COUNTIF(Holidays,Tabulation[[#This Row],[Date]])","v":0},{"$f":"CONCATENATE(Tabulation[[#This Row],[Holiday]],Tabulation[[#This Row],[Season]],Tabulation[[#This Row],[Weekend]],\"-\",IF(Tabulation[[#This Row],[Hour]]<10,0,\"\"),C8494)","v":"0Winter1-18"},{"$f":"VLOOKUP(Tabulation[[#This Row],[Concat]],Table3[],8)","v":0.28519},{"$f":"(Tabulation[[#This Row],[AC System Output (kW)]]*Tabulation[[#This Row],[Rate]])","v":0}]
[12,19,19,0,{"$f":"Tabulation[[#This Row],[AC System Output (W)]]/1000","v":0},{"$f":"VLOOKUP(Tabulation[[#This Row],[Month]],Season,2)","v":"Winter"},{"$f":"(DATE(2021,Tabulation[[#This Row],[Month]],Tabulation[[#This Row],[Day]]))","v":"2021-12-19"},{"$f":"WEEKDAY(Tabulation[[#This Row],[Date]])","v":1},{"$f":"IF(OR(Tabulation[[#This Row],[DayNo]]=1,Tabulation[[#This Row],[DayNo]]=7),1,0)","v":1},{"$f":"COUNTIF(Holidays,Tabulation[[#This Row],[Date]])","v":0},{"$f":"CONCATENATE(Tabulation[[#This Row],[Holiday]],Tabulation[[#This Row],[Season]],Tabulation[[#This Row],[Weekend]],\"-\",IF(Tabulation[[#This Row],[Hour]]<10,0,\"\"),C8495)","v":"0Winter1-19"},{"$f":"VLOOKUP(Tabulation[[#This Row],[Concat]],Table3[],8)","v":0.28519},{"$f":"(Tabulation[[#This Row],[AC System Output (kW)]]*Tabulation[[#This Row],[Rate]])","v":0}]
[12,19,20,0,{"$f":"Tabulation[[#This Row],[AC System Output (W)]]/1000","v":0},{"$f":"VLOOKUP(Tabulation[[#This Row],[Month]],Season,2)","v":"Winter"},{"$f":"(DATE(2021,Tabulation[[#This Row],[Month]],Tabulation[[#This Row],[Day]]))","v":"2021-12-19"},{"$f":"WEEKDAY(Tabulation[[#This Row],[Date]])","v":1},{"$f":"IF(OR(Tabulation[[#This Row],[DayNo]]=1,Tabulation[[#This Row],[DayNo]]=7),1,0)","v":1},{"$f":"COUNTIF(Holidays,Tabulation[[#This Row],[Date]])","v":0},{"$f":"CONCATENATE(Tabulation[[#This Row],[Holiday]],Tabulation[[#This Row],[Season]],Tabulation[[#This Row],[Weekend]],\"-\",IF(Tabulation[[#This Row],[Hour]]<10,0,\"\"),C8496)","v":"0Winter1-20"},{"$f":"VLOOKUP(Tabulation[[#This Row],[Concat]],Table3[],8)","v":0.28519},{"$f":"(Tabulation[[#This Row],[AC System Output (kW)]]*Tabulation[[#This Row],[Rate]])","v":0}]
[12,19,21,0,{"$f":"Tabulation[[#This Row],[AC System Output (W)]]/1000","v":0},{"$f":"VLOOKUP(Tabulation[[#This Row],[Month]],Season,2)","v":"Winter"},{"$f":"(DATE(2021,Tabulation[[#This Row],[Month]],Tabulation[[#This Row],[Day]]))","v":"2021-12-19"},{"$f":"WEEKDAY(Tabulation[[#This Row],[Date]])","v":1},{"$f":"IF(OR(Tabulation[[#This Row],[DayNo]]=1,Tabulation[[#This Row],[DayNo]]=7),1,0)","v":1},{"$f":"COUNTIF(Holidays,Tabulation[[#This Row],[Date]])","v":0},{"$f":"CONCATENATE(Tabulation[[#This Row],[Holiday]],Tabulation[[#This Row],[Season]],Tabulation[[#This Row],[Weekend]],\"-\",IF(Tabulation[[#This Row],[Hour]]<10,0,\"\"),C8497)","v":"0Winter1-21"},{"$f":"VLOOKUP(Tabulation[[#This Row],[Concat]],Table3[],8)","v":0.28519},{"$f":"(Tabulation[[#This Row],[AC System Output (kW)]]*Tabulation[[#This Row],[Rate]])","v":0}]
[12,19,22,0,{"$f":"Tabulation[[#This Row],[AC System Output (W)]]/1000","v":0},{"$f":"VLOOKUP(Tabulation[[#This Row],[Month]],Season,2)","v":"Winter"},{"$f":"(DATE(2021,Tabulation[[#This Row],[Month]],Tabulation[[#This Row],[Day]]))","v":"2021-12-19"},{"$f":"WEEKDAY(Tabulation[[#This Row],[Date]])","v":1},{"$f":"IF(OR(Tabulation[[#This Row],[DayNo]]=1,Tabulation[[#This Row],[DayNo]]=7),1,0)","v":1},{"$f":"COUNTIF(Holidays,Tabulation[[#This Row],[Date]])","v":0},{"$f":"CONCATENATE(Tabulation[[#This Row],[Holiday]],Tabulation[[#This Row],[Season]],Tabulation[[#This Row],[Weekend]],\"-\",IF(Tabulation[[#This Row],[Hour]]<10,0,\"\"),C8498)","v":"0Winter1-22"},{"$f":"VLOOKUP(Tabulation[[#This Row],[Concat]],Table3[],8)","v":0.28519},{"$f":"(Tabulation[[#This Row],[AC System Output (kW)]]*Tabulation[[#This Row],[Rate]])","v":0}]
[12,19,23,0,{"$f":"Tabulation[[#This Row],[AC System Output (W)]]/1000","v":0},{"$f":"VLOOKUP(Tabulation[[#This Row],[Month]],Season,2)","v":"Winter"},{"$f":"(DATE(2021,Tabulation[[#This Row],[Month]],Tabulation[[#This Row],[Day]]))","v":"2021-12-19"},{"$f":"WEEKDAY(Tabulation[[#This Row],[Date]])","v":1},{"$f":"IF(OR(Tabulation[[#This Row],[DayNo]]=1,Tabulation[[#This Row],[DayNo]]=7),1,0)","v":1},{"$f":"COUNTIF(Holidays,Tabulation[[#This Row],[Date]])","v":0},{"$f":"CONCATENATE(Tabulation[[#This Row],[Holiday]],Tabulation[[#This Row],[Season]],Tabulation[[#This Row],[Weekend]],\"-\",IF(Tabulation[[#This Row],[Hour]]<10,0,\"\"),C8499)","v":"0Winter1-23"},{"$f":"VLOOKUP(Tabulation[[#This Row],[Concat]],Table3[],8)","v":0.28519},{"$f":"(Tabulation[[#This Row],[AC System Output (kW)]]*Tabulation[[#This Row],[Rate]])","v":0}]
[12,20,0,0,{"$f":"Tabulation[[#This Row],[AC System Output (W)]]/1000","v":0},{"$f":"VLOOKUP(Tabulation[[#This Row],[Month]],Season,2)","v":"Winter"},{"$f":"(DATE(2021,Tabulation[[#This Row],[Month]],Tabulation[[#This Row],[Day]]))","v":"2021-12-20"},{"$f":"WEEKDAY(Tabulation[[#This Row],[Date]])","v":2},{"$f":"IF(OR(Tabulation[[#This Row],[DayNo]]=1,Tabulation[[#This Row],[DayNo]]=7),1,0)","v":0},{"$f":"COUNTIF(Holidays,Tabulation[[#This Row],[Date]])","v":0},{"$f":"CONCATENATE(Tabulation[[#This Row],[Holiday]],Tabulation[[#This Row],[Season]],Tabulation[[#This Row],[Weekend]],\"-\",IF(Tabulation[[#This Row],[Hour]]<10,0,\"\"),C8500)","v":"0Winter0-00"},{"$f":"VLOOKUP(Tabulation[[#This Row],[Concat]],Table3[],8)","v":0.28519},{"$f":"(Tabulation[[#This Row],[AC System Output (kW)]]*Tabulation[[#This Row],[Rate]])","v":0}]
[12,20,1,0,{"$f":"Tabulation[[#This Row],[AC System Output (W)]]/1000","v":0},{"$f":"VLOOKUP(Tabulation[[#This Row],[Month]],Season,2)","v":"Winter"},{"$f":"(DATE(2021,Tabulation[[#This Row],[Month]],Tabulation[[#This Row],[Day]]))","v":"2021-12-20"},{"$f":"WEEKDAY(Tabulation[[#This Row],[Date]])","v":2},{"$f":"IF(OR(Tabulation[[#This Row],[DayNo]]=1,Tabulation[[#This Row],[DayNo]]=7),1,0)","v":0},{"$f":"COUNTIF(Holidays,Tabulation[[#This Row],[Date]])","v":0},{"$f":"CONCATENATE(Tabulation[[#This Row],[Holiday]],Tabulation[[#This Row],[Season]],Tabulation[[#This Row],[Weekend]],\"-\",IF(Tabulation[[#This Row],[Hour]]<10,0,\"\"),C8501)","v":"0Winter0-01"},{"$f":"VLOOKUP(Tabulation[[#This Row],[Concat]],Table3[],8)","v":0.28519},{"$f":"(Tabulation[[#This Row],[AC System Output (kW)]]*Tabulation[[#This Row],[Rate]])","v":0}]
[12,20,2,0,{"$f":"Tabulation[[#This Row],[AC System Output (W)]]/1000","v":0},{"$f":"VLOOKUP(Tabulation[[#This Row],[Month]],Season,2)","v":"Winter"},{"$f":"(DATE(2021,Tabulation[[#This Row],[Month]],Tabulation[[#This Row],[Day]]))","v":"2021-12-20"},{"$f":"WEEKDAY(Tabulation[[#This Row],[Date]])","v":2},{"$f":"IF(OR(Tabulation[[#This Row],[DayNo]]=1,Tabulation[[#This Row],[DayNo]]=7),1,0)","v":0},{"$f":"COUNTIF(Holidays,Tabulation[[#This Row],[Date]])","v":0},{"$f":"CONCATENATE(Tabulation[[#This Row],[Holiday]],Tabulation[[#This Row],[Season]],Tabulation[[#This Row],[Weekend]],\"-\",IF(Tabulation[[#This Row],[Hour]]<10,0,\"\"),C8502)","v":"0Winter0-02"},{"$f":"VLOOKUP(Tabulation[[#This Row],[Concat]],Table3[],8)","v":0.28519},{"$f":"(Tabulation[[#This Row],[AC System Output (kW)]]*Tabulation[[#This Row],[Rate]])","v":0}]
[12,20,3,0,{"$f":"Tabulation[[#This Row],[AC System Output (W)]]/1000","v":0},{"$f":"VLOOKUP(Tabulation[[#This Row],[Month]],Season,2)","v":"Winter"},{"$f":"(DATE(2021,Tabulation[[#This Row],[Month]],Tabulation[[#This Row],[Day]]))","v":"2021-12-20"},{"$f":"WEEKDAY(Tabulation[[#This Row],[Date]])","v":2},{"$f":"IF(OR(Tabulation[[#This Row],[DayNo]]=1,Tabulation[[#This Row],[DayNo]]=7),1,0)","v":0},{"$f":"COUNTIF(Holidays,Tabulation[[#This Row],[Date]])","v":0},{"$f":"CONCATENATE(Tabulation[[#This Row],[Holiday]],Tabulation[[#This Row],[Season]],Tabulation[[#This Row],[Weekend]],\"-\",IF(Tabulation[[#This Row],[Hour]]<10,0,\"\"),C8503)","v":"0Winter0-03"},{"$f":"VLOOKUP(Tabulation[[#This Row],[Concat]],Table3[],8)","v":0.28519},{"$f":"(Tabulation[[#This Row],[AC System Output (kW)]]*Tabulation[[#This Row],[Rate]])","v":0}]
[12,20,4,0,{"$f":"Tabulation[[#This Row],[AC System Output (W)]]/1000","v":0},{"$f":"VLOOKUP(Tabulation[[#This Row],[Month]],Season,2)","v":"Winter"},{"$f":"(DATE(2021,Tabulation[[#This Row],[Month]],Tabulation[[#This Row],[Day]]))","v":"2021-12-20"},{"$f":"WEEKDAY(Tabulation[[#This Row],[Date]])","v":2},{"$f":"IF(OR(Tabulation[[#This Row],[DayNo]]=1,Tabulation[[#This Row],[DayNo]]=7),1,0)","v":0},{"$f":"COUNTIF(Holidays,Tabulation[[#This Row],[Date]])","v":0},{"$f":"CONCATENATE(Tabulation[[#This Row],[Holiday]],Tabulation[[#This Row],[Season]],Tabulation[[#This Row],[Weekend]],\"-\",IF(Tabulation[[#This Row],[Hour]]<10,0,\"\"),C8504)","v":"0Winter0-04"},{"$f":"VLOOKUP(Tabulation[[#This Row],[Concat]],Table3[],8)","v":0.28519},{"$f":"(Tabulation[[#This Row],[AC System Output (kW)]]*Tabulation[[#This Row],[Rate]])","v":0}]
[12,20,5,0,{"$f":"Tabulation[[#This Row],[AC System Output (W)]]/1000","v":0},{"$f":"VLOOKUP(Tabulation[[#This Row],[Month]],Season,2)","v":"Winter"},{"$f":"(DATE(2021,Tabulation[[#This Row],[Month]],Tabulation[[#This Row],[Day]]))","v":"2021-12-20"},{"$f":"WEEKDAY(Tabulation[[#This Row],[Date]])","v":2},{"$f":"IF(OR(Tabulation[[#This Row],[DayNo]]=1,Tabulation[[#This Row],[DayNo]]=7),1,0)","v":0},{"$f":"COUNTIF(Holidays,Tabulation[[#This Row],[Date]])","v":0},{"$f":"CONCATENATE(Tabulation[[#This Row],[Holiday]],Tabulation[[#This Row],[Season]],Tabulation[[#This Row],[Weekend]],\"-\",IF(Tabulation[[#This Row],[Hour]]<10,0,\"\"),C8505)","v":"0Winter0-05"},{"$f":"VLOOKUP(Tabulation[[#This Row],[Concat]],Table3[],8)","v":0.28519},{"$f":"(Tabulation[[#This Row],[AC System Output (kW)]]*Tabulation[[#This Row],[Rate]])","v":0}]
[12,20,6,0,{"$f":"Tabulation[[#This Row],[AC System Output (W)]]/1000","v":0},{"$f":"VLOOKUP(Tabulation[[#This Row],[Month]],Season,2)","v":"Winter"},{"$f":"(DATE(2021,Tabulation[[#This Row],[Month]],Tabulation[[#This Row],[Day]]))","v":"2021-12-20"},{"$f":"WEEKDAY(Tabulation[[#This Row],[Date]])","v":2},{"$f":"IF(OR(Tabulation[[#This Row],[DayNo]]=1,Tabulation[[#This Row],[DayNo]]=7),1,0)","v":0},{"$f":"COUNTIF(Holidays,Tabulation[[#This Row],[Date]])","v":0},{"$f":"CONCATENATE(Tabulation[[#This Row],[Holiday]],Tabulation[[#This Row],[Season]],Tabulation[[#This Row],[Weekend]],\"-\",IF(Tabulation[[#This Row],[Hour]]<10,0,\"\"),C8506)","v":"0Winter0-06"},{"$f":"VLOOKUP(Tabulation[[#This Row],[Concat]],Table3[],8)","v":0.28519},{"$f":"(Tabulation[[#This Row],[AC System Output (kW)]]*Tabulation[[#This Row],[Rate]])","v":0}]
[12,20,7,0,{"$f":"Tabulation[[#This Row],[AC System Output (W)]]/1000","v":0},{"$f":"VLOOKUP(Tabulation[[#This Row],[Month]],Season,2)","v":"Winter"},{"$f":"(DATE(2021,Tabulation[[#This Row],[Month]],Tabulation[[#This Row],[Day]]))","v":"2021-12-20"},{"$f":"WEEKDAY(Tabulation[[#This Row],[Date]])","v":2},{"$f":"IF(OR(Tabulation[[#This Row],[DayNo]]=1,Tabulation[[#This Row],[DayNo]]=7),1,0)","v":0},{"$f":"COUNTIF(Holidays,Tabulation[[#This Row],[Date]])","v":0},{"$f":"CONCATENATE(Tabulation[[#This Row],[Holiday]],Tabulation[[#This Row],[Season]],Tabulation[[#This Row],[Weekend]],\"-\",IF(Tabulation[[#This Row],[Hour]]<10,0,\"\"),C8507)","v":"0Winter0-07"},{"$f":"VLOOKUP(Tabulation[[#This Row],[Concat]],Table3[],8)","v":0.28519},{"$f":"(Tabulation[[#This Row],[AC System Output (kW)]]*Tabulation[[#This Row],[Rate]])","v":0}]
[12,20,8,227.74,{"$f":"Tabulation[[#This Row],[AC System Output (W)]]/1000","v":0.22774},{"$f":"VLOOKUP(Tabulation[[#This Row],[Month]],Season,2)","v":"Winter"},{"$f":"(DATE(2021,Tabulation[[#This Row],[Month]],Tabulation[[#This Row],[Day]]))","v":"2021-12-20"},{"$f":"WEEKDAY(Tabulation[[#This Row],[Date]])","v":2},{"$f":"IF(OR(Tabulation[[#This Row],[DayNo]]=1,Tabulation[[#This Row],[DayNo]]=7),1,0)","v":0},{"$f":"COUNTIF(Holidays,Tabulation[[#This Row],[Date]])","v":0},{"$f":"CONCATENATE(Tabulation[[#This Row],[Holiday]],Tabulation[[#This Row],[Season]],Tabulation[[#This Row],[Weekend]],\"-\",IF(Tabulation[[#This Row],[Hour]]<10,0,\"\"),C8508)","v":"0Winter0-08"},{"$f":"VLOOKUP(Tabulation[[#This Row],[Concat]],Table3[],8)","v":0.28519},{"$f":"(Tabulation[[#This Row],[AC System Output (kW)]]*Tabulation[[#This Row],[Rate]])","v":6.4949170599999995E-2}]
[12,20,9,828.58299999999997,{"$f":"Tabulation[[#This Row],[AC System Output (W)]]/1000","v":0.82858299999999996},{"$f":"VLOOKUP(Tabulation[[#This Row],[Month]],Season,2)","v":"Winter"},{"$f":"(DATE(2021,Tabulation[[#This Row],[Month]],Tabulation[[#This Row],[Day]]))","v":"2021-12-20"},{"$f":"WEEKDAY(Tabulation[[#This Row],[Date]])","v":2},{"$f":"IF(OR(Tabulation[[#This Row],[DayNo]]=1,Tabulation[[#This Row],[DayNo]]=7),1,0)","v":0},{"$f":"COUNTIF(Holidays,Tabulation[[#This Row],[Date]])","v":0},{"$f":"CONCATENATE(Tabulation[[#This Row],[Holiday]],Tabulation[[#This Row],[Season]],Tabulation[[#This Row],[Weekend]],\"-\",IF(Tabulation[[#This Row],[Hour]]<10,0,\"\"),C8509)","v":"0Winter0-09"},{"$f":"VLOOKUP(Tabulation[[#This Row],[Concat]],Table3[],8)","v":0.28519},{"$f":"(Tabulation[[#This Row],[AC System Output (kW)]]*Tabulation[[#This Row],[Rate]])","v":0.23630358576999999}]
[12,20,10,1431.1489999999999,{"$f":"Tabulation[[#This Row],[AC System Output (W)]]/1000","v":1.4311489999999998},{"$f":"VLOOKUP(Tabulation[[#This Row],[Month]],Season,2)","v":"Winter"},{"$f":"(DATE(2021,Tabulation[[#This Row],[Month]],Tabulation[[#This Row],[Day]]))","v":"2021-12-20"},{"$f":"WEEKDAY(Tabulation[[#This Row],[Date]])","v":2},{"$f":"IF(OR(Tabulation[[#This Row],[DayNo]]=1,Tabulation[[#This Row],[DayNo]]=7),1,0)","v":0},{"$f":"COUNTIF(Holidays,Tabulation[[#This Row],[Date]])","v":0},{"$f":"CONCATENATE(Tabulation[[#This Row],[Holiday]],Tabulation[[#This Row],[Season]],Tabulation[[#This Row],[Weekend]],\"-\",IF(Tabulation[[#This Row],[Hour]]<10,0,\"\"),C8510)","v":"0Winter0-10"},{"$f":"VLOOKUP(Tabulation[[#This Row],[Concat]],Table3[],8)","v":0.28519},{"$f":"(Tabulation[[#This Row],[AC System Output (kW)]]*Tabulation[[#This Row],[Rate]])","v":0.40814938330999995}]
[12,20,11,1650.5239999999999,{"$f":"Tabulation[[#This Row],[AC System Output (W)]]/1000","v":1.6505239999999999},{"$f":"VLOOKUP(Tabulation[[#This Row],[Month]],Season,2)","v":"Winter"},{"$f":"(DATE(2021,Tabulation[[#This Row],[Month]],Tabulation[[#This Row],[Day]]))","v":"2021-12-20"},{"$f":"WEEKDAY(Tabulation[[#This Row],[Date]])","v":2},{"$f":"IF(OR(Tabulation[[#This Row],[DayNo]]=1,Tabulation[[#This Row],[DayNo]]=7),1,0)","v":0},{"$f":"COUNTIF(Holidays,Tabulation[[#This Row],[Date]])","v":0},{"$f":"CONCATENATE(Tabulation[[#This Row],[Holiday]],Tabulation[[#This Row],[Season]],Tabulation[[#This Row],[Weekend]],\"-\",IF(Tabulation[[#This Row],[Hour]]<10,0,\"\"),C8511)","v":"0Winter0-11"},{"$f":"VLOOKUP(Tabulation[[#This Row],[Concat]],Table3[],8)","v":0.28519},{"$f":"(Tabulation[[#This Row],[AC System Output (kW)]]*Tabulation[[#This Row],[Rate]])","v":0.47071293955999999}]
[12,20,12,668.96299999999997,{"$f":"Tabulation[[#This Row],[AC System Output (W)]]/1000","v":0.66896299999999997},{"$f":"VLOOKUP(Tabulation[[#This Row],[Month]],Season,2)","v":"Winter"},{"$f":"(DATE(2021,Tabulation[[#This Row],[Month]],Tabulation[[#This Row],[Day]]))","v":"2021-12-20"},{"$f":"WEEKDAY(Tabulation[[#This Row],[Date]])","v":2},{"$f":"IF(OR(Tabulation[[#This Row],[DayNo]]=1,Tabulation[[#This Row],[DayNo]]=7),1,0)","v":0},{"$f":"COUNTIF(Holidays,Tabulation[[#This Row],[Date]])","v":0},{"$f":"CONCATENATE(Tabulation[[#This Row],[Holiday]],Tabulation[[#This Row],[Season]],Tabulation[[#This Row],[Weekend]],\"-\",IF(Tabulation[[#This Row],[Hour]]<10,0,\"\"),C8512)","v":"0Winter0-12"},{"$f":"VLOOKUP(Tabulation[[#This Row],[Concat]],Table3[],8)","v":0.28519},{"$f":"(Tabulation[[#This Row],[AC System Output (kW)]]*Tabulation[[#This Row],[Rate]])","v":0.19078155796999999}]
[12,20,13,2175.7170000000001,{"$f":"Tabulation[[#This Row],[AC System Output (W)]]/1000","v":2.1757170000000001},{"$f":"VLOOKUP(Tabulation[[#This Row],[Month]],Season,2)","v":"Winter"},{"$f":"(DATE(2021,Tabulation[[#This Row],[Month]],Tabulation[[#This Row],[Day]]))","v":"2021-12-20"},{"$f":"WEEKDAY(Tabulation[[#This Row],[Date]])","v":2},{"$f":"IF(OR(Tabulation[[#This Row],[DayNo]]=1,Tabulation[[#This Row],[DayNo]]=7),1,0)","v":0},{"$f":"COUNTIF(Holidays,Tabulation[[#This Row],[Date]])","v":0},{"$f":"CONCATENATE(Tabulation[[#This Row],[Holiday]],Tabulation[[#This Row],[Season]],Tabulation[[#This Row],[Weekend]],\"-\",IF(Tabulation[[#This Row],[Hour]]<10,0,\"\"),C8513)","v":"0Winter0-13"},{"$f":"VLOOKUP(Tabulation[[#This Row],[Concat]],Table3[],8)","v":0.28519},{"$f":"(Tabulation[[#This Row],[AC System Output (kW)]]*Tabulation[[#This Row],[Rate]])","v":0.62049273123000004}]
[12,20,14,1685.028,{"$f":"Tabulation[[#This Row],[AC System Output (W)]]/1000","v":1.685028},{"$f":"VLOOKUP(Tabulation[[#This Row],[Month]],Season,2)","v":"Winter"},{"$f":"(DATE(2021,Tabulation[[#This Row],[Month]],Tabulation[[#This Row],[Day]]))","v":"2021-12-20"},{"$f":"WEEKDAY(Tabulation[[#This Row],[Date]])","v":2},{"$f":"IF(OR(Tabulation[[#This Row],[DayNo]]=1,Tabulation[[#This Row],[DayNo]]=7),1,0)","v":0},{"$f":"COUNTIF(Holidays,Tabulation[[#This Row],[Date]])","v":0},{"$f":"CONCATENATE(Tabulation[[#This Row],[Holiday]],Tabulation[[#This Row],[Season]],Tabulation[[#This Row],[Weekend]],\"-\",IF(Tabulation[[#This Row],[Hour]]<10,0,\"\"),C8514)","v":"0Winter0-14"},{"$f":"VLOOKUP(Tabulation[[#This Row],[Concat]],Table3[],8)","v":0.28519},{"$f":"(Tabulation[[#This Row],[AC System Output (kW)]]*Tabulation[[#This Row],[Rate]])","v":0.48055313531999999}]
[12,20,15,1025.6179999999999,{"$f":"Tabulation[[#This Row],[AC System Output (W)]]/1000","v":1.0256179999999999},{"$f":"VLOOKUP(Tabulation[[#This Row],[Month]],Season,2)","v":"Winter"},{"$f":"(DATE(2021,Tabulation[[#This Row],[Month]],Tabulation[[#This Row],[Day]]))","v":"2021-12-20"},{"$f":"WEEKDAY(Tabulation[[#This Row],[Date]])","v":2},{"$f":"IF(OR(Tabulation[[#This Row],[DayNo]]=1,Tabulation[[#This Row],[DayNo]]=7),1,0)","v":0},{"$f":"COUNTIF(Holidays,Tabulation[[#This Row],[Date]])","v":0},{"$f":"CONCATENATE(Tabulation[[#This Row],[Holiday]],Tabulation[[#This Row],[Season]],Tabulation[[#This Row],[Weekend]],\"-\",IF(Tabulation[[#This Row],[Hour]]<10,0,\"\"),C8515)","v":"0Winter0-15"},{"$f":"VLOOKUP(Tabulation[[#This Row],[Concat]],Table3[],8)","v":0.28519},{"$f":"(Tabulation[[#This Row],[AC System Output (kW)]]*Tabulation[[#This Row],[Rate]])","v":0.29249599741999999}]
[12,20,16,246.95099999999999,{"$f":"Tabulation[[#This Row],[AC System Output (W)]]/1000","v":0.246951},{"$f":"VLOOKUP(Tabulation[[#This Row],[Month]],Season,2)","v":"Winter"},{"$f":"(DATE(2021,Tabulation[[#This Row],[Month]],Tabulation[[#This Row],[Day]]))","v":"2021-12-20"},{"$f":"WEEKDAY(Tabulation[[#This Row],[Date]])","v":2},{"$f":"IF(OR(Tabulation[[#This Row],[DayNo]]=1,Tabulation[[#This Row],[DayNo]]=7),1,0)","v":0},{"$f":"COUNTIF(Holidays,Tabulation[[#This Row],[Date]])","v":0},{"$f":"CONCATENATE(Tabulation[[#This Row],[Holiday]],Tabulation[[#This Row],[Season]],Tabulation[[#This Row],[Weekend]],\"-\",IF(Tabulation[[#This Row],[Hour]]<10,0,\"\"),C8516)","v":"0Winter0-16"},{"$f":"VLOOKUP(Tabulation[[#This Row],[Concat]],Table3[],8)","v":0.28519},{"$f":"(Tabulation[[#This Row],[AC System Output (kW)]]*Tabulation[[#This Row],[Rate]])","v":7.0427955690000002E-2}]
[12,20,17,0,{"$f":"Tabulation[[#This Row],[AC System Output (W)]]/1000","v":0},{"$f":"VLOOKUP(Tabulation[[#This Row],[Month]],Season,2)","v":"Winter"},{"$f":"(DATE(2021,Tabulation[[#This Row],[Month]],Tabulation[[#This Row],[Day]]))","v":"2021-12-20"},{"$f":"WEEKDAY(Tabulation[[#This Row],[Date]])","v":2},{"$f":"IF(OR(Tabulation[[#This Row],[DayNo]]=1,Tabulation[[#This Row],[DayNo]]=7),1,0)","v":0},{"$f":"COUNTIF(Holidays,Tabulation[[#This Row],[Date]])","v":0},{"$f":"CONCATENATE(Tabulation[[#This Row],[Holiday]],Tabulation[[#This Row],[Season]],Tabulation[[#This Row],[Weekend]],\"-\",IF(Tabulation[[#This Row],[Hour]]<10,0,\"\"),C8517)","v":"0Winter0-17"},{"$f":"VLOOKUP(Tabulation[[#This Row],[Concat]],Table3[],8)","v":0.30257000000000001},{"$f":"(Tabulation[[#This Row],[AC System Output (kW)]]*Tabulation[[#This Row],[Rate]])","v":0}]
[12,20,18,0,{"$f":"Tabulation[[#This Row],[AC System Output (W)]]/1000","v":0},{"$f":"VLOOKUP(Tabulation[[#This Row],[Month]],Season,2)","v":"Winter"},{"$f":"(DATE(2021,Tabulation[[#This Row],[Month]],Tabulation[[#This Row],[Day]]))","v":"2021-12-20"},{"$f":"WEEKDAY(Tabulation[[#This Row],[Date]])","v":2},{"$f":"IF(OR(Tabulation[[#This Row],[DayNo]]=1,Tabulation[[#This Row],[DayNo]]=7),1,0)","v":0},{"$f":"COUNTIF(Holidays,Tabulation[[#This Row],[Date]])","v":0},{"$f":"CONCATENATE(Tabulation[[#This Row],[Holiday]],Tabulation[[#This Row],[Season]],Tabulation[[#This Row],[Weekend]],\"-\",IF(Tabulation[[#This Row],[Hour]]<10,0,\"\"),C8518)","v":"0Winter0-18"},{"$f":"VLOOKUP(Tabulation[[#This Row],[Concat]],Table3[],8)","v":0.30257000000000001},{"$f":"(Tabulation[[#This Row],[AC System Output (kW)]]*Tabulation[[#This Row],[Rate]])","v":0}]
[12,20,19,0,{"$f":"Tabulation[[#This Row],[AC System Output (W)]]/1000","v":0},{"$f":"VLOOKUP(Tabulation[[#This Row],[Month]],Season,2)","v":"Winter"},{"$f":"(DATE(2021,Tabulation[[#This Row],[Month]],Tabulation[[#This Row],[Day]]))","v":"2021-12-20"},{"$f":"WEEKDAY(Tabulation[[#This Row],[Date]])","v":2},{"$f":"IF(OR(Tabulation[[#This Row],[DayNo]]=1,Tabulation[[#This Row],[DayNo]]=7),1,0)","v":0},{"$f":"COUNTIF(Holidays,Tabulation[[#This Row],[Date]])","v":0},{"$f":"CONCATENATE(Tabulation[[#This Row],[Holiday]],Tabulation[[#This Row],[Season]],Tabulation[[#This Row],[Weekend]],\"-\",IF(Tabulation[[#This Row],[Hour]]<10,0,\"\"),C8519)","v":"0Winter0-19"},{"$f":"VLOOKUP(Tabulation[[#This Row],[Concat]],Table3[],8)","v":0.30257000000000001},{"$f":"(Tabulation[[#This Row],[AC System Output (kW)]]*Tabulation[[#This Row],[Rate]])","v":0}]
[12,20,20,0,{"$f":"Tabulation[[#This Row],[AC System Output (W)]]/1000","v":0},{"$f":"VLOOKUP(Tabulation[[#This Row],[Month]],Season,2)","v":"Winter"},{"$f":"(DATE(2021,Tabulation[[#This Row],[Month]],Tabulation[[#This Row],[Day]]))","v":"2021-12-20"},{"$f":"WEEKDAY(Tabulation[[#This Row],[Date]])","v":2},{"$f":"IF(OR(Tabulation[[#This Row],[DayNo]]=1,Tabulation[[#This Row],[DayNo]]=7),1,0)","v":0},{"$f":"COUNTIF(Holidays,Tabulation[[#This Row],[Date]])","v":0},{"$f":"CONCATENATE(Tabulation[[#This Row],[Holiday]],Tabulation[[#This Row],[Season]],Tabulation[[#This Row],[Weekend]],\"-\",IF(Tabulation[[#This Row],[Hour]]<10,0,\"\"),C8520)","v":"0Winter0-20"},{"$f":"VLOOKUP(Tabulation[[#This Row],[Concat]],Table3[],8)","v":0.28519},{"$f":"(Tabulation[[#This Row],[AC System Output (kW)]]*Tabulation[[#This Row],[Rate]])","v":0}]
[12,20,21,0,{"$f":"Tabulation[[#This Row],[AC System Output (W)]]/1000","v":0},{"$f":"VLOOKUP(Tabulation[[#This Row],[Month]],Season,2)","v":"Winter"},{"$f":"(DATE(2021,Tabulation[[#This Row],[Month]],Tabulation[[#This Row],[Day]]))","v":"2021-12-20"},{"$f":"WEEKDAY(Tabulation[[#This Row],[Date]])","v":2},{"$f":"IF(OR(Tabulation[[#This Row],[DayNo]]=1,Tabulation[[#This Row],[DayNo]]=7),1,0)","v":0},{"$f":"COUNTIF(Holidays,Tabulation[[#This Row],[Date]])","v":0},{"$f":"CONCATENATE(Tabulation[[#This Row],[Holiday]],Tabulation[[#This Row],[Season]],Tabulation[[#This Row],[Weekend]],\"-\",IF(Tabulation[[#This Row],[Hour]]<10,0,\"\"),C8521)","v":"0Winter0-21"},{"$f":"VLOOKUP(Tabulation[[#This Row],[Concat]],Table3[],8)","v":0.28519},{"$f":"(Tabulation[[#This Row],[AC System Output (kW)]]*Tabulation[[#This Row],[Rate]])","v":0}]
[12,20,22,0,{"$f":"Tabulation[[#This Row],[AC System Output (W)]]/1000","v":0},{"$f":"VLOOKUP(Tabulation[[#This Row],[Month]],Season,2)","v":"Winter"},{"$f":"(DATE(2021,Tabulation[[#This Row],[Month]],Tabulation[[#This Row],[Day]]))","v":"2021-12-20"},{"$f":"WEEKDAY(Tabulation[[#This Row],[Date]])","v":2},{"$f":"IF(OR(Tabulation[[#This Row],[DayNo]]=1,Tabulation[[#This Row],[DayNo]]=7),1,0)","v":0},{"$f":"COUNTIF(Holidays,Tabulation[[#This Row],[Date]])","v":0},{"$f":"CONCATENATE(Tabulation[[#This Row],[Holiday]],Tabulation[[#This Row],[Season]],Tabulation[[#This Row],[Weekend]],\"-\",IF(Tabulation[[#This Row],[Hour]]<10,0,\"\"),C8522)","v":"0Winter0-22"},{"$f":"VLOOKUP(Tabulation[[#This Row],[Concat]],Table3[],8)","v":0.28519},{"$f":"(Tabulation[[#This Row],[AC System Output (kW)]]*Tabulation[[#This Row],[Rate]])","v":0}]
[12,20,23,0,{"$f":"Tabulation[[#This Row],[AC System Output (W)]]/1000","v":0},{"$f":"VLOOKUP(Tabulation[[#This Row],[Month]],Season,2)","v":"Winter"},{"$f":"(DATE(2021,Tabulation[[#This Row],[Month]],Tabulation[[#This Row],[Day]]))","v":"2021-12-20"},{"$f":"WEEKDAY(Tabulation[[#This Row],[Date]])","v":2},{"$f":"IF(OR(Tabulation[[#This Row],[DayNo]]=1,Tabulation[[#This Row],[DayNo]]=7),1,0)","v":0},{"$f":"COUNTIF(Holidays,Tabulation[[#This Row],[Date]])","v":0},{"$f":"CONCATENATE(Tabulation[[#This Row],[Holiday]],Tabulation[[#This Row],[Season]],Tabulation[[#This Row],[Weekend]],\"-\",IF(Tabulation[[#This Row],[Hour]]<10,0,\"\"),C8523)","v":"0Winter0-23"},{"$f":"VLOOKUP(Tabulation[[#This Row],[Concat]],Table3[],8)","v":0.28519},{"$f":"(Tabulation[[#This Row],[AC System Output (kW)]]*Tabulation[[#This Row],[Rate]])","v":0}]
[12,21,0,0,{"$f":"Tabulation[[#This Row],[AC System Output (W)]]/1000","v":0},{"$f":"VLOOKUP(Tabulation[[#This Row],[Month]],Season,2)","v":"Winter"},{"$f":"(DATE(2021,Tabulation[[#This Row],[Month]],Tabulation[[#This Row],[Day]]))","v":"2021-12-21"},{"$f":"WEEKDAY(Tabulation[[#This Row],[Date]])","v":3},{"$f":"IF(OR(Tabulation[[#This Row],[DayNo]]=1,Tabulation[[#This Row],[DayNo]]=7),1,0)","v":0},{"$f":"COUNTIF(Holidays,Tabulation[[#This Row],[Date]])","v":0},{"$f":"CONCATENATE(Tabulation[[#This Row],[Holiday]],Tabulation[[#This Row],[Season]],Tabulation[[#This Row],[Weekend]],\"-\",IF(Tabulation[[#This Row],[Hour]]<10,0,\"\"),C8524)","v":"0Winter0-00"},{"$f":"VLOOKUP(Tabulation[[#This Row],[Concat]],Table3[],8)","v":0.28519},{"$f":"(Tabulation[[#This Row],[AC System Output (kW)]]*Tabulation[[#This Row],[Rate]])","v":0}]
[12,21,1,0,{"$f":"Tabulation[[#This Row],[AC System Output (W)]]/1000","v":0},{"$f":"VLOOKUP(Tabulation[[#This Row],[Month]],Season,2)","v":"Winter"},{"$f":"(DATE(2021,Tabulation[[#This Row],[Month]],Tabulation[[#This Row],[Day]]))","v":"2021-12-21"},{"$f":"WEEKDAY(Tabulation[[#This Row],[Date]])","v":3},{"$f":"IF(OR(Tabulation[[#This Row],[DayNo]]=1,Tabulation[[#This Row],[DayNo]]=7),1,0)","v":0},{"$f":"COUNTIF(Holidays,Tabulation[[#This Row],[Date]])","v":0},{"$f":"CONCATENATE(Tabulation[[#This Row],[Holiday]],Tabulation[[#This Row],[Season]],Tabulation[[#This Row],[Weekend]],\"-\",IF(Tabulation[[#This Row],[Hour]]<10,0,\"\"),C8525)","v":"0Winter0-01"},{"$f":"VLOOKUP(Tabulation[[#This Row],[Concat]],Table3[],8)","v":0.28519},{"$f":"(Tabulation[[#This Row],[AC System Output (kW)]]*Tabulation[[#This Row],[Rate]])","v":0}]
[12,21,2,0,{"$f":"Tabulation[[#This Row],[AC System Output (W)]]/1000","v":0},{"$f":"VLOOKUP(Tabulation[[#This Row],[Month]],Season,2)","v":"Winter"},{"$f":"(DATE(2021,Tabulation[[#This Row],[Month]],Tabulation[[#This Row],[Day]]))","v":"2021-12-21"},{"$f":"WEEKDAY(Tabulation[[#This Row],[Date]])","v":3},{"$f":"IF(OR(Tabulation[[#This Row],[DayNo]]=1,Tabulation[[#This Row],[DayNo]]=7),1,0)","v":0},{"$f":"COUNTIF(Holidays,Tabulation[[#This Row],[Date]])","v":0},{"$f":"CONCATENATE(Tabulation[[#This Row],[Holiday]],Tabulation[[#This Row],[Season]],Tabulation[[#This Row],[Weekend]],\"-\",IF(Tabulation[[#This Row],[Hour]]<10,0,\"\"),C8526)","v":"0Winter0-02"},{"$f":"VLOOKUP(Tabulation[[#This Row],[Concat]],Table3[],8)","v":0.28519},{"$f":"(Tabulation[[#This Row],[AC System Output (kW)]]*Tabulation[[#This Row],[Rate]])","v":0}]
[12,21,3,0,{"$f":"Tabulation[[#This Row],[AC System Output (W)]]/1000","v":0},{"$f":"VLOOKUP(Tabulation[[#This Row],[Month]],Season,2)","v":"Winter"},{"$f":"(DATE(2021,Tabulation[[#This Row],[Month]],Tabulation[[#This Row],[Day]]))","v":"2021-12-21"},{"$f":"WEEKDAY(Tabulation[[#This Row],[Date]])","v":3},{"$f":"IF(OR(Tabulation[[#This Row],[DayNo]]=1,Tabulation[[#This Row],[DayNo]]=7),1,0)","v":0},{"$f":"COUNTIF(Holidays,Tabulation[[#This Row],[Date]])","v":0},{"$f":"CONCATENATE(Tabulation[[#This Row],[Holiday]],Tabulation[[#This Row],[Season]],Tabulation[[#This Row],[Weekend]],\"-\",IF(Tabulation[[#This Row],[Hour]]<10,0,\"\"),C8527)","v":"0Winter0-03"},{"$f":"VLOOKUP(Tabulation[[#This Row],[Concat]],Table3[],8)","v":0.28519},{"$f":"(Tabulation[[#This Row],[AC System Output (kW)]]*Tabulation[[#This Row],[Rate]])","v":0}]
[12,21,4,0,{"$f":"Tabulation[[#This Row],[AC System Output (W)]]/1000","v":0},{"$f":"VLOOKUP(Tabulation[[#This Row],[Month]],Season,2)","v":"Winter"},{"$f":"(DATE(2021,Tabulation[[#This Row],[Month]],Tabulation[[#This Row],[Day]]))","v":"2021-12-21"},{"$f":"WEEKDAY(Tabulation[[#This Row],[Date]])","v":3},{"$f":"IF(OR(Tabulation[[#This Row],[DayNo]]=1,Tabulation[[#This Row],[DayNo]]=7),1,0)","v":0},{"$f":"COUNTIF(Holidays,Tabulation[[#This Row],[Date]])","v":0},{"$f":"CONCATENATE(Tabulation[[#This Row],[Holiday]],Tabulation[[#This Row],[Season]],Tabulation[[#This Row],[Weekend]],\"-\",IF(Tabulation[[#This Row],[Hour]]<10,0,\"\"),C8528)","v":"0Winter0-04"},{"$f":"VLOOKUP(Tabulation[[#This Row],[Concat]],Table3[],8)","v":0.28519},{"$f":"(Tabulation[[#This Row],[AC System Output (kW)]]*Tabulation[[#This Row],[Rate]])","v":0}]
[12,21,5,0,{"$f":"Tabulation[[#This Row],[AC System Output (W)]]/1000","v":0},{"$f":"VLOOKUP(Tabulation[[#This Row],[Month]],Season,2)","v":"Winter"},{"$f":"(DATE(2021,Tabulation[[#This Row],[Month]],Tabulation[[#This Row],[Day]]))","v":"2021-12-21"},{"$f":"WEEKDAY(Tabulation[[#This Row],[Date]])","v":3},{"$f":"IF(OR(Tabulation[[#This Row],[DayNo]]=1,Tabulation[[#This Row],[DayNo]]=7),1,0)","v":0},{"$f":"COUNTIF(Holidays,Tabulation[[#This Row],[Date]])","v":0},{"$f":"CONCATENATE(Tabulation[[#This Row],[Holiday]],Tabulation[[#This Row],[Season]],Tabulation[[#This Row],[Weekend]],\"-\",IF(Tabulation[[#This Row],[Hour]]<10,0,\"\"),C8529)","v":"0Winter0-05"},{"$f":"VLOOKUP(Tabulation[[#This Row],[Concat]],Table3[],8)","v":0.28519},{"$f":"(Tabulation[[#This Row],[AC System Output (kW)]]*Tabulation[[#This Row],[Rate]])","v":0}]
[12,21,6,0,{"$f":"Tabulation[[#This Row],[AC System Output (W)]]/1000","v":0},{"$f":"VLOOKUP(Tabulation[[#This Row],[Month]],Season,2)","v":"Winter"},{"$f":"(DATE(2021,Tabulation[[#This Row],[Month]],Tabulation[[#This Row],[Day]]))","v":"2021-12-21"},{"$f":"WEEKDAY(Tabulation[[#This Row],[Date]])","v":3},{"$f":"IF(OR(Tabulation[[#This Row],[DayNo]]=1,Tabulation[[#This Row],[DayNo]]=7),1,0)","v":0},{"$f":"COUNTIF(Holidays,Tabulation[[#This Row],[Date]])","v":0},{"$f":"CONCATENATE(Tabulation[[#This Row],[Holiday]],Tabulation[[#This Row],[Season]],Tabulation[[#This Row],[Weekend]],\"-\",IF(Tabulation[[#This Row],[Hour]]<10,0,\"\"),C8530)","v":"0Winter0-06"},{"$f":"VLOOKUP(Tabulation[[#This Row],[Concat]],Table3[],8)","v":0.28519},{"$f":"(Tabulation[[#This Row],[AC System Output (kW)]]*Tabulation[[#This Row],[Rate]])","v":0}]
[12,21,7,17.78,{"$f":"Tabulation[[#This Row],[AC System Output (W)]]/1000","v":1.7780000000000001E-2},{"$f":"VLOOKUP(Tabulation[[#This Row],[Month]],Season,2)","v":"Winter"},{"$f":"(DATE(2021,Tabulation[[#This Row],[Month]],Tabulation[[#This Row],[Day]]))","v":"2021-12-21"},{"$f":"WEEKDAY(Tabulation[[#This Row],[Date]])","v":3},{"$f":"IF(OR(Tabulation[[#This Row],[DayNo]]=1,Tabulation[[#This Row],[DayNo]]=7),1,0)","v":0},{"$f":"COUNTIF(Holidays,Tabulation[[#This Row],[Date]])","v":0},{"$f":"CONCATENATE(Tabulation[[#This Row],[Holiday]],Tabulation[[#This Row],[Season]],Tabulation[[#This Row],[Weekend]],\"-\",IF(Tabulation[[#This Row],[Hour]]<10,0,\"\"),C8531)","v":"0Winter0-07"},{"$f":"VLOOKUP(Tabulation[[#This Row],[Concat]],Table3[],8)","v":0.28519},{"$f":"(Tabulation[[#This Row],[AC System Output (kW)]]*Tabulation[[#This Row],[Rate]])","v":5.0706782000000004E-3}]
[12,21,8,487.202,{"$f":"Tabulation[[#This Row],[AC System Output (W)]]/1000","v":0.48720200000000002},{"$f":"VLOOKUP(Tabulation[[#This Row],[Month]],Season,2)","v":"Winter"},{"$f":"(DATE(2021,Tabulation[[#This Row],[Month]],Tabulation[[#This Row],[Day]]))","v":"2021-12-21"},{"$f":"WEEKDAY(Tabulation[[#This Row],[Date]])","v":3},{"$f":"IF(OR(Tabulation[[#This Row],[DayNo]]=1,Tabulation[[#This Row],[DayNo]]=7),1,0)","v":0},{"$f":"COUNTIF(Holidays,Tabulation[[#This Row],[Date]])","v":0},{"$f":"CONCATENATE(Tabulation[[#This Row],[Holiday]],Tabulation[[#This Row],[Season]],Tabulation[[#This Row],[Weekend]],\"-\",IF(Tabulation[[#This Row],[Hour]]<10,0,\"\"),C8532)","v":"0Winter0-08"},{"$f":"VLOOKUP(Tabulation[[#This Row],[Concat]],Table3[],8)","v":0.28519},{"$f":"(Tabulation[[#This Row],[AC System Output (kW)]]*Tabulation[[#This Row],[Rate]])","v":0.13894513838}]
[12,21,9,1120.627,{"$f":"Tabulation[[#This Row],[AC System Output (W)]]/1000","v":1.120627},{"$f":"VLOOKUP(Tabulation[[#This Row],[Month]],Season,2)","v":"Winter"},{"$f":"(DATE(2021,Tabulation[[#This Row],[Month]],Tabulation[[#This Row],[Day]]))","v":"2021-12-21"},{"$f":"WEEKDAY(Tabulation[[#This Row],[Date]])","v":3},{"$f":"IF(OR(Tabulation[[#This Row],[DayNo]]=1,Tabulation[[#This Row],[DayNo]]=7),1,0)","v":0},{"$f":"COUNTIF(Holidays,Tabulation[[#This Row],[Date]])","v":0},{"$f":"CONCATENATE(Tabulation[[#This Row],[Holiday]],Tabulation[[#This Row],[Season]],Tabulation[[#This Row],[Weekend]],\"-\",IF(Tabulation[[#This Row],[Hour]]<10,0,\"\"),C8533)","v":"0Winter0-09"},{"$f":"VLOOKUP(Tabulation[[#This Row],[Concat]],Table3[],8)","v":0.28519},{"$f":"(Tabulation[[#This Row],[AC System Output (kW)]]*Tabulation[[#This Row],[Rate]])","v":0.31959161413000003}]
[12,21,10,1707.6690000000001,{"$f":"Tabulation[[#This Row],[AC System Output (W)]]/1000","v":1.7076690000000001},{"$f":"VLOOKUP(Tabulation[[#This Row],[Month]],Season,2)","v":"Winter"},{"$f":"(DATE(2021,Tabulation[[#This Row],[Month]],Tabulation[[#This Row],[Day]]))","v":"2021-12-21"},{"$f":"WEEKDAY(Tabulation[[#This Row],[Date]])","v":3},{"$f":"IF(OR(Tabulation[[#This Row],[DayNo]]=1,Tabulation[[#This Row],[DayNo]]=7),1,0)","v":0},{"$f":"COUNTIF(Holidays,Tabulation[[#This Row],[Date]])","v":0},{"$f":"CONCATENATE(Tabulation[[#This Row],[Holiday]],Tabulation[[#This Row],[Season]],Tabulation[[#This Row],[Weekend]],\"-\",IF(Tabulation[[#This Row],[Hour]]<10,0,\"\"),C8534)","v":"0Winter0-10"},{"$f":"VLOOKUP(Tabulation[[#This Row],[Concat]],Table3[],8)","v":0.28519},{"$f":"(Tabulation[[#This Row],[AC System Output (kW)]]*Tabulation[[#This Row],[Rate]])","v":0.48701012211000005}]
[12,21,11,1538.57,{"$f":"Tabulation[[#This Row],[AC System Output (W)]]/1000","v":1.53857},{"$f":"VLOOKUP(Tabulation[[#This Row],[Month]],Season,2)","v":"Winter"},{"$f":"(DATE(2021,Tabulation[[#This Row],[Month]],Tabulation[[#This Row],[Day]]))","v":"2021-12-21"},{"$f":"WEEKDAY(Tabulation[[#This Row],[Date]])","v":3},{"$f":"IF(OR(Tabulation[[#This Row],[DayNo]]=1,Tabulation[[#This Row],[DayNo]]=7),1,0)","v":0},{"$f":"COUNTIF(Holidays,Tabulation[[#This Row],[Date]])","v":0},{"$f":"CONCATENATE(Tabulation[[#This Row],[Holiday]],Tabulation[[#This Row],[Season]],Tabulation[[#This Row],[Weekend]],\"-\",IF(Tabulation[[#This Row],[Hour]]<10,0,\"\"),C8535)","v":"0Winter0-11"},{"$f":"VLOOKUP(Tabulation[[#This Row],[Concat]],Table3[],8)","v":0.28519},{"$f":"(Tabulation[[#This Row],[AC System Output (kW)]]*Tabulation[[#This Row],[Rate]])","v":0.43878477830000001}]
[12,21,12,1039.1020000000001,{"$f":"Tabulation[[#This Row],[AC System Output (W)]]/1000","v":1.0391020000000002},{"$f":"VLOOKUP(Tabulation[[#This Row],[Month]],Season,2)","v":"Winter"},{"$f":"(DATE(2021,Tabulation[[#This Row],[Month]],Tabulation[[#This Row],[Day]]))","v":"2021-12-21"},{"$f":"WEEKDAY(Tabulation[[#This Row],[Date]])","v":3},{"$f":"IF(OR(Tabulation[[#This Row],[DayNo]]=1,Tabulation[[#This Row],[DayNo]]=7),1,0)","v":0},{"$f":"COUNTIF(Holidays,Tabulation[[#This Row],[Date]])","v":0},{"$f":"CONCATENATE(Tabulation[[#This Row],[Holiday]],Tabulation[[#This Row],[Season]],Tabulation[[#This Row],[Weekend]],\"-\",IF(Tabulation[[#This Row],[Hour]]<10,0,\"\"),C8536)","v":"0Winter0-12"},{"$f":"VLOOKUP(Tabulation[[#This Row],[Concat]],Table3[],8)","v":0.28519},{"$f":"(Tabulation[[#This Row],[AC System Output (kW)]]*Tabulation[[#This Row],[Rate]])","v":0.29634149938000004}]
[12,21,13,179.071,{"$f":"Tabulation[[#This Row],[AC System Output (W)]]/1000","v":0.17907100000000001},{"$f":"VLOOKUP(Tabulation[[#This Row],[Month]],Season,2)","v":"Winter"},{"$f":"(DATE(2021,Tabulation[[#This Row],[Month]],Tabulation[[#This Row],[Day]]))","v":"2021-12-21"},{"$f":"WEEKDAY(Tabulation[[#This Row],[Date]])","v":3},{"$f":"IF(OR(Tabulation[[#This Row],[DayNo]]=1,Tabulation[[#This Row],[DayNo]]=7),1,0)","v":0},{"$f":"COUNTIF(Holidays,Tabulation[[#This Row],[Date]])","v":0},{"$f":"CONCATENATE(Tabulation[[#This Row],[Holiday]],Tabulation[[#This Row],[Season]],Tabulation[[#This Row],[Weekend]],\"-\",IF(Tabulation[[#This Row],[Hour]]<10,0,\"\"),C8537)","v":"0Winter0-13"},{"$f":"VLOOKUP(Tabulation[[#This Row],[Concat]],Table3[],8)","v":0.28519},{"$f":"(Tabulation[[#This Row],[AC System Output (kW)]]*Tabulation[[#This Row],[Rate]])","v":5.1069258490000005E-2}]
[12,21,14,153.16,{"$f":"Tabulation[[#This Row],[AC System Output (W)]]/1000","v":0.15315999999999999},{"$f":"VLOOKUP(Tabulation[[#This Row],[Month]],Season,2)","v":"Winter"},{"$f":"(DATE(2021,Tabulation[[#This Row],[Month]],Tabulation[[#This Row],[Day]]))","v":"2021-12-21"},{"$f":"WEEKDAY(Tabulation[[#This Row],[Date]])","v":3},{"$f":"IF(OR(Tabulation[[#This Row],[DayNo]]=1,Tabulation[[#This Row],[DayNo]]=7),1,0)","v":0},{"$f":"COUNTIF(Holidays,Tabulation[[#This Row],[Date]])","v":0},{"$f":"CONCATENATE(Tabulation[[#This Row],[Holiday]],Tabulation[[#This Row],[Season]],Tabulation[[#This Row],[Weekend]],\"-\",IF(Tabulation[[#This Row],[Hour]]<10,0,\"\"),C8538)","v":"0Winter0-14"},{"$f":"VLOOKUP(Tabulation[[#This Row],[Concat]],Table3[],8)","v":0.28519},{"$f":"(Tabulation[[#This Row],[AC System Output (kW)]]*Tabulation[[#This Row],[Rate]])","v":4.36797004E-2}]
[12,21,15,0,{"$f":"Tabulation[[#This Row],[AC System Output (W)]]/1000","v":0},{"$f":"VLOOKUP(Tabulation[[#This Row],[Month]],Season,2)","v":"Winter"},{"$f":"(DATE(2021,Tabulation[[#This Row],[Month]],Tabulation[[#This Row],[Day]]))","v":"2021-12-21"},{"$f":"WEEKDAY(Tabulation[[#This Row],[Date]])","v":3},{"$f":"IF(OR(Tabulation[[#This Row],[DayNo]]=1,Tabulation[[#This Row],[DayNo]]=7),1,0)","v":0},{"$f":"COUNTIF(Holidays,Tabulation[[#This Row],[Date]])","v":0},{"$f":"CONCATENATE(Tabulation[[#This Row],[Holiday]],Tabulation[[#This Row],[Season]],Tabulation[[#This Row],[Weekend]],\"-\",IF(Tabulation[[#This Row],[Hour]]<10,0,\"\"),C8539)","v":"0Winter0-15"},{"$f":"VLOOKUP(Tabulation[[#This Row],[Concat]],Table3[],8)","v":0.28519},{"$f":"(Tabulation[[#This Row],[AC System Output (kW)]]*Tabulation[[#This Row],[Rate]])","v":0}]
[12,21,16,128.179,{"$f":"Tabulation[[#This Row],[AC System Output (W)]]/1000","v":0.12817900000000002},{"$f":"VLOOKUP(Tabulation[[#This Row],[Month]],Season,2)","v":"Winter"},{"$f":"(DATE(2021,Tabulation[[#This Row],[Month]],Tabulation[[#This Row],[Day]]))","v":"2021-12-21"},{"$f":"WEEKDAY(Tabulation[[#This Row],[Date]])","v":3},{"$f":"IF(OR(Tabulation[[#This Row],[DayNo]]=1,Tabulation[[#This Row],[DayNo]]=7),1,0)","v":0},{"$f":"COUNTIF(Holidays,Tabulation[[#This Row],[Date]])","v":0},{"$f":"CONCATENATE(Tabulation[[#This Row],[Holiday]],Tabulation[[#This Row],[Season]],Tabulation[[#This Row],[Weekend]],\"-\",IF(Tabulation[[#This Row],[Hour]]<10,0,\"\"),C8540)","v":"0Winter0-16"},{"$f":"VLOOKUP(Tabulation[[#This Row],[Concat]],Table3[],8)","v":0.28519},{"$f":"(Tabulation[[#This Row],[AC System Output (kW)]]*Tabulation[[#This Row],[Rate]])","v":3.6555369010000005E-2}]
[12,21,17,0,{"$f":"Tabulation[[#This Row],[AC System Output (W)]]/1000","v":0},{"$f":"VLOOKUP(Tabulation[[#This Row],[Month]],Season,2)","v":"Winter"},{"$f":"(DATE(2021,Tabulation[[#This Row],[Month]],Tabulation[[#This Row],[Day]]))","v":"2021-12-21"},{"$f":"WEEKDAY(Tabulation[[#This Row],[Date]])","v":3},{"$f":"IF(OR(Tabulation[[#This Row],[DayNo]]=1,Tabulation[[#This Row],[DayNo]]=7),1,0)","v":0},{"$f":"COUNTIF(Holidays,Tabulation[[#This Row],[Date]])","v":0},{"$f":"CONCATENATE(Tabulation[[#This Row],[Holiday]],Tabulation[[#This Row],[Season]],Tabulation[[#This Row],[Weekend]],\"-\",IF(Tabulation[[#This Row],[Hour]]<10,0,\"\"),C8541)","v":"0Winter0-17"},{"$f":"VLOOKUP(Tabulation[[#This Row],[Concat]],Table3[],8)","v":0.30257000000000001},{"$f":"(Tabulation[[#This Row],[AC System Output (kW)]]*Tabulation[[#This Row],[Rate]])","v":0}]
[12,21,18,0,{"$f":"Tabulation[[#This Row],[AC System Output (W)]]/1000","v":0},{"$f":"VLOOKUP(Tabulation[[#This Row],[Month]],Season,2)","v":"Winter"},{"$f":"(DATE(2021,Tabulation[[#This Row],[Month]],Tabulation[[#This Row],[Day]]))","v":"2021-12-21"},{"$f":"WEEKDAY(Tabulation[[#This Row],[Date]])","v":3},{"$f":"IF(OR(Tabulation[[#This Row],[DayNo]]=1,Tabulation[[#This Row],[DayNo]]=7),1,0)","v":0},{"$f":"COUNTIF(Holidays,Tabulation[[#This Row],[Date]])","v":0},{"$f":"CONCATENATE(Tabulation[[#This Row],[Holiday]],Tabulation[[#This Row],[Season]],Tabulation[[#This Row],[Weekend]],\"-\",IF(Tabulation[[#This Row],[Hour]]<10,0,\"\"),C8542)","v":"0Winter0-18"},{"$f":"VLOOKUP(Tabulation[[#This Row],[Concat]],Table3[],8)","v":0.30257000000000001},{"$f":"(Tabulation[[#This Row],[AC System Output (kW)]]*Tabulation[[#This Row],[Rate]])","v":0}]
[12,21,19,0,{"$f":"Tabulation[[#This Row],[AC System Output (W)]]/1000","v":0},{"$f":"VLOOKUP(Tabulation[[#This Row],[Month]],Season,2)","v":"Winter"},{"$f":"(DATE(2021,Tabulation[[#This Row],[Month]],Tabulation[[#This Row],[Day]]))","v":"2021-12-21"},{"$f":"WEEKDAY(Tabulation[[#This Row],[Date]])","v":3},{"$f":"IF(OR(Tabulation[[#This Row],[DayNo]]=1,Tabulation[[#This Row],[DayNo]]=7),1,0)","v":0},{"$f":"COUNTIF(Holidays,Tabulation[[#This Row],[Date]])","v":0},{"$f":"CONCATENATE(Tabulation[[#This Row],[Holiday]],Tabulation[[#This Row],[Season]],Tabulation[[#This Row],[Weekend]],\"-\",IF(Tabulation[[#This Row],[Hour]]<10,0,\"\"),C8543)","v":"0Winter0-19"},{"$f":"VLOOKUP(Tabulation[[#This Row],[Concat]],Table3[],8)","v":0.30257000000000001},{"$f":"(Tabulation[[#This Row],[AC System Output (kW)]]*Tabulation[[#This Row],[Rate]])","v":0}]
[12,21,20,0,{"$f":"Tabulation[[#This Row],[AC System Output (W)]]/1000","v":0},{"$f":"VLOOKUP(Tabulation[[#This Row],[Month]],Season,2)","v":"Winter"},{"$f":"(DATE(2021,Tabulation[[#This Row],[Month]],Tabulation[[#This Row],[Day]]))","v":"2021-12-21"},{"$f":"WEEKDAY(Tabulation[[#This Row],[Date]])","v":3},{"$f":"IF(OR(Tabulation[[#This Row],[DayNo]]=1,Tabulation[[#This Row],[DayNo]]=7),1,0)","v":0},{"$f":"COUNTIF(Holidays,Tabulation[[#This Row],[Date]])","v":0},{"$f":"CONCATENATE(Tabulation[[#This Row],[Holiday]],Tabulation[[#This Row],[Season]],Tabulation[[#This Row],[Weekend]],\"-\",IF(Tabulation[[#This Row],[Hour]]<10,0,\"\"),C8544)","v":"0Winter0-20"},{"$f":"VLOOKUP(Tabulation[[#This Row],[Concat]],Table3[],8)","v":0.28519},{"$f":"(Tabulation[[#This Row],[AC System Output (kW)]]*Tabulation[[#This Row],[Rate]])","v":0}]
[12,21,21,0,{"$f":"Tabulation[[#This Row],[AC System Output (W)]]/1000","v":0},{"$f":"VLOOKUP(Tabulation[[#This Row],[Month]],Season,2)","v":"Winter"},{"$f":"(DATE(2021,Tabulation[[#This Row],[Month]],Tabulation[[#This Row],[Day]]))","v":"2021-12-21"},{"$f":"WEEKDAY(Tabulation[[#This Row],[Date]])","v":3},{"$f":"IF(OR(Tabulation[[#This Row],[DayNo]]=1,Tabulation[[#This Row],[DayNo]]=7),1,0)","v":0},{"$f":"COUNTIF(Holidays,Tabulation[[#This Row],[Date]])","v":0},{"$f":"CONCATENATE(Tabulation[[#This Row],[Holiday]],Tabulation[[#This Row],[Season]],Tabulation[[#This Row],[Weekend]],\"-\",IF(Tabulation[[#This Row],[Hour]]<10,0,\"\"),C8545)","v":"0Winter0-21"},{"$f":"VLOOKUP(Tabulation[[#This Row],[Concat]],Table3[],8)","v":0.28519},{"$f":"(Tabulation[[#This Row],[AC System Output (kW)]]*Tabulation[[#This Row],[Rate]])","v":0}]
[12,21,22,0,{"$f":"Tabulation[[#This Row],[AC System Output (W)]]/1000","v":0},{"$f":"VLOOKUP(Tabulation[[#This Row],[Month]],Season,2)","v":"Winter"},{"$f":"(DATE(2021,Tabulation[[#This Row],[Month]],Tabulation[[#This Row],[Day]]))","v":"2021-12-21"},{"$f":"WEEKDAY(Tabulation[[#This Row],[Date]])","v":3},{"$f":"IF(OR(Tabulation[[#This Row],[DayNo]]=1,Tabulation[[#This Row],[DayNo]]=7),1,0)","v":0},{"$f":"COUNTIF(Holidays,Tabulation[[#This Row],[Date]])","v":0},{"$f":"CONCATENATE(Tabulation[[#This Row],[Holiday]],Tabulation[[#This Row],[Season]],Tabulation[[#This Row],[Weekend]],\"-\",IF(Tabulation[[#This Row],[Hour]]<10,0,\"\"),C8546)","v":"0Winter0-22"},{"$f":"VLOOKUP(Tabulation[[#This Row],[Concat]],Table3[],8)","v":0.28519},{"$f":"(Tabulation[[#This Row],[AC System Output (kW)]]*Tabulation[[#This Row],[Rate]])","v":0}]
[12,21,23,0,{"$f":"Tabulation[[#This Row],[AC System Output (W)]]/1000","v":0},{"$f":"VLOOKUP(Tabulation[[#This Row],[Month]],Season,2)","v":"Winter"},{"$f":"(DATE(2021,Tabulation[[#This Row],[Month]],Tabulation[[#This Row],[Day]]))","v":"2021-12-21"},{"$f":"WEEKDAY(Tabulation[[#This Row],[Date]])","v":3},{"$f":"IF(OR(Tabulation[[#This Row],[DayNo]]=1,Tabulation[[#This Row],[DayNo]]=7),1,0)","v":0},{"$f":"COUNTIF(Holidays,Tabulation[[#This Row],[Date]])","v":0},{"$f":"CONCATENATE(Tabulation[[#This Row],[Holiday]],Tabulation[[#This Row],[Season]],Tabulation[[#This Row],[Weekend]],\"-\",IF(Tabulation[[#This Row],[Hour]]<10,0,\"\"),C8547)","v":"0Winter0-23"},{"$f":"VLOOKUP(Tabulation[[#This Row],[Concat]],Table3[],8)","v":0.28519},{"$f":"(Tabulation[[#This Row],[AC System Output (kW)]]*Tabulation[[#This Row],[Rate]])","v":0}]
[12,22,0,0,{"$f":"Tabulation[[#This Row],[AC System Output (W)]]/1000","v":0},{"$f":"VLOOKUP(Tabulation[[#This Row],[Month]],Season,2)","v":"Winter"},{"$f":"(DATE(2021,Tabulation[[#This Row],[Month]],Tabulation[[#This Row],[Day]]))","v":"2021-12-22"},{"$f":"WEEKDAY(Tabulation[[#This Row],[Date]])","v":4},{"$f":"IF(OR(Tabulation[[#This Row],[DayNo]]=1,Tabulation[[#This Row],[DayNo]]=7),1,0)","v":0},{"$f":"COUNTIF(Holidays,Tabulation[[#This Row],[Date]])","v":0},{"$f":"CONCATENATE(Tabulation[[#This Row],[Holiday]],Tabulation[[#This Row],[Season]],Tabulation[[#This Row],[Weekend]],\"-\",IF(Tabulation[[#This Row],[Hour]]<10,0,\"\"),C8548)","v":"0Winter0-00"},{"$f":"VLOOKUP(Tabulation[[#This Row],[Concat]],Table3[],8)","v":0.28519},{"$f":"(Tabulation[[#This Row],[AC System Output (kW)]]*Tabulation[[#This Row],[Rate]])","v":0}]
[12,22,1,0,{"$f":"Tabulation[[#This Row],[AC System Output (W)]]/1000","v":0},{"$f":"VLOOKUP(Tabulation[[#This Row],[Month]],Season,2)","v":"Winter"},{"$f":"(DATE(2021,Tabulation[[#This Row],[Month]],Tabulation[[#This Row],[Day]]))","v":"2021-12-22"},{"$f":"WEEKDAY(Tabulation[[#This Row],[Date]])","v":4},{"$f":"IF(OR(Tabulation[[#This Row],[DayNo]]=1,Tabulation[[#This Row],[DayNo]]=7),1,0)","v":0},{"$f":"COUNTIF(Holidays,Tabulation[[#This Row],[Date]])","v":0},{"$f":"CONCATENATE(Tabulation[[#This Row],[Holiday]],Tabulation[[#This Row],[Season]],Tabulation[[#This Row],[Weekend]],\"-\",IF(Tabulation[[#This Row],[Hour]]<10,0,\"\"),C8549)","v":"0Winter0-01"},{"$f":"VLOOKUP(Tabulation[[#This Row],[Concat]],Table3[],8)","v":0.28519},{"$f":"(Tabulation[[#This Row],[AC System Output (kW)]]*Tabulation[[#This Row],[Rate]])","v":0}]
[12,22,2,0,{"$f":"Tabulation[[#This Row],[AC System Output (W)]]/1000","v":0},{"$f":"VLOOKUP(Tabulation[[#This Row],[Month]],Season,2)","v":"Winter"},{"$f":"(DATE(2021,Tabulation[[#This Row],[Month]],Tabulation[[#This Row],[Day]]))","v":"2021-12-22"},{"$f":"WEEKDAY(Tabulation[[#This Row],[Date]])","v":4},{"$f":"IF(OR(Tabulation[[#This Row],[DayNo]]=1,Tabulation[[#This Row],[DayNo]]=7),1,0)","v":0},{"$f":"COUNTIF(Holidays,Tabulation[[#This Row],[Date]])","v":0},{"$f":"CONCATENATE(Tabulation[[#This Row],[Holiday]],Tabulation[[#This Row],[Season]],Tabulation[[#This Row],[Weekend]],\"-\",IF(Tabulation[[#This Row],[Hour]]<10,0,\"\"),C8550)","v":"0Winter0-02"},{"$f":"VLOOKUP(Tabulation[[#This Row],[Concat]],Table3[],8)","v":0.28519},{"$f":"(Tabulation[[#This Row],[AC System Output (kW)]]*Tabulation[[#This Row],[Rate]])","v":0}]
[12,22,3,0,{"$f":"Tabulation[[#This Row],[AC System Output (W)]]/1000","v":0},{"$f":"VLOOKUP(Tabulation[[#This Row],[Month]],Season,2)","v":"Winter"},{"$f":"(DATE(2021,Tabulation[[#This Row],[Month]],Tabulation[[#This Row],[Day]]))","v":"2021-12-22"},{"$f":"WEEKDAY(Tabulation[[#This Row],[Date]])","v":4},{"$f":"IF(OR(Tabulation[[#This Row],[DayNo]]=1,Tabulation[[#This Row],[DayNo]]=7),1,0)","v":0},{"$f":"COUNTIF(Holidays,Tabulation[[#This Row],[Date]])","v":0},{"$f":"CONCATENATE(Tabulation[[#This Row],[Holiday]],Tabulation[[#This Row],[Season]],Tabulation[[#This Row],[Weekend]],\"-\",IF(Tabulation[[#This Row],[Hour]]<10,0,\"\"),C8551)","v":"0Winter0-03"},{"$f":"VLOOKUP(Tabulation[[#This Row],[Concat]],Table3[],8)","v":0.28519},{"$f":"(Tabulation[[#This Row],[AC System Output (kW)]]*Tabulation[[#This Row],[Rate]])","v":0}]
[12,22,4,0,{"$f":"Tabulation[[#This Row],[AC System Output (W)]]/1000","v":0},{"$f":"VLOOKUP(Tabulation[[#This Row],[Month]],Season,2)","v":"Winter"},{"$f":"(DATE(2021,Tabulation[[#This Row],[Month]],Tabulation[[#This Row],[Day]]))","v":"2021-12-22"},{"$f":"WEEKDAY(Tabulation[[#This Row],[Date]])","v":4},{"$f":"IF(OR(Tabulation[[#This Row],[DayNo]]=1,Tabulation[[#This Row],[DayNo]]=7),1,0)","v":0},{"$f":"COUNTIF(Holidays,Tabulation[[#This Row],[Date]])","v":0},{"$f":"CONCATENATE(Tabulation[[#This Row],[Holiday]],Tabulation[[#This Row],[Season]],Tabulation[[#This Row],[Weekend]],\"-\",IF(Tabulation[[#This Row],[Hour]]<10,0,\"\"),C8552)","v":"0Winter0-04"},{"$f":"VLOOKUP(Tabulation[[#This Row],[Concat]],Table3[],8)","v":0.28519},{"$f":"(Tabulation[[#This Row],[AC System Output (kW)]]*Tabulation[[#This Row],[Rate]])","v":0}]
[12,22,5,0,{"$f":"Tabulation[[#This Row],[AC System Output (W)]]/1000","v":0},{"$f":"VLOOKUP(Tabulation[[#This Row],[Month]],Season,2)","v":"Winter"},{"$f":"(DATE(2021,Tabulation[[#This Row],[Month]],Tabulation[[#This Row],[Day]]))","v":"2021-12-22"},{"$f":"WEEKDAY(Tabulation[[#This Row],[Date]])","v":4},{"$f":"IF(OR(Tabulation[[#This Row],[DayNo]]=1,Tabulation[[#This Row],[DayNo]]=7),1,0)","v":0},{"$f":"COUNTIF(Holidays,Tabulation[[#This Row],[Date]])","v":0},{"$f":"CONCATENATE(Tabulation[[#This Row],[Holiday]],Tabulation[[#This Row],[Season]],Tabulation[[#This Row],[Weekend]],\"-\",IF(Tabulation[[#This Row],[Hour]]<10,0,\"\"),C8553)","v":"0Winter0-05"},{"$f":"VLOOKUP(Tabulation[[#This Row],[Concat]],Table3[],8)","v":0.28519},{"$f":"(Tabulation[[#This Row],[AC System Output (kW)]]*Tabulation[[#This Row],[Rate]])","v":0}]
[12,22,6,0,{"$f":"Tabulation[[#This Row],[AC System Output (W)]]/1000","v":0},{"$f":"VLOOKUP(Tabulation[[#This Row],[Month]],Season,2)","v":"Winter"},{"$f":"(DATE(2021,Tabulation[[#This Row],[Month]],Tabulation[[#This Row],[Day]]))","v":"2021-12-22"},{"$f":"WEEKDAY(Tabulation[[#This Row],[Date]])","v":4},{"$f":"IF(OR(Tabulation[[#This Row],[DayNo]]=1,Tabulation[[#This Row],[DayNo]]=7),1,0)","v":0},{"$f":"COUNTIF(Holidays,Tabulation[[#This Row],[Date]])","v":0},{"$f":"CONCATENATE(Tabulation[[#This Row],[Holiday]],Tabulation[[#This Row],[Season]],Tabulation[[#This Row],[Weekend]],\"-\",IF(Tabulation[[#This Row],[Hour]]<10,0,\"\"),C8554)","v":"0Winter0-06"},{"$f":"VLOOKUP(Tabulation[[#This Row],[Concat]],Table3[],8)","v":0.28519},{"$f":"(Tabulation[[#This Row],[AC System Output (kW)]]*Tabulation[[#This Row],[Rate]])","v":0}]
[12,22,7,326.64499999999998,{"$f":"Tabulation[[#This Row],[AC System Output (W)]]/1000","v":0.32664499999999996},{"$f":"VLOOKUP(Tabulation[[#This Row],[Month]],Season,2)","v":"Winter"},{"$f":"(DATE(2021,Tabulation[[#This Row],[Month]],Tabulation[[#This Row],[Day]]))","v":"2021-12-22"},{"$f":"WEEKDAY(Tabulation[[#This Row],[Date]])","v":4},{"$f":"IF(OR(Tabulation[[#This Row],[DayNo]]=1,Tabulation[[#This Row],[DayNo]]=7),1,0)","v":0},{"$f":"COUNTIF(Holidays,Tabulation[[#This Row],[Date]])","v":0},{"$f":"CONCATENATE(Tabulation[[#This Row],[Holiday]],Tabulation[[#This Row],[Season]],Tabulation[[#This Row],[Weekend]],\"-\",IF(Tabulation[[#This Row],[Hour]]<10,0,\"\"),C8555)","v":"0Winter0-07"},{"$f":"VLOOKUP(Tabulation[[#This Row],[Concat]],Table3[],8)","v":0.28519},{"$f":"(Tabulation[[#This Row],[AC System Output (kW)]]*Tabulation[[#This Row],[Rate]])","v":9.3155887549999983E-2}]
[12,22,8,1206.4970000000001,{"$f":"Tabulation[[#This Row],[AC System Output (W)]]/1000","v":1.2064970000000002},{"$f":"VLOOKUP(Tabulation[[#This Row],[Month]],Season,2)","v":"Winter"},{"$f":"(DATE(2021,Tabulation[[#This Row],[Month]],Tabulation[[#This Row],[Day]]))","v":"2021-12-22"},{"$f":"WEEKDAY(Tabulation[[#This Row],[Date]])","v":4},{"$f":"IF(OR(Tabulation[[#This Row],[DayNo]]=1,Tabulation[[#This Row],[DayNo]]=7),1,0)","v":0},{"$f":"COUNTIF(Holidays,Tabulation[[#This Row],[Date]])","v":0},{"$f":"CONCATENATE(Tabulation[[#This Row],[Holiday]],Tabulation[[#This Row],[Season]],Tabulation[[#This Row],[Weekend]],\"-\",IF(Tabulation[[#This Row],[Hour]]<10,0,\"\"),C8556)","v":"0Winter0-08"},{"$f":"VLOOKUP(Tabulation[[#This Row],[Concat]],Table3[],8)","v":0.28519},{"$f":"(Tabulation[[#This Row],[AC System Output (kW)]]*Tabulation[[#This Row],[Rate]])","v":0.34408087943000004}]
[12,22,9,1956.12,{"$f":"Tabulation[[#This Row],[AC System Output (W)]]/1000","v":1.9561199999999999},{"$f":"VLOOKUP(Tabulation[[#This Row],[Month]],Season,2)","v":"Winter"},{"$f":"(DATE(2021,Tabulation[[#This Row],[Month]],Tabulation[[#This Row],[Day]]))","v":"2021-12-22"},{"$f":"WEEKDAY(Tabulation[[#This Row],[Date]])","v":4},{"$f":"IF(OR(Tabulation[[#This Row],[DayNo]]=1,Tabulation[[#This Row],[DayNo]]=7),1,0)","v":0},{"$f":"COUNTIF(Holidays,Tabulation[[#This Row],[Date]])","v":0},{"$f":"CONCATENATE(Tabulation[[#This Row],[Holiday]],Tabulation[[#This Row],[Season]],Tabulation[[#This Row],[Weekend]],\"-\",IF(Tabulation[[#This Row],[Hour]]<10,0,\"\"),C8557)","v":"0Winter0-09"},{"$f":"VLOOKUP(Tabulation[[#This Row],[Concat]],Table3[],8)","v":0.28519},{"$f":"(Tabulation[[#This Row],[AC System Output (kW)]]*Tabulation[[#This Row],[Rate]])","v":0.55786586279999995}]
[12,22,10,2428.8200000000002,{"$f":"Tabulation[[#This Row],[AC System Output (W)]]/1000","v":2.42882},{"$f":"VLOOKUP(Tabulation[[#This Row],[Month]],Season,2)","v":"Winter"},{"$f":"(DATE(2021,Tabulation[[#This Row],[Month]],Tabulation[[#This Row],[Day]]))","v":"2021-12-22"},{"$f":"WEEKDAY(Tabulation[[#This Row],[Date]])","v":4},{"$f":"IF(OR(Tabulation[[#This Row],[DayNo]]=1,Tabulation[[#This Row],[DayNo]]=7),1,0)","v":0},{"$f":"COUNTIF(Holidays,Tabulation[[#This Row],[Date]])","v":0},{"$f":"CONCATENATE(Tabulation[[#This Row],[Holiday]],Tabulation[[#This Row],[Season]],Tabulation[[#This Row],[Weekend]],\"-\",IF(Tabulation[[#This Row],[Hour]]<10,0,\"\"),C8558)","v":"0Winter0-10"},{"$f":"VLOOKUP(Tabulation[[#This Row],[Concat]],Table3[],8)","v":0.28519},{"$f":"(Tabulation[[#This Row],[AC System Output (kW)]]*Tabulation[[#This Row],[Rate]])","v":0.69267517580000004}]
[12,22,11,2695.721,{"$f":"Tabulation[[#This Row],[AC System Output (W)]]/1000","v":2.6957209999999998},{"$f":"VLOOKUP(Tabulation[[#This Row],[Month]],Season,2)","v":"Winter"},{"$f":"(DATE(2021,Tabulation[[#This Row],[Month]],Tabulation[[#This Row],[Day]]))","v":"2021-12-22"},{"$f":"WEEKDAY(Tabulation[[#This Row],[Date]])","v":4},{"$f":"IF(OR(Tabulation[[#This Row],[DayNo]]=1,Tabulation[[#This Row],[DayNo]]=7),1,0)","v":0},{"$f":"COUNTIF(Holidays,Tabulation[[#This Row],[Date]])","v":0},{"$f":"CONCATENATE(Tabulation[[#This Row],[Holiday]],Tabulation[[#This Row],[Season]],Tabulation[[#This Row],[Weekend]],\"-\",IF(Tabulation[[#This Row],[Hour]]<10,0,\"\"),C8559)","v":"0Winter0-11"},{"$f":"VLOOKUP(Tabulation[[#This Row],[Concat]],Table3[],8)","v":0.28519},{"$f":"(Tabulation[[#This Row],[AC System Output (kW)]]*Tabulation[[#This Row],[Rate]])","v":0.7687926719899999}]
[12,22,12,2700.2939999999999,{"$f":"Tabulation[[#This Row],[AC System Output (W)]]/1000","v":2.700294},{"$f":"VLOOKUP(Tabulation[[#This Row],[Month]],Season,2)","v":"Winter"},{"$f":"(DATE(2021,Tabulation[[#This Row],[Month]],Tabulation[[#This Row],[Day]]))","v":"2021-12-22"},{"$f":"WEEKDAY(Tabulation[[#This Row],[Date]])","v":4},{"$f":"IF(OR(Tabulation[[#This Row],[DayNo]]=1,Tabulation[[#This Row],[DayNo]]=7),1,0)","v":0},{"$f":"COUNTIF(Holidays,Tabulation[[#This Row],[Date]])","v":0},{"$f":"CONCATENATE(Tabulation[[#This Row],[Holiday]],Tabulation[[#This Row],[Season]],Tabulation[[#This Row],[Weekend]],\"-\",IF(Tabulation[[#This Row],[Hour]]<10,0,\"\"),C8560)","v":"0Winter0-12"},{"$f":"VLOOKUP(Tabulation[[#This Row],[Concat]],Table3[],8)","v":0.28519},{"$f":"(Tabulation[[#This Row],[AC System Output (kW)]]*Tabulation[[#This Row],[Rate]])","v":0.77009684585999993}]
[12,22,13,2430.922,{"$f":"Tabulation[[#This Row],[AC System Output (W)]]/1000","v":2.4309219999999998},{"$f":"VLOOKUP(Tabulation[[#This Row],[Month]],Season,2)","v":"Winter"},{"$f":"(DATE(2021,Tabulation[[#This Row],[Month]],Tabulation[[#This Row],[Day]]))","v":"2021-12-22"},{"$f":"WEEKDAY(Tabulation[[#This Row],[Date]])","v":4},{"$f":"IF(OR(Tabulation[[#This Row],[DayNo]]=1,Tabulation[[#This Row],[DayNo]]=7),1,0)","v":0},{"$f":"COUNTIF(Holidays,Tabulation[[#This Row],[Date]])","v":0},{"$f":"CONCATENATE(Tabulation[[#This Row],[Holiday]],Tabulation[[#This Row],[Season]],Tabulation[[#This Row],[Weekend]],\"-\",IF(Tabulation[[#This Row],[Hour]]<10,0,\"\"),C8561)","v":"0Winter0-13"},{"$f":"VLOOKUP(Tabulation[[#This Row],[Concat]],Table3[],8)","v":0.28519},{"$f":"(Tabulation[[#This Row],[AC System Output (kW)]]*Tabulation[[#This Row],[Rate]])","v":0.69327464517999993}]
[12,22,14,1940.319,{"$f":"Tabulation[[#This Row],[AC System Output (W)]]/1000","v":1.9403189999999999},{"$f":"VLOOKUP(Tabulation[[#This Row],[Month]],Season,2)","v":"Winter"},{"$f":"(DATE(2021,Tabulation[[#This Row],[Month]],Tabulation[[#This Row],[Day]]))","v":"2021-12-22"},{"$f":"WEEKDAY(Tabulation[[#This Row],[Date]])","v":4},{"$f":"IF(OR(Tabulation[[#This Row],[DayNo]]=1,Tabulation[[#This Row],[DayNo]]=7),1,0)","v":0},{"$f":"COUNTIF(Holidays,Tabulation[[#This Row],[Date]])","v":0},{"$f":"CONCATENATE(Tabulation[[#This Row],[Holiday]],Tabulation[[#This Row],[Season]],Tabulation[[#This Row],[Weekend]],\"-\",IF(Tabulation[[#This Row],[Hour]]<10,0,\"\"),C8562)","v":"0Winter0-14"},{"$f":"VLOOKUP(Tabulation[[#This Row],[Concat]],Table3[],8)","v":0.28519},{"$f":"(Tabulation[[#This Row],[AC System Output (kW)]]*Tabulation[[#This Row],[Rate]])","v":0.55335957560999993}]
[12,22,15,1198.183,{"$f":"Tabulation[[#This Row],[AC System Output (W)]]/1000","v":1.198183},{"$f":"VLOOKUP(Tabulation[[#This Row],[Month]],Season,2)","v":"Winter"},{"$f":"(DATE(2021,Tabulation[[#This Row],[Month]],Tabulation[[#This Row],[Day]]))","v":"2021-12-22"},{"$f":"WEEKDAY(Tabulation[[#This Row],[Date]])","v":4},{"$f":"IF(OR(Tabulation[[#This Row],[DayNo]]=1,Tabulation[[#This Row],[DayNo]]=7),1,0)","v":0},{"$f":"COUNTIF(Holidays,Tabulation[[#This Row],[Date]])","v":0},{"$f":"CONCATENATE(Tabulation[[#This Row],[Holiday]],Tabulation[[#This Row],[Season]],Tabulation[[#This Row],[Weekend]],\"-\",IF(Tabulation[[#This Row],[Hour]]<10,0,\"\"),C8563)","v":"0Winter0-15"},{"$f":"VLOOKUP(Tabulation[[#This Row],[Concat]],Table3[],8)","v":0.28519},{"$f":"(Tabulation[[#This Row],[AC System Output (kW)]]*Tabulation[[#This Row],[Rate]])","v":0.34170980976999998}]
[12,22,16,344.608,{"$f":"Tabulation[[#This Row],[AC System Output (W)]]/1000","v":0.34460800000000003},{"$f":"VLOOKUP(Tabulation[[#This Row],[Month]],Season,2)","v":"Winter"},{"$f":"(DATE(2021,Tabulation[[#This Row],[Month]],Tabulation[[#This Row],[Day]]))","v":"2021-12-22"},{"$f":"WEEKDAY(Tabulation[[#This Row],[Date]])","v":4},{"$f":"IF(OR(Tabulation[[#This Row],[DayNo]]=1,Tabulation[[#This Row],[DayNo]]=7),1,0)","v":0},{"$f":"COUNTIF(Holidays,Tabulation[[#This Row],[Date]])","v":0},{"$f":"CONCATENATE(Tabulation[[#This Row],[Holiday]],Tabulation[[#This Row],[Season]],Tabulation[[#This Row],[Weekend]],\"-\",IF(Tabulation[[#This Row],[Hour]]<10,0,\"\"),C8564)","v":"0Winter0-16"},{"$f":"VLOOKUP(Tabulation[[#This Row],[Concat]],Table3[],8)","v":0.28519},{"$f":"(Tabulation[[#This Row],[AC System Output (kW)]]*Tabulation[[#This Row],[Rate]])","v":9.8278755520000011E-2}]
[12,22,17,0,{"$f":"Tabulation[[#This Row],[AC System Output (W)]]/1000","v":0},{"$f":"VLOOKUP(Tabulation[[#This Row],[Month]],Season,2)","v":"Winter"},{"$f":"(DATE(2021,Tabulation[[#This Row],[Month]],Tabulation[[#This Row],[Day]]))","v":"2021-12-22"},{"$f":"WEEKDAY(Tabulation[[#This Row],[Date]])","v":4},{"$f":"IF(OR(Tabulation[[#This Row],[DayNo]]=1,Tabulation[[#This Row],[DayNo]]=7),1,0)","v":0},{"$f":"COUNTIF(Holidays,Tabulation[[#This Row],[Date]])","v":0},{"$f":"CONCATENATE(Tabulation[[#This Row],[Holiday]],Tabulation[[#This Row],[Season]],Tabulation[[#This Row],[Weekend]],\"-\",IF(Tabulation[[#This Row],[Hour]]<10,0,\"\"),C8565)","v":"0Winter0-17"},{"$f":"VLOOKUP(Tabulation[[#This Row],[Concat]],Table3[],8)","v":0.30257000000000001},{"$f":"(Tabulation[[#This Row],[AC System Output (kW)]]*Tabulation[[#This Row],[Rate]])","v":0}]
[12,22,18,0,{"$f":"Tabulation[[#This Row],[AC System Output (W)]]/1000","v":0},{"$f":"VLOOKUP(Tabulation[[#This Row],[Month]],Season,2)","v":"Winter"},{"$f":"(DATE(2021,Tabulation[[#This Row],[Month]],Tabulation[[#This Row],[Day]]))","v":"2021-12-22"},{"$f":"WEEKDAY(Tabulation[[#This Row],[Date]])","v":4},{"$f":"IF(OR(Tabulation[[#This Row],[DayNo]]=1,Tabulation[[#This Row],[DayNo]]=7),1,0)","v":0},{"$f":"COUNTIF(Holidays,Tabulation[[#This Row],[Date]])","v":0},{"$f":"CONCATENATE(Tabulation[[#This Row],[Holiday]],Tabulation[[#This Row],[Season]],Tabulation[[#This Row],[Weekend]],\"-\",IF(Tabulation[[#This Row],[Hour]]<10,0,\"\"),C8566)","v":"0Winter0-18"},{"$f":"VLOOKUP(Tabulation[[#This Row],[Concat]],Table3[],8)","v":0.30257000000000001},{"$f":"(Tabulation[[#This Row],[AC System Output (kW)]]*Tabulation[[#This Row],[Rate]])","v":0}]
[12,22,19,0,{"$f":"Tabulation[[#This Row],[AC System Output (W)]]/1000","v":0},{"$f":"VLOOKUP(Tabulation[[#This Row],[Month]],Season,2)","v":"Winter"},{"$f":"(DATE(2021,Tabulation[[#This Row],[Month]],Tabulation[[#This Row],[Day]]))","v":"2021-12-22"},{"$f":"WEEKDAY(Tabulation[[#This Row],[Date]])","v":4},{"$f":"IF(OR(Tabulation[[#This Row],[DayNo]]=1,Tabulation[[#This Row],[DayNo]]=7),1,0)","v":0},{"$f":"COUNTIF(Holidays,Tabulation[[#This Row],[Date]])","v":0},{"$f":"CONCATENATE(Tabulation[[#This Row],[Holiday]],Tabulation[[#This Row],[Season]],Tabulation[[#This Row],[Weekend]],\"-\",IF(Tabulation[[#This Row],[Hour]]<10,0,\"\"),C8567)","v":"0Winter0-19"},{"$f":"VLOOKUP(Tabulation[[#This Row],[Concat]],Table3[],8)","v":0.30257000000000001},{"$f":"(Tabulation[[#This Row],[AC System Output (kW)]]*Tabulation[[#This Row],[Rate]])","v":0}]
[12,22,20,0,{"$f":"Tabulation[[#This Row],[AC System Output (W)]]/1000","v":0},{"$f":"VLOOKUP(Tabulation[[#This Row],[Month]],Season,2)","v":"Winter"},{"$f":"(DATE(2021,Tabulation[[#This Row],[Month]],Tabulation[[#This Row],[Day]]))","v":"2021-12-22"},{"$f":"WEEKDAY(Tabulation[[#This Row],[Date]])","v":4},{"$f":"IF(OR(Tabulation[[#This Row],[DayNo]]=1,Tabulation[[#This Row],[DayNo]]=7),1,0)","v":0},{"$f":"COUNTIF(Holidays,Tabulation[[#This Row],[Date]])","v":0},{"$f":"CONCATENATE(Tabulation[[#This Row],[Holiday]],Tabulation[[#This Row],[Season]],Tabulation[[#This Row],[Weekend]],\"-\",IF(Tabulation[[#This Row],[Hour]]<10,0,\"\"),C8568)","v":"0Winter0-20"},{"$f":"VLOOKUP(Tabulation[[#This Row],[Concat]],Table3[],8)","v":0.28519},{"$f":"(Tabulation[[#This Row],[AC System Output (kW)]]*Tabulation[[#This Row],[Rate]])","v":0}]
[12,22,21,0,{"$f":"Tabulation[[#This Row],[AC System Output (W)]]/1000","v":0},{"$f":"VLOOKUP(Tabulation[[#This Row],[Month]],Season,2)","v":"Winter"},{"$f":"(DATE(2021,Tabulation[[#This Row],[Month]],Tabulation[[#This Row],[Day]]))","v":"2021-12-22"},{"$f":"WEEKDAY(Tabulation[[#This Row],[Date]])","v":4},{"$f":"IF(OR(Tabulation[[#This Row],[DayNo]]=1,Tabulation[[#This Row],[DayNo]]=7),1,0)","v":0},{"$f":"COUNTIF(Holidays,Tabulation[[#This Row],[Date]])","v":0},{"$f":"CONCATENATE(Tabulation[[#This Row],[Holiday]],Tabulation[[#This Row],[Season]],Tabulation[[#This Row],[Weekend]],\"-\",IF(Tabulation[[#This Row],[Hour]]<10,0,\"\"),C8569)","v":"0Winter0-21"},{"$f":"VLOOKUP(Tabulation[[#This Row],[Concat]],Table3[],8)","v":0.28519},{"$f":"(Tabulation[[#This Row],[AC System Output (kW)]]*Tabulation[[#This Row],[Rate]])","v":0}]
[12,22,22,0,{"$f":"Tabulation[[#This Row],[AC System Output (W)]]/1000","v":0},{"$f":"VLOOKUP(Tabulation[[#This Row],[Month]],Season,2)","v":"Winter"},{"$f":"(DATE(2021,Tabulation[[#This Row],[Month]],Tabulation[[#This Row],[Day]]))","v":"2021-12-22"},{"$f":"WEEKDAY(Tabulation[[#This Row],[Date]])","v":4},{"$f":"IF(OR(Tabulation[[#This Row],[DayNo]]=1,Tabulation[[#This Row],[DayNo]]=7),1,0)","v":0},{"$f":"COUNTIF(Holidays,Tabulation[[#This Row],[Date]])","v":0},{"$f":"CONCATENATE(Tabulation[[#This Row],[Holiday]],Tabulation[[#This Row],[Season]],Tabulation[[#This Row],[Weekend]],\"-\",IF(Tabulation[[#This Row],[Hour]]<10,0,\"\"),C8570)","v":"0Winter0-22"},{"$f":"VLOOKUP(Tabulation[[#This Row],[Concat]],Table3[],8)","v":0.28519},{"$f":"(Tabulation[[#This Row],[AC System Output (kW)]]*Tabulation[[#This Row],[Rate]])","v":0}]
[12,22,23,0,{"$f":"Tabulation[[#This Row],[AC System Output (W)]]/1000","v":0},{"$f":"VLOOKUP(Tabulation[[#This Row],[Month]],Season,2)","v":"Winter"},{"$f":"(DATE(2021,Tabulation[[#This Row],[Month]],Tabulation[[#This Row],[Day]]))","v":"2021-12-22"},{"$f":"WEEKDAY(Tabulation[[#This Row],[Date]])","v":4},{"$f":"IF(OR(Tabulation[[#This Row],[DayNo]]=1,Tabulation[[#This Row],[DayNo]]=7),1,0)","v":0},{"$f":"COUNTIF(Holidays,Tabulation[[#This Row],[Date]])","v":0},{"$f":"CONCATENATE(Tabulation[[#This Row],[Holiday]],Tabulation[[#This Row],[Season]],Tabulation[[#This Row],[Weekend]],\"-\",IF(Tabulation[[#This Row],[Hour]]<10,0,\"\"),C8571)","v":"0Winter0-23"},{"$f":"VLOOKUP(Tabulation[[#This Row],[Concat]],Table3[],8)","v":0.28519},{"$f":"(Tabulation[[#This Row],[AC System Output (kW)]]*Tabulation[[#This Row],[Rate]])","v":0}]
[12,23,0,0,{"$f":"Tabulation[[#This Row],[AC System Output (W)]]/1000","v":0},{"$f":"VLOOKUP(Tabulation[[#This Row],[Month]],Season,2)","v":"Winter"},{"$f":"(DATE(2021,Tabulation[[#This Row],[Month]],Tabulation[[#This Row],[Day]]))","v":"2021-12-23"},{"$f":"WEEKDAY(Tabulation[[#This Row],[Date]])","v":5},{"$f":"IF(OR(Tabulation[[#This Row],[DayNo]]=1,Tabulation[[#This Row],[DayNo]]=7),1,0)","v":0},{"$f":"COUNTIF(Holidays,Tabulation[[#This Row],[Date]])","v":0},{"$f":"CONCATENATE(Tabulation[[#This Row],[Holiday]],Tabulation[[#This Row],[Season]],Tabulation[[#This Row],[Weekend]],\"-\",IF(Tabulation[[#This Row],[Hour]]<10,0,\"\"),C8572)","v":"0Winter0-00"},{"$f":"VLOOKUP(Tabulation[[#This Row],[Concat]],Table3[],8)","v":0.28519},{"$f":"(Tabulation[[#This Row],[AC System Output (kW)]]*Tabulation[[#This Row],[Rate]])","v":0}]
[12,23,1,0,{"$f":"Tabulation[[#This Row],[AC System Output (W)]]/1000","v":0},{"$f":"VLOOKUP(Tabulation[[#This Row],[Month]],Season,2)","v":"Winter"},{"$f":"(DATE(2021,Tabulation[[#This Row],[Month]],Tabulation[[#This Row],[Day]]))","v":"2021-12-23"},{"$f":"WEEKDAY(Tabulation[[#This Row],[Date]])","v":5},{"$f":"IF(OR(Tabulation[[#This Row],[DayNo]]=1,Tabulation[[#This Row],[DayNo]]=7),1,0)","v":0},{"$f":"COUNTIF(Holidays,Tabulation[[#This Row],[Date]])","v":0},{"$f":"CONCATENATE(Tabulation[[#This Row],[Holiday]],Tabulation[[#This Row],[Season]],Tabulation[[#This Row],[Weekend]],\"-\",IF(Tabulation[[#This Row],[Hour]]<10,0,\"\"),C8573)","v":"0Winter0-01"},{"$f":"VLOOKUP(Tabulation[[#This Row],[Concat]],Table3[],8)","v":0.28519},{"$f":"(Tabulation[[#This Row],[AC System Output (kW)]]*Tabulation[[#This Row],[Rate]])","v":0}]
[12,23,2,0,{"$f":"Tabulation[[#This Row],[AC System Output (W)]]/1000","v":0},{"$f":"VLOOKUP(Tabulation[[#This Row],[Month]],Season,2)","v":"Winter"},{"$f":"(DATE(2021,Tabulation[[#This Row],[Month]],Tabulation[[#This Row],[Day]]))","v":"2021-12-23"},{"$f":"WEEKDAY(Tabulation[[#This Row],[Date]])","v":5},{"$f":"IF(OR(Tabulation[[#This Row],[DayNo]]=1,Tabulation[[#This Row],[DayNo]]=7),1,0)","v":0},{"$f":"COUNTIF(Holidays,Tabulation[[#This Row],[Date]])","v":0},{"$f":"CONCATENATE(Tabulation[[#This Row],[Holiday]],Tabulation[[#This Row],[Season]],Tabulation[[#This Row],[Weekend]],\"-\",IF(Tabulation[[#This Row],[Hour]]<10,0,\"\"),C8574)","v":"0Winter0-02"},{"$f":"VLOOKUP(Tabulation[[#This Row],[Concat]],Table3[],8)","v":0.28519},{"$f":"(Tabulation[[#This Row],[AC System Output (kW)]]*Tabulation[[#This Row],[Rate]])","v":0}]
[12,23,3,0,{"$f":"Tabulation[[#This Row],[AC System Output (W)]]/1000","v":0},{"$f":"VLOOKUP(Tabulation[[#This Row],[Month]],Season,2)","v":"Winter"},{"$f":"(DATE(2021,Tabulation[[#This Row],[Month]],Tabulation[[#This Row],[Day]]))","v":"2021-12-23"},{"$f":"WEEKDAY(Tabulation[[#This Row],[Date]])","v":5},{"$f":"IF(OR(Tabulation[[#This Row],[DayNo]]=1,Tabulation[[#This Row],[DayNo]]=7),1,0)","v":0},{"$f":"COUNTIF(Holidays,Tabulation[[#This Row],[Date]])","v":0},{"$f":"CONCATENATE(Tabulation[[#This Row],[Holiday]],Tabulation[[#This Row],[Season]],Tabulation[[#This Row],[Weekend]],\"-\",IF(Tabulation[[#This Row],[Hour]]<10,0,\"\"),C8575)","v":"0Winter0-03"},{"$f":"VLOOKUP(Tabulation[[#This Row],[Concat]],Table3[],8)","v":0.28519},{"$f":"(Tabulation[[#This Row],[AC System Output (kW)]]*Tabulation[[#This Row],[Rate]])","v":0}]
[12,23,4,0,{"$f":"Tabulation[[#This Row],[AC System Output (W)]]/1000","v":0},{"$f":"VLOOKUP(Tabulation[[#This Row],[Month]],Season,2)","v":"Winter"},{"$f":"(DATE(2021,Tabulation[[#This Row],[Month]],Tabulation[[#This Row],[Day]]))","v":"2021-12-23"},{"$f":"WEEKDAY(Tabulation[[#This Row],[Date]])","v":5},{"$f":"IF(OR(Tabulation[[#This Row],[DayNo]]=1,Tabulation[[#This Row],[DayNo]]=7),1,0)","v":0},{"$f":"COUNTIF(Holidays,Tabulation[[#This Row],[Date]])","v":0},{"$f":"CONCATENATE(Tabulation[[#This Row],[Holiday]],Tabulation[[#This Row],[Season]],Tabulation[[#This Row],[Weekend]],\"-\",IF(Tabulation[[#This Row],[Hour]]<10,0,\"\"),C8576)","v":"0Winter0-04"},{"$f":"VLOOKUP(Tabulation[[#This Row],[Concat]],Table3[],8)","v":0.28519},{"$f":"(Tabulation[[#This Row],[AC System Output (kW)]]*Tabulation[[#This Row],[Rate]])","v":0}]
[12,23,5,0,{"$f":"Tabulation[[#This Row],[AC System Output (W)]]/1000","v":0},{"$f":"VLOOKUP(Tabulation[[#This Row],[Month]],Season,2)","v":"Winter"},{"$f":"(DATE(2021,Tabulation[[#This Row],[Month]],Tabulation[[#This Row],[Day]]))","v":"2021-12-23"},{"$f":"WEEKDAY(Tabulation[[#This Row],[Date]])","v":5},{"$f":"IF(OR(Tabulation[[#This Row],[DayNo]]=1,Tabulation[[#This Row],[DayNo]]=7),1,0)","v":0},{"$f":"COUNTIF(Holidays,Tabulation[[#This Row],[Date]])","v":0},{"$f":"CONCATENATE(Tabulation[[#This Row],[Holiday]],Tabulation[[#This Row],[Season]],Tabulation[[#This Row],[Weekend]],\"-\",IF(Tabulation[[#This Row],[Hour]]<10,0,\"\"),C8577)","v":"0Winter0-05"},{"$f":"VLOOKUP(Tabulation[[#This Row],[Concat]],Table3[],8)","v":0.28519},{"$f":"(Tabulation[[#This Row],[AC System Output (kW)]]*Tabulation[[#This Row],[Rate]])","v":0}]
[12,23,6,0,{"$f":"Tabulation[[#This Row],[AC System Output (W)]]/1000","v":0},{"$f":"VLOOKUP(Tabulation[[#This Row],[Month]],Season,2)","v":"Winter"},{"$f":"(DATE(2021,Tabulation[[#This Row],[Month]],Tabulation[[#This Row],[Day]]))","v":"2021-12-23"},{"$f":"WEEKDAY(Tabulation[[#This Row],[Date]])","v":5},{"$f":"IF(OR(Tabulation[[#This Row],[DayNo]]=1,Tabulation[[#This Row],[DayNo]]=7),1,0)","v":0},{"$f":"COUNTIF(Holidays,Tabulation[[#This Row],[Date]])","v":0},{"$f":"CONCATENATE(Tabulation[[#This Row],[Holiday]],Tabulation[[#This Row],[Season]],Tabulation[[#This Row],[Weekend]],\"-\",IF(Tabulation[[#This Row],[Hour]]<10,0,\"\"),C8578)","v":"0Winter0-06"},{"$f":"VLOOKUP(Tabulation[[#This Row],[Concat]],Table3[],8)","v":0.28519},{"$f":"(Tabulation[[#This Row],[AC System Output (kW)]]*Tabulation[[#This Row],[Rate]])","v":0}]
[12,23,7,354.036,{"$f":"Tabulation[[#This Row],[AC System Output (W)]]/1000","v":0.35403600000000002},{"$f":"VLOOKUP(Tabulation[[#This Row],[Month]],Season,2)","v":"Winter"},{"$f":"(DATE(2021,Tabulation[[#This Row],[Month]],Tabulation[[#This Row],[Day]]))","v":"2021-12-23"},{"$f":"WEEKDAY(Tabulation[[#This Row],[Date]])","v":5},{"$f":"IF(OR(Tabulation[[#This Row],[DayNo]]=1,Tabulation[[#This Row],[DayNo]]=7),1,0)","v":0},{"$f":"COUNTIF(Holidays,Tabulation[[#This Row],[Date]])","v":0},{"$f":"CONCATENATE(Tabulation[[#This Row],[Holiday]],Tabulation[[#This Row],[Season]],Tabulation[[#This Row],[Weekend]],\"-\",IF(Tabulation[[#This Row],[Hour]]<10,0,\"\"),C8579)","v":"0Winter0-07"},{"$f":"VLOOKUP(Tabulation[[#This Row],[Concat]],Table3[],8)","v":0.28519},{"$f":"(Tabulation[[#This Row],[AC System Output (kW)]]*Tabulation[[#This Row],[Rate]])","v":0.10096752684}]
[12,23,8,1225.7239999999999,{"$f":"Tabulation[[#This Row],[AC System Output (W)]]/1000","v":1.225724},{"$f":"VLOOKUP(Tabulation[[#This Row],[Month]],Season,2)","v":"Winter"},{"$f":"(DATE(2021,Tabulation[[#This Row],[Month]],Tabulation[[#This Row],[Day]]))","v":"2021-12-23"},{"$f":"WEEKDAY(Tabulation[[#This Row],[Date]])","v":5},{"$f":"IF(OR(Tabulation[[#This Row],[DayNo]]=1,Tabulation[[#This Row],[DayNo]]=7),1,0)","v":0},{"$f":"COUNTIF(Holidays,Tabulation[[#This Row],[Date]])","v":0},{"$f":"CONCATENATE(Tabulation[[#This Row],[Holiday]],Tabulation[[#This Row],[Season]],Tabulation[[#This Row],[Weekend]],\"-\",IF(Tabulation[[#This Row],[Hour]]<10,0,\"\"),C8580)","v":"0Winter0-08"},{"$f":"VLOOKUP(Tabulation[[#This Row],[Concat]],Table3[],8)","v":0.28519},{"$f":"(Tabulation[[#This Row],[AC System Output (kW)]]*Tabulation[[#This Row],[Rate]])","v":0.34956422756}]
[12,23,9,1938.692,{"$f":"Tabulation[[#This Row],[AC System Output (W)]]/1000","v":1.9386920000000001},{"$f":"VLOOKUP(Tabulation[[#This Row],[Month]],Season,2)","v":"Winter"},{"$f":"(DATE(2021,Tabulation[[#This Row],[Month]],Tabulation[[#This Row],[Day]]))","v":"2021-12-23"},{"$f":"WEEKDAY(Tabulation[[#This Row],[Date]])","v":5},{"$f":"IF(OR(Tabulation[[#This Row],[DayNo]]=1,Tabulation[[#This Row],[DayNo]]=7),1,0)","v":0},{"$f":"COUNTIF(Holidays,Tabulation[[#This Row],[Date]])","v":0},{"$f":"CONCATENATE(Tabulation[[#This Row],[Holiday]],Tabulation[[#This Row],[Season]],Tabulation[[#This Row],[Weekend]],\"-\",IF(Tabulation[[#This Row],[Hour]]<10,0,\"\"),C8581)","v":"0Winter0-09"},{"$f":"VLOOKUP(Tabulation[[#This Row],[Concat]],Table3[],8)","v":0.28519},{"$f":"(Tabulation[[#This Row],[AC System Output (kW)]]*Tabulation[[#This Row],[Rate]])","v":0.55289557148000001}]
[12,23,10,2409.2759999999998,{"$f":"Tabulation[[#This Row],[AC System Output (W)]]/1000","v":2.4092759999999998},{"$f":"VLOOKUP(Tabulation[[#This Row],[Month]],Season,2)","v":"Winter"},{"$f":"(DATE(2021,Tabulation[[#This Row],[Month]],Tabulation[[#This Row],[Day]]))","v":"2021-12-23"},{"$f":"WEEKDAY(Tabulation[[#This Row],[Date]])","v":5},{"$f":"IF(OR(Tabulation[[#This Row],[DayNo]]=1,Tabulation[[#This Row],[DayNo]]=7),1,0)","v":0},{"$f":"COUNTIF(Holidays,Tabulation[[#This Row],[Date]])","v":0},{"$f":"CONCATENATE(Tabulation[[#This Row],[Holiday]],Tabulation[[#This Row],[Season]],Tabulation[[#This Row],[Weekend]],\"-\",IF(Tabulation[[#This Row],[Hour]]<10,0,\"\"),C8582)","v":"0Winter0-10"},{"$f":"VLOOKUP(Tabulation[[#This Row],[Concat]],Table3[],8)","v":0.28519},{"$f":"(Tabulation[[#This Row],[AC System Output (kW)]]*Tabulation[[#This Row],[Rate]])","v":0.68710142243999994}]
[12,23,11,2604.404,{"$f":"Tabulation[[#This Row],[AC System Output (W)]]/1000","v":2.6044040000000002},{"$f":"VLOOKUP(Tabulation[[#This Row],[Month]],Season,2)","v":"Winter"},{"$f":"(DATE(2021,Tabulation[[#This Row],[Month]],Tabulation[[#This Row],[Day]]))","v":"2021-12-23"},{"$f":"WEEKDAY(Tabulation[[#This Row],[Date]])","v":5},{"$f":"IF(OR(Tabulation[[#This Row],[DayNo]]=1,Tabulation[[#This Row],[DayNo]]=7),1,0)","v":0},{"$f":"COUNTIF(Holidays,Tabulation[[#This Row],[Date]])","v":0},{"$f":"CONCATENATE(Tabulation[[#This Row],[Holiday]],Tabulation[[#This Row],[Season]],Tabulation[[#This Row],[Weekend]],\"-\",IF(Tabulation[[#This Row],[Hour]]<10,0,\"\"),C8583)","v":"0Winter0-11"},{"$f":"VLOOKUP(Tabulation[[#This Row],[Concat]],Table3[],8)","v":0.28519},{"$f":"(Tabulation[[#This Row],[AC System Output (kW)]]*Tabulation[[#This Row],[Rate]])","v":0.7427499767600001}]
[12,23,12,2589.6559999999999,{"$f":"Tabulation[[#This Row],[AC System Output (W)]]/1000","v":2.5896559999999997},{"$f":"VLOOKUP(Tabulation[[#This Row],[Month]],Season,2)","v":"Winter"},{"$f":"(DATE(2021,Tabulation[[#This Row],[Month]],Tabulation[[#This Row],[Day]]))","v":"2021-12-23"},{"$f":"WEEKDAY(Tabulation[[#This Row],[Date]])","v":5},{"$f":"IF(OR(Tabulation[[#This Row],[DayNo]]=1,Tabulation[[#This Row],[DayNo]]=7),1,0)","v":0},{"$f":"COUNTIF(Holidays,Tabulation[[#This Row],[Date]])","v":0},{"$f":"CONCATENATE(Tabulation[[#This Row],[Holiday]],Tabulation[[#This Row],[Season]],Tabulation[[#This Row],[Weekend]],\"-\",IF(Tabulation[[#This Row],[Hour]]<10,0,\"\"),C8584)","v":"0Winter0-12"},{"$f":"VLOOKUP(Tabulation[[#This Row],[Concat]],Table3[],8)","v":0.28519},{"$f":"(Tabulation[[#This Row],[AC System Output (kW)]]*Tabulation[[#This Row],[Rate]])","v":0.73854399463999987}]
[12,23,13,2350.558,{"$f":"Tabulation[[#This Row],[AC System Output (W)]]/1000","v":2.3505579999999999},{"$f":"VLOOKUP(Tabulation[[#This Row],[Month]],Season,2)","v":"Winter"},{"$f":"(DATE(2021,Tabulation[[#This Row],[Month]],Tabulation[[#This Row],[Day]]))","v":"2021-12-23"},{"$f":"WEEKDAY(Tabulation[[#This Row],[Date]])","v":5},{"$f":"IF(OR(Tabulation[[#This Row],[DayNo]]=1,Tabulation[[#This Row],[DayNo]]=7),1,0)","v":0},{"$f":"COUNTIF(Holidays,Tabulation[[#This Row],[Date]])","v":0},{"$f":"CONCATENATE(Tabulation[[#This Row],[Holiday]],Tabulation[[#This Row],[Season]],Tabulation[[#This Row],[Weekend]],\"-\",IF(Tabulation[[#This Row],[Hour]]<10,0,\"\"),C8585)","v":"0Winter0-13"},{"$f":"VLOOKUP(Tabulation[[#This Row],[Concat]],Table3[],8)","v":0.28519},{"$f":"(Tabulation[[#This Row],[AC System Output (kW)]]*Tabulation[[#This Row],[Rate]])","v":0.67035563601999992}]
[12,23,14,1878.6949999999999,{"$f":"Tabulation[[#This Row],[AC System Output (W)]]/1000","v":1.878695},{"$f":"VLOOKUP(Tabulation[[#This Row],[Month]],Season,2)","v":"Winter"},{"$f":"(DATE(2021,Tabulation[[#This Row],[Month]],Tabulation[[#This Row],[Day]]))","v":"2021-12-23"},{"$f":"WEEKDAY(Tabulation[[#This Row],[Date]])","v":5},{"$f":"IF(OR(Tabulation[[#This Row],[DayNo]]=1,Tabulation[[#This Row],[DayNo]]=7),1,0)","v":0},{"$f":"COUNTIF(Holidays,Tabulation[[#This Row],[Date]])","v":0},{"$f":"CONCATENATE(Tabulation[[#This Row],[Holiday]],Tabulation[[#This Row],[Season]],Tabulation[[#This Row],[Weekend]],\"-\",IF(Tabulation[[#This Row],[Hour]]<10,0,\"\"),C8586)","v":"0Winter0-14"},{"$f":"VLOOKUP(Tabulation[[#This Row],[Concat]],Table3[],8)","v":0.28519},{"$f":"(Tabulation[[#This Row],[AC System Output (kW)]]*Tabulation[[#This Row],[Rate]])","v":0.53578502704999997}]
[12,23,15,1202.7750000000001,{"$f":"Tabulation[[#This Row],[AC System Output (W)]]/1000","v":1.2027750000000001},{"$f":"VLOOKUP(Tabulation[[#This Row],[Month]],Season,2)","v":"Winter"},{"$f":"(DATE(2021,Tabulation[[#This Row],[Month]],Tabulation[[#This Row],[Day]]))","v":"2021-12-23"},{"$f":"WEEKDAY(Tabulation[[#This Row],[Date]])","v":5},{"$f":"IF(OR(Tabulation[[#This Row],[DayNo]]=1,Tabulation[[#This Row],[DayNo]]=7),1,0)","v":0},{"$f":"COUNTIF(Holidays,Tabulation[[#This Row],[Date]])","v":0},{"$f":"CONCATENATE(Tabulation[[#This Row],[Holiday]],Tabulation[[#This Row],[Season]],Tabulation[[#This Row],[Weekend]],\"-\",IF(Tabulation[[#This Row],[Hour]]<10,0,\"\"),C8587)","v":"0Winter0-15"},{"$f":"VLOOKUP(Tabulation[[#This Row],[Concat]],Table3[],8)","v":0.28519},{"$f":"(Tabulation[[#This Row],[AC System Output (kW)]]*Tabulation[[#This Row],[Rate]])","v":0.34301940225000005}]
[12,23,16,371.49799999999999,{"$f":"Tabulation[[#This Row],[AC System Output (W)]]/1000","v":0.37149799999999999},{"$f":"VLOOKUP(Tabulation[[#This Row],[Month]],Season,2)","v":"Winter"},{"$f":"(DATE(2021,Tabulation[[#This Row],[Month]],Tabulation[[#This Row],[Day]]))","v":"2021-12-23"},{"$f":"WEEKDAY(Tabulation[[#This Row],[Date]])","v":5},{"$f":"IF(OR(Tabulation[[#This Row],[DayNo]]=1,Tabulation[[#This Row],[DayNo]]=7),1,0)","v":0},{"$f":"COUNTIF(Holidays,Tabulation[[#This Row],[Date]])","v":0},{"$f":"CONCATENATE(Tabulation[[#This Row],[Holiday]],Tabulation[[#This Row],[Season]],Tabulation[[#This Row],[Weekend]],\"-\",IF(Tabulation[[#This Row],[Hour]]<10,0,\"\"),C8588)","v":"0Winter0-16"},{"$f":"VLOOKUP(Tabulation[[#This Row],[Concat]],Table3[],8)","v":0.28519},{"$f":"(Tabulation[[#This Row],[AC System Output (kW)]]*Tabulation[[#This Row],[Rate]])","v":0.10594751462}]
[12,23,17,0,{"$f":"Tabulation[[#This Row],[AC System Output (W)]]/1000","v":0},{"$f":"VLOOKUP(Tabulation[[#This Row],[Month]],Season,2)","v":"Winter"},{"$f":"(DATE(2021,Tabulation[[#This Row],[Month]],Tabulation[[#This Row],[Day]]))","v":"2021-12-23"},{"$f":"WEEKDAY(Tabulation[[#This Row],[Date]])","v":5},{"$f":"IF(OR(Tabulation[[#This Row],[DayNo]]=1,Tabulation[[#This Row],[DayNo]]=7),1,0)","v":0},{"$f":"COUNTIF(Holidays,Tabulation[[#This Row],[Date]])","v":0},{"$f":"CONCATENATE(Tabulation[[#This Row],[Holiday]],Tabulation[[#This Row],[Season]],Tabulation[[#This Row],[Weekend]],\"-\",IF(Tabulation[[#This Row],[Hour]]<10,0,\"\"),C8589)","v":"0Winter0-17"},{"$f":"VLOOKUP(Tabulation[[#This Row],[Concat]],Table3[],8)","v":0.30257000000000001},{"$f":"(Tabulation[[#This Row],[AC System Output (kW)]]*Tabulation[[#This Row],[Rate]])","v":0}]
[12,23,18,0,{"$f":"Tabulation[[#This Row],[AC System Output (W)]]/1000","v":0},{"$f":"VLOOKUP(Tabulation[[#This Row],[Month]],Season,2)","v":"Winter"},{"$f":"(DATE(2021,Tabulation[[#This Row],[Month]],Tabulation[[#This Row],[Day]]))","v":"2021-12-23"},{"$f":"WEEKDAY(Tabulation[[#This Row],[Date]])","v":5},{"$f":"IF(OR(Tabulation[[#This Row],[DayNo]]=1,Tabulation[[#This Row],[DayNo]]=7),1,0)","v":0},{"$f":"COUNTIF(Holidays,Tabulation[[#This Row],[Date]])","v":0},{"$f":"CONCATENATE(Tabulation[[#This Row],[Holiday]],Tabulation[[#This Row],[Season]],Tabulation[[#This Row],[Weekend]],\"-\",IF(Tabulation[[#This Row],[Hour]]<10,0,\"\"),C8590)","v":"0Winter0-18"},{"$f":"VLOOKUP(Tabulation[[#This Row],[Concat]],Table3[],8)","v":0.30257000000000001},{"$f":"(Tabulation[[#This Row],[AC System Output (kW)]]*Tabulation[[#This Row],[Rate]])","v":0}]
[12,23,19,0,{"$f":"Tabulation[[#This Row],[AC System Output (W)]]/1000","v":0},{"$f":"VLOOKUP(Tabulation[[#This Row],[Month]],Season,2)","v":"Winter"},{"$f":"(DATE(2021,Tabulation[[#This Row],[Month]],Tabulation[[#This Row],[Day]]))","v":"2021-12-23"},{"$f":"WEEKDAY(Tabulation[[#This Row],[Date]])","v":5},{"$f":"IF(OR(Tabulation[[#This Row],[DayNo]]=1,Tabulation[[#This Row],[DayNo]]=7),1,0)","v":0},{"$f":"COUNTIF(Holidays,Tabulation[[#This Row],[Date]])","v":0},{"$f":"CONCATENATE(Tabulation[[#This Row],[Holiday]],Tabulation[[#This Row],[Season]],Tabulation[[#This Row],[Weekend]],\"-\",IF(Tabulation[[#This Row],[Hour]]<10,0,\"\"),C8591)","v":"0Winter0-19"},{"$f":"VLOOKUP(Tabulation[[#This Row],[Concat]],Table3[],8)","v":0.30257000000000001},{"$f":"(Tabulation[[#This Row],[AC System Output (kW)]]*Tabulation[[#This Row],[Rate]])","v":0}]
[12,23,20,0,{"$f":"Tabulation[[#This Row],[AC System Output (W)]]/1000","v":0},{"$f":"VLOOKUP(Tabulation[[#This Row],[Month]],Season,2)","v":"Winter"},{"$f":"(DATE(2021,Tabulation[[#This Row],[Month]],Tabulation[[#This Row],[Day]]))","v":"2021-12-23"},{"$f":"WEEKDAY(Tabulation[[#This Row],[Date]])","v":5},{"$f":"IF(OR(Tabulation[[#This Row],[DayNo]]=1,Tabulation[[#This Row],[DayNo]]=7),1,0)","v":0},{"$f":"COUNTIF(Holidays,Tabulation[[#This Row],[Date]])","v":0},{"$f":"CONCATENATE(Tabulation[[#This Row],[Holiday]],Tabulation[[#This Row],[Season]],Tabulation[[#This Row],[Weekend]],\"-\",IF(Tabulation[[#This Row],[Hour]]<10,0,\"\"),C8592)","v":"0Winter0-20"},{"$f":"VLOOKUP(Tabulation[[#This Row],[Concat]],Table3[],8)","v":0.28519},{"$f":"(Tabulation[[#This Row],[AC System Output (kW)]]*Tabulation[[#This Row],[Rate]])","v":0}]
[12,23,21,0,{"$f":"Tabulation[[#This Row],[AC System Output (W)]]/1000","v":0},{"$f":"VLOOKUP(Tabulation[[#This Row],[Month]],Season,2)","v":"Winter"},{"$f":"(DATE(2021,Tabulation[[#This Row],[Month]],Tabulation[[#This Row],[Day]]))","v":"2021-12-23"},{"$f":"WEEKDAY(Tabulation[[#This Row],[Date]])","v":5},{"$f":"IF(OR(Tabulation[[#This Row],[DayNo]]=1,Tabulation[[#This Row],[DayNo]]=7),1,0)","v":0},{"$f":"COUNTIF(Holidays,Tabulation[[#This Row],[Date]])","v":0},{"$f":"CONCATENATE(Tabulation[[#This Row],[Holiday]],Tabulation[[#This Row],[Season]],Tabulation[[#This Row],[Weekend]],\"-\",IF(Tabulation[[#This Row],[Hour]]<10,0,\"\"),C8593)","v":"0Winter0-21"},{"$f":"VLOOKUP(Tabulation[[#This Row],[Concat]],Table3[],8)","v":0.28519},{"$f":"(Tabulation[[#This Row],[AC System Output (kW)]]*Tabulation[[#This Row],[Rate]])","v":0}]
[12,23,22,0,{"$f":"Tabulation[[#This Row],[AC System Output (W)]]/1000","v":0},{"$f":"VLOOKUP(Tabulation[[#This Row],[Month]],Season,2)","v":"Winter"},{"$f":"(DATE(2021,Tabulation[[#This Row],[Month]],Tabulation[[#This Row],[Day]]))","v":"2021-12-23"},{"$f":"WEEKDAY(Tabulation[[#This Row],[Date]])","v":5},{"$f":"IF(OR(Tabulation[[#This Row],[DayNo]]=1,Tabulation[[#This Row],[DayNo]]=7),1,0)","v":0},{"$f":"COUNTIF(Holidays,Tabulation[[#This Row],[Date]])","v":0},{"$f":"CONCATENATE(Tabulation[[#This Row],[Holiday]],Tabulation[[#This Row],[Season]],Tabulation[[#This Row],[Weekend]],\"-\",IF(Tabulation[[#This Row],[Hour]]<10,0,\"\"),C8594)","v":"0Winter0-22"},{"$f":"VLOOKUP(Tabulation[[#This Row],[Concat]],Table3[],8)","v":0.28519},{"$f":"(Tabulation[[#This Row],[AC System Output (kW)]]*Tabulation[[#This Row],[Rate]])","v":0}]
[12,23,23,0,{"$f":"Tabulation[[#This Row],[AC System Output (W)]]/1000","v":0},{"$f":"VLOOKUP(Tabulation[[#This Row],[Month]],Season,2)","v":"Winter"},{"$f":"(DATE(2021,Tabulation[[#This Row],[Month]],Tabulation[[#This Row],[Day]]))","v":"2021-12-23"},{"$f":"WEEKDAY(Tabulation[[#This Row],[Date]])","v":5},{"$f":"IF(OR(Tabulation[[#This Row],[DayNo]]=1,Tabulation[[#This Row],[DayNo]]=7),1,0)","v":0},{"$f":"COUNTIF(Holidays,Tabulation[[#This Row],[Date]])","v":0},{"$f":"CONCATENATE(Tabulation[[#This Row],[Holiday]],Tabulation[[#This Row],[Season]],Tabulation[[#This Row],[Weekend]],\"-\",IF(Tabulation[[#This Row],[Hour]]<10,0,\"\"),C8595)","v":"0Winter0-23"},{"$f":"VLOOKUP(Tabulation[[#This Row],[Concat]],Table3[],8)","v":0.28519},{"$f":"(Tabulation[[#This Row],[AC System Output (kW)]]*Tabulation[[#This Row],[Rate]])","v":0}]
[12,24,0,0,{"$f":"Tabulation[[#This Row],[AC System Output (W)]]/1000","v":0},{"$f":"VLOOKUP(Tabulation[[#This Row],[Month]],Season,2)","v":"Winter"},{"$f":"(DATE(2021,Tabulation[[#This Row],[Month]],Tabulation[[#This Row],[Day]]))","v":"2021-12-24"},{"$f":"WEEKDAY(Tabulation[[#This Row],[Date]])","v":6},{"$f":"IF(OR(Tabulation[[#This Row],[DayNo]]=1,Tabulation[[#This Row],[DayNo]]=7),1,0)","v":0},{"$f":"COUNTIF(Holidays,Tabulation[[#This Row],[Date]])","v":0},{"$f":"CONCATENATE(Tabulation[[#This Row],[Holiday]],Tabulation[[#This Row],[Season]],Tabulation[[#This Row],[Weekend]],\"-\",IF(Tabulation[[#This Row],[Hour]]<10,0,\"\"),C8596)","v":"0Winter0-00"},{"$f":"VLOOKUP(Tabulation[[#This Row],[Concat]],Table3[],8)","v":0.28519},{"$f":"(Tabulation[[#This Row],[AC System Output (kW)]]*Tabulation[[#This Row],[Rate]])","v":0}]
[12,24,1,0,{"$f":"Tabulation[[#This Row],[AC System Output (W)]]/1000","v":0},{"$f":"VLOOKUP(Tabulation[[#This Row],[Month]],Season,2)","v":"Winter"},{"$f":"(DATE(2021,Tabulation[[#This Row],[Month]],Tabulation[[#This Row],[Day]]))","v":"2021-12-24"},{"$f":"WEEKDAY(Tabulation[[#This Row],[Date]])","v":6},{"$f":"IF(OR(Tabulation[[#This Row],[DayNo]]=1,Tabulation[[#This Row],[DayNo]]=7),1,0)","v":0},{"$f":"COUNTIF(Holidays,Tabulation[[#This Row],[Date]])","v":0},{"$f":"CONCATENATE(Tabulation[[#This Row],[Holiday]],Tabulation[[#This Row],[Season]],Tabulation[[#This Row],[Weekend]],\"-\",IF(Tabulation[[#This Row],[Hour]]<10,0,\"\"),C8597)","v":"0Winter0-01"},{"$f":"VLOOKUP(Tabulation[[#This Row],[Concat]],Table3[],8)","v":0.28519},{"$f":"(Tabulation[[#This Row],[AC System Output (kW)]]*Tabulation[[#This Row],[Rate]])","v":0}]
[12,24,2,0,{"$f":"Tabulation[[#This Row],[AC System Output (W)]]/1000","v":0},{"$f":"VLOOKUP(Tabulation[[#This Row],[Month]],Season,2)","v":"Winter"},{"$f":"(DATE(2021,Tabulation[[#This Row],[Month]],Tabulation[[#This Row],[Day]]))","v":"2021-12-24"},{"$f":"WEEKDAY(Tabulation[[#This Row],[Date]])","v":6},{"$f":"IF(OR(Tabulation[[#This Row],[DayNo]]=1,Tabulation[[#This Row],[DayNo]]=7),1,0)","v":0},{"$f":"COUNTIF(Holidays,Tabulation[[#This Row],[Date]])","v":0},{"$f":"CONCATENATE(Tabulation[[#This Row],[Holiday]],Tabulation[[#This Row],[Season]],Tabulation[[#This Row],[Weekend]],\"-\",IF(Tabulation[[#This Row],[Hour]]<10,0,\"\"),C8598)","v":"0Winter0-02"},{"$f":"VLOOKUP(Tabulation[[#This Row],[Concat]],Table3[],8)","v":0.28519},{"$f":"(Tabulation[[#This Row],[AC System Output (kW)]]*Tabulation[[#This Row],[Rate]])","v":0}]
[12,24,3,0,{"$f":"Tabulation[[#This Row],[AC System Output (W)]]/1000","v":0},{"$f":"VLOOKUP(Tabulation[[#This Row],[Month]],Season,2)","v":"Winter"},{"$f":"(DATE(2021,Tabulation[[#This Row],[Month]],Tabulation[[#This Row],[Day]]))","v":"2021-12-24"},{"$f":"WEEKDAY(Tabulation[[#This Row],[Date]])","v":6},{"$f":"IF(OR(Tabulation[[#This Row],[DayNo]]=1,Tabulation[[#This Row],[DayNo]]=7),1,0)","v":0},{"$f":"COUNTIF(Holidays,Tabulation[[#This Row],[Date]])","v":0},{"$f":"CONCATENATE(Tabulation[[#This Row],[Holiday]],Tabulation[[#This Row],[Season]],Tabulation[[#This Row],[Weekend]],\"-\",IF(Tabulation[[#This Row],[Hour]]<10,0,\"\"),C8599)","v":"0Winter0-03"},{"$f":"VLOOKUP(Tabulation[[#This Row],[Concat]],Table3[],8)","v":0.28519},{"$f":"(Tabulation[[#This Row],[AC System Output (kW)]]*Tabulation[[#This Row],[Rate]])","v":0}]
[12,24,4,0,{"$f":"Tabulation[[#This Row],[AC System Output (W)]]/1000","v":0},{"$f":"VLOOKUP(Tabulation[[#This Row],[Month]],Season,2)","v":"Winter"},{"$f":"(DATE(2021,Tabulation[[#This Row],[Month]],Tabulation[[#This Row],[Day]]))","v":"2021-12-24"},{"$f":"WEEKDAY(Tabulation[[#This Row],[Date]])","v":6},{"$f":"IF(OR(Tabulation[[#This Row],[DayNo]]=1,Tabulation[[#This Row],[DayNo]]=7),1,0)","v":0},{"$f":"COUNTIF(Holidays,Tabulation[[#This Row],[Date]])","v":0},{"$f":"CONCATENATE(Tabulation[[#This Row],[Holiday]],Tabulation[[#This Row],[Season]],Tabulation[[#This Row],[Weekend]],\"-\",IF(Tabulation[[#This Row],[Hour]]<10,0,\"\"),C8600)","v":"0Winter0-04"},{"$f":"VLOOKUP(Tabulation[[#This Row],[Concat]],Table3[],8)","v":0.28519},{"$f":"(Tabulation[[#This Row],[AC System Output (kW)]]*Tabulation[[#This Row],[Rate]])","v":0}]
[12,24,5,0,{"$f":"Tabulation[[#This Row],[AC System Output (W)]]/1000","v":0},{"$f":"VLOOKUP(Tabulation[[#This Row],[Month]],Season,2)","v":"Winter"},{"$f":"(DATE(2021,Tabulation[[#This Row],[Month]],Tabulation[[#This Row],[Day]]))","v":"2021-12-24"},{"$f":"WEEKDAY(Tabulation[[#This Row],[Date]])","v":6},{"$f":"IF(OR(Tabulation[[#This Row],[DayNo]]=1,Tabulation[[#This Row],[DayNo]]=7),1,0)","v":0},{"$f":"COUNTIF(Holidays,Tabulation[[#This Row],[Date]])","v":0},{"$f":"CONCATENATE(Tabulation[[#This Row],[Holiday]],Tabulation[[#This Row],[Season]],Tabulation[[#This Row],[Weekend]],\"-\",IF(Tabulation[[#This Row],[Hour]]<10,0,\"\"),C8601)","v":"0Winter0-05"},{"$f":"VLOOKUP(Tabulation[[#This Row],[Concat]],Table3[],8)","v":0.28519},{"$f":"(Tabulation[[#This Row],[AC System Output (kW)]]*Tabulation[[#This Row],[Rate]])","v":0}]
[12,24,6,0,{"$f":"Tabulation[[#This Row],[AC System Output (W)]]/1000","v":0},{"$f":"VLOOKUP(Tabulation[[#This Row],[Month]],Season,2)","v":"Winter"},{"$f":"(DATE(2021,Tabulation[[#This Row],[Month]],Tabulation[[#This Row],[Day]]))","v":"2021-12-24"},{"$f":"WEEKDAY(Tabulation[[#This Row],[Date]])","v":6},{"$f":"IF(OR(Tabulation[[#This Row],[DayNo]]=1,Tabulation[[#This Row],[DayNo]]=7),1,0)","v":0},{"$f":"COUNTIF(Holidays,Tabulation[[#This Row],[Date]])","v":0},{"$f":"CONCATENATE(Tabulation[[#This Row],[Holiday]],Tabulation[[#This Row],[Season]],Tabulation[[#This Row],[Weekend]],\"-\",IF(Tabulation[[#This Row],[Hour]]<10,0,\"\"),C8602)","v":"0Winter0-06"},{"$f":"VLOOKUP(Tabulation[[#This Row],[Concat]],Table3[],8)","v":0.28519},{"$f":"(Tabulation[[#This Row],[AC System Output (kW)]]*Tabulation[[#This Row],[Rate]])","v":0}]
[12,24,7,310.00599999999997,{"$f":"Tabulation[[#This Row],[AC System Output (W)]]/1000","v":0.31000599999999995},{"$f":"VLOOKUP(Tabulation[[#This Row],[Month]],Season,2)","v":"Winter"},{"$f":"(DATE(2021,Tabulation[[#This Row],[Month]],Tabulation[[#This Row],[Day]]))","v":"2021-12-24"},{"$f":"WEEKDAY(Tabulation[[#This Row],[Date]])","v":6},{"$f":"IF(OR(Tabulation[[#This Row],[DayNo]]=1,Tabulation[[#This Row],[DayNo]]=7),1,0)","v":0},{"$f":"COUNTIF(Holidays,Tabulation[[#This Row],[Date]])","v":0},{"$f":"CONCATENATE(Tabulation[[#This Row],[Holiday]],Tabulation[[#This Row],[Season]],Tabulation[[#This Row],[Weekend]],\"-\",IF(Tabulation[[#This Row],[Hour]]<10,0,\"\"),C8603)","v":"0Winter0-07"},{"$f":"VLOOKUP(Tabulation[[#This Row],[Concat]],Table3[],8)","v":0.28519},{"$f":"(Tabulation[[#This Row],[AC System Output (kW)]]*Tabulation[[#This Row],[Rate]])","v":8.8410611139999984E-2}]
[12,24,8,1166.8779999999999,{"$f":"Tabulation[[#This Row],[AC System Output (W)]]/1000","v":1.1668779999999999},{"$f":"VLOOKUP(Tabulation[[#This Row],[Month]],Season,2)","v":"Winter"},{"$f":"(DATE(2021,Tabulation[[#This Row],[Month]],Tabulation[[#This Row],[Day]]))","v":"2021-12-24"},{"$f":"WEEKDAY(Tabulation[[#This Row],[Date]])","v":6},{"$f":"IF(OR(Tabulation[[#This Row],[DayNo]]=1,Tabulation[[#This Row],[DayNo]]=7),1,0)","v":0},{"$f":"COUNTIF(Holidays,Tabulation[[#This Row],[Date]])","v":0},{"$f":"CONCATENATE(Tabulation[[#This Row],[Holiday]],Tabulation[[#This Row],[Season]],Tabulation[[#This Row],[Weekend]],\"-\",IF(Tabulation[[#This Row],[Hour]]<10,0,\"\"),C8604)","v":"0Winter0-08"},{"$f":"VLOOKUP(Tabulation[[#This Row],[Concat]],Table3[],8)","v":0.28519},{"$f":"(Tabulation[[#This Row],[AC System Output (kW)]]*Tabulation[[#This Row],[Rate]])","v":0.33278193681999996}]
[12,24,9,1878.4680000000001,{"$f":"Tabulation[[#This Row],[AC System Output (W)]]/1000","v":1.878468},{"$f":"VLOOKUP(Tabulation[[#This Row],[Month]],Season,2)","v":"Winter"},{"$f":"(DATE(2021,Tabulation[[#This Row],[Month]],Tabulation[[#This Row],[Day]]))","v":"2021-12-24"},{"$f":"WEEKDAY(Tabulation[[#This Row],[Date]])","v":6},{"$f":"IF(OR(Tabulation[[#This Row],[DayNo]]=1,Tabulation[[#This Row],[DayNo]]=7),1,0)","v":0},{"$f":"COUNTIF(Holidays,Tabulation[[#This Row],[Date]])","v":0},{"$f":"CONCATENATE(Tabulation[[#This Row],[Holiday]],Tabulation[[#This Row],[Season]],Tabulation[[#This Row],[Weekend]],\"-\",IF(Tabulation[[#This Row],[Hour]]<10,0,\"\"),C8605)","v":"0Winter0-09"},{"$f":"VLOOKUP(Tabulation[[#This Row],[Concat]],Table3[],8)","v":0.28519},{"$f":"(Tabulation[[#This Row],[AC System Output (kW)]]*Tabulation[[#This Row],[Rate]])","v":0.53572028892000001}]
[12,24,10,2320.5749999999998,{"$f":"Tabulation[[#This Row],[AC System Output (W)]]/1000","v":2.3205749999999998},{"$f":"VLOOKUP(Tabulation[[#This Row],[Month]],Season,2)","v":"Winter"},{"$f":"(DATE(2021,Tabulation[[#This Row],[Month]],Tabulation[[#This Row],[Day]]))","v":"2021-12-24"},{"$f":"WEEKDAY(Tabulation[[#This Row],[Date]])","v":6},{"$f":"IF(OR(Tabulation[[#This Row],[DayNo]]=1,Tabulation[[#This Row],[DayNo]]=7),1,0)","v":0},{"$f":"COUNTIF(Holidays,Tabulation[[#This Row],[Date]])","v":0},{"$f":"CONCATENATE(Tabulation[[#This Row],[Holiday]],Tabulation[[#This Row],[Season]],Tabulation[[#This Row],[Weekend]],\"-\",IF(Tabulation[[#This Row],[Hour]]<10,0,\"\"),C8606)","v":"0Winter0-10"},{"$f":"VLOOKUP(Tabulation[[#This Row],[Concat]],Table3[],8)","v":0.28519},{"$f":"(Tabulation[[#This Row],[AC System Output (kW)]]*Tabulation[[#This Row],[Rate]])","v":0.66180478425}]
[12,24,11,2540.9490000000001,{"$f":"Tabulation[[#This Row],[AC System Output (W)]]/1000","v":2.5409489999999999},{"$f":"VLOOKUP(Tabulation[[#This Row],[Month]],Season,2)","v":"Winter"},{"$f":"(DATE(2021,Tabulation[[#This Row],[Month]],Tabulation[[#This Row],[Day]]))","v":"2021-12-24"},{"$f":"WEEKDAY(Tabulation[[#This Row],[Date]])","v":6},{"$f":"IF(OR(Tabulation[[#This Row],[DayNo]]=1,Tabulation[[#This Row],[DayNo]]=7),1,0)","v":0},{"$f":"COUNTIF(Holidays,Tabulation[[#This Row],[Date]])","v":0},{"$f":"CONCATENATE(Tabulation[[#This Row],[Holiday]],Tabulation[[#This Row],[Season]],Tabulation[[#This Row],[Weekend]],\"-\",IF(Tabulation[[#This Row],[Hour]]<10,0,\"\"),C8607)","v":"0Winter0-11"},{"$f":"VLOOKUP(Tabulation[[#This Row],[Concat]],Table3[],8)","v":0.28519},{"$f":"(Tabulation[[#This Row],[AC System Output (kW)]]*Tabulation[[#This Row],[Rate]])","v":0.72465324530999997}]
[12,24,12,2532.2510000000002,{"$f":"Tabulation[[#This Row],[AC System Output (W)]]/1000","v":2.532251},{"$f":"VLOOKUP(Tabulation[[#This Row],[Month]],Season,2)","v":"Winter"},{"$f":"(DATE(2021,Tabulation[[#This Row],[Month]],Tabulation[[#This Row],[Day]]))","v":"2021-12-24"},{"$f":"WEEKDAY(Tabulation[[#This Row],[Date]])","v":6},{"$f":"IF(OR(Tabulation[[#This Row],[DayNo]]=1,Tabulation[[#This Row],[DayNo]]=7),1,0)","v":0},{"$f":"COUNTIF(Holidays,Tabulation[[#This Row],[Date]])","v":0},{"$f":"CONCATENATE(Tabulation[[#This Row],[Holiday]],Tabulation[[#This Row],[Season]],Tabulation[[#This Row],[Weekend]],\"-\",IF(Tabulation[[#This Row],[Hour]]<10,0,\"\"),C8608)","v":"0Winter0-12"},{"$f":"VLOOKUP(Tabulation[[#This Row],[Concat]],Table3[],8)","v":0.28519},{"$f":"(Tabulation[[#This Row],[AC System Output (kW)]]*Tabulation[[#This Row],[Rate]])","v":0.72217266269000002}]
[12,24,13,2291.002,{"$f":"Tabulation[[#This Row],[AC System Output (W)]]/1000","v":2.2910019999999998},{"$f":"VLOOKUP(Tabulation[[#This Row],[Month]],Season,2)","v":"Winter"},{"$f":"(DATE(2021,Tabulation[[#This Row],[Month]],Tabulation[[#This Row],[Day]]))","v":"2021-12-24"},{"$f":"WEEKDAY(Tabulation[[#This Row],[Date]])","v":6},{"$f":"IF(OR(Tabulation[[#This Row],[DayNo]]=1,Tabulation[[#This Row],[DayNo]]=7),1,0)","v":0},{"$f":"COUNTIF(Holidays,Tabulation[[#This Row],[Date]])","v":0},{"$f":"CONCATENATE(Tabulation[[#This Row],[Holiday]],Tabulation[[#This Row],[Season]],Tabulation[[#This Row],[Weekend]],\"-\",IF(Tabulation[[#This Row],[Hour]]<10,0,\"\"),C8609)","v":"0Winter0-13"},{"$f":"VLOOKUP(Tabulation[[#This Row],[Concat]],Table3[],8)","v":0.28519},{"$f":"(Tabulation[[#This Row],[AC System Output (kW)]]*Tabulation[[#This Row],[Rate]])","v":0.65337086037999992}]
[12,24,14,1821.2629999999999,{"$f":"Tabulation[[#This Row],[AC System Output (W)]]/1000","v":1.8212629999999999},{"$f":"VLOOKUP(Tabulation[[#This Row],[Month]],Season,2)","v":"Winter"},{"$f":"(DATE(2021,Tabulation[[#This Row],[Month]],Tabulation[[#This Row],[Day]]))","v":"2021-12-24"},{"$f":"WEEKDAY(Tabulation[[#This Row],[Date]])","v":6},{"$f":"IF(OR(Tabulation[[#This Row],[DayNo]]=1,Tabulation[[#This Row],[DayNo]]=7),1,0)","v":0},{"$f":"COUNTIF(Holidays,Tabulation[[#This Row],[Date]])","v":0},{"$f":"CONCATENATE(Tabulation[[#This Row],[Holiday]],Tabulation[[#This Row],[Season]],Tabulation[[#This Row],[Weekend]],\"-\",IF(Tabulation[[#This Row],[Hour]]<10,0,\"\"),C8610)","v":"0Winter0-14"},{"$f":"VLOOKUP(Tabulation[[#This Row],[Concat]],Table3[],8)","v":0.28519},{"$f":"(Tabulation[[#This Row],[AC System Output (kW)]]*Tabulation[[#This Row],[Rate]])","v":0.51940599496999995}]
[12,24,15,1113.432,{"$f":"Tabulation[[#This Row],[AC System Output (W)]]/1000","v":1.113432},{"$f":"VLOOKUP(Tabulation[[#This Row],[Month]],Season,2)","v":"Winter"},{"$f":"(DATE(2021,Tabulation[[#This Row],[Month]],Tabulation[[#This Row],[Day]]))","v":"2021-12-24"},{"$f":"WEEKDAY(Tabulation[[#This Row],[Date]])","v":6},{"$f":"IF(OR(Tabulation[[#This Row],[DayNo]]=1,Tabulation[[#This Row],[DayNo]]=7),1,0)","v":0},{"$f":"COUNTIF(Holidays,Tabulation[[#This Row],[Date]])","v":0},{"$f":"CONCATENATE(Tabulation[[#This Row],[Holiday]],Tabulation[[#This Row],[Season]],Tabulation[[#This Row],[Weekend]],\"-\",IF(Tabulation[[#This Row],[Hour]]<10,0,\"\"),C8611)","v":"0Winter0-15"},{"$f":"VLOOKUP(Tabulation[[#This Row],[Concat]],Table3[],8)","v":0.28519},{"$f":"(Tabulation[[#This Row],[AC System Output (kW)]]*Tabulation[[#This Row],[Rate]])","v":0.31753967208}]
[12,24,16,294.28399999999999,{"$f":"Tabulation[[#This Row],[AC System Output (W)]]/1000","v":0.29428399999999999},{"$f":"VLOOKUP(Tabulation[[#This Row],[Month]],Season,2)","v":"Winter"},{"$f":"(DATE(2021,Tabulation[[#This Row],[Month]],Tabulation[[#This Row],[Day]]))","v":"2021-12-24"},{"$f":"WEEKDAY(Tabulation[[#This Row],[Date]])","v":6},{"$f":"IF(OR(Tabulation[[#This Row],[DayNo]]=1,Tabulation[[#This Row],[DayNo]]=7),1,0)","v":0},{"$f":"COUNTIF(Holidays,Tabulation[[#This Row],[Date]])","v":0},{"$f":"CONCATENATE(Tabulation[[#This Row],[Holiday]],Tabulation[[#This Row],[Season]],Tabulation[[#This Row],[Weekend]],\"-\",IF(Tabulation[[#This Row],[Hour]]<10,0,\"\"),C8612)","v":"0Winter0-16"},{"$f":"VLOOKUP(Tabulation[[#This Row],[Concat]],Table3[],8)","v":0.28519},{"$f":"(Tabulation[[#This Row],[AC System Output (kW)]]*Tabulation[[#This Row],[Rate]])","v":8.3926853959999992E-2}]
[12,24,17,0,{"$f":"Tabulation[[#This Row],[AC System Output (W)]]/1000","v":0},{"$f":"VLOOKUP(Tabulation[[#This Row],[Month]],Season,2)","v":"Winter"},{"$f":"(DATE(2021,Tabulation[[#This Row],[Month]],Tabulation[[#This Row],[Day]]))","v":"2021-12-24"},{"$f":"WEEKDAY(Tabulation[[#This Row],[Date]])","v":6},{"$f":"IF(OR(Tabulation[[#This Row],[DayNo]]=1,Tabulation[[#This Row],[DayNo]]=7),1,0)","v":0},{"$f":"COUNTIF(Holidays,Tabulation[[#This Row],[Date]])","v":0},{"$f":"CONCATENATE(Tabulation[[#This Row],[Holiday]],Tabulation[[#This Row],[Season]],Tabulation[[#This Row],[Weekend]],\"-\",IF(Tabulation[[#This Row],[Hour]]<10,0,\"\"),C8613)","v":"0Winter0-17"},{"$f":"VLOOKUP(Tabulation[[#This Row],[Concat]],Table3[],8)","v":0.30257000000000001},{"$f":"(Tabulation[[#This Row],[AC System Output (kW)]]*Tabulation[[#This Row],[Rate]])","v":0}]
[12,24,18,0,{"$f":"Tabulation[[#This Row],[AC System Output (W)]]/1000","v":0},{"$f":"VLOOKUP(Tabulation[[#This Row],[Month]],Season,2)","v":"Winter"},{"$f":"(DATE(2021,Tabulation[[#This Row],[Month]],Tabulation[[#This Row],[Day]]))","v":"2021-12-24"},{"$f":"WEEKDAY(Tabulation[[#This Row],[Date]])","v":6},{"$f":"IF(OR(Tabulation[[#This Row],[DayNo]]=1,Tabulation[[#This Row],[DayNo]]=7),1,0)","v":0},{"$f":"COUNTIF(Holidays,Tabulation[[#This Row],[Date]])","v":0},{"$f":"CONCATENATE(Tabulation[[#This Row],[Holiday]],Tabulation[[#This Row],[Season]],Tabulation[[#This Row],[Weekend]],\"-\",IF(Tabulation[[#This Row],[Hour]]<10,0,\"\"),C8614)","v":"0Winter0-18"},{"$f":"VLOOKUP(Tabulation[[#This Row],[Concat]],Table3[],8)","v":0.30257000000000001},{"$f":"(Tabulation[[#This Row],[AC System Output (kW)]]*Tabulation[[#This Row],[Rate]])","v":0}]
[12,24,19,0,{"$f":"Tabulation[[#This Row],[AC System Output (W)]]/1000","v":0},{"$f":"VLOOKUP(Tabulation[[#This Row],[Month]],Season,2)","v":"Winter"},{"$f":"(DATE(2021,Tabulation[[#This Row],[Month]],Tabulation[[#This Row],[Day]]))","v":"2021-12-24"},{"$f":"WEEKDAY(Tabulation[[#This Row],[Date]])","v":6},{"$f":"IF(OR(Tabulation[[#This Row],[DayNo]]=1,Tabulation[[#This Row],[DayNo]]=7),1,0)","v":0},{"$f":"COUNTIF(Holidays,Tabulation[[#This Row],[Date]])","v":0},{"$f":"CONCATENATE(Tabulation[[#This Row],[Holiday]],Tabulation[[#This Row],[Season]],Tabulation[[#This Row],[Weekend]],\"-\",IF(Tabulation[[#This Row],[Hour]]<10,0,\"\"),C8615)","v":"0Winter0-19"},{"$f":"VLOOKUP(Tabulation[[#This Row],[Concat]],Table3[],8)","v":0.30257000000000001},{"$f":"(Tabulation[[#This Row],[AC System Output (kW)]]*Tabulation[[#This Row],[Rate]])","v":0}]
[12,24,20,0,{"$f":"Tabulation[[#This Row],[AC System Output (W)]]/1000","v":0},{"$f":"VLOOKUP(Tabulation[[#This Row],[Month]],Season,2)","v":"Winter"},{"$f":"(DATE(2021,Tabulation[[#This Row],[Month]],Tabulation[[#This Row],[Day]]))","v":"2021-12-24"},{"$f":"WEEKDAY(Tabulation[[#This Row],[Date]])","v":6},{"$f":"IF(OR(Tabulation[[#This Row],[DayNo]]=1,Tabulation[[#This Row],[DayNo]]=7),1,0)","v":0},{"$f":"COUNTIF(Holidays,Tabulation[[#This Row],[Date]])","v":0},{"$f":"CONCATENATE(Tabulation[[#This Row],[Holiday]],Tabulation[[#This Row],[Season]],Tabulation[[#This Row],[Weekend]],\"-\",IF(Tabulation[[#This Row],[Hour]]<10,0,\"\"),C8616)","v":"0Winter0-20"},{"$f":"VLOOKUP(Tabulation[[#This Row],[Concat]],Table3[],8)","v":0.28519},{"$f":"(Tabulation[[#This Row],[AC System Output (kW)]]*Tabulation[[#This Row],[Rate]])","v":0}]
[12,24,21,0,{"$f":"Tabulation[[#This Row],[AC System Output (W)]]/1000","v":0},{"$f":"VLOOKUP(Tabulation[[#This Row],[Month]],Season,2)","v":"Winter"},{"$f":"(DATE(2021,Tabulation[[#This Row],[Month]],Tabulation[[#This Row],[Day]]))","v":"2021-12-24"},{"$f":"WEEKDAY(Tabulation[[#This Row],[Date]])","v":6},{"$f":"IF(OR(Tabulation[[#This Row],[DayNo]]=1,Tabulation[[#This Row],[DayNo]]=7),1,0)","v":0},{"$f":"COUNTIF(Holidays,Tabulation[[#This Row],[Date]])","v":0},{"$f":"CONCATENATE(Tabulation[[#This Row],[Holiday]],Tabulation[[#This Row],[Season]],Tabulation[[#This Row],[Weekend]],\"-\",IF(Tabulation[[#This Row],[Hour]]<10,0,\"\"),C8617)","v":"0Winter0-21"},{"$f":"VLOOKUP(Tabulation[[#This Row],[Concat]],Table3[],8)","v":0.28519},{"$f":"(Tabulation[[#This Row],[AC System Output (kW)]]*Tabulation[[#This Row],[Rate]])","v":0}]
[12,24,22,0,{"$f":"Tabulation[[#This Row],[AC System Output (W)]]/1000","v":0},{"$f":"VLOOKUP(Tabulation[[#This Row],[Month]],Season,2)","v":"Winter"},{"$f":"(DATE(2021,Tabulation[[#This Row],[Month]],Tabulation[[#This Row],[Day]]))","v":"2021-12-24"},{"$f":"WEEKDAY(Tabulation[[#This Row],[Date]])","v":6},{"$f":"IF(OR(Tabulation[[#This Row],[DayNo]]=1,Tabulation[[#This Row],[DayNo]]=7),1,0)","v":0},{"$f":"COUNTIF(Holidays,Tabulation[[#This Row],[Date]])","v":0},{"$f":"CONCATENATE(Tabulation[[#This Row],[Holiday]],Tabulation[[#This Row],[Season]],Tabulation[[#This Row],[Weekend]],\"-\",IF(Tabulation[[#This Row],[Hour]]<10,0,\"\"),C8618)","v":"0Winter0-22"},{"$f":"VLOOKUP(Tabulation[[#This Row],[Concat]],Table3[],8)","v":0.28519},{"$f":"(Tabulation[[#This Row],[AC System Output (kW)]]*Tabulation[[#This Row],[Rate]])","v":0}]
[12,24,23,0,{"$f":"Tabulation[[#This Row],[AC System Output (W)]]/1000","v":0},{"$f":"VLOOKUP(Tabulation[[#This Row],[Month]],Season,2)","v":"Winter"},{"$f":"(DATE(2021,Tabulation[[#This Row],[Month]],Tabulation[[#This Row],[Day]]))","v":"2021-12-24"},{"$f":"WEEKDAY(Tabulation[[#This Row],[Date]])","v":6},{"$f":"IF(OR(Tabulation[[#This Row],[DayNo]]=1,Tabulation[[#This Row],[DayNo]]=7),1,0)","v":0},{"$f":"COUNTIF(Holidays,Tabulation[[#This Row],[Date]])","v":0},{"$f":"CONCATENATE(Tabulation[[#This Row],[Holiday]],Tabulation[[#This Row],[Season]],Tabulation[[#This Row],[Weekend]],\"-\",IF(Tabulation[[#This Row],[Hour]]<10,0,\"\"),C8619)","v":"0Winter0-23"},{"$f":"VLOOKUP(Tabulation[[#This Row],[Concat]],Table3[],8)","v":0.28519},{"$f":"(Tabulation[[#This Row],[AC System Output (kW)]]*Tabulation[[#This Row],[Rate]])","v":0}]
[12,25,0,0,{"$f":"Tabulation[[#This Row],[AC System Output (W)]]/1000","v":0},{"$f":"VLOOKUP(Tabulation[[#This Row],[Month]],Season,2)","v":"Winter"},{"$f":"(DATE(2021,Tabulation[[#This Row],[Month]],Tabulation[[#This Row],[Day]]))","v":"2021-12-25"},{"$f":"WEEKDAY(Tabulation[[#This Row],[Date]])","v":7},{"$f":"IF(OR(Tabulation[[#This Row],[DayNo]]=1,Tabulation[[#This Row],[DayNo]]=7),1,0)","v":1},{"$f":"COUNTIF(Holidays,Tabulation[[#This Row],[Date]])","v":1},{"$f":"CONCATENATE(Tabulation[[#This Row],[Holiday]],Tabulation[[#This Row],[Season]],Tabulation[[#This Row],[Weekend]],\"-\",IF(Tabulation[[#This Row],[Hour]]<10,0,\"\"),C8620)","v":"1Winter1-00"},{"$f":"VLOOKUP(Tabulation[[#This Row],[Concat]],Table3[],8)","v":0.28519},{"$f":"(Tabulation[[#This Row],[AC System Output (kW)]]*Tabulation[[#This Row],[Rate]])","v":0}]
[12,25,1,0,{"$f":"Tabulation[[#This Row],[AC System Output (W)]]/1000","v":0},{"$f":"VLOOKUP(Tabulation[[#This Row],[Month]],Season,2)","v":"Winter"},{"$f":"(DATE(2021,Tabulation[[#This Row],[Month]],Tabulation[[#This Row],[Day]]))","v":"2021-12-25"},{"$f":"WEEKDAY(Tabulation[[#This Row],[Date]])","v":7},{"$f":"IF(OR(Tabulation[[#This Row],[DayNo]]=1,Tabulation[[#This Row],[DayNo]]=7),1,0)","v":1},{"$f":"COUNTIF(Holidays,Tabulation[[#This Row],[Date]])","v":1},{"$f":"CONCATENATE(Tabulation[[#This Row],[Holiday]],Tabulation[[#This Row],[Season]],Tabulation[[#This Row],[Weekend]],\"-\",IF(Tabulation[[#This Row],[Hour]]<10,0,\"\"),C8621)","v":"1Winter1-01"},{"$f":"VLOOKUP(Tabulation[[#This Row],[Concat]],Table3[],8)","v":0.28519},{"$f":"(Tabulation[[#This Row],[AC System Output (kW)]]*Tabulation[[#This Row],[Rate]])","v":0}]
[12,25,2,0,{"$f":"Tabulation[[#This Row],[AC System Output (W)]]/1000","v":0},{"$f":"VLOOKUP(Tabulation[[#This Row],[Month]],Season,2)","v":"Winter"},{"$f":"(DATE(2021,Tabulation[[#This Row],[Month]],Tabulation[[#This Row],[Day]]))","v":"2021-12-25"},{"$f":"WEEKDAY(Tabulation[[#This Row],[Date]])","v":7},{"$f":"IF(OR(Tabulation[[#This Row],[DayNo]]=1,Tabulation[[#This Row],[DayNo]]=7),1,0)","v":1},{"$f":"COUNTIF(Holidays,Tabulation[[#This Row],[Date]])","v":1},{"$f":"CONCATENATE(Tabulation[[#This Row],[Holiday]],Tabulation[[#This Row],[Season]],Tabulation[[#This Row],[Weekend]],\"-\",IF(Tabulation[[#This Row],[Hour]]<10,0,\"\"),C8622)","v":"1Winter1-02"},{"$f":"VLOOKUP(Tabulation[[#This Row],[Concat]],Table3[],8)","v":0.28519},{"$f":"(Tabulation[[#This Row],[AC System Output (kW)]]*Tabulation[[#This Row],[Rate]])","v":0}]
[12,25,3,0,{"$f":"Tabulation[[#This Row],[AC System Output (W)]]/1000","v":0},{"$f":"VLOOKUP(Tabulation[[#This Row],[Month]],Season,2)","v":"Winter"},{"$f":"(DATE(2021,Tabulation[[#This Row],[Month]],Tabulation[[#This Row],[Day]]))","v":"2021-12-25"},{"$f":"WEEKDAY(Tabulation[[#This Row],[Date]])","v":7},{"$f":"IF(OR(Tabulation[[#This Row],[DayNo]]=1,Tabulation[[#This Row],[DayNo]]=7),1,0)","v":1},{"$f":"COUNTIF(Holidays,Tabulation[[#This Row],[Date]])","v":1},{"$f":"CONCATENATE(Tabulation[[#This Row],[Holiday]],Tabulation[[#This Row],[Season]],Tabulation[[#This Row],[Weekend]],\"-\",IF(Tabulation[[#This Row],[Hour]]<10,0,\"\"),C8623)","v":"1Winter1-03"},{"$f":"VLOOKUP(Tabulation[[#This Row],[Concat]],Table3[],8)","v":0.28519},{"$f":"(Tabulation[[#This Row],[AC System Output (kW)]]*Tabulation[[#This Row],[Rate]])","v":0}]
[12,25,4,0,{"$f":"Tabulation[[#This Row],[AC System Output (W)]]/1000","v":0},{"$f":"VLOOKUP(Tabulation[[#This Row],[Month]],Season,2)","v":"Winter"},{"$f":"(DATE(2021,Tabulation[[#This Row],[Month]],Tabulation[[#This Row],[Day]]))","v":"2021-12-25"},{"$f":"WEEKDAY(Tabulation[[#This Row],[Date]])","v":7},{"$f":"IF(OR(Tabulation[[#This Row],[DayNo]]=1,Tabulation[[#This Row],[DayNo]]=7),1,0)","v":1},{"$f":"COUNTIF(Holidays,Tabulation[[#This Row],[Date]])","v":1},{"$f":"CONCATENATE(Tabulation[[#This Row],[Holiday]],Tabulation[[#This Row],[Season]],Tabulation[[#This Row],[Weekend]],\"-\",IF(Tabulation[[#This Row],[Hour]]<10,0,\"\"),C8624)","v":"1Winter1-04"},{"$f":"VLOOKUP(Tabulation[[#This Row],[Concat]],Table3[],8)","v":0.28519},{"$f":"(Tabulation[[#This Row],[AC System Output (kW)]]*Tabulation[[#This Row],[Rate]])","v":0}]
[12,25,5,0,{"$f":"Tabulation[[#This Row],[AC System Output (W)]]/1000","v":0},{"$f":"VLOOKUP(Tabulation[[#This Row],[Month]],Season,2)","v":"Winter"},{"$f":"(DATE(2021,Tabulation[[#This Row],[Month]],Tabulation[[#This Row],[Day]]))","v":"2021-12-25"},{"$f":"WEEKDAY(Tabulation[[#This Row],[Date]])","v":7},{"$f":"IF(OR(Tabulation[[#This Row],[DayNo]]=1,Tabulation[[#This Row],[DayNo]]=7),1,0)","v":1},{"$f":"COUNTIF(Holidays,Tabulation[[#This Row],[Date]])","v":1},{"$f":"CONCATENATE(Tabulation[[#This Row],[Holiday]],Tabulation[[#This Row],[Season]],Tabulation[[#This Row],[Weekend]],\"-\",IF(Tabulation[[#This Row],[Hour]]<10,0,\"\"),C8625)","v":"1Winter1-05"},{"$f":"VLOOKUP(Tabulation[[#This Row],[Concat]],Table3[],8)","v":0.28519},{"$f":"(Tabulation[[#This Row],[AC System Output (kW)]]*Tabulation[[#This Row],[Rate]])","v":0}]
[12,25,6,0,{"$f":"Tabulation[[#This Row],[AC System Output (W)]]/1000","v":0},{"$f":"VLOOKUP(Tabulation[[#This Row],[Month]],Season,2)","v":"Winter"},{"$f":"(DATE(2021,Tabulation[[#This Row],[Month]],Tabulation[[#This Row],[Day]]))","v":"2021-12-25"},{"$f":"WEEKDAY(Tabulation[[#This Row],[Date]])","v":7},{"$f":"IF(OR(Tabulation[[#This Row],[DayNo]]=1,Tabulation[[#This Row],[DayNo]]=7),1,0)","v":1},{"$f":"COUNTIF(Holidays,Tabulation[[#This Row],[Date]])","v":1},{"$f":"CONCATENATE(Tabulation[[#This Row],[Holiday]],Tabulation[[#This Row],[Season]],Tabulation[[#This Row],[Weekend]],\"-\",IF(Tabulation[[#This Row],[Hour]]<10,0,\"\"),C8626)","v":"1Winter1-06"},{"$f":"VLOOKUP(Tabulation[[#This Row],[Concat]],Table3[],8)","v":0.28519},{"$f":"(Tabulation[[#This Row],[AC System Output (kW)]]*Tabulation[[#This Row],[Rate]])","v":0}]
[12,25,7,287.73500000000001,{"$f":"Tabulation[[#This Row],[AC System Output (W)]]/1000","v":0.28773500000000002},{"$f":"VLOOKUP(Tabulation[[#This Row],[Month]],Season,2)","v":"Winter"},{"$f":"(DATE(2021,Tabulation[[#This Row],[Month]],Tabulation[[#This Row],[Day]]))","v":"2021-12-25"},{"$f":"WEEKDAY(Tabulation[[#This Row],[Date]])","v":7},{"$f":"IF(OR(Tabulation[[#This Row],[DayNo]]=1,Tabulation[[#This Row],[DayNo]]=7),1,0)","v":1},{"$f":"COUNTIF(Holidays,Tabulation[[#This Row],[Date]])","v":1},{"$f":"CONCATENATE(Tabulation[[#This Row],[Holiday]],Tabulation[[#This Row],[Season]],Tabulation[[#This Row],[Weekend]],\"-\",IF(Tabulation[[#This Row],[Hour]]<10,0,\"\"),C8627)","v":"1Winter1-07"},{"$f":"VLOOKUP(Tabulation[[#This Row],[Concat]],Table3[],8)","v":0.28519},{"$f":"(Tabulation[[#This Row],[AC System Output (kW)]]*Tabulation[[#This Row],[Rate]])","v":8.2059144649999999E-2}]
[12,25,8,1126.73,{"$f":"Tabulation[[#This Row],[AC System Output (W)]]/1000","v":1.12673},{"$f":"VLOOKUP(Tabulation[[#This Row],[Month]],Season,2)","v":"Winter"},{"$f":"(DATE(2021,Tabulation[[#This Row],[Month]],Tabulation[[#This Row],[Day]]))","v":"2021-12-25"},{"$f":"WEEKDAY(Tabulation[[#This Row],[Date]])","v":7},{"$f":"IF(OR(Tabulation[[#This Row],[DayNo]]=1,Tabulation[[#This Row],[DayNo]]=7),1,0)","v":1},{"$f":"COUNTIF(Holidays,Tabulation[[#This Row],[Date]])","v":1},{"$f":"CONCATENATE(Tabulation[[#This Row],[Holiday]],Tabulation[[#This Row],[Season]],Tabulation[[#This Row],[Weekend]],\"-\",IF(Tabulation[[#This Row],[Hour]]<10,0,\"\"),C8628)","v":"1Winter1-08"},{"$f":"VLOOKUP(Tabulation[[#This Row],[Concat]],Table3[],8)","v":0.28519},{"$f":"(Tabulation[[#This Row],[AC System Output (kW)]]*Tabulation[[#This Row],[Rate]])","v":0.3213321287}]
[12,25,9,1837.6559999999999,{"$f":"Tabulation[[#This Row],[AC System Output (W)]]/1000","v":1.837656},{"$f":"VLOOKUP(Tabulation[[#This Row],[Month]],Season,2)","v":"Winter"},{"$f":"(DATE(2021,Tabulation[[#This Row],[Month]],Tabulation[[#This Row],[Day]]))","v":"2021-12-25"},{"$f":"WEEKDAY(Tabulation[[#This Row],[Date]])","v":7},{"$f":"IF(OR(Tabulation[[#This Row],[DayNo]]=1,Tabulation[[#This Row],[DayNo]]=7),1,0)","v":1},{"$f":"COUNTIF(Holidays,Tabulation[[#This Row],[Date]])","v":1},{"$f":"CONCATENATE(Tabulation[[#This Row],[Holiday]],Tabulation[[#This Row],[Season]],Tabulation[[#This Row],[Weekend]],\"-\",IF(Tabulation[[#This Row],[Hour]]<10,0,\"\"),C8629)","v":"1Winter1-09"},{"$f":"VLOOKUP(Tabulation[[#This Row],[Concat]],Table3[],8)","v":0.28519},{"$f":"(Tabulation[[#This Row],[AC System Output (kW)]]*Tabulation[[#This Row],[Rate]])","v":0.52408111463999996}]
[12,25,10,2288.3240000000001,{"$f":"Tabulation[[#This Row],[AC System Output (W)]]/1000","v":2.2883240000000002},{"$f":"VLOOKUP(Tabulation[[#This Row],[Month]],Season,2)","v":"Winter"},{"$f":"(DATE(2021,Tabulation[[#This Row],[Month]],Tabulation[[#This Row],[Day]]))","v":"2021-12-25"},{"$f":"WEEKDAY(Tabulation[[#This Row],[Date]])","v":7},{"$f":"IF(OR(Tabulation[[#This Row],[DayNo]]=1,Tabulation[[#This Row],[DayNo]]=7),1,0)","v":1},{"$f":"COUNTIF(Holidays,Tabulation[[#This Row],[Date]])","v":1},{"$f":"CONCATENATE(Tabulation[[#This Row],[Holiday]],Tabulation[[#This Row],[Season]],Tabulation[[#This Row],[Weekend]],\"-\",IF(Tabulation[[#This Row],[Hour]]<10,0,\"\"),C8630)","v":"1Winter1-10"},{"$f":"VLOOKUP(Tabulation[[#This Row],[Concat]],Table3[],8)","v":0.28519},{"$f":"(Tabulation[[#This Row],[AC System Output (kW)]]*Tabulation[[#This Row],[Rate]])","v":0.65260712156000011}]
[12,25,11,2506.8910000000001,{"$f":"Tabulation[[#This Row],[AC System Output (W)]]/1000","v":2.506891},{"$f":"VLOOKUP(Tabulation[[#This Row],[Month]],Season,2)","v":"Winter"},{"$f":"(DATE(2021,Tabulation[[#This Row],[Month]],Tabulation[[#This Row],[Day]]))","v":"2021-12-25"},{"$f":"WEEKDAY(Tabulation[[#This Row],[Date]])","v":7},{"$f":"IF(OR(Tabulation[[#This Row],[DayNo]]=1,Tabulation[[#This Row],[DayNo]]=7),1,0)","v":1},{"$f":"COUNTIF(Holidays,Tabulation[[#This Row],[Date]])","v":1},{"$f":"CONCATENATE(Tabulation[[#This Row],[Holiday]],Tabulation[[#This Row],[Season]],Tabulation[[#This Row],[Weekend]],\"-\",IF(Tabulation[[#This Row],[Hour]]<10,0,\"\"),C8631)","v":"1Winter1-11"},{"$f":"VLOOKUP(Tabulation[[#This Row],[Concat]],Table3[],8)","v":0.28519},{"$f":"(Tabulation[[#This Row],[AC System Output (kW)]]*Tabulation[[#This Row],[Rate]])","v":0.71494024429000003}]
[12,25,12,2452.165,{"$f":"Tabulation[[#This Row],[AC System Output (W)]]/1000","v":2.4521649999999999},{"$f":"VLOOKUP(Tabulation[[#This Row],[Month]],Season,2)","v":"Winter"},{"$f":"(DATE(2021,Tabulation[[#This Row],[Month]],Tabulation[[#This Row],[Day]]))","v":"2021-12-25"},{"$f":"WEEKDAY(Tabulation[[#This Row],[Date]])","v":7},{"$f":"IF(OR(Tabulation[[#This Row],[DayNo]]=1,Tabulation[[#This Row],[DayNo]]=7),1,0)","v":1},{"$f":"COUNTIF(Holidays,Tabulation[[#This Row],[Date]])","v":1},{"$f":"CONCATENATE(Tabulation[[#This Row],[Holiday]],Tabulation[[#This Row],[Season]],Tabulation[[#This Row],[Weekend]],\"-\",IF(Tabulation[[#This Row],[Hour]]<10,0,\"\"),C8632)","v":"1Winter1-12"},{"$f":"VLOOKUP(Tabulation[[#This Row],[Concat]],Table3[],8)","v":0.28519},{"$f":"(Tabulation[[#This Row],[AC System Output (kW)]]*Tabulation[[#This Row],[Rate]])","v":0.69933293634999993}]
[12,25,13,2252.5149999999999,{"$f":"Tabulation[[#This Row],[AC System Output (W)]]/1000","v":2.2525149999999998},{"$f":"VLOOKUP(Tabulation[[#This Row],[Month]],Season,2)","v":"Winter"},{"$f":"(DATE(2021,Tabulation[[#This Row],[Month]],Tabulation[[#This Row],[Day]]))","v":"2021-12-25"},{"$f":"WEEKDAY(Tabulation[[#This Row],[Date]])","v":7},{"$f":"IF(OR(Tabulation[[#This Row],[DayNo]]=1,Tabulation[[#This Row],[DayNo]]=7),1,0)","v":1},{"$f":"COUNTIF(Holidays,Tabulation[[#This Row],[Date]])","v":1},{"$f":"CONCATENATE(Tabulation[[#This Row],[Holiday]],Tabulation[[#This Row],[Season]],Tabulation[[#This Row],[Weekend]],\"-\",IF(Tabulation[[#This Row],[Hour]]<10,0,\"\"),C8633)","v":"1Winter1-13"},{"$f":"VLOOKUP(Tabulation[[#This Row],[Concat]],Table3[],8)","v":0.28519},{"$f":"(Tabulation[[#This Row],[AC System Output (kW)]]*Tabulation[[#This Row],[Rate]])","v":0.64239475284999992}]
[12,25,14,1832.1010000000001,{"$f":"Tabulation[[#This Row],[AC System Output (W)]]/1000","v":1.8321010000000002},{"$f":"VLOOKUP(Tabulation[[#This Row],[Month]],Season,2)","v":"Winter"},{"$f":"(DATE(2021,Tabulation[[#This Row],[Month]],Tabulation[[#This Row],[Day]]))","v":"2021-12-25"},{"$f":"WEEKDAY(Tabulation[[#This Row],[Date]])","v":7},{"$f":"IF(OR(Tabulation[[#This Row],[DayNo]]=1,Tabulation[[#This Row],[DayNo]]=7),1,0)","v":1},{"$f":"COUNTIF(Holidays,Tabulation[[#This Row],[Date]])","v":1},{"$f":"CONCATENATE(Tabulation[[#This Row],[Holiday]],Tabulation[[#This Row],[Season]],Tabulation[[#This Row],[Weekend]],\"-\",IF(Tabulation[[#This Row],[Hour]]<10,0,\"\"),C8634)","v":"1Winter1-14"},{"$f":"VLOOKUP(Tabulation[[#This Row],[Concat]],Table3[],8)","v":0.28519},{"$f":"(Tabulation[[#This Row],[AC System Output (kW)]]*Tabulation[[#This Row],[Rate]])","v":0.52249688419000007}]
[12,25,15,1156.444,{"$f":"Tabulation[[#This Row],[AC System Output (W)]]/1000","v":1.156444},{"$f":"VLOOKUP(Tabulation[[#This Row],[Month]],Season,2)","v":"Winter"},{"$f":"(DATE(2021,Tabulation[[#This Row],[Month]],Tabulation[[#This Row],[Day]]))","v":"2021-12-25"},{"$f":"WEEKDAY(Tabulation[[#This Row],[Date]])","v":7},{"$f":"IF(OR(Tabulation[[#This Row],[DayNo]]=1,Tabulation[[#This Row],[DayNo]]=7),1,0)","v":1},{"$f":"COUNTIF(Holidays,Tabulation[[#This Row],[Date]])","v":1},{"$f":"CONCATENATE(Tabulation[[#This Row],[Holiday]],Tabulation[[#This Row],[Season]],Tabulation[[#This Row],[Weekend]],\"-\",IF(Tabulation[[#This Row],[Hour]]<10,0,\"\"),C8635)","v":"1Winter1-15"},{"$f":"VLOOKUP(Tabulation[[#This Row],[Concat]],Table3[],8)","v":0.28519},{"$f":"(Tabulation[[#This Row],[AC System Output (kW)]]*Tabulation[[#This Row],[Rate]])","v":0.32980626435999999}]
[12,25,16,359.072,{"$f":"Tabulation[[#This Row],[AC System Output (W)]]/1000","v":0.359072},{"$f":"VLOOKUP(Tabulation[[#This Row],[Month]],Season,2)","v":"Winter"},{"$f":"(DATE(2021,Tabulation[[#This Row],[Month]],Tabulation[[#This Row],[Day]]))","v":"2021-12-25"},{"$f":"WEEKDAY(Tabulation[[#This Row],[Date]])","v":7},{"$f":"IF(OR(Tabulation[[#This Row],[DayNo]]=1,Tabulation[[#This Row],[DayNo]]=7),1,0)","v":1},{"$f":"COUNTIF(Holidays,Tabulation[[#This Row],[Date]])","v":1},{"$f":"CONCATENATE(Tabulation[[#This Row],[Holiday]],Tabulation[[#This Row],[Season]],Tabulation[[#This Row],[Weekend]],\"-\",IF(Tabulation[[#This Row],[Hour]]<10,0,\"\"),C8636)","v":"1Winter1-16"},{"$f":"VLOOKUP(Tabulation[[#This Row],[Concat]],Table3[],8)","v":0.28519},{"$f":"(Tabulation[[#This Row],[AC System Output (kW)]]*Tabulation[[#This Row],[Rate]])","v":0.10240374368000001}]
[12,25,17,0,{"$f":"Tabulation[[#This Row],[AC System Output (W)]]/1000","v":0},{"$f":"VLOOKUP(Tabulation[[#This Row],[Month]],Season,2)","v":"Winter"},{"$f":"(DATE(2021,Tabulation[[#This Row],[Month]],Tabulation[[#This Row],[Day]]))","v":"2021-12-25"},{"$f":"WEEKDAY(Tabulation[[#This Row],[Date]])","v":7},{"$f":"IF(OR(Tabulation[[#This Row],[DayNo]]=1,Tabulation[[#This Row],[DayNo]]=7),1,0)","v":1},{"$f":"COUNTIF(Holidays,Tabulation[[#This Row],[Date]])","v":1},{"$f":"CONCATENATE(Tabulation[[#This Row],[Holiday]],Tabulation[[#This Row],[Season]],Tabulation[[#This Row],[Weekend]],\"-\",IF(Tabulation[[#This Row],[Hour]]<10,0,\"\"),C8637)","v":"1Winter1-17"},{"$f":"VLOOKUP(Tabulation[[#This Row],[Concat]],Table3[],8)","v":0.28519},{"$f":"(Tabulation[[#This Row],[AC System Output (kW)]]*Tabulation[[#This Row],[Rate]])","v":0}]
[12,25,18,0,{"$f":"Tabulation[[#This Row],[AC System Output (W)]]/1000","v":0},{"$f":"VLOOKUP(Tabulation[[#This Row],[Month]],Season,2)","v":"Winter"},{"$f":"(DATE(2021,Tabulation[[#This Row],[Month]],Tabulation[[#This Row],[Day]]))","v":"2021-12-25"},{"$f":"WEEKDAY(Tabulation[[#This Row],[Date]])","v":7},{"$f":"IF(OR(Tabulation[[#This Row],[DayNo]]=1,Tabulation[[#This Row],[DayNo]]=7),1,0)","v":1},{"$f":"COUNTIF(Holidays,Tabulation[[#This Row],[Date]])","v":1},{"$f":"CONCATENATE(Tabulation[[#This Row],[Holiday]],Tabulation[[#This Row],[Season]],Tabulation[[#This Row],[Weekend]],\"-\",IF(Tabulation[[#This Row],[Hour]]<10,0,\"\"),C8638)","v":"1Winter1-18"},{"$f":"VLOOKUP(Tabulation[[#This Row],[Concat]],Table3[],8)","v":0.28519},{"$f":"(Tabulation[[#This Row],[AC System Output (kW)]]*Tabulation[[#This Row],[Rate]])","v":0}]
[12,25,19,0,{"$f":"Tabulation[[#This Row],[AC System Output (W)]]/1000","v":0},{"$f":"VLOOKUP(Tabulation[[#This Row],[Month]],Season,2)","v":"Winter"},{"$f":"(DATE(2021,Tabulation[[#This Row],[Month]],Tabulation[[#This Row],[Day]]))","v":"2021-12-25"},{"$f":"WEEKDAY(Tabulation[[#This Row],[Date]])","v":7},{"$f":"IF(OR(Tabulation[[#This Row],[DayNo]]=1,Tabulation[[#This Row],[DayNo]]=7),1,0)","v":1},{"$f":"COUNTIF(Holidays,Tabulation[[#This Row],[Date]])","v":1},{"$f":"CONCATENATE(Tabulation[[#This Row],[Holiday]],Tabulation[[#This Row],[Season]],Tabulation[[#This Row],[Weekend]],\"-\",IF(Tabulation[[#This Row],[Hour]]<10,0,\"\"),C8639)","v":"1Winter1-19"},{"$f":"VLOOKUP(Tabulation[[#This Row],[Concat]],Table3[],8)","v":0.28519},{"$f":"(Tabulation[[#This Row],[AC System Output (kW)]]*Tabulation[[#This Row],[Rate]])","v":0}]
[12,25,20,0,{"$f":"Tabulation[[#This Row],[AC System Output (W)]]/1000","v":0},{"$f":"VLOOKUP(Tabulation[[#This Row],[Month]],Season,2)","v":"Winter"},{"$f":"(DATE(2021,Tabulation[[#This Row],[Month]],Tabulation[[#This Row],[Day]]))","v":"2021-12-25"},{"$f":"WEEKDAY(Tabulation[[#This Row],[Date]])","v":7},{"$f":"IF(OR(Tabulation[[#This Row],[DayNo]]=1,Tabulation[[#This Row],[DayNo]]=7),1,0)","v":1},{"$f":"COUNTIF(Holidays,Tabulation[[#This Row],[Date]])","v":1},{"$f":"CONCATENATE(Tabulation[[#This Row],[Holiday]],Tabulation[[#This Row],[Season]],Tabulation[[#This Row],[Weekend]],\"-\",IF(Tabulation[[#This Row],[Hour]]<10,0,\"\"),C8640)","v":"1Winter1-20"},{"$f":"VLOOKUP(Tabulation[[#This Row],[Concat]],Table3[],8)","v":0.28519},{"$f":"(Tabulation[[#This Row],[AC System Output (kW)]]*Tabulation[[#This Row],[Rate]])","v":0}]
[12,25,21,0,{"$f":"Tabulation[[#This Row],[AC System Output (W)]]/1000","v":0},{"$f":"VLOOKUP(Tabulation[[#This Row],[Month]],Season,2)","v":"Winter"},{"$f":"(DATE(2021,Tabulation[[#This Row],[Month]],Tabulation[[#This Row],[Day]]))","v":"2021-12-25"},{"$f":"WEEKDAY(Tabulation[[#This Row],[Date]])","v":7},{"$f":"IF(OR(Tabulation[[#This Row],[DayNo]]=1,Tabulation[[#This Row],[DayNo]]=7),1,0)","v":1},{"$f":"COUNTIF(Holidays,Tabulation[[#This Row],[Date]])","v":1},{"$f":"CONCATENATE(Tabulation[[#This Row],[Holiday]],Tabulation[[#This Row],[Season]],Tabulation[[#This Row],[Weekend]],\"-\",IF(Tabulation[[#This Row],[Hour]]<10,0,\"\"),C8641)","v":"1Winter1-21"},{"$f":"VLOOKUP(Tabulation[[#This Row],[Concat]],Table3[],8)","v":0.28519},{"$f":"(Tabulation[[#This Row],[AC System Output (kW)]]*Tabulation[[#This Row],[Rate]])","v":0}]
[12,25,22,0,{"$f":"Tabulation[[#This Row],[AC System Output (W)]]/1000","v":0},{"$f":"VLOOKUP(Tabulation[[#This Row],[Month]],Season,2)","v":"Winter"},{"$f":"(DATE(2021,Tabulation[[#This Row],[Month]],Tabulation[[#This Row],[Day]]))","v":"2021-12-25"},{"$f":"WEEKDAY(Tabulation[[#This Row],[Date]])","v":7},{"$f":"IF(OR(Tabulation[[#This Row],[DayNo]]=1,Tabulation[[#This Row],[DayNo]]=7),1,0)","v":1},{"$f":"COUNTIF(Holidays,Tabulation[[#This Row],[Date]])","v":1},{"$f":"CONCATENATE(Tabulation[[#This Row],[Holiday]],Tabulation[[#This Row],[Season]],Tabulation[[#This Row],[Weekend]],\"-\",IF(Tabulation[[#This Row],[Hour]]<10,0,\"\"),C8642)","v":"1Winter1-22"},{"$f":"VLOOKUP(Tabulation[[#This Row],[Concat]],Table3[],8)","v":0.28519},{"$f":"(Tabulation[[#This Row],[AC System Output (kW)]]*Tabulation[[#This Row],[Rate]])","v":0}]
[12,25,23,0,{"$f":"Tabulation[[#This Row],[AC System Output (W)]]/1000","v":0},{"$f":"VLOOKUP(Tabulation[[#This Row],[Month]],Season,2)","v":"Winter"},{"$f":"(DATE(2021,Tabulation[[#This Row],[Month]],Tabulation[[#This Row],[Day]]))","v":"2021-12-25"},{"$f":"WEEKDAY(Tabulation[[#This Row],[Date]])","v":7},{"$f":"IF(OR(Tabulation[[#This Row],[DayNo]]=1,Tabulation[[#This Row],[DayNo]]=7),1,0)","v":1},{"$f":"COUNTIF(Holidays,Tabulation[[#This Row],[Date]])","v":1},{"$f":"CONCATENATE(Tabulation[[#This Row],[Holiday]],Tabulation[[#This Row],[Season]],Tabulation[[#This Row],[Weekend]],\"-\",IF(Tabulation[[#This Row],[Hour]]<10,0,\"\"),C8643)","v":"1Winter1-23"},{"$f":"VLOOKUP(Tabulation[[#This Row],[Concat]],Table3[],8)","v":0.28519},{"$f":"(Tabulation[[#This Row],[AC System Output (kW)]]*Tabulation[[#This Row],[Rate]])","v":0}]
[12,26,0,0,{"$f":"Tabulation[[#This Row],[AC System Output (W)]]/1000","v":0},{"$f":"VLOOKUP(Tabulation[[#This Row],[Month]],Season,2)","v":"Winter"},{"$f":"(DATE(2021,Tabulation[[#This Row],[Month]],Tabulation[[#This Row],[Day]]))","v":"2021-12-26"},{"$f":"WEEKDAY(Tabulation[[#This Row],[Date]])","v":1},{"$f":"IF(OR(Tabulation[[#This Row],[DayNo]]=1,Tabulation[[#This Row],[DayNo]]=7),1,0)","v":1},{"$f":"COUNTIF(Holidays,Tabulation[[#This Row],[Date]])","v":0},{"$f":"CONCATENATE(Tabulation[[#This Row],[Holiday]],Tabulation[[#This Row],[Season]],Tabulation[[#This Row],[Weekend]],\"-\",IF(Tabulation[[#This Row],[Hour]]<10,0,\"\"),C8644)","v":"0Winter1-00"},{"$f":"VLOOKUP(Tabulation[[#This Row],[Concat]],Table3[],8)","v":0.28519},{"$f":"(Tabulation[[#This Row],[AC System Output (kW)]]*Tabulation[[#This Row],[Rate]])","v":0}]
[12,26,1,0,{"$f":"Tabulation[[#This Row],[AC System Output (W)]]/1000","v":0},{"$f":"VLOOKUP(Tabulation[[#This Row],[Month]],Season,2)","v":"Winter"},{"$f":"(DATE(2021,Tabulation[[#This Row],[Month]],Tabulation[[#This Row],[Day]]))","v":"2021-12-26"},{"$f":"WEEKDAY(Tabulation[[#This Row],[Date]])","v":1},{"$f":"IF(OR(Tabulation[[#This Row],[DayNo]]=1,Tabulation[[#This Row],[DayNo]]=7),1,0)","v":1},{"$f":"COUNTIF(Holidays,Tabulation[[#This Row],[Date]])","v":0},{"$f":"CONCATENATE(Tabulation[[#This Row],[Holiday]],Tabulation[[#This Row],[Season]],Tabulation[[#This Row],[Weekend]],\"-\",IF(Tabulation[[#This Row],[Hour]]<10,0,\"\"),C8645)","v":"0Winter1-01"},{"$f":"VLOOKUP(Tabulation[[#This Row],[Concat]],Table3[],8)","v":0.28519},{"$f":"(Tabulation[[#This Row],[AC System Output (kW)]]*Tabulation[[#This Row],[Rate]])","v":0}]
[12,26,2,0,{"$f":"Tabulation[[#This Row],[AC System Output (W)]]/1000","v":0},{"$f":"VLOOKUP(Tabulation[[#This Row],[Month]],Season,2)","v":"Winter"},{"$f":"(DATE(2021,Tabulation[[#This Row],[Month]],Tabulation[[#This Row],[Day]]))","v":"2021-12-26"},{"$f":"WEEKDAY(Tabulation[[#This Row],[Date]])","v":1},{"$f":"IF(OR(Tabulation[[#This Row],[DayNo]]=1,Tabulation[[#This Row],[DayNo]]=7),1,0)","v":1},{"$f":"COUNTIF(Holidays,Tabulation[[#This Row],[Date]])","v":0},{"$f":"CONCATENATE(Tabulation[[#This Row],[Holiday]],Tabulation[[#This Row],[Season]],Tabulation[[#This Row],[Weekend]],\"-\",IF(Tabulation[[#This Row],[Hour]]<10,0,\"\"),C8646)","v":"0Winter1-02"},{"$f":"VLOOKUP(Tabulation[[#This Row],[Concat]],Table3[],8)","v":0.28519},{"$f":"(Tabulation[[#This Row],[AC System Output (kW)]]*Tabulation[[#This Row],[Rate]])","v":0}]
[12,26,3,0,{"$f":"Tabulation[[#This Row],[AC System Output (W)]]/1000","v":0},{"$f":"VLOOKUP(Tabulation[[#This Row],[Month]],Season,2)","v":"Winter"},{"$f":"(DATE(2021,Tabulation[[#This Row],[Month]],Tabulation[[#This Row],[Day]]))","v":"2021-12-26"},{"$f":"WEEKDAY(Tabulation[[#This Row],[Date]])","v":1},{"$f":"IF(OR(Tabulation[[#This Row],[DayNo]]=1,Tabulation[[#This Row],[DayNo]]=7),1,0)","v":1},{"$f":"COUNTIF(Holidays,Tabulation[[#This Row],[Date]])","v":0},{"$f":"CONCATENATE(Tabulation[[#This Row],[Holiday]],Tabulation[[#This Row],[Season]],Tabulation[[#This Row],[Weekend]],\"-\",IF(Tabulation[[#This Row],[Hour]]<10,0,\"\"),C8647)","v":"0Winter1-03"},{"$f":"VLOOKUP(Tabulation[[#This Row],[Concat]],Table3[],8)","v":0.28519},{"$f":"(Tabulation[[#This Row],[AC System Output (kW)]]*Tabulation[[#This Row],[Rate]])","v":0}]
[12,26,4,0,{"$f":"Tabulation[[#This Row],[AC System Output (W)]]/1000","v":0},{"$f":"VLOOKUP(Tabulation[[#This Row],[Month]],Season,2)","v":"Winter"},{"$f":"(DATE(2021,Tabulation[[#This Row],[Month]],Tabulation[[#This Row],[Day]]))","v":"2021-12-26"},{"$f":"WEEKDAY(Tabulation[[#This Row],[Date]])","v":1},{"$f":"IF(OR(Tabulation[[#This Row],[DayNo]]=1,Tabulation[[#This Row],[DayNo]]=7),1,0)","v":1},{"$f":"COUNTIF(Holidays,Tabulation[[#This Row],[Date]])","v":0},{"$f":"CONCATENATE(Tabulation[[#This Row],[Holiday]],Tabulation[[#This Row],[Season]],Tabulation[[#This Row],[Weekend]],\"-\",IF(Tabulation[[#This Row],[Hour]]<10,0,\"\"),C8648)","v":"0Winter1-04"},{"$f":"VLOOKUP(Tabulation[[#This Row],[Concat]],Table3[],8)","v":0.28519},{"$f":"(Tabulation[[#This Row],[AC System Output (kW)]]*Tabulation[[#This Row],[Rate]])","v":0}]
[12,26,5,0,{"$f":"Tabulation[[#This Row],[AC System Output (W)]]/1000","v":0},{"$f":"VLOOKUP(Tabulation[[#This Row],[Month]],Season,2)","v":"Winter"},{"$f":"(DATE(2021,Tabulation[[#This Row],[Month]],Tabulation[[#This Row],[Day]]))","v":"2021-12-26"},{"$f":"WEEKDAY(Tabulation[[#This Row],[Date]])","v":1},{"$f":"IF(OR(Tabulation[[#This Row],[DayNo]]=1,Tabulation[[#This Row],[DayNo]]=7),1,0)","v":1},{"$f":"COUNTIF(Holidays,Tabulation[[#This Row],[Date]])","v":0},{"$f":"CONCATENATE(Tabulation[[#This Row],[Holiday]],Tabulation[[#This Row],[Season]],Tabulation[[#This Row],[Weekend]],\"-\",IF(Tabulation[[#This Row],[Hour]]<10,0,\"\"),C8649)","v":"0Winter1-05"},{"$f":"VLOOKUP(Tabulation[[#This Row],[Concat]],Table3[],8)","v":0.28519},{"$f":"(Tabulation[[#This Row],[AC System Output (kW)]]*Tabulation[[#This Row],[Rate]])","v":0}]
[12,26,6,0,{"$f":"Tabulation[[#This Row],[AC System Output (W)]]/1000","v":0},{"$f":"VLOOKUP(Tabulation[[#This Row],[Month]],Season,2)","v":"Winter"},{"$f":"(DATE(2021,Tabulation[[#This Row],[Month]],Tabulation[[#This Row],[Day]]))","v":"2021-12-26"},{"$f":"WEEKDAY(Tabulation[[#This Row],[Date]])","v":1},{"$f":"IF(OR(Tabulation[[#This Row],[DayNo]]=1,Tabulation[[#This Row],[DayNo]]=7),1,0)","v":1},{"$f":"COUNTIF(Holidays,Tabulation[[#This Row],[Date]])","v":0},{"$f":"CONCATENATE(Tabulation[[#This Row],[Holiday]],Tabulation[[#This Row],[Season]],Tabulation[[#This Row],[Weekend]],\"-\",IF(Tabulation[[#This Row],[Hour]]<10,0,\"\"),C8650)","v":"0Winter1-06"},{"$f":"VLOOKUP(Tabulation[[#This Row],[Concat]],Table3[],8)","v":0.28519},{"$f":"(Tabulation[[#This Row],[AC System Output (kW)]]*Tabulation[[#This Row],[Rate]])","v":0}]
[12,26,7,0,{"$f":"Tabulation[[#This Row],[AC System Output (W)]]/1000","v":0},{"$f":"VLOOKUP(Tabulation[[#This Row],[Month]],Season,2)","v":"Winter"},{"$f":"(DATE(2021,Tabulation[[#This Row],[Month]],Tabulation[[#This Row],[Day]]))","v":"2021-12-26"},{"$f":"WEEKDAY(Tabulation[[#This Row],[Date]])","v":1},{"$f":"IF(OR(Tabulation[[#This Row],[DayNo]]=1,Tabulation[[#This Row],[DayNo]]=7),1,0)","v":1},{"$f":"COUNTIF(Holidays,Tabulation[[#This Row],[Date]])","v":0},{"$f":"CONCATENATE(Tabulation[[#This Row],[Holiday]],Tabulation[[#This Row],[Season]],Tabulation[[#This Row],[Weekend]],\"-\",IF(Tabulation[[#This Row],[Hour]]<10,0,\"\"),C8651)","v":"0Winter1-07"},{"$f":"VLOOKUP(Tabulation[[#This Row],[Concat]],Table3[],8)","v":0.28519},{"$f":"(Tabulation[[#This Row],[AC System Output (kW)]]*Tabulation[[#This Row],[Rate]])","v":0}]
[12,26,8,80.302999999999997,{"$f":"Tabulation[[#This Row],[AC System Output (W)]]/1000","v":8.0302999999999999E-2},{"$f":"VLOOKUP(Tabulation[[#This Row],[Month]],Season,2)","v":"Winter"},{"$f":"(DATE(2021,Tabulation[[#This Row],[Month]],Tabulation[[#This Row],[Day]]))","v":"2021-12-26"},{"$f":"WEEKDAY(Tabulation[[#This Row],[Date]])","v":1},{"$f":"IF(OR(Tabulation[[#This Row],[DayNo]]=1,Tabulation[[#This Row],[DayNo]]=7),1,0)","v":1},{"$f":"COUNTIF(Holidays,Tabulation[[#This Row],[Date]])","v":0},{"$f":"CONCATENATE(Tabulation[[#This Row],[Holiday]],Tabulation[[#This Row],[Season]],Tabulation[[#This Row],[Weekend]],\"-\",IF(Tabulation[[#This Row],[Hour]]<10,0,\"\"),C8652)","v":"0Winter1-08"},{"$f":"VLOOKUP(Tabulation[[#This Row],[Concat]],Table3[],8)","v":0.28519},{"$f":"(Tabulation[[#This Row],[AC System Output (kW)]]*Tabulation[[#This Row],[Rate]])","v":2.290161257E-2}]
[12,26,9,1373.5039999999999,{"$f":"Tabulation[[#This Row],[AC System Output (W)]]/1000","v":1.3735039999999998},{"$f":"VLOOKUP(Tabulation[[#This Row],[Month]],Season,2)","v":"Winter"},{"$f":"(DATE(2021,Tabulation[[#This Row],[Month]],Tabulation[[#This Row],[Day]]))","v":"2021-12-26"},{"$f":"WEEKDAY(Tabulation[[#This Row],[Date]])","v":1},{"$f":"IF(OR(Tabulation[[#This Row],[DayNo]]=1,Tabulation[[#This Row],[DayNo]]=7),1,0)","v":1},{"$f":"COUNTIF(Holidays,Tabulation[[#This Row],[Date]])","v":0},{"$f":"CONCATENATE(Tabulation[[#This Row],[Holiday]],Tabulation[[#This Row],[Season]],Tabulation[[#This Row],[Weekend]],\"-\",IF(Tabulation[[#This Row],[Hour]]<10,0,\"\"),C8653)","v":"0Winter1-09"},{"$f":"VLOOKUP(Tabulation[[#This Row],[Concat]],Table3[],8)","v":0.28519},{"$f":"(Tabulation[[#This Row],[AC System Output (kW)]]*Tabulation[[#This Row],[Rate]])","v":0.39170960575999997}]
[12,26,10,1073.6210000000001,{"$f":"Tabulation[[#This Row],[AC System Output (W)]]/1000","v":1.0736210000000002},{"$f":"VLOOKUP(Tabulation[[#This Row],[Month]],Season,2)","v":"Winter"},{"$f":"(DATE(2021,Tabulation[[#This Row],[Month]],Tabulation[[#This Row],[Day]]))","v":"2021-12-26"},{"$f":"WEEKDAY(Tabulation[[#This Row],[Date]])","v":1},{"$f":"IF(OR(Tabulation[[#This Row],[DayNo]]=1,Tabulation[[#This Row],[DayNo]]=7),1,0)","v":1},{"$f":"COUNTIF(Holidays,Tabulation[[#This Row],[Date]])","v":0},{"$f":"CONCATENATE(Tabulation[[#This Row],[Holiday]],Tabulation[[#This Row],[Season]],Tabulation[[#This Row],[Weekend]],\"-\",IF(Tabulation[[#This Row],[Hour]]<10,0,\"\"),C8654)","v":"0Winter1-10"},{"$f":"VLOOKUP(Tabulation[[#This Row],[Concat]],Table3[],8)","v":0.28519},{"$f":"(Tabulation[[#This Row],[AC System Output (kW)]]*Tabulation[[#This Row],[Rate]])","v":0.30618597299000005}]
[12,26,11,167.00700000000001,{"$f":"Tabulation[[#This Row],[AC System Output (W)]]/1000","v":0.16700700000000002},{"$f":"VLOOKUP(Tabulation[[#This Row],[Month]],Season,2)","v":"Winter"},{"$f":"(DATE(2021,Tabulation[[#This Row],[Month]],Tabulation[[#This Row],[Day]]))","v":"2021-12-26"},{"$f":"WEEKDAY(Tabulation[[#This Row],[Date]])","v":1},{"$f":"IF(OR(Tabulation[[#This Row],[DayNo]]=1,Tabulation[[#This Row],[DayNo]]=7),1,0)","v":1},{"$f":"COUNTIF(Holidays,Tabulation[[#This Row],[Date]])","v":0},{"$f":"CONCATENATE(Tabulation[[#This Row],[Holiday]],Tabulation[[#This Row],[Season]],Tabulation[[#This Row],[Weekend]],\"-\",IF(Tabulation[[#This Row],[Hour]]<10,0,\"\"),C8655)","v":"0Winter1-11"},{"$f":"VLOOKUP(Tabulation[[#This Row],[Concat]],Table3[],8)","v":0.28519},{"$f":"(Tabulation[[#This Row],[AC System Output (kW)]]*Tabulation[[#This Row],[Rate]])","v":4.7628726330000003E-2}]
[12,26,12,262.66399999999999,{"$f":"Tabulation[[#This Row],[AC System Output (W)]]/1000","v":0.26266400000000001},{"$f":"VLOOKUP(Tabulation[[#This Row],[Month]],Season,2)","v":"Winter"},{"$f":"(DATE(2021,Tabulation[[#This Row],[Month]],Tabulation[[#This Row],[Day]]))","v":"2021-12-26"},{"$f":"WEEKDAY(Tabulation[[#This Row],[Date]])","v":1},{"$f":"IF(OR(Tabulation[[#This Row],[DayNo]]=1,Tabulation[[#This Row],[DayNo]]=7),1,0)","v":1},{"$f":"COUNTIF(Holidays,Tabulation[[#This Row],[Date]])","v":0},{"$f":"CONCATENATE(Tabulation[[#This Row],[Holiday]],Tabulation[[#This Row],[Season]],Tabulation[[#This Row],[Weekend]],\"-\",IF(Tabulation[[#This Row],[Hour]]<10,0,\"\"),C8656)","v":"0Winter1-12"},{"$f":"VLOOKUP(Tabulation[[#This Row],[Concat]],Table3[],8)","v":0.28519},{"$f":"(Tabulation[[#This Row],[AC System Output (kW)]]*Tabulation[[#This Row],[Rate]])","v":7.4909146159999995E-2}]
[12,26,13,794.625,{"$f":"Tabulation[[#This Row],[AC System Output (W)]]/1000","v":0.79462500000000003},{"$f":"VLOOKUP(Tabulation[[#This Row],[Month]],Season,2)","v":"Winter"},{"$f":"(DATE(2021,Tabulation[[#This Row],[Month]],Tabulation[[#This Row],[Day]]))","v":"2021-12-26"},{"$f":"WEEKDAY(Tabulation[[#This Row],[Date]])","v":1},{"$f":"IF(OR(Tabulation[[#This Row],[DayNo]]=1,Tabulation[[#This Row],[DayNo]]=7),1,0)","v":1},{"$f":"COUNTIF(Holidays,Tabulation[[#This Row],[Date]])","v":0},{"$f":"CONCATENATE(Tabulation[[#This Row],[Holiday]],Tabulation[[#This Row],[Season]],Tabulation[[#This Row],[Weekend]],\"-\",IF(Tabulation[[#This Row],[Hour]]<10,0,\"\"),C8657)","v":"0Winter1-13"},{"$f":"VLOOKUP(Tabulation[[#This Row],[Concat]],Table3[],8)","v":0.28519},{"$f":"(Tabulation[[#This Row],[AC System Output (kW)]]*Tabulation[[#This Row],[Rate]])","v":0.22661910374999999}]
[12,26,14,297.49599999999998,{"$f":"Tabulation[[#This Row],[AC System Output (W)]]/1000","v":0.29749599999999998},{"$f":"VLOOKUP(Tabulation[[#This Row],[Month]],Season,2)","v":"Winter"},{"$f":"(DATE(2021,Tabulation[[#This Row],[Month]],Tabulation[[#This Row],[Day]]))","v":"2021-12-26"},{"$f":"WEEKDAY(Tabulation[[#This Row],[Date]])","v":1},{"$f":"IF(OR(Tabulation[[#This Row],[DayNo]]=1,Tabulation[[#This Row],[DayNo]]=7),1,0)","v":1},{"$f":"COUNTIF(Holidays,Tabulation[[#This Row],[Date]])","v":0},{"$f":"CONCATENATE(Tabulation[[#This Row],[Holiday]],Tabulation[[#This Row],[Season]],Tabulation[[#This Row],[Weekend]],\"-\",IF(Tabulation[[#This Row],[Hour]]<10,0,\"\"),C8658)","v":"0Winter1-14"},{"$f":"VLOOKUP(Tabulation[[#This Row],[Concat]],Table3[],8)","v":0.28519},{"$f":"(Tabulation[[#This Row],[AC System Output (kW)]]*Tabulation[[#This Row],[Rate]])","v":8.4842884239999999E-2}]
[12,26,15,888.68600000000004,{"$f":"Tabulation[[#This Row],[AC System Output (W)]]/1000","v":0.88868600000000009},{"$f":"VLOOKUP(Tabulation[[#This Row],[Month]],Season,2)","v":"Winter"},{"$f":"(DATE(2021,Tabulation[[#This Row],[Month]],Tabulation[[#This Row],[Day]]))","v":"2021-12-26"},{"$f":"WEEKDAY(Tabulation[[#This Row],[Date]])","v":1},{"$f":"IF(OR(Tabulation[[#This Row],[DayNo]]=1,Tabulation[[#This Row],[DayNo]]=7),1,0)","v":1},{"$f":"COUNTIF(Holidays,Tabulation[[#This Row],[Date]])","v":0},{"$f":"CONCATENATE(Tabulation[[#This Row],[Holiday]],Tabulation[[#This Row],[Season]],Tabulation[[#This Row],[Weekend]],\"-\",IF(Tabulation[[#This Row],[Hour]]<10,0,\"\"),C8659)","v":"0Winter1-15"},{"$f":"VLOOKUP(Tabulation[[#This Row],[Concat]],Table3[],8)","v":0.28519},{"$f":"(Tabulation[[#This Row],[AC System Output (kW)]]*Tabulation[[#This Row],[Rate]])","v":0.25344436034000001}]
[12,26,16,146.786,{"$f":"Tabulation[[#This Row],[AC System Output (W)]]/1000","v":0.146786},{"$f":"VLOOKUP(Tabulation[[#This Row],[Month]],Season,2)","v":"Winter"},{"$f":"(DATE(2021,Tabulation[[#This Row],[Month]],Tabulation[[#This Row],[Day]]))","v":"2021-12-26"},{"$f":"WEEKDAY(Tabulation[[#This Row],[Date]])","v":1},{"$f":"IF(OR(Tabulation[[#This Row],[DayNo]]=1,Tabulation[[#This Row],[DayNo]]=7),1,0)","v":1},{"$f":"COUNTIF(Holidays,Tabulation[[#This Row],[Date]])","v":0},{"$f":"CONCATENATE(Tabulation[[#This Row],[Holiday]],Tabulation[[#This Row],[Season]],Tabulation[[#This Row],[Weekend]],\"-\",IF(Tabulation[[#This Row],[Hour]]<10,0,\"\"),C8660)","v":"0Winter1-16"},{"$f":"VLOOKUP(Tabulation[[#This Row],[Concat]],Table3[],8)","v":0.28519},{"$f":"(Tabulation[[#This Row],[AC System Output (kW)]]*Tabulation[[#This Row],[Rate]])","v":4.1861899340000001E-2}]
[12,26,17,0,{"$f":"Tabulation[[#This Row],[AC System Output (W)]]/1000","v":0},{"$f":"VLOOKUP(Tabulation[[#This Row],[Month]],Season,2)","v":"Winter"},{"$f":"(DATE(2021,Tabulation[[#This Row],[Month]],Tabulation[[#This Row],[Day]]))","v":"2021-12-26"},{"$f":"WEEKDAY(Tabulation[[#This Row],[Date]])","v":1},{"$f":"IF(OR(Tabulation[[#This Row],[DayNo]]=1,Tabulation[[#This Row],[DayNo]]=7),1,0)","v":1},{"$f":"COUNTIF(Holidays,Tabulation[[#This Row],[Date]])","v":0},{"$f":"CONCATENATE(Tabulation[[#This Row],[Holiday]],Tabulation[[#This Row],[Season]],Tabulation[[#This Row],[Weekend]],\"-\",IF(Tabulation[[#This Row],[Hour]]<10,0,\"\"),C8661)","v":"0Winter1-17"},{"$f":"VLOOKUP(Tabulation[[#This Row],[Concat]],Table3[],8)","v":0.28519},{"$f":"(Tabulation[[#This Row],[AC System Output (kW)]]*Tabulation[[#This Row],[Rate]])","v":0}]
[12,26,18,0,{"$f":"Tabulation[[#This Row],[AC System Output (W)]]/1000","v":0},{"$f":"VLOOKUP(Tabulation[[#This Row],[Month]],Season,2)","v":"Winter"},{"$f":"(DATE(2021,Tabulation[[#This Row],[Month]],Tabulation[[#This Row],[Day]]))","v":"2021-12-26"},{"$f":"WEEKDAY(Tabulation[[#This Row],[Date]])","v":1},{"$f":"IF(OR(Tabulation[[#This Row],[DayNo]]=1,Tabulation[[#This Row],[DayNo]]=7),1,0)","v":1},{"$f":"COUNTIF(Holidays,Tabulation[[#This Row],[Date]])","v":0},{"$f":"CONCATENATE(Tabulation[[#This Row],[Holiday]],Tabulation[[#This Row],[Season]],Tabulation[[#This Row],[Weekend]],\"-\",IF(Tabulation[[#This Row],[Hour]]<10,0,\"\"),C8662)","v":"0Winter1-18"},{"$f":"VLOOKUP(Tabulation[[#This Row],[Concat]],Table3[],8)","v":0.28519},{"$f":"(Tabulation[[#This Row],[AC System Output (kW)]]*Tabulation[[#This Row],[Rate]])","v":0}]
[12,26,19,0,{"$f":"Tabulation[[#This Row],[AC System Output (W)]]/1000","v":0},{"$f":"VLOOKUP(Tabulation[[#This Row],[Month]],Season,2)","v":"Winter"},{"$f":"(DATE(2021,Tabulation[[#This Row],[Month]],Tabulation[[#This Row],[Day]]))","v":"2021-12-26"},{"$f":"WEEKDAY(Tabulation[[#This Row],[Date]])","v":1},{"$f":"IF(OR(Tabulation[[#This Row],[DayNo]]=1,Tabulation[[#This Row],[DayNo]]=7),1,0)","v":1},{"$f":"COUNTIF(Holidays,Tabulation[[#This Row],[Date]])","v":0},{"$f":"CONCATENATE(Tabulation[[#This Row],[Holiday]],Tabulation[[#This Row],[Season]],Tabulation[[#This Row],[Weekend]],\"-\",IF(Tabulation[[#This Row],[Hour]]<10,0,\"\"),C8663)","v":"0Winter1-19"},{"$f":"VLOOKUP(Tabulation[[#This Row],[Concat]],Table3[],8)","v":0.28519},{"$f":"(Tabulation[[#This Row],[AC System Output (kW)]]*Tabulation[[#This Row],[Rate]])","v":0}]
[12,26,20,0,{"$f":"Tabulation[[#This Row],[AC System Output (W)]]/1000","v":0},{"$f":"VLOOKUP(Tabulation[[#This Row],[Month]],Season,2)","v":"Winter"},{"$f":"(DATE(2021,Tabulation[[#This Row],[Month]],Tabulation[[#This Row],[Day]]))","v":"2021-12-26"},{"$f":"WEEKDAY(Tabulation[[#This Row],[Date]])","v":1},{"$f":"IF(OR(Tabulation[[#This Row],[DayNo]]=1,Tabulation[[#This Row],[DayNo]]=7),1,0)","v":1},{"$f":"COUNTIF(Holidays,Tabulation[[#This Row],[Date]])","v":0},{"$f":"CONCATENATE(Tabulation[[#This Row],[Holiday]],Tabulation[[#This Row],[Season]],Tabulation[[#This Row],[Weekend]],\"-\",IF(Tabulation[[#This Row],[Hour]]<10,0,\"\"),C8664)","v":"0Winter1-20"},{"$f":"VLOOKUP(Tabulation[[#This Row],[Concat]],Table3[],8)","v":0.28519},{"$f":"(Tabulation[[#This Row],[AC System Output (kW)]]*Tabulation[[#This Row],[Rate]])","v":0}]
[12,26,21,0,{"$f":"Tabulation[[#This Row],[AC System Output (W)]]/1000","v":0},{"$f":"VLOOKUP(Tabulation[[#This Row],[Month]],Season,2)","v":"Winter"},{"$f":"(DATE(2021,Tabulation[[#This Row],[Month]],Tabulation[[#This Row],[Day]]))","v":"2021-12-26"},{"$f":"WEEKDAY(Tabulation[[#This Row],[Date]])","v":1},{"$f":"IF(OR(Tabulation[[#This Row],[DayNo]]=1,Tabulation[[#This Row],[DayNo]]=7),1,0)","v":1},{"$f":"COUNTIF(Holidays,Tabulation[[#This Row],[Date]])","v":0},{"$f":"CONCATENATE(Tabulation[[#This Row],[Holiday]],Tabulation[[#This Row],[Season]],Tabulation[[#This Row],[Weekend]],\"-\",IF(Tabulation[[#This Row],[Hour]]<10,0,\"\"),C8665)","v":"0Winter1-21"},{"$f":"VLOOKUP(Tabulation[[#This Row],[Concat]],Table3[],8)","v":0.28519},{"$f":"(Tabulation[[#This Row],[AC System Output (kW)]]*Tabulation[[#This Row],[Rate]])","v":0}]
[12,26,22,0,{"$f":"Tabulation[[#This Row],[AC System Output (W)]]/1000","v":0},{"$f":"VLOOKUP(Tabulation[[#This Row],[Month]],Season,2)","v":"Winter"},{"$f":"(DATE(2021,Tabulation[[#This Row],[Month]],Tabulation[[#This Row],[Day]]))","v":"2021-12-26"},{"$f":"WEEKDAY(Tabulation[[#This Row],[Date]])","v":1},{"$f":"IF(OR(Tabulation[[#This Row],[DayNo]]=1,Tabulation[[#This Row],[DayNo]]=7),1,0)","v":1},{"$f":"COUNTIF(Holidays,Tabulation[[#This Row],[Date]])","v":0},{"$f":"CONCATENATE(Tabulation[[#This Row],[Holiday]],Tabulation[[#This Row],[Season]],Tabulation[[#This Row],[Weekend]],\"-\",IF(Tabulation[[#This Row],[Hour]]<10,0,\"\"),C8666)","v":"0Winter1-22"},{"$f":"VLOOKUP(Tabulation[[#This Row],[Concat]],Table3[],8)","v":0.28519},{"$f":"(Tabulation[[#This Row],[AC System Output (kW)]]*Tabulation[[#This Row],[Rate]])","v":0}]
[12,26,23,0,{"$f":"Tabulation[[#This Row],[AC System Output (W)]]/1000","v":0},{"$f":"VLOOKUP(Tabulation[[#This Row],[Month]],Season,2)","v":"Winter"},{"$f":"(DATE(2021,Tabulation[[#This Row],[Month]],Tabulation[[#This Row],[Day]]))","v":"2021-12-26"},{"$f":"WEEKDAY(Tabulation[[#This Row],[Date]])","v":1},{"$f":"IF(OR(Tabulation[[#This Row],[DayNo]]=1,Tabulation[[#This Row],[DayNo]]=7),1,0)","v":1},{"$f":"COUNTIF(Holidays,Tabulation[[#This Row],[Date]])","v":0},{"$f":"CONCATENATE(Tabulation[[#This Row],[Holiday]],Tabulation[[#This Row],[Season]],Tabulation[[#This Row],[Weekend]],\"-\",IF(Tabulation[[#This Row],[Hour]]<10,0,\"\"),C8667)","v":"0Winter1-23"},{"$f":"VLOOKUP(Tabulation[[#This Row],[Concat]],Table3[],8)","v":0.28519},{"$f":"(Tabulation[[#This Row],[AC System Output (kW)]]*Tabulation[[#This Row],[Rate]])","v":0}]
[12,27,0,0,{"$f":"Tabulation[[#This Row],[AC System Output (W)]]/1000","v":0},{"$f":"VLOOKUP(Tabulation[[#This Row],[Month]],Season,2)","v":"Winter"},{"$f":"(DATE(2021,Tabulation[[#This Row],[Month]],Tabulation[[#This Row],[Day]]))","v":"2021-12-27"},{"$f":"WEEKDAY(Tabulation[[#This Row],[Date]])","v":2},{"$f":"IF(OR(Tabulation[[#This Row],[DayNo]]=1,Tabulation[[#This Row],[DayNo]]=7),1,0)","v":0},{"$f":"COUNTIF(Holidays,Tabulation[[#This Row],[Date]])","v":0},{"$f":"CONCATENATE(Tabulation[[#This Row],[Holiday]],Tabulation[[#This Row],[Season]],Tabulation[[#This Row],[Weekend]],\"-\",IF(Tabulation[[#This Row],[Hour]]<10,0,\"\"),C8668)","v":"0Winter0-00"},{"$f":"VLOOKUP(Tabulation[[#This Row],[Concat]],Table3[],8)","v":0.28519},{"$f":"(Tabulation[[#This Row],[AC System Output (kW)]]*Tabulation[[#This Row],[Rate]])","v":0}]
[12,27,1,0,{"$f":"Tabulation[[#This Row],[AC System Output (W)]]/1000","v":0},{"$f":"VLOOKUP(Tabulation[[#This Row],[Month]],Season,2)","v":"Winter"},{"$f":"(DATE(2021,Tabulation[[#This Row],[Month]],Tabulation[[#This Row],[Day]]))","v":"2021-12-27"},{"$f":"WEEKDAY(Tabulation[[#This Row],[Date]])","v":2},{"$f":"IF(OR(Tabulation[[#This Row],[DayNo]]=1,Tabulation[[#This Row],[DayNo]]=7),1,0)","v":0},{"$f":"COUNTIF(Holidays,Tabulation[[#This Row],[Date]])","v":0},{"$f":"CONCATENATE(Tabulation[[#This Row],[Holiday]],Tabulation[[#This Row],[Season]],Tabulation[[#This Row],[Weekend]],\"-\",IF(Tabulation[[#This Row],[Hour]]<10,0,\"\"),C8669)","v":"0Winter0-01"},{"$f":"VLOOKUP(Tabulation[[#This Row],[Concat]],Table3[],8)","v":0.28519},{"$f":"(Tabulation[[#This Row],[AC System Output (kW)]]*Tabulation[[#This Row],[Rate]])","v":0}]
[12,27,2,0,{"$f":"Tabulation[[#This Row],[AC System Output (W)]]/1000","v":0},{"$f":"VLOOKUP(Tabulation[[#This Row],[Month]],Season,2)","v":"Winter"},{"$f":"(DATE(2021,Tabulation[[#This Row],[Month]],Tabulation[[#This Row],[Day]]))","v":"2021-12-27"},{"$f":"WEEKDAY(Tabulation[[#This Row],[Date]])","v":2},{"$f":"IF(OR(Tabulation[[#This Row],[DayNo]]=1,Tabulation[[#This Row],[DayNo]]=7),1,0)","v":0},{"$f":"COUNTIF(Holidays,Tabulation[[#This Row],[Date]])","v":0},{"$f":"CONCATENATE(Tabulation[[#This Row],[Holiday]],Tabulation[[#This Row],[Season]],Tabulation[[#This Row],[Weekend]],\"-\",IF(Tabulation[[#This Row],[Hour]]<10,0,\"\"),C8670)","v":"0Winter0-02"},{"$f":"VLOOKUP(Tabulation[[#This Row],[Concat]],Table3[],8)","v":0.28519},{"$f":"(Tabulation[[#This Row],[AC System Output (kW)]]*Tabulation[[#This Row],[Rate]])","v":0}]
[12,27,3,0,{"$f":"Tabulation[[#This Row],[AC System Output (W)]]/1000","v":0},{"$f":"VLOOKUP(Tabulation[[#This Row],[Month]],Season,2)","v":"Winter"},{"$f":"(DATE(2021,Tabulation[[#This Row],[Month]],Tabulation[[#This Row],[Day]]))","v":"2021-12-27"},{"$f":"WEEKDAY(Tabulation[[#This Row],[Date]])","v":2},{"$f":"IF(OR(Tabulation[[#This Row],[DayNo]]=1,Tabulation[[#This Row],[DayNo]]=7),1,0)","v":0},{"$f":"COUNTIF(Holidays,Tabulation[[#This Row],[Date]])","v":0},{"$f":"CONCATENATE(Tabulation[[#This Row],[Holiday]],Tabulation[[#This Row],[Season]],Tabulation[[#This Row],[Weekend]],\"-\",IF(Tabulation[[#This Row],[Hour]]<10,0,\"\"),C8671)","v":"0Winter0-03"},{"$f":"VLOOKUP(Tabulation[[#This Row],[Concat]],Table3[],8)","v":0.28519},{"$f":"(Tabulation[[#This Row],[AC System Output (kW)]]*Tabulation[[#This Row],[Rate]])","v":0}]
[12,27,4,0,{"$f":"Tabulation[[#This Row],[AC System Output (W)]]/1000","v":0},{"$f":"VLOOKUP(Tabulation[[#This Row],[Month]],Season,2)","v":"Winter"},{"$f":"(DATE(2021,Tabulation[[#This Row],[Month]],Tabulation[[#This Row],[Day]]))","v":"2021-12-27"},{"$f":"WEEKDAY(Tabulation[[#This Row],[Date]])","v":2},{"$f":"IF(OR(Tabulation[[#This Row],[DayNo]]=1,Tabulation[[#This Row],[DayNo]]=7),1,0)","v":0},{"$f":"COUNTIF(Holidays,Tabulation[[#This Row],[Date]])","v":0},{"$f":"CONCATENATE(Tabulation[[#This Row],[Holiday]],Tabulation[[#This Row],[Season]],Tabulation[[#This Row],[Weekend]],\"-\",IF(Tabulation[[#This Row],[Hour]]<10,0,\"\"),C8672)","v":"0Winter0-04"},{"$f":"VLOOKUP(Tabulation[[#This Row],[Concat]],Table3[],8)","v":0.28519},{"$f":"(Tabulation[[#This Row],[AC System Output (kW)]]*Tabulation[[#This Row],[Rate]])","v":0}]
[12,27,5,0,{"$f":"Tabulation[[#This Row],[AC System Output (W)]]/1000","v":0},{"$f":"VLOOKUP(Tabulation[[#This Row],[Month]],Season,2)","v":"Winter"},{"$f":"(DATE(2021,Tabulation[[#This Row],[Month]],Tabulation[[#This Row],[Day]]))","v":"2021-12-27"},{"$f":"WEEKDAY(Tabulation[[#This Row],[Date]])","v":2},{"$f":"IF(OR(Tabulation[[#This Row],[DayNo]]=1,Tabulation[[#This Row],[DayNo]]=7),1,0)","v":0},{"$f":"COUNTIF(Holidays,Tabulation[[#This Row],[Date]])","v":0},{"$f":"CONCATENATE(Tabulation[[#This Row],[Holiday]],Tabulation[[#This Row],[Season]],Tabulation[[#This Row],[Weekend]],\"-\",IF(Tabulation[[#This Row],[Hour]]<10,0,\"\"),C8673)","v":"0Winter0-05"},{"$f":"VLOOKUP(Tabulation[[#This Row],[Concat]],Table3[],8)","v":0.28519},{"$f":"(Tabulation[[#This Row],[AC System Output (kW)]]*Tabulation[[#This Row],[Rate]])","v":0}]
[12,27,6,0,{"$f":"Tabulation[[#This Row],[AC System Output (W)]]/1000","v":0},{"$f":"VLOOKUP(Tabulation[[#This Row],[Month]],Season,2)","v":"Winter"},{"$f":"(DATE(2021,Tabulation[[#This Row],[Month]],Tabulation[[#This Row],[Day]]))","v":"2021-12-27"},{"$f":"WEEKDAY(Tabulation[[#This Row],[Date]])","v":2},{"$f":"IF(OR(Tabulation[[#This Row],[DayNo]]=1,Tabulation[[#This Row],[DayNo]]=7),1,0)","v":0},{"$f":"COUNTIF(Holidays,Tabulation[[#This Row],[Date]])","v":0},{"$f":"CONCATENATE(Tabulation[[#This Row],[Holiday]],Tabulation[[#This Row],[Season]],Tabulation[[#This Row],[Weekend]],\"-\",IF(Tabulation[[#This Row],[Hour]]<10,0,\"\"),C8674)","v":"0Winter0-06"},{"$f":"VLOOKUP(Tabulation[[#This Row],[Concat]],Table3[],8)","v":0.28519},{"$f":"(Tabulation[[#This Row],[AC System Output (kW)]]*Tabulation[[#This Row],[Rate]])","v":0}]
[12,27,7,0,{"$f":"Tabulation[[#This Row],[AC System Output (W)]]/1000","v":0},{"$f":"VLOOKUP(Tabulation[[#This Row],[Month]],Season,2)","v":"Winter"},{"$f":"(DATE(2021,Tabulation[[#This Row],[Month]],Tabulation[[#This Row],[Day]]))","v":"2021-12-27"},{"$f":"WEEKDAY(Tabulation[[#This Row],[Date]])","v":2},{"$f":"IF(OR(Tabulation[[#This Row],[DayNo]]=1,Tabulation[[#This Row],[DayNo]]=7),1,0)","v":0},{"$f":"COUNTIF(Holidays,Tabulation[[#This Row],[Date]])","v":0},{"$f":"CONCATENATE(Tabulation[[#This Row],[Holiday]],Tabulation[[#This Row],[Season]],Tabulation[[#This Row],[Weekend]],\"-\",IF(Tabulation[[#This Row],[Hour]]<10,0,\"\"),C8675)","v":"0Winter0-07"},{"$f":"VLOOKUP(Tabulation[[#This Row],[Concat]],Table3[],8)","v":0.28519},{"$f":"(Tabulation[[#This Row],[AC System Output (kW)]]*Tabulation[[#This Row],[Rate]])","v":0}]
[12,27,8,0.499,{"$f":"Tabulation[[#This Row],[AC System Output (W)]]/1000","v":4.9899999999999999E-4},{"$f":"VLOOKUP(Tabulation[[#This Row],[Month]],Season,2)","v":"Winter"},{"$f":"(DATE(2021,Tabulation[[#This Row],[Month]],Tabulation[[#This Row],[Day]]))","v":"2021-12-27"},{"$f":"WEEKDAY(Tabulation[[#This Row],[Date]])","v":2},{"$f":"IF(OR(Tabulation[[#This Row],[DayNo]]=1,Tabulation[[#This Row],[DayNo]]=7),1,0)","v":0},{"$f":"COUNTIF(Holidays,Tabulation[[#This Row],[Date]])","v":0},{"$f":"CONCATENATE(Tabulation[[#This Row],[Holiday]],Tabulation[[#This Row],[Season]],Tabulation[[#This Row],[Weekend]],\"-\",IF(Tabulation[[#This Row],[Hour]]<10,0,\"\"),C8676)","v":"0Winter0-08"},{"$f":"VLOOKUP(Tabulation[[#This Row],[Concat]],Table3[],8)","v":0.28519},{"$f":"(Tabulation[[#This Row],[AC System Output (kW)]]*Tabulation[[#This Row],[Rate]])","v":1.4230980999999998E-4}]
[12,27,9,1334.4749999999999,{"$f":"Tabulation[[#This Row],[AC System Output (W)]]/1000","v":1.3344749999999999},{"$f":"VLOOKUP(Tabulation[[#This Row],[Month]],Season,2)","v":"Winter"},{"$f":"(DATE(2021,Tabulation[[#This Row],[Month]],Tabulation[[#This Row],[Day]]))","v":"2021-12-27"},{"$f":"WEEKDAY(Tabulation[[#This Row],[Date]])","v":2},{"$f":"IF(OR(Tabulation[[#This Row],[DayNo]]=1,Tabulation[[#This Row],[DayNo]]=7),1,0)","v":0},{"$f":"COUNTIF(Holidays,Tabulation[[#This Row],[Date]])","v":0},{"$f":"CONCATENATE(Tabulation[[#This Row],[Holiday]],Tabulation[[#This Row],[Season]],Tabulation[[#This Row],[Weekend]],\"-\",IF(Tabulation[[#This Row],[Hour]]<10,0,\"\"),C8677)","v":"0Winter0-09"},{"$f":"VLOOKUP(Tabulation[[#This Row],[Concat]],Table3[],8)","v":0.28519},{"$f":"(Tabulation[[#This Row],[AC System Output (kW)]]*Tabulation[[#This Row],[Rate]])","v":0.38057892524999998}]
[12,27,10,989.01400000000001,{"$f":"Tabulation[[#This Row],[AC System Output (W)]]/1000","v":0.98901400000000006},{"$f":"VLOOKUP(Tabulation[[#This Row],[Month]],Season,2)","v":"Winter"},{"$f":"(DATE(2021,Tabulation[[#This Row],[Month]],Tabulation[[#This Row],[Day]]))","v":"2021-12-27"},{"$f":"WEEKDAY(Tabulation[[#This Row],[Date]])","v":2},{"$f":"IF(OR(Tabulation[[#This Row],[DayNo]]=1,Tabulation[[#This Row],[DayNo]]=7),1,0)","v":0},{"$f":"COUNTIF(Holidays,Tabulation[[#This Row],[Date]])","v":0},{"$f":"CONCATENATE(Tabulation[[#This Row],[Holiday]],Tabulation[[#This Row],[Season]],Tabulation[[#This Row],[Weekend]],\"-\",IF(Tabulation[[#This Row],[Hour]]<10,0,\"\"),C8678)","v":"0Winter0-10"},{"$f":"VLOOKUP(Tabulation[[#This Row],[Concat]],Table3[],8)","v":0.28519},{"$f":"(Tabulation[[#This Row],[AC System Output (kW)]]*Tabulation[[#This Row],[Rate]])","v":0.28205690266}]
[12,27,11,1556.693,{"$f":"Tabulation[[#This Row],[AC System Output (W)]]/1000","v":1.5566929999999999},{"$f":"VLOOKUP(Tabulation[[#This Row],[Month]],Season,2)","v":"Winter"},{"$f":"(DATE(2021,Tabulation[[#This Row],[Month]],Tabulation[[#This Row],[Day]]))","v":"2021-12-27"},{"$f":"WEEKDAY(Tabulation[[#This Row],[Date]])","v":2},{"$f":"IF(OR(Tabulation[[#This Row],[DayNo]]=1,Tabulation[[#This Row],[DayNo]]=7),1,0)","v":0},{"$f":"COUNTIF(Holidays,Tabulation[[#This Row],[Date]])","v":0},{"$f":"CONCATENATE(Tabulation[[#This Row],[Holiday]],Tabulation[[#This Row],[Season]],Tabulation[[#This Row],[Weekend]],\"-\",IF(Tabulation[[#This Row],[Hour]]<10,0,\"\"),C8679)","v":"0Winter0-11"},{"$f":"VLOOKUP(Tabulation[[#This Row],[Concat]],Table3[],8)","v":0.28519},{"$f":"(Tabulation[[#This Row],[AC System Output (kW)]]*Tabulation[[#This Row],[Rate]])","v":0.44395327666999995}]
[12,27,12,1681.0340000000001,{"$f":"Tabulation[[#This Row],[AC System Output (W)]]/1000","v":1.6810340000000001},{"$f":"VLOOKUP(Tabulation[[#This Row],[Month]],Season,2)","v":"Winter"},{"$f":"(DATE(2021,Tabulation[[#This Row],[Month]],Tabulation[[#This Row],[Day]]))","v":"2021-12-27"},{"$f":"WEEKDAY(Tabulation[[#This Row],[Date]])","v":2},{"$f":"IF(OR(Tabulation[[#This Row],[DayNo]]=1,Tabulation[[#This Row],[DayNo]]=7),1,0)","v":0},{"$f":"COUNTIF(Holidays,Tabulation[[#This Row],[Date]])","v":0},{"$f":"CONCATENATE(Tabulation[[#This Row],[Holiday]],Tabulation[[#This Row],[Season]],Tabulation[[#This Row],[Weekend]],\"-\",IF(Tabulation[[#This Row],[Hour]]<10,0,\"\"),C8680)","v":"0Winter0-12"},{"$f":"VLOOKUP(Tabulation[[#This Row],[Concat]],Table3[],8)","v":0.28519},{"$f":"(Tabulation[[#This Row],[AC System Output (kW)]]*Tabulation[[#This Row],[Rate]])","v":0.47941408646000006}]
[12,27,13,1344.9259999999999,{"$f":"Tabulation[[#This Row],[AC System Output (W)]]/1000","v":1.3449259999999998},{"$f":"VLOOKUP(Tabulation[[#This Row],[Month]],Season,2)","v":"Winter"},{"$f":"(DATE(2021,Tabulation[[#This Row],[Month]],Tabulation[[#This Row],[Day]]))","v":"2021-12-27"},{"$f":"WEEKDAY(Tabulation[[#This Row],[Date]])","v":2},{"$f":"IF(OR(Tabulation[[#This Row],[DayNo]]=1,Tabulation[[#This Row],[DayNo]]=7),1,0)","v":0},{"$f":"COUNTIF(Holidays,Tabulation[[#This Row],[Date]])","v":0},{"$f":"CONCATENATE(Tabulation[[#This Row],[Holiday]],Tabulation[[#This Row],[Season]],Tabulation[[#This Row],[Weekend]],\"-\",IF(Tabulation[[#This Row],[Hour]]<10,0,\"\"),C8681)","v":"0Winter0-13"},{"$f":"VLOOKUP(Tabulation[[#This Row],[Concat]],Table3[],8)","v":0.28519},{"$f":"(Tabulation[[#This Row],[AC System Output (kW)]]*Tabulation[[#This Row],[Rate]])","v":0.38355944593999997}]
[12,27,14,1721.566,{"$f":"Tabulation[[#This Row],[AC System Output (W)]]/1000","v":1.7215659999999999},{"$f":"VLOOKUP(Tabulation[[#This Row],[Month]],Season,2)","v":"Winter"},{"$f":"(DATE(2021,Tabulation[[#This Row],[Month]],Tabulation[[#This Row],[Day]]))","v":"2021-12-27"},{"$f":"WEEKDAY(Tabulation[[#This Row],[Date]])","v":2},{"$f":"IF(OR(Tabulation[[#This Row],[DayNo]]=1,Tabulation[[#This Row],[DayNo]]=7),1,0)","v":0},{"$f":"COUNTIF(Holidays,Tabulation[[#This Row],[Date]])","v":0},{"$f":"CONCATENATE(Tabulation[[#This Row],[Holiday]],Tabulation[[#This Row],[Season]],Tabulation[[#This Row],[Weekend]],\"-\",IF(Tabulation[[#This Row],[Hour]]<10,0,\"\"),C8682)","v":"0Winter0-14"},{"$f":"VLOOKUP(Tabulation[[#This Row],[Concat]],Table3[],8)","v":0.28519},{"$f":"(Tabulation[[#This Row],[AC System Output (kW)]]*Tabulation[[#This Row],[Rate]])","v":0.49097340753999996}]
[12,27,15,823.47299999999996,{"$f":"Tabulation[[#This Row],[AC System Output (W)]]/1000","v":0.82347300000000001},{"$f":"VLOOKUP(Tabulation[[#This Row],[Month]],Season,2)","v":"Winter"},{"$f":"(DATE(2021,Tabulation[[#This Row],[Month]],Tabulation[[#This Row],[Day]]))","v":"2021-12-27"},{"$f":"WEEKDAY(Tabulation[[#This Row],[Date]])","v":2},{"$f":"IF(OR(Tabulation[[#This Row],[DayNo]]=1,Tabulation[[#This Row],[DayNo]]=7),1,0)","v":0},{"$f":"COUNTIF(Holidays,Tabulation[[#This Row],[Date]])","v":0},{"$f":"CONCATENATE(Tabulation[[#This Row],[Holiday]],Tabulation[[#This Row],[Season]],Tabulation[[#This Row],[Weekend]],\"-\",IF(Tabulation[[#This Row],[Hour]]<10,0,\"\"),C8683)","v":"0Winter0-15"},{"$f":"VLOOKUP(Tabulation[[#This Row],[Concat]],Table3[],8)","v":0.28519},{"$f":"(Tabulation[[#This Row],[AC System Output (kW)]]*Tabulation[[#This Row],[Rate]])","v":0.23484626487000002}]
[12,27,16,74.31,{"$f":"Tabulation[[#This Row],[AC System Output (W)]]/1000","v":7.4310000000000001E-2},{"$f":"VLOOKUP(Tabulation[[#This Row],[Month]],Season,2)","v":"Winter"},{"$f":"(DATE(2021,Tabulation[[#This Row],[Month]],Tabulation[[#This Row],[Day]]))","v":"2021-12-27"},{"$f":"WEEKDAY(Tabulation[[#This Row],[Date]])","v":2},{"$f":"IF(OR(Tabulation[[#This Row],[DayNo]]=1,Tabulation[[#This Row],[DayNo]]=7),1,0)","v":0},{"$f":"COUNTIF(Holidays,Tabulation[[#This Row],[Date]])","v":0},{"$f":"CONCATENATE(Tabulation[[#This Row],[Holiday]],Tabulation[[#This Row],[Season]],Tabulation[[#This Row],[Weekend]],\"-\",IF(Tabulation[[#This Row],[Hour]]<10,0,\"\"),C8684)","v":"0Winter0-16"},{"$f":"VLOOKUP(Tabulation[[#This Row],[Concat]],Table3[],8)","v":0.28519},{"$f":"(Tabulation[[#This Row],[AC System Output (kW)]]*Tabulation[[#This Row],[Rate]])","v":2.1192468900000001E-2}]
[12,27,17,0,{"$f":"Tabulation[[#This Row],[AC System Output (W)]]/1000","v":0},{"$f":"VLOOKUP(Tabulation[[#This Row],[Month]],Season,2)","v":"Winter"},{"$f":"(DATE(2021,Tabulation[[#This Row],[Month]],Tabulation[[#This Row],[Day]]))","v":"2021-12-27"},{"$f":"WEEKDAY(Tabulation[[#This Row],[Date]])","v":2},{"$f":"IF(OR(Tabulation[[#This Row],[DayNo]]=1,Tabulation[[#This Row],[DayNo]]=7),1,0)","v":0},{"$f":"COUNTIF(Holidays,Tabulation[[#This Row],[Date]])","v":0},{"$f":"CONCATENATE(Tabulation[[#This Row],[Holiday]],Tabulation[[#This Row],[Season]],Tabulation[[#This Row],[Weekend]],\"-\",IF(Tabulation[[#This Row],[Hour]]<10,0,\"\"),C8685)","v":"0Winter0-17"},{"$f":"VLOOKUP(Tabulation[[#This Row],[Concat]],Table3[],8)","v":0.30257000000000001},{"$f":"(Tabulation[[#This Row],[AC System Output (kW)]]*Tabulation[[#This Row],[Rate]])","v":0}]
[12,27,18,0,{"$f":"Tabulation[[#This Row],[AC System Output (W)]]/1000","v":0},{"$f":"VLOOKUP(Tabulation[[#This Row],[Month]],Season,2)","v":"Winter"},{"$f":"(DATE(2021,Tabulation[[#This Row],[Month]],Tabulation[[#This Row],[Day]]))","v":"2021-12-27"},{"$f":"WEEKDAY(Tabulation[[#This Row],[Date]])","v":2},{"$f":"IF(OR(Tabulation[[#This Row],[DayNo]]=1,Tabulation[[#This Row],[DayNo]]=7),1,0)","v":0},{"$f":"COUNTIF(Holidays,Tabulation[[#This Row],[Date]])","v":0},{"$f":"CONCATENATE(Tabulation[[#This Row],[Holiday]],Tabulation[[#This Row],[Season]],Tabulation[[#This Row],[Weekend]],\"-\",IF(Tabulation[[#This Row],[Hour]]<10,0,\"\"),C8686)","v":"0Winter0-18"},{"$f":"VLOOKUP(Tabulation[[#This Row],[Concat]],Table3[],8)","v":0.30257000000000001},{"$f":"(Tabulation[[#This Row],[AC System Output (kW)]]*Tabulation[[#This Row],[Rate]])","v":0}]
[12,27,19,0,{"$f":"Tabulation[[#This Row],[AC System Output (W)]]/1000","v":0},{"$f":"VLOOKUP(Tabulation[[#This Row],[Month]],Season,2)","v":"Winter"},{"$f":"(DATE(2021,Tabulation[[#This Row],[Month]],Tabulation[[#This Row],[Day]]))","v":"2021-12-27"},{"$f":"WEEKDAY(Tabulation[[#This Row],[Date]])","v":2},{"$f":"IF(OR(Tabulation[[#This Row],[DayNo]]=1,Tabulation[[#This Row],[DayNo]]=7),1,0)","v":0},{"$f":"COUNTIF(Holidays,Tabulation[[#This Row],[Date]])","v":0},{"$f":"CONCATENATE(Tabulation[[#This Row],[Holiday]],Tabulation[[#This Row],[Season]],Tabulation[[#This Row],[Weekend]],\"-\",IF(Tabulation[[#This Row],[Hour]]<10,0,\"\"),C8687)","v":"0Winter0-19"},{"$f":"VLOOKUP(Tabulation[[#This Row],[Concat]],Table3[],8)","v":0.30257000000000001},{"$f":"(Tabulation[[#This Row],[AC System Output (kW)]]*Tabulation[[#This Row],[Rate]])","v":0}]
[12,27,20,0,{"$f":"Tabulation[[#This Row],[AC System Output (W)]]/1000","v":0},{"$f":"VLOOKUP(Tabulation[[#This Row],[Month]],Season,2)","v":"Winter"},{"$f":"(DATE(2021,Tabulation[[#This Row],[Month]],Tabulation[[#This Row],[Day]]))","v":"2021-12-27"},{"$f":"WEEKDAY(Tabulation[[#This Row],[Date]])","v":2},{"$f":"IF(OR(Tabulation[[#This Row],[DayNo]]=1,Tabulation[[#This Row],[DayNo]]=7),1,0)","v":0},{"$f":"COUNTIF(Holidays,Tabulation[[#This Row],[Date]])","v":0},{"$f":"CONCATENATE(Tabulation[[#This Row],[Holiday]],Tabulation[[#This Row],[Season]],Tabulation[[#This Row],[Weekend]],\"-\",IF(Tabulation[[#This Row],[Hour]]<10,0,\"\"),C8688)","v":"0Winter0-20"},{"$f":"VLOOKUP(Tabulation[[#This Row],[Concat]],Table3[],8)","v":0.28519},{"$f":"(Tabulation[[#This Row],[AC System Output (kW)]]*Tabulation[[#This Row],[Rate]])","v":0}]
[12,27,21,0,{"$f":"Tabulation[[#This Row],[AC System Output (W)]]/1000","v":0},{"$f":"VLOOKUP(Tabulation[[#This Row],[Month]],Season,2)","v":"Winter"},{"$f":"(DATE(2021,Tabulation[[#This Row],[Month]],Tabulation[[#This Row],[Day]]))","v":"2021-12-27"},{"$f":"WEEKDAY(Tabulation[[#This Row],[Date]])","v":2},{"$f":"IF(OR(Tabulation[[#This Row],[DayNo]]=1,Tabulation[[#This Row],[DayNo]]=7),1,0)","v":0},{"$f":"COUNTIF(Holidays,Tabulation[[#This Row],[Date]])","v":0},{"$f":"CONCATENATE(Tabulation[[#This Row],[Holiday]],Tabulation[[#This Row],[Season]],Tabulation[[#This Row],[Weekend]],\"-\",IF(Tabulation[[#This Row],[Hour]]<10,0,\"\"),C8689)","v":"0Winter0-21"},{"$f":"VLOOKUP(Tabulation[[#This Row],[Concat]],Table3[],8)","v":0.28519},{"$f":"(Tabulation[[#This Row],[AC System Output (kW)]]*Tabulation[[#This Row],[Rate]])","v":0}]
[12,27,22,0,{"$f":"Tabulation[[#This Row],[AC System Output (W)]]/1000","v":0},{"$f":"VLOOKUP(Tabulation[[#This Row],[Month]],Season,2)","v":"Winter"},{"$f":"(DATE(2021,Tabulation[[#This Row],[Month]],Tabulation[[#This Row],[Day]]))","v":"2021-12-27"},{"$f":"WEEKDAY(Tabulation[[#This Row],[Date]])","v":2},{"$f":"IF(OR(Tabulation[[#This Row],[DayNo]]=1,Tabulation[[#This Row],[DayNo]]=7),1,0)","v":0},{"$f":"COUNTIF(Holidays,Tabulation[[#This Row],[Date]])","v":0},{"$f":"CONCATENATE(Tabulation[[#This Row],[Holiday]],Tabulation[[#This Row],[Season]],Tabulation[[#This Row],[Weekend]],\"-\",IF(Tabulation[[#This Row],[Hour]]<10,0,\"\"),C8690)","v":"0Winter0-22"},{"$f":"VLOOKUP(Tabulation[[#This Row],[Concat]],Table3[],8)","v":0.28519},{"$f":"(Tabulation[[#This Row],[AC System Output (kW)]]*Tabulation[[#This Row],[Rate]])","v":0}]
[12,27,23,0,{"$f":"Tabulation[[#This Row],[AC System Output (W)]]/1000","v":0},{"$f":"VLOOKUP(Tabulation[[#This Row],[Month]],Season,2)","v":"Winter"},{"$f":"(DATE(2021,Tabulation[[#This Row],[Month]],Tabulation[[#This Row],[Day]]))","v":"2021-12-27"},{"$f":"WEEKDAY(Tabulation[[#This Row],[Date]])","v":2},{"$f":"IF(OR(Tabulation[[#This Row],[DayNo]]=1,Tabulation[[#This Row],[DayNo]]=7),1,0)","v":0},{"$f":"COUNTIF(Holidays,Tabulation[[#This Row],[Date]])","v":0},{"$f":"CONCATENATE(Tabulation[[#This Row],[Holiday]],Tabulation[[#This Row],[Season]],Tabulation[[#This Row],[Weekend]],\"-\",IF(Tabulation[[#This Row],[Hour]]<10,0,\"\"),C8691)","v":"0Winter0-23"},{"$f":"VLOOKUP(Tabulation[[#This Row],[Concat]],Table3[],8)","v":0.28519},{"$f":"(Tabulation[[#This Row],[AC System Output (kW)]]*Tabulation[[#This Row],[Rate]])","v":0}]
[12,28,0,0,{"$f":"Tabulation[[#This Row],[AC System Output (W)]]/1000","v":0},{"$f":"VLOOKUP(Tabulation[[#This Row],[Month]],Season,2)","v":"Winter"},{"$f":"(DATE(2021,Tabulation[[#This Row],[Month]],Tabulation[[#This Row],[Day]]))","v":"2021-12-28"},{"$f":"WEEKDAY(Tabulation[[#This Row],[Date]])","v":3},{"$f":"IF(OR(Tabulation[[#This Row],[DayNo]]=1,Tabulation[[#This Row],[DayNo]]=7),1,0)","v":0},{"$f":"COUNTIF(Holidays,Tabulation[[#This Row],[Date]])","v":0},{"$f":"CONCATENATE(Tabulation[[#This Row],[Holiday]],Tabulation[[#This Row],[Season]],Tabulation[[#This Row],[Weekend]],\"-\",IF(Tabulation[[#This Row],[Hour]]<10,0,\"\"),C8692)","v":"0Winter0-00"},{"$f":"VLOOKUP(Tabulation[[#This Row],[Concat]],Table3[],8)","v":0.28519},{"$f":"(Tabulation[[#This Row],[AC System Output (kW)]]*Tabulation[[#This Row],[Rate]])","v":0}]
[12,28,1,0,{"$f":"Tabulation[[#This Row],[AC System Output (W)]]/1000","v":0},{"$f":"VLOOKUP(Tabulation[[#This Row],[Month]],Season,2)","v":"Winter"},{"$f":"(DATE(2021,Tabulation[[#This Row],[Month]],Tabulation[[#This Row],[Day]]))","v":"2021-12-28"},{"$f":"WEEKDAY(Tabulation[[#This Row],[Date]])","v":3},{"$f":"IF(OR(Tabulation[[#This Row],[DayNo]]=1,Tabulation[[#This Row],[DayNo]]=7),1,0)","v":0},{"$f":"COUNTIF(Holidays,Tabulation[[#This Row],[Date]])","v":0},{"$f":"CONCATENATE(Tabulation[[#This Row],[Holiday]],Tabulation[[#This Row],[Season]],Tabulation[[#This Row],[Weekend]],\"-\",IF(Tabulation[[#This Row],[Hour]]<10,0,\"\"),C8693)","v":"0Winter0-01"},{"$f":"VLOOKUP(Tabulation[[#This Row],[Concat]],Table3[],8)","v":0.28519},{"$f":"(Tabulation[[#This Row],[AC System Output (kW)]]*Tabulation[[#This Row],[Rate]])","v":0}]
[12,28,2,0,{"$f":"Tabulation[[#This Row],[AC System Output (W)]]/1000","v":0},{"$f":"VLOOKUP(Tabulation[[#This Row],[Month]],Season,2)","v":"Winter"},{"$f":"(DATE(2021,Tabulation[[#This Row],[Month]],Tabulation[[#This Row],[Day]]))","v":"2021-12-28"},{"$f":"WEEKDAY(Tabulation[[#This Row],[Date]])","v":3},{"$f":"IF(OR(Tabulation[[#This Row],[DayNo]]=1,Tabulation[[#This Row],[DayNo]]=7),1,0)","v":0},{"$f":"COUNTIF(Holidays,Tabulation[[#This Row],[Date]])","v":0},{"$f":"CONCATENATE(Tabulation[[#This Row],[Holiday]],Tabulation[[#This Row],[Season]],Tabulation[[#This Row],[Weekend]],\"-\",IF(Tabulation[[#This Row],[Hour]]<10,0,\"\"),C8694)","v":"0Winter0-02"},{"$f":"VLOOKUP(Tabulation[[#This Row],[Concat]],Table3[],8)","v":0.28519},{"$f":"(Tabulation[[#This Row],[AC System Output (kW)]]*Tabulation[[#This Row],[Rate]])","v":0}]
[12,28,3,0,{"$f":"Tabulation[[#This Row],[AC System Output (W)]]/1000","v":0},{"$f":"VLOOKUP(Tabulation[[#This Row],[Month]],Season,2)","v":"Winter"},{"$f":"(DATE(2021,Tabulation[[#This Row],[Month]],Tabulation[[#This Row],[Day]]))","v":"2021-12-28"},{"$f":"WEEKDAY(Tabulation[[#This Row],[Date]])","v":3},{"$f":"IF(OR(Tabulation[[#This Row],[DayNo]]=1,Tabulation[[#This Row],[DayNo]]=7),1,0)","v":0},{"$f":"COUNTIF(Holidays,Tabulation[[#This Row],[Date]])","v":0},{"$f":"CONCATENATE(Tabulation[[#This Row],[Holiday]],Tabulation[[#This Row],[Season]],Tabulation[[#This Row],[Weekend]],\"-\",IF(Tabulation[[#This Row],[Hour]]<10,0,\"\"),C8695)","v":"0Winter0-03"},{"$f":"VLOOKUP(Tabulation[[#This Row],[Concat]],Table3[],8)","v":0.28519},{"$f":"(Tabulation[[#This Row],[AC System Output (kW)]]*Tabulation[[#This Row],[Rate]])","v":0}]
[12,28,4,0,{"$f":"Tabulation[[#This Row],[AC System Output (W)]]/1000","v":0},{"$f":"VLOOKUP(Tabulation[[#This Row],[Month]],Season,2)","v":"Winter"},{"$f":"(DATE(2021,Tabulation[[#This Row],[Month]],Tabulation[[#This Row],[Day]]))","v":"2021-12-28"},{"$f":"WEEKDAY(Tabulation[[#This Row],[Date]])","v":3},{"$f":"IF(OR(Tabulation[[#This Row],[DayNo]]=1,Tabulation[[#This Row],[DayNo]]=7),1,0)","v":0},{"$f":"COUNTIF(Holidays,Tabulation[[#This Row],[Date]])","v":0},{"$f":"CONCATENATE(Tabulation[[#This Row],[Holiday]],Tabulation[[#This Row],[Season]],Tabulation[[#This Row],[Weekend]],\"-\",IF(Tabulation[[#This Row],[Hour]]<10,0,\"\"),C8696)","v":"0Winter0-04"},{"$f":"VLOOKUP(Tabulation[[#This Row],[Concat]],Table3[],8)","v":0.28519},{"$f":"(Tabulation[[#This Row],[AC System Output (kW)]]*Tabulation[[#This Row],[Rate]])","v":0}]
[12,28,5,0,{"$f":"Tabulation[[#This Row],[AC System Output (W)]]/1000","v":0},{"$f":"VLOOKUP(Tabulation[[#This Row],[Month]],Season,2)","v":"Winter"},{"$f":"(DATE(2021,Tabulation[[#This Row],[Month]],Tabulation[[#This Row],[Day]]))","v":"2021-12-28"},{"$f":"WEEKDAY(Tabulation[[#This Row],[Date]])","v":3},{"$f":"IF(OR(Tabulation[[#This Row],[DayNo]]=1,Tabulation[[#This Row],[DayNo]]=7),1,0)","v":0},{"$f":"COUNTIF(Holidays,Tabulation[[#This Row],[Date]])","v":0},{"$f":"CONCATENATE(Tabulation[[#This Row],[Holiday]],Tabulation[[#This Row],[Season]],Tabulation[[#This Row],[Weekend]],\"-\",IF(Tabulation[[#This Row],[Hour]]<10,0,\"\"),C8697)","v":"0Winter0-05"},{"$f":"VLOOKUP(Tabulation[[#This Row],[Concat]],Table3[],8)","v":0.28519},{"$f":"(Tabulation[[#This Row],[AC System Output (kW)]]*Tabulation[[#This Row],[Rate]])","v":0}]
[12,28,6,0,{"$f":"Tabulation[[#This Row],[AC System Output (W)]]/1000","v":0},{"$f":"VLOOKUP(Tabulation[[#This Row],[Month]],Season,2)","v":"Winter"},{"$f":"(DATE(2021,Tabulation[[#This Row],[Month]],Tabulation[[#This Row],[Day]]))","v":"2021-12-28"},{"$f":"WEEKDAY(Tabulation[[#This Row],[Date]])","v":3},{"$f":"IF(OR(Tabulation[[#This Row],[DayNo]]=1,Tabulation[[#This Row],[DayNo]]=7),1,0)","v":0},{"$f":"COUNTIF(Holidays,Tabulation[[#This Row],[Date]])","v":0},{"$f":"CONCATENATE(Tabulation[[#This Row],[Holiday]],Tabulation[[#This Row],[Season]],Tabulation[[#This Row],[Weekend]],\"-\",IF(Tabulation[[#This Row],[Hour]]<10,0,\"\"),C8698)","v":"0Winter0-06"},{"$f":"VLOOKUP(Tabulation[[#This Row],[Concat]],Table3[],8)","v":0.28519},{"$f":"(Tabulation[[#This Row],[AC System Output (kW)]]*Tabulation[[#This Row],[Rate]])","v":0}]
[12,28,7,214.33500000000001,{"$f":"Tabulation[[#This Row],[AC System Output (W)]]/1000","v":0.214335},{"$f":"VLOOKUP(Tabulation[[#This Row],[Month]],Season,2)","v":"Winter"},{"$f":"(DATE(2021,Tabulation[[#This Row],[Month]],Tabulation[[#This Row],[Day]]))","v":"2021-12-28"},{"$f":"WEEKDAY(Tabulation[[#This Row],[Date]])","v":3},{"$f":"IF(OR(Tabulation[[#This Row],[DayNo]]=1,Tabulation[[#This Row],[DayNo]]=7),1,0)","v":0},{"$f":"COUNTIF(Holidays,Tabulation[[#This Row],[Date]])","v":0},{"$f":"CONCATENATE(Tabulation[[#This Row],[Holiday]],Tabulation[[#This Row],[Season]],Tabulation[[#This Row],[Weekend]],\"-\",IF(Tabulation[[#This Row],[Hour]]<10,0,\"\"),C8699)","v":"0Winter0-07"},{"$f":"VLOOKUP(Tabulation[[#This Row],[Concat]],Table3[],8)","v":0.28519},{"$f":"(Tabulation[[#This Row],[AC System Output (kW)]]*Tabulation[[#This Row],[Rate]])","v":6.1126198649999998E-2}]
[12,28,8,910.26800000000003,{"$f":"Tabulation[[#This Row],[AC System Output (W)]]/1000","v":0.91026800000000008},{"$f":"VLOOKUP(Tabulation[[#This Row],[Month]],Season,2)","v":"Winter"},{"$f":"(DATE(2021,Tabulation[[#This Row],[Month]],Tabulation[[#This Row],[Day]]))","v":"2021-12-28"},{"$f":"WEEKDAY(Tabulation[[#This Row],[Date]])","v":3},{"$f":"IF(OR(Tabulation[[#This Row],[DayNo]]=1,Tabulation[[#This Row],[DayNo]]=7),1,0)","v":0},{"$f":"COUNTIF(Holidays,Tabulation[[#This Row],[Date]])","v":0},{"$f":"CONCATENATE(Tabulation[[#This Row],[Holiday]],Tabulation[[#This Row],[Season]],Tabulation[[#This Row],[Weekend]],\"-\",IF(Tabulation[[#This Row],[Hour]]<10,0,\"\"),C8700)","v":"0Winter0-08"},{"$f":"VLOOKUP(Tabulation[[#This Row],[Concat]],Table3[],8)","v":0.28519},{"$f":"(Tabulation[[#This Row],[AC System Output (kW)]]*Tabulation[[#This Row],[Rate]])","v":0.25959933092000004}]
[12,28,9,1284.057,{"$f":"Tabulation[[#This Row],[AC System Output (W)]]/1000","v":1.284057},{"$f":"VLOOKUP(Tabulation[[#This Row],[Month]],Season,2)","v":"Winter"},{"$f":"(DATE(2021,Tabulation[[#This Row],[Month]],Tabulation[[#This Row],[Day]]))","v":"2021-12-28"},{"$f":"WEEKDAY(Tabulation[[#This Row],[Date]])","v":3},{"$f":"IF(OR(Tabulation[[#This Row],[DayNo]]=1,Tabulation[[#This Row],[DayNo]]=7),1,0)","v":0},{"$f":"COUNTIF(Holidays,Tabulation[[#This Row],[Date]])","v":0},{"$f":"CONCATENATE(Tabulation[[#This Row],[Holiday]],Tabulation[[#This Row],[Season]],Tabulation[[#This Row],[Weekend]],\"-\",IF(Tabulation[[#This Row],[Hour]]<10,0,\"\"),C8701)","v":"0Winter0-09"},{"$f":"VLOOKUP(Tabulation[[#This Row],[Concat]],Table3[],8)","v":0.28519},{"$f":"(Tabulation[[#This Row],[AC System Output (kW)]]*Tabulation[[#This Row],[Rate]])","v":0.36620021583000001}]
[12,28,10,1149.2159999999999,{"$f":"Tabulation[[#This Row],[AC System Output (W)]]/1000","v":1.1492159999999998},{"$f":"VLOOKUP(Tabulation[[#This Row],[Month]],Season,2)","v":"Winter"},{"$f":"(DATE(2021,Tabulation[[#This Row],[Month]],Tabulation[[#This Row],[Day]]))","v":"2021-12-28"},{"$f":"WEEKDAY(Tabulation[[#This Row],[Date]])","v":3},{"$f":"IF(OR(Tabulation[[#This Row],[DayNo]]=1,Tabulation[[#This Row],[DayNo]]=7),1,0)","v":0},{"$f":"COUNTIF(Holidays,Tabulation[[#This Row],[Date]])","v":0},{"$f":"CONCATENATE(Tabulation[[#This Row],[Holiday]],Tabulation[[#This Row],[Season]],Tabulation[[#This Row],[Weekend]],\"-\",IF(Tabulation[[#This Row],[Hour]]<10,0,\"\"),C8702)","v":"0Winter0-10"},{"$f":"VLOOKUP(Tabulation[[#This Row],[Concat]],Table3[],8)","v":0.28519},{"$f":"(Tabulation[[#This Row],[AC System Output (kW)]]*Tabulation[[#This Row],[Rate]])","v":0.32774491103999992}]
[12,28,11,2016.6020000000001,{"$f":"Tabulation[[#This Row],[AC System Output (W)]]/1000","v":2.0166020000000002},{"$f":"VLOOKUP(Tabulation[[#This Row],[Month]],Season,2)","v":"Winter"},{"$f":"(DATE(2021,Tabulation[[#This Row],[Month]],Tabulation[[#This Row],[Day]]))","v":"2021-12-28"},{"$f":"WEEKDAY(Tabulation[[#This Row],[Date]])","v":3},{"$f":"IF(OR(Tabulation[[#This Row],[DayNo]]=1,Tabulation[[#This Row],[DayNo]]=7),1,0)","v":0},{"$f":"COUNTIF(Holidays,Tabulation[[#This Row],[Date]])","v":0},{"$f":"CONCATENATE(Tabulation[[#This Row],[Holiday]],Tabulation[[#This Row],[Season]],Tabulation[[#This Row],[Weekend]],\"-\",IF(Tabulation[[#This Row],[Hour]]<10,0,\"\"),C8703)","v":"0Winter0-11"},{"$f":"VLOOKUP(Tabulation[[#This Row],[Concat]],Table3[],8)","v":0.28519},{"$f":"(Tabulation[[#This Row],[AC System Output (kW)]]*Tabulation[[#This Row],[Rate]])","v":0.57511472438000011}]
[12,28,12,1584.41,{"$f":"Tabulation[[#This Row],[AC System Output (W)]]/1000","v":1.5844100000000001},{"$f":"VLOOKUP(Tabulation[[#This Row],[Month]],Season,2)","v":"Winter"},{"$f":"(DATE(2021,Tabulation[[#This Row],[Month]],Tabulation[[#This Row],[Day]]))","v":"2021-12-28"},{"$f":"WEEKDAY(Tabulation[[#This Row],[Date]])","v":3},{"$f":"IF(OR(Tabulation[[#This Row],[DayNo]]=1,Tabulation[[#This Row],[DayNo]]=7),1,0)","v":0},{"$f":"COUNTIF(Holidays,Tabulation[[#This Row],[Date]])","v":0},{"$f":"CONCATENATE(Tabulation[[#This Row],[Holiday]],Tabulation[[#This Row],[Season]],Tabulation[[#This Row],[Weekend]],\"-\",IF(Tabulation[[#This Row],[Hour]]<10,0,\"\"),C8704)","v":"0Winter0-12"},{"$f":"VLOOKUP(Tabulation[[#This Row],[Concat]],Table3[],8)","v":0.28519},{"$f":"(Tabulation[[#This Row],[AC System Output (kW)]]*Tabulation[[#This Row],[Rate]])","v":0.45185788790000003}]
[12,28,13,821.97500000000002,{"$f":"Tabulation[[#This Row],[AC System Output (W)]]/1000","v":0.82197500000000001},{"$f":"VLOOKUP(Tabulation[[#This Row],[Month]],Season,2)","v":"Winter"},{"$f":"(DATE(2021,Tabulation[[#This Row],[Month]],Tabulation[[#This Row],[Day]]))","v":"2021-12-28"},{"$f":"WEEKDAY(Tabulation[[#This Row],[Date]])","v":3},{"$f":"IF(OR(Tabulation[[#This Row],[DayNo]]=1,Tabulation[[#This Row],[DayNo]]=7),1,0)","v":0},{"$f":"COUNTIF(Holidays,Tabulation[[#This Row],[Date]])","v":0},{"$f":"CONCATENATE(Tabulation[[#This Row],[Holiday]],Tabulation[[#This Row],[Season]],Tabulation[[#This Row],[Weekend]],\"-\",IF(Tabulation[[#This Row],[Hour]]<10,0,\"\"),C8705)","v":"0Winter0-13"},{"$f":"VLOOKUP(Tabulation[[#This Row],[Concat]],Table3[],8)","v":0.28519},{"$f":"(Tabulation[[#This Row],[AC System Output (kW)]]*Tabulation[[#This Row],[Rate]])","v":0.23441905025000001}]
[12,28,14,318.18200000000002,{"$f":"Tabulation[[#This Row],[AC System Output (W)]]/1000","v":0.31818200000000002},{"$f":"VLOOKUP(Tabulation[[#This Row],[Month]],Season,2)","v":"Winter"},{"$f":"(DATE(2021,Tabulation[[#This Row],[Month]],Tabulation[[#This Row],[Day]]))","v":"2021-12-28"},{"$f":"WEEKDAY(Tabulation[[#This Row],[Date]])","v":3},{"$f":"IF(OR(Tabulation[[#This Row],[DayNo]]=1,Tabulation[[#This Row],[DayNo]]=7),1,0)","v":0},{"$f":"COUNTIF(Holidays,Tabulation[[#This Row],[Date]])","v":0},{"$f":"CONCATENATE(Tabulation[[#This Row],[Holiday]],Tabulation[[#This Row],[Season]],Tabulation[[#This Row],[Weekend]],\"-\",IF(Tabulation[[#This Row],[Hour]]<10,0,\"\"),C8706)","v":"0Winter0-14"},{"$f":"VLOOKUP(Tabulation[[#This Row],[Concat]],Table3[],8)","v":0.28519},{"$f":"(Tabulation[[#This Row],[AC System Output (kW)]]*Tabulation[[#This Row],[Rate]])","v":9.0742324580000006E-2}]
[12,28,15,396.61399999999998,{"$f":"Tabulation[[#This Row],[AC System Output (W)]]/1000","v":0.39661399999999997},{"$f":"VLOOKUP(Tabulation[[#This Row],[Month]],Season,2)","v":"Winter"},{"$f":"(DATE(2021,Tabulation[[#This Row],[Month]],Tabulation[[#This Row],[Day]]))","v":"2021-12-28"},{"$f":"WEEKDAY(Tabulation[[#This Row],[Date]])","v":3},{"$f":"IF(OR(Tabulation[[#This Row],[DayNo]]=1,Tabulation[[#This Row],[DayNo]]=7),1,0)","v":0},{"$f":"COUNTIF(Holidays,Tabulation[[#This Row],[Date]])","v":0},{"$f":"CONCATENATE(Tabulation[[#This Row],[Holiday]],Tabulation[[#This Row],[Season]],Tabulation[[#This Row],[Weekend]],\"-\",IF(Tabulation[[#This Row],[Hour]]<10,0,\"\"),C8707)","v":"0Winter0-15"},{"$f":"VLOOKUP(Tabulation[[#This Row],[Concat]],Table3[],8)","v":0.28519},{"$f":"(Tabulation[[#This Row],[AC System Output (kW)]]*Tabulation[[#This Row],[Rate]])","v":0.11311034665999999}]
[12,28,16,213.761,{"$f":"Tabulation[[#This Row],[AC System Output (W)]]/1000","v":0.21376100000000001},{"$f":"VLOOKUP(Tabulation[[#This Row],[Month]],Season,2)","v":"Winter"},{"$f":"(DATE(2021,Tabulation[[#This Row],[Month]],Tabulation[[#This Row],[Day]]))","v":"2021-12-28"},{"$f":"WEEKDAY(Tabulation[[#This Row],[Date]])","v":3},{"$f":"IF(OR(Tabulation[[#This Row],[DayNo]]=1,Tabulation[[#This Row],[DayNo]]=7),1,0)","v":0},{"$f":"COUNTIF(Holidays,Tabulation[[#This Row],[Date]])","v":0},{"$f":"CONCATENATE(Tabulation[[#This Row],[Holiday]],Tabulation[[#This Row],[Season]],Tabulation[[#This Row],[Weekend]],\"-\",IF(Tabulation[[#This Row],[Hour]]<10,0,\"\"),C8708)","v":"0Winter0-16"},{"$f":"VLOOKUP(Tabulation[[#This Row],[Concat]],Table3[],8)","v":0.28519},{"$f":"(Tabulation[[#This Row],[AC System Output (kW)]]*Tabulation[[#This Row],[Rate]])","v":6.0962499590000004E-2}]
[12,28,17,0,{"$f":"Tabulation[[#This Row],[AC System Output (W)]]/1000","v":0},{"$f":"VLOOKUP(Tabulation[[#This Row],[Month]],Season,2)","v":"Winter"},{"$f":"(DATE(2021,Tabulation[[#This Row],[Month]],Tabulation[[#This Row],[Day]]))","v":"2021-12-28"},{"$f":"WEEKDAY(Tabulation[[#This Row],[Date]])","v":3},{"$f":"IF(OR(Tabulation[[#This Row],[DayNo]]=1,Tabulation[[#This Row],[DayNo]]=7),1,0)","v":0},{"$f":"COUNTIF(Holidays,Tabulation[[#This Row],[Date]])","v":0},{"$f":"CONCATENATE(Tabulation[[#This Row],[Holiday]],Tabulation[[#This Row],[Season]],Tabulation[[#This Row],[Weekend]],\"-\",IF(Tabulation[[#This Row],[Hour]]<10,0,\"\"),C8709)","v":"0Winter0-17"},{"$f":"VLOOKUP(Tabulation[[#This Row],[Concat]],Table3[],8)","v":0.30257000000000001},{"$f":"(Tabulation[[#This Row],[AC System Output (kW)]]*Tabulation[[#This Row],[Rate]])","v":0}]
[12,28,18,0,{"$f":"Tabulation[[#This Row],[AC System Output (W)]]/1000","v":0},{"$f":"VLOOKUP(Tabulation[[#This Row],[Month]],Season,2)","v":"Winter"},{"$f":"(DATE(2021,Tabulation[[#This Row],[Month]],Tabulation[[#This Row],[Day]]))","v":"2021-12-28"},{"$f":"WEEKDAY(Tabulation[[#This Row],[Date]])","v":3},{"$f":"IF(OR(Tabulation[[#This Row],[DayNo]]=1,Tabulation[[#This Row],[DayNo]]=7),1,0)","v":0},{"$f":"COUNTIF(Holidays,Tabulation[[#This Row],[Date]])","v":0},{"$f":"CONCATENATE(Tabulation[[#This Row],[Holiday]],Tabulation[[#This Row],[Season]],Tabulation[[#This Row],[Weekend]],\"-\",IF(Tabulation[[#This Row],[Hour]]<10,0,\"\"),C8710)","v":"0Winter0-18"},{"$f":"VLOOKUP(Tabulation[[#This Row],[Concat]],Table3[],8)","v":0.30257000000000001},{"$f":"(Tabulation[[#This Row],[AC System Output (kW)]]*Tabulation[[#This Row],[Rate]])","v":0}]
[12,28,19,0,{"$f":"Tabulation[[#This Row],[AC System Output (W)]]/1000","v":0},{"$f":"VLOOKUP(Tabulation[[#This Row],[Month]],Season,2)","v":"Winter"},{"$f":"(DATE(2021,Tabulation[[#This Row],[Month]],Tabulation[[#This Row],[Day]]))","v":"2021-12-28"},{"$f":"WEEKDAY(Tabulation[[#This Row],[Date]])","v":3},{"$f":"IF(OR(Tabulation[[#This Row],[DayNo]]=1,Tabulation[[#This Row],[DayNo]]=7),1,0)","v":0},{"$f":"COUNTIF(Holidays,Tabulation[[#This Row],[Date]])","v":0},{"$f":"CONCATENATE(Tabulation[[#This Row],[Holiday]],Tabulation[[#This Row],[Season]],Tabulation[[#This Row],[Weekend]],\"-\",IF(Tabulation[[#This Row],[Hour]]<10,0,\"\"),C8711)","v":"0Winter0-19"},{"$f":"VLOOKUP(Tabulation[[#This Row],[Concat]],Table3[],8)","v":0.30257000000000001},{"$f":"(Tabulation[[#This Row],[AC System Output (kW)]]*Tabulation[[#This Row],[Rate]])","v":0}]
[12,28,20,0,{"$f":"Tabulation[[#This Row],[AC System Output (W)]]/1000","v":0},{"$f":"VLOOKUP(Tabulation[[#This Row],[Month]],Season,2)","v":"Winter"},{"$f":"(DATE(2021,Tabulation[[#This Row],[Month]],Tabulation[[#This Row],[Day]]))","v":"2021-12-28"},{"$f":"WEEKDAY(Tabulation[[#This Row],[Date]])","v":3},{"$f":"IF(OR(Tabulation[[#This Row],[DayNo]]=1,Tabulation[[#This Row],[DayNo]]=7),1,0)","v":0},{"$f":"COUNTIF(Holidays,Tabulation[[#This Row],[Date]])","v":0},{"$f":"CONCATENATE(Tabulation[[#This Row],[Holiday]],Tabulation[[#This Row],[Season]],Tabulation[[#This Row],[Weekend]],\"-\",IF(Tabulation[[#This Row],[Hour]]<10,0,\"\"),C8712)","v":"0Winter0-20"},{"$f":"VLOOKUP(Tabulation[[#This Row],[Concat]],Table3[],8)","v":0.28519},{"$f":"(Tabulation[[#This Row],[AC System Output (kW)]]*Tabulation[[#This Row],[Rate]])","v":0}]
[12,28,21,0,{"$f":"Tabulation[[#This Row],[AC System Output (W)]]/1000","v":0},{"$f":"VLOOKUP(Tabulation[[#This Row],[Month]],Season,2)","v":"Winter"},{"$f":"(DATE(2021,Tabulation[[#This Row],[Month]],Tabulation[[#This Row],[Day]]))","v":"2021-12-28"},{"$f":"WEEKDAY(Tabulation[[#This Row],[Date]])","v":3},{"$f":"IF(OR(Tabulation[[#This Row],[DayNo]]=1,Tabulation[[#This Row],[DayNo]]=7),1,0)","v":0},{"$f":"COUNTIF(Holidays,Tabulation[[#This Row],[Date]])","v":0},{"$f":"CONCATENATE(Tabulation[[#This Row],[Holiday]],Tabulation[[#This Row],[Season]],Tabulation[[#This Row],[Weekend]],\"-\",IF(Tabulation[[#This Row],[Hour]]<10,0,\"\"),C8713)","v":"0Winter0-21"},{"$f":"VLOOKUP(Tabulation[[#This Row],[Concat]],Table3[],8)","v":0.28519},{"$f":"(Tabulation[[#This Row],[AC System Output (kW)]]*Tabulation[[#This Row],[Rate]])","v":0}]
[12,28,22,0,{"$f":"Tabulation[[#This Row],[AC System Output (W)]]/1000","v":0},{"$f":"VLOOKUP(Tabulation[[#This Row],[Month]],Season,2)","v":"Winter"},{"$f":"(DATE(2021,Tabulation[[#This Row],[Month]],Tabulation[[#This Row],[Day]]))","v":"2021-12-28"},{"$f":"WEEKDAY(Tabulation[[#This Row],[Date]])","v":3},{"$f":"IF(OR(Tabulation[[#This Row],[DayNo]]=1,Tabulation[[#This Row],[DayNo]]=7),1,0)","v":0},{"$f":"COUNTIF(Holidays,Tabulation[[#This Row],[Date]])","v":0},{"$f":"CONCATENATE(Tabulation[[#This Row],[Holiday]],Tabulation[[#This Row],[Season]],Tabulation[[#This Row],[Weekend]],\"-\",IF(Tabulation[[#This Row],[Hour]]<10,0,\"\"),C8714)","v":"0Winter0-22"},{"$f":"VLOOKUP(Tabulation[[#This Row],[Concat]],Table3[],8)","v":0.28519},{"$f":"(Tabulation[[#This Row],[AC System Output (kW)]]*Tabulation[[#This Row],[Rate]])","v":0}]
[12,28,23,0,{"$f":"Tabulation[[#This Row],[AC System Output (W)]]/1000","v":0},{"$f":"VLOOKUP(Tabulation[[#This Row],[Month]],Season,2)","v":"Winter"},{"$f":"(DATE(2021,Tabulation[[#This Row],[Month]],Tabulation[[#This Row],[Day]]))","v":"2021-12-28"},{"$f":"WEEKDAY(Tabulation[[#This Row],[Date]])","v":3},{"$f":"IF(OR(Tabulation[[#This Row],[DayNo]]=1,Tabulation[[#This Row],[DayNo]]=7),1,0)","v":0},{"$f":"COUNTIF(Holidays,Tabulation[[#This Row],[Date]])","v":0},{"$f":"CONCATENATE(Tabulation[[#This Row],[Holiday]],Tabulation[[#This Row],[Season]],Tabulation[[#This Row],[Weekend]],\"-\",IF(Tabulation[[#This Row],[Hour]]<10,0,\"\"),C8715)","v":"0Winter0-23"},{"$f":"VLOOKUP(Tabulation[[#This Row],[Concat]],Table3[],8)","v":0.28519},{"$f":"(Tabulation[[#This Row],[AC System Output (kW)]]*Tabulation[[#This Row],[Rate]])","v":0}]
[12,29,0,0,{"$f":"Tabulation[[#This Row],[AC System Output (W)]]/1000","v":0},{"$f":"VLOOKUP(Tabulation[[#This Row],[Month]],Season,2)","v":"Winter"},{"$f":"(DATE(2021,Tabulation[[#This Row],[Month]],Tabulation[[#This Row],[Day]]))","v":"2021-12-29"},{"$f":"WEEKDAY(Tabulation[[#This Row],[Date]])","v":4},{"$f":"IF(OR(Tabulation[[#This Row],[DayNo]]=1,Tabulation[[#This Row],[DayNo]]=7),1,0)","v":0},{"$f":"COUNTIF(Holidays,Tabulation[[#This Row],[Date]])","v":0},{"$f":"CONCATENATE(Tabulation[[#This Row],[Holiday]],Tabulation[[#This Row],[Season]],Tabulation[[#This Row],[Weekend]],\"-\",IF(Tabulation[[#This Row],[Hour]]<10,0,\"\"),C8716)","v":"0Winter0-00"},{"$f":"VLOOKUP(Tabulation[[#This Row],[Concat]],Table3[],8)","v":0.28519},{"$f":"(Tabulation[[#This Row],[AC System Output (kW)]]*Tabulation[[#This Row],[Rate]])","v":0}]
[12,29,1,0,{"$f":"Tabulation[[#This Row],[AC System Output (W)]]/1000","v":0},{"$f":"VLOOKUP(Tabulation[[#This Row],[Month]],Season,2)","v":"Winter"},{"$f":"(DATE(2021,Tabulation[[#This Row],[Month]],Tabulation[[#This Row],[Day]]))","v":"2021-12-29"},{"$f":"WEEKDAY(Tabulation[[#This Row],[Date]])","v":4},{"$f":"IF(OR(Tabulation[[#This Row],[DayNo]]=1,Tabulation[[#This Row],[DayNo]]=7),1,0)","v":0},{"$f":"COUNTIF(Holidays,Tabulation[[#This Row],[Date]])","v":0},{"$f":"CONCATENATE(Tabulation[[#This Row],[Holiday]],Tabulation[[#This Row],[Season]],Tabulation[[#This Row],[Weekend]],\"-\",IF(Tabulation[[#This Row],[Hour]]<10,0,\"\"),C8717)","v":"0Winter0-01"},{"$f":"VLOOKUP(Tabulation[[#This Row],[Concat]],Table3[],8)","v":0.28519},{"$f":"(Tabulation[[#This Row],[AC System Output (kW)]]*Tabulation[[#This Row],[Rate]])","v":0}]
[12,29,2,0,{"$f":"Tabulation[[#This Row],[AC System Output (W)]]/1000","v":0},{"$f":"VLOOKUP(Tabulation[[#This Row],[Month]],Season,2)","v":"Winter"},{"$f":"(DATE(2021,Tabulation[[#This Row],[Month]],Tabulation[[#This Row],[Day]]))","v":"2021-12-29"},{"$f":"WEEKDAY(Tabulation[[#This Row],[Date]])","v":4},{"$f":"IF(OR(Tabulation[[#This Row],[DayNo]]=1,Tabulation[[#This Row],[DayNo]]=7),1,0)","v":0},{"$f":"COUNTIF(Holidays,Tabulation[[#This Row],[Date]])","v":0},{"$f":"CONCATENATE(Tabulation[[#This Row],[Holiday]],Tabulation[[#This Row],[Season]],Tabulation[[#This Row],[Weekend]],\"-\",IF(Tabulation[[#This Row],[Hour]]<10,0,\"\"),C8718)","v":"0Winter0-02"},{"$f":"VLOOKUP(Tabulation[[#This Row],[Concat]],Table3[],8)","v":0.28519},{"$f":"(Tabulation[[#This Row],[AC System Output (kW)]]*Tabulation[[#This Row],[Rate]])","v":0}]
[12,29,3,0,{"$f":"Tabulation[[#This Row],[AC System Output (W)]]/1000","v":0},{"$f":"VLOOKUP(Tabulation[[#This Row],[Month]],Season,2)","v":"Winter"},{"$f":"(DATE(2021,Tabulation[[#This Row],[Month]],Tabulation[[#This Row],[Day]]))","v":"2021-12-29"},{"$f":"WEEKDAY(Tabulation[[#This Row],[Date]])","v":4},{"$f":"IF(OR(Tabulation[[#This Row],[DayNo]]=1,Tabulation[[#This Row],[DayNo]]=7),1,0)","v":0},{"$f":"COUNTIF(Holidays,Tabulation[[#This Row],[Date]])","v":0},{"$f":"CONCATENATE(Tabulation[[#This Row],[Holiday]],Tabulation[[#This Row],[Season]],Tabulation[[#This Row],[Weekend]],\"-\",IF(Tabulation[[#This Row],[Hour]]<10,0,\"\"),C8719)","v":"0Winter0-03"},{"$f":"VLOOKUP(Tabulation[[#This Row],[Concat]],Table3[],8)","v":0.28519},{"$f":"(Tabulation[[#This Row],[AC System Output (kW)]]*Tabulation[[#This Row],[Rate]])","v":0}]
[12,29,4,0,{"$f":"Tabulation[[#This Row],[AC System Output (W)]]/1000","v":0},{"$f":"VLOOKUP(Tabulation[[#This Row],[Month]],Season,2)","v":"Winter"},{"$f":"(DATE(2021,Tabulation[[#This Row],[Month]],Tabulation[[#This Row],[Day]]))","v":"2021-12-29"},{"$f":"WEEKDAY(Tabulation[[#This Row],[Date]])","v":4},{"$f":"IF(OR(Tabulation[[#This Row],[DayNo]]=1,Tabulation[[#This Row],[DayNo]]=7),1,0)","v":0},{"$f":"COUNTIF(Holidays,Tabulation[[#This Row],[Date]])","v":0},{"$f":"CONCATENATE(Tabulation[[#This Row],[Holiday]],Tabulation[[#This Row],[Season]],Tabulation[[#This Row],[Weekend]],\"-\",IF(Tabulation[[#This Row],[Hour]]<10,0,\"\"),C8720)","v":"0Winter0-04"},{"$f":"VLOOKUP(Tabulation[[#This Row],[Concat]],Table3[],8)","v":0.28519},{"$f":"(Tabulation[[#This Row],[AC System Output (kW)]]*Tabulation[[#This Row],[Rate]])","v":0}]
[12,29,5,0,{"$f":"Tabulation[[#This Row],[AC System Output (W)]]/1000","v":0},{"$f":"VLOOKUP(Tabulation[[#This Row],[Month]],Season,2)","v":"Winter"},{"$f":"(DATE(2021,Tabulation[[#This Row],[Month]],Tabulation[[#This Row],[Day]]))","v":"2021-12-29"},{"$f":"WEEKDAY(Tabulation[[#This Row],[Date]])","v":4},{"$f":"IF(OR(Tabulation[[#This Row],[DayNo]]=1,Tabulation[[#This Row],[DayNo]]=7),1,0)","v":0},{"$f":"COUNTIF(Holidays,Tabulation[[#This Row],[Date]])","v":0},{"$f":"CONCATENATE(Tabulation[[#This Row],[Holiday]],Tabulation[[#This Row],[Season]],Tabulation[[#This Row],[Weekend]],\"-\",IF(Tabulation[[#This Row],[Hour]]<10,0,\"\"),C8721)","v":"0Winter0-05"},{"$f":"VLOOKUP(Tabulation[[#This Row],[Concat]],Table3[],8)","v":0.28519},{"$f":"(Tabulation[[#This Row],[AC System Output (kW)]]*Tabulation[[#This Row],[Rate]])","v":0}]
[12,29,6,0,{"$f":"Tabulation[[#This Row],[AC System Output (W)]]/1000","v":0},{"$f":"VLOOKUP(Tabulation[[#This Row],[Month]],Season,2)","v":"Winter"},{"$f":"(DATE(2021,Tabulation[[#This Row],[Month]],Tabulation[[#This Row],[Day]]))","v":"2021-12-29"},{"$f":"WEEKDAY(Tabulation[[#This Row],[Date]])","v":4},{"$f":"IF(OR(Tabulation[[#This Row],[DayNo]]=1,Tabulation[[#This Row],[DayNo]]=7),1,0)","v":0},{"$f":"COUNTIF(Holidays,Tabulation[[#This Row],[Date]])","v":0},{"$f":"CONCATENATE(Tabulation[[#This Row],[Holiday]],Tabulation[[#This Row],[Season]],Tabulation[[#This Row],[Weekend]],\"-\",IF(Tabulation[[#This Row],[Hour]]<10,0,\"\"),C8722)","v":"0Winter0-06"},{"$f":"VLOOKUP(Tabulation[[#This Row],[Concat]],Table3[],8)","v":0.28519},{"$f":"(Tabulation[[#This Row],[AC System Output (kW)]]*Tabulation[[#This Row],[Rate]])","v":0}]
[12,29,7,228.39,{"$f":"Tabulation[[#This Row],[AC System Output (W)]]/1000","v":0.22838999999999998},{"$f":"VLOOKUP(Tabulation[[#This Row],[Month]],Season,2)","v":"Winter"},{"$f":"(DATE(2021,Tabulation[[#This Row],[Month]],Tabulation[[#This Row],[Day]]))","v":"2021-12-29"},{"$f":"WEEKDAY(Tabulation[[#This Row],[Date]])","v":4},{"$f":"IF(OR(Tabulation[[#This Row],[DayNo]]=1,Tabulation[[#This Row],[DayNo]]=7),1,0)","v":0},{"$f":"COUNTIF(Holidays,Tabulation[[#This Row],[Date]])","v":0},{"$f":"CONCATENATE(Tabulation[[#This Row],[Holiday]],Tabulation[[#This Row],[Season]],Tabulation[[#This Row],[Weekend]],\"-\",IF(Tabulation[[#This Row],[Hour]]<10,0,\"\"),C8723)","v":"0Winter0-07"},{"$f":"VLOOKUP(Tabulation[[#This Row],[Concat]],Table3[],8)","v":0.28519},{"$f":"(Tabulation[[#This Row],[AC System Output (kW)]]*Tabulation[[#This Row],[Rate]])","v":6.5134544099999997E-2}]
[12,29,8,1056.3879999999999,{"$f":"Tabulation[[#This Row],[AC System Output (W)]]/1000","v":1.0563879999999999},{"$f":"VLOOKUP(Tabulation[[#This Row],[Month]],Season,2)","v":"Winter"},{"$f":"(DATE(2021,Tabulation[[#This Row],[Month]],Tabulation[[#This Row],[Day]]))","v":"2021-12-29"},{"$f":"WEEKDAY(Tabulation[[#This Row],[Date]])","v":4},{"$f":"IF(OR(Tabulation[[#This Row],[DayNo]]=1,Tabulation[[#This Row],[DayNo]]=7),1,0)","v":0},{"$f":"COUNTIF(Holidays,Tabulation[[#This Row],[Date]])","v":0},{"$f":"CONCATENATE(Tabulation[[#This Row],[Holiday]],Tabulation[[#This Row],[Season]],Tabulation[[#This Row],[Weekend]],\"-\",IF(Tabulation[[#This Row],[Hour]]<10,0,\"\"),C8724)","v":"0Winter0-08"},{"$f":"VLOOKUP(Tabulation[[#This Row],[Concat]],Table3[],8)","v":0.28519},{"$f":"(Tabulation[[#This Row],[AC System Output (kW)]]*Tabulation[[#This Row],[Rate]])","v":0.30127129371999994}]
[12,29,9,1746.9010000000001,{"$f":"Tabulation[[#This Row],[AC System Output (W)]]/1000","v":1.746901},{"$f":"VLOOKUP(Tabulation[[#This Row],[Month]],Season,2)","v":"Winter"},{"$f":"(DATE(2021,Tabulation[[#This Row],[Month]],Tabulation[[#This Row],[Day]]))","v":"2021-12-29"},{"$f":"WEEKDAY(Tabulation[[#This Row],[Date]])","v":4},{"$f":"IF(OR(Tabulation[[#This Row],[DayNo]]=1,Tabulation[[#This Row],[DayNo]]=7),1,0)","v":0},{"$f":"COUNTIF(Holidays,Tabulation[[#This Row],[Date]])","v":0},{"$f":"CONCATENATE(Tabulation[[#This Row],[Holiday]],Tabulation[[#This Row],[Season]],Tabulation[[#This Row],[Weekend]],\"-\",IF(Tabulation[[#This Row],[Hour]]<10,0,\"\"),C8725)","v":"0Winter0-09"},{"$f":"VLOOKUP(Tabulation[[#This Row],[Concat]],Table3[],8)","v":0.28519},{"$f":"(Tabulation[[#This Row],[AC System Output (kW)]]*Tabulation[[#This Row],[Rate]])","v":0.49819869619000001}]
[12,29,10,2204.107,{"$f":"Tabulation[[#This Row],[AC System Output (W)]]/1000","v":2.204107},{"$f":"VLOOKUP(Tabulation[[#This Row],[Month]],Season,2)","v":"Winter"},{"$f":"(DATE(2021,Tabulation[[#This Row],[Month]],Tabulation[[#This Row],[Day]]))","v":"2021-12-29"},{"$f":"WEEKDAY(Tabulation[[#This Row],[Date]])","v":4},{"$f":"IF(OR(Tabulation[[#This Row],[DayNo]]=1,Tabulation[[#This Row],[DayNo]]=7),1,0)","v":0},{"$f":"COUNTIF(Holidays,Tabulation[[#This Row],[Date]])","v":0},{"$f":"CONCATENATE(Tabulation[[#This Row],[Holiday]],Tabulation[[#This Row],[Season]],Tabulation[[#This Row],[Weekend]],\"-\",IF(Tabulation[[#This Row],[Hour]]<10,0,\"\"),C8726)","v":"0Winter0-10"},{"$f":"VLOOKUP(Tabulation[[#This Row],[Concat]],Table3[],8)","v":0.28519},{"$f":"(Tabulation[[#This Row],[AC System Output (kW)]]*Tabulation[[#This Row],[Rate]])","v":0.62858927532999997}]
[12,29,11,2441.3409999999999,{"$f":"Tabulation[[#This Row],[AC System Output (W)]]/1000","v":2.441341},{"$f":"VLOOKUP(Tabulation[[#This Row],[Month]],Season,2)","v":"Winter"},{"$f":"(DATE(2021,Tabulation[[#This Row],[Month]],Tabulation[[#This Row],[Day]]))","v":"2021-12-29"},{"$f":"WEEKDAY(Tabulation[[#This Row],[Date]])","v":4},{"$f":"IF(OR(Tabulation[[#This Row],[DayNo]]=1,Tabulation[[#This Row],[DayNo]]=7),1,0)","v":0},{"$f":"COUNTIF(Holidays,Tabulation[[#This Row],[Date]])","v":0},{"$f":"CONCATENATE(Tabulation[[#This Row],[Holiday]],Tabulation[[#This Row],[Season]],Tabulation[[#This Row],[Weekend]],\"-\",IF(Tabulation[[#This Row],[Hour]]<10,0,\"\"),C8727)","v":"0Winter0-11"},{"$f":"VLOOKUP(Tabulation[[#This Row],[Concat]],Table3[],8)","v":0.28519},{"$f":"(Tabulation[[#This Row],[AC System Output (kW)]]*Tabulation[[#This Row],[Rate]])","v":0.69624603978999999}]
[12,29,12,2369.0059999999999,{"$f":"Tabulation[[#This Row],[AC System Output (W)]]/1000","v":2.3690059999999997},{"$f":"VLOOKUP(Tabulation[[#This Row],[Month]],Season,2)","v":"Winter"},{"$f":"(DATE(2021,Tabulation[[#This Row],[Month]],Tabulation[[#This Row],[Day]]))","v":"2021-12-29"},{"$f":"WEEKDAY(Tabulation[[#This Row],[Date]])","v":4},{"$f":"IF(OR(Tabulation[[#This Row],[DayNo]]=1,Tabulation[[#This Row],[DayNo]]=7),1,0)","v":0},{"$f":"COUNTIF(Holidays,Tabulation[[#This Row],[Date]])","v":0},{"$f":"CONCATENATE(Tabulation[[#This Row],[Holiday]],Tabulation[[#This Row],[Season]],Tabulation[[#This Row],[Weekend]],\"-\",IF(Tabulation[[#This Row],[Hour]]<10,0,\"\"),C8728)","v":"0Winter0-12"},{"$f":"VLOOKUP(Tabulation[[#This Row],[Concat]],Table3[],8)","v":0.28519},{"$f":"(Tabulation[[#This Row],[AC System Output (kW)]]*Tabulation[[#This Row],[Rate]])","v":0.67561682113999988}]
[12,29,13,1336.0419999999999,{"$f":"Tabulation[[#This Row],[AC System Output (W)]]/1000","v":1.336042},{"$f":"VLOOKUP(Tabulation[[#This Row],[Month]],Season,2)","v":"Winter"},{"$f":"(DATE(2021,Tabulation[[#This Row],[Month]],Tabulation[[#This Row],[Day]]))","v":"2021-12-29"},{"$f":"WEEKDAY(Tabulation[[#This Row],[Date]])","v":4},{"$f":"IF(OR(Tabulation[[#This Row],[DayNo]]=1,Tabulation[[#This Row],[DayNo]]=7),1,0)","v":0},{"$f":"COUNTIF(Holidays,Tabulation[[#This Row],[Date]])","v":0},{"$f":"CONCATENATE(Tabulation[[#This Row],[Holiday]],Tabulation[[#This Row],[Season]],Tabulation[[#This Row],[Weekend]],\"-\",IF(Tabulation[[#This Row],[Hour]]<10,0,\"\"),C8729)","v":"0Winter0-13"},{"$f":"VLOOKUP(Tabulation[[#This Row],[Concat]],Table3[],8)","v":0.28519},{"$f":"(Tabulation[[#This Row],[AC System Output (kW)]]*Tabulation[[#This Row],[Rate]])","v":0.38102581797999996}]
[12,29,14,1138.97,{"$f":"Tabulation[[#This Row],[AC System Output (W)]]/1000","v":1.13897},{"$f":"VLOOKUP(Tabulation[[#This Row],[Month]],Season,2)","v":"Winter"},{"$f":"(DATE(2021,Tabulation[[#This Row],[Month]],Tabulation[[#This Row],[Day]]))","v":"2021-12-29"},{"$f":"WEEKDAY(Tabulation[[#This Row],[Date]])","v":4},{"$f":"IF(OR(Tabulation[[#This Row],[DayNo]]=1,Tabulation[[#This Row],[DayNo]]=7),1,0)","v":0},{"$f":"COUNTIF(Holidays,Tabulation[[#This Row],[Date]])","v":0},{"$f":"CONCATENATE(Tabulation[[#This Row],[Holiday]],Tabulation[[#This Row],[Season]],Tabulation[[#This Row],[Weekend]],\"-\",IF(Tabulation[[#This Row],[Hour]]<10,0,\"\"),C8730)","v":"0Winter0-14"},{"$f":"VLOOKUP(Tabulation[[#This Row],[Concat]],Table3[],8)","v":0.28519},{"$f":"(Tabulation[[#This Row],[AC System Output (kW)]]*Tabulation[[#This Row],[Rate]])","v":0.32482285430000002}]
[12,29,15,779.20899999999995,{"$f":"Tabulation[[#This Row],[AC System Output (W)]]/1000","v":0.77920899999999993},{"$f":"VLOOKUP(Tabulation[[#This Row],[Month]],Season,2)","v":"Winter"},{"$f":"(DATE(2021,Tabulation[[#This Row],[Month]],Tabulation[[#This Row],[Day]]))","v":"2021-12-29"},{"$f":"WEEKDAY(Tabulation[[#This Row],[Date]])","v":4},{"$f":"IF(OR(Tabulation[[#This Row],[DayNo]]=1,Tabulation[[#This Row],[DayNo]]=7),1,0)","v":0},{"$f":"COUNTIF(Holidays,Tabulation[[#This Row],[Date]])","v":0},{"$f":"CONCATENATE(Tabulation[[#This Row],[Holiday]],Tabulation[[#This Row],[Season]],Tabulation[[#This Row],[Weekend]],\"-\",IF(Tabulation[[#This Row],[Hour]]<10,0,\"\"),C8731)","v":"0Winter0-15"},{"$f":"VLOOKUP(Tabulation[[#This Row],[Concat]],Table3[],8)","v":0.28519},{"$f":"(Tabulation[[#This Row],[AC System Output (kW)]]*Tabulation[[#This Row],[Rate]])","v":0.22222261470999999}]
[12,29,16,68.570999999999998,{"$f":"Tabulation[[#This Row],[AC System Output (W)]]/1000","v":6.8570999999999993E-2},{"$f":"VLOOKUP(Tabulation[[#This Row],[Month]],Season,2)","v":"Winter"},{"$f":"(DATE(2021,Tabulation[[#This Row],[Month]],Tabulation[[#This Row],[Day]]))","v":"2021-12-29"},{"$f":"WEEKDAY(Tabulation[[#This Row],[Date]])","v":4},{"$f":"IF(OR(Tabulation[[#This Row],[DayNo]]=1,Tabulation[[#This Row],[DayNo]]=7),1,0)","v":0},{"$f":"COUNTIF(Holidays,Tabulation[[#This Row],[Date]])","v":0},{"$f":"CONCATENATE(Tabulation[[#This Row],[Holiday]],Tabulation[[#This Row],[Season]],Tabulation[[#This Row],[Weekend]],\"-\",IF(Tabulation[[#This Row],[Hour]]<10,0,\"\"),C8732)","v":"0Winter0-16"},{"$f":"VLOOKUP(Tabulation[[#This Row],[Concat]],Table3[],8)","v":0.28519},{"$f":"(Tabulation[[#This Row],[AC System Output (kW)]]*Tabulation[[#This Row],[Rate]])","v":1.9555763489999999E-2}]
[12,29,17,0,{"$f":"Tabulation[[#This Row],[AC System Output (W)]]/1000","v":0},{"$f":"VLOOKUP(Tabulation[[#This Row],[Month]],Season,2)","v":"Winter"},{"$f":"(DATE(2021,Tabulation[[#This Row],[Month]],Tabulation[[#This Row],[Day]]))","v":"2021-12-29"},{"$f":"WEEKDAY(Tabulation[[#This Row],[Date]])","v":4},{"$f":"IF(OR(Tabulation[[#This Row],[DayNo]]=1,Tabulation[[#This Row],[DayNo]]=7),1,0)","v":0},{"$f":"COUNTIF(Holidays,Tabulation[[#This Row],[Date]])","v":0},{"$f":"CONCATENATE(Tabulation[[#This Row],[Holiday]],Tabulation[[#This Row],[Season]],Tabulation[[#This Row],[Weekend]],\"-\",IF(Tabulation[[#This Row],[Hour]]<10,0,\"\"),C8733)","v":"0Winter0-17"},{"$f":"VLOOKUP(Tabulation[[#This Row],[Concat]],Table3[],8)","v":0.30257000000000001},{"$f":"(Tabulation[[#This Row],[AC System Output (kW)]]*Tabulation[[#This Row],[Rate]])","v":0}]
[12,29,18,0,{"$f":"Tabulation[[#This Row],[AC System Output (W)]]/1000","v":0},{"$f":"VLOOKUP(Tabulation[[#This Row],[Month]],Season,2)","v":"Winter"},{"$f":"(DATE(2021,Tabulation[[#This Row],[Month]],Tabulation[[#This Row],[Day]]))","v":"2021-12-29"},{"$f":"WEEKDAY(Tabulation[[#This Row],[Date]])","v":4},{"$f":"IF(OR(Tabulation[[#This Row],[DayNo]]=1,Tabulation[[#This Row],[DayNo]]=7),1,0)","v":0},{"$f":"COUNTIF(Holidays,Tabulation[[#This Row],[Date]])","v":0},{"$f":"CONCATENATE(Tabulation[[#This Row],[Holiday]],Tabulation[[#This Row],[Season]],Tabulation[[#This Row],[Weekend]],\"-\",IF(Tabulation[[#This Row],[Hour]]<10,0,\"\"),C8734)","v":"0Winter0-18"},{"$f":"VLOOKUP(Tabulation[[#This Row],[Concat]],Table3[],8)","v":0.30257000000000001},{"$f":"(Tabulation[[#This Row],[AC System Output (kW)]]*Tabulation[[#This Row],[Rate]])","v":0}]
[12,29,19,0,{"$f":"Tabulation[[#This Row],[AC System Output (W)]]/1000","v":0},{"$f":"VLOOKUP(Tabulation[[#This Row],[Month]],Season,2)","v":"Winter"},{"$f":"(DATE(2021,Tabulation[[#This Row],[Month]],Tabulation[[#This Row],[Day]]))","v":"2021-12-29"},{"$f":"WEEKDAY(Tabulation[[#This Row],[Date]])","v":4},{"$f":"IF(OR(Tabulation[[#This Row],[DayNo]]=1,Tabulation[[#This Row],[DayNo]]=7),1,0)","v":0},{"$f":"COUNTIF(Holidays,Tabulation[[#This Row],[Date]])","v":0},{"$f":"CONCATENATE(Tabulation[[#This Row],[Holiday]],Tabulation[[#This Row],[Season]],Tabulation[[#This Row],[Weekend]],\"-\",IF(Tabulation[[#This Row],[Hour]]<10,0,\"\"),C8735)","v":"0Winter0-19"},{"$f":"VLOOKUP(Tabulation[[#This Row],[Concat]],Table3[],8)","v":0.30257000000000001},{"$f":"(Tabulation[[#This Row],[AC System Output (kW)]]*Tabulation[[#This Row],[Rate]])","v":0}]
[12,29,20,0,{"$f":"Tabulation[[#This Row],[AC System Output (W)]]/1000","v":0},{"$f":"VLOOKUP(Tabulation[[#This Row],[Month]],Season,2)","v":"Winter"},{"$f":"(DATE(2021,Tabulation[[#This Row],[Month]],Tabulation[[#This Row],[Day]]))","v":"2021-12-29"},{"$f":"WEEKDAY(Tabulation[[#This Row],[Date]])","v":4},{"$f":"IF(OR(Tabulation[[#This Row],[DayNo]]=1,Tabulation[[#This Row],[DayNo]]=7),1,0)","v":0},{"$f":"COUNTIF(Holidays,Tabulation[[#This Row],[Date]])","v":0},{"$f":"CONCATENATE(Tabulation[[#This Row],[Holiday]],Tabulation[[#This Row],[Season]],Tabulation[[#This Row],[Weekend]],\"-\",IF(Tabulation[[#This Row],[Hour]]<10,0,\"\"),C8736)","v":"0Winter0-20"},{"$f":"VLOOKUP(Tabulation[[#This Row],[Concat]],Table3[],8)","v":0.28519},{"$f":"(Tabulation[[#This Row],[AC System Output (kW)]]*Tabulation[[#This Row],[Rate]])","v":0}]
[12,29,21,0,{"$f":"Tabulation[[#This Row],[AC System Output (W)]]/1000","v":0},{"$f":"VLOOKUP(Tabulation[[#This Row],[Month]],Season,2)","v":"Winter"},{"$f":"(DATE(2021,Tabulation[[#This Row],[Month]],Tabulation[[#This Row],[Day]]))","v":"2021-12-29"},{"$f":"WEEKDAY(Tabulation[[#This Row],[Date]])","v":4},{"$f":"IF(OR(Tabulation[[#This Row],[DayNo]]=1,Tabulation[[#This Row],[DayNo]]=7),1,0)","v":0},{"$f":"COUNTIF(Holidays,Tabulation[[#This Row],[Date]])","v":0},{"$f":"CONCATENATE(Tabulation[[#This Row],[Holiday]],Tabulation[[#This Row],[Season]],Tabulation[[#This Row],[Weekend]],\"-\",IF(Tabulation[[#This Row],[Hour]]<10,0,\"\"),C8737)","v":"0Winter0-21"},{"$f":"VLOOKUP(Tabulation[[#This Row],[Concat]],Table3[],8)","v":0.28519},{"$f":"(Tabulation[[#This Row],[AC System Output (kW)]]*Tabulation[[#This Row],[Rate]])","v":0}]
[12,29,22,0,{"$f":"Tabulation[[#This Row],[AC System Output (W)]]/1000","v":0},{"$f":"VLOOKUP(Tabulation[[#This Row],[Month]],Season,2)","v":"Winter"},{"$f":"(DATE(2021,Tabulation[[#This Row],[Month]],Tabulation[[#This Row],[Day]]))","v":"2021-12-29"},{"$f":"WEEKDAY(Tabulation[[#This Row],[Date]])","v":4},{"$f":"IF(OR(Tabulation[[#This Row],[DayNo]]=1,Tabulation[[#This Row],[DayNo]]=7),1,0)","v":0},{"$f":"COUNTIF(Holidays,Tabulation[[#This Row],[Date]])","v":0},{"$f":"CONCATENATE(Tabulation[[#This Row],[Holiday]],Tabulation[[#This Row],[Season]],Tabulation[[#This Row],[Weekend]],\"-\",IF(Tabulation[[#This Row],[Hour]]<10,0,\"\"),C8738)","v":"0Winter0-22"},{"$f":"VLOOKUP(Tabulation[[#This Row],[Concat]],Table3[],8)","v":0.28519},{"$f":"(Tabulation[[#This Row],[AC System Output (kW)]]*Tabulation[[#This Row],[Rate]])","v":0}]
[12,29,23,0,{"$f":"Tabulation[[#This Row],[AC System Output (W)]]/1000","v":0},{"$f":"VLOOKUP(Tabulation[[#This Row],[Month]],Season,2)","v":"Winter"},{"$f":"(DATE(2021,Tabulation[[#This Row],[Month]],Tabulation[[#This Row],[Day]]))","v":"2021-12-29"},{"$f":"WEEKDAY(Tabulation[[#This Row],[Date]])","v":4},{"$f":"IF(OR(Tabulation[[#This Row],[DayNo]]=1,Tabulation[[#This Row],[DayNo]]=7),1,0)","v":0},{"$f":"COUNTIF(Holidays,Tabulation[[#This Row],[Date]])","v":0},{"$f":"CONCATENATE(Tabulation[[#This Row],[Holiday]],Tabulation[[#This Row],[Season]],Tabulation[[#This Row],[Weekend]],\"-\",IF(Tabulation[[#This Row],[Hour]]<10,0,\"\"),C8739)","v":"0Winter0-23"},{"$f":"VLOOKUP(Tabulation[[#This Row],[Concat]],Table3[],8)","v":0.28519},{"$f":"(Tabulation[[#This Row],[AC System Output (kW)]]*Tabulation[[#This Row],[Rate]])","v":0}]
[12,30,0,0,{"$f":"Tabulation[[#This Row],[AC System Output (W)]]/1000","v":0},{"$f":"VLOOKUP(Tabulation[[#This Row],[Month]],Season,2)","v":"Winter"},{"$f":"(DATE(2021,Tabulation[[#This Row],[Month]],Tabulation[[#This Row],[Day]]))","v":"2021-12-30"},{"$f":"WEEKDAY(Tabulation[[#This Row],[Date]])","v":5},{"$f":"IF(OR(Tabulation[[#This Row],[DayNo]]=1,Tabulation[[#This Row],[DayNo]]=7),1,0)","v":0},{"$f":"COUNTIF(Holidays,Tabulation[[#This Row],[Date]])","v":0},{"$f":"CONCATENATE(Tabulation[[#This Row],[Holiday]],Tabulation[[#This Row],[Season]],Tabulation[[#This Row],[Weekend]],\"-\",IF(Tabulation[[#This Row],[Hour]]<10,0,\"\"),C8740)","v":"0Winter0-00"},{"$f":"VLOOKUP(Tabulation[[#This Row],[Concat]],Table3[],8)","v":0.28519},{"$f":"(Tabulation[[#This Row],[AC System Output (kW)]]*Tabulation[[#This Row],[Rate]])","v":0}]
[12,30,1,0,{"$f":"Tabulation[[#This Row],[AC System Output (W)]]/1000","v":0},{"$f":"VLOOKUP(Tabulation[[#This Row],[Month]],Season,2)","v":"Winter"},{"$f":"(DATE(2021,Tabulation[[#This Row],[Month]],Tabulation[[#This Row],[Day]]))","v":"2021-12-30"},{"$f":"WEEKDAY(Tabulation[[#This Row],[Date]])","v":5},{"$f":"IF(OR(Tabulation[[#This Row],[DayNo]]=1,Tabulation[[#This Row],[DayNo]]=7),1,0)","v":0},{"$f":"COUNTIF(Holidays,Tabulation[[#This Row],[Date]])","v":0},{"$f":"CONCATENATE(Tabulation[[#This Row],[Holiday]],Tabulation[[#This Row],[Season]],Tabulation[[#This Row],[Weekend]],\"-\",IF(Tabulation[[#This Row],[Hour]]<10,0,\"\"),C8741)","v":"0Winter0-01"},{"$f":"VLOOKUP(Tabulation[[#This Row],[Concat]],Table3[],8)","v":0.28519},{"$f":"(Tabulation[[#This Row],[AC System Output (kW)]]*Tabulation[[#This Row],[Rate]])","v":0}]
[12,30,2,0,{"$f":"Tabulation[[#This Row],[AC System Output (W)]]/1000","v":0},{"$f":"VLOOKUP(Tabulation[[#This Row],[Month]],Season,2)","v":"Winter"},{"$f":"(DATE(2021,Tabulation[[#This Row],[Month]],Tabulation[[#This Row],[Day]]))","v":"2021-12-30"},{"$f":"WEEKDAY(Tabulation[[#This Row],[Date]])","v":5},{"$f":"IF(OR(Tabulation[[#This Row],[DayNo]]=1,Tabulation[[#This Row],[DayNo]]=7),1,0)","v":0},{"$f":"COUNTIF(Holidays,Tabulation[[#This Row],[Date]])","v":0},{"$f":"CONCATENATE(Tabulation[[#This Row],[Holiday]],Tabulation[[#This Row],[Season]],Tabulation[[#This Row],[Weekend]],\"-\",IF(Tabulation[[#This Row],[Hour]]<10,0,\"\"),C8742)","v":"0Winter0-02"},{"$f":"VLOOKUP(Tabulation[[#This Row],[Concat]],Table3[],8)","v":0.28519},{"$f":"(Tabulation[[#This Row],[AC System Output (kW)]]*Tabulation[[#This Row],[Rate]])","v":0}]
[12,30,3,0,{"$f":"Tabulation[[#This Row],[AC System Output (W)]]/1000","v":0},{"$f":"VLOOKUP(Tabulation[[#This Row],[Month]],Season,2)","v":"Winter"},{"$f":"(DATE(2021,Tabulation[[#This Row],[Month]],Tabulation[[#This Row],[Day]]))","v":"2021-12-30"},{"$f":"WEEKDAY(Tabulation[[#This Row],[Date]])","v":5},{"$f":"IF(OR(Tabulation[[#This Row],[DayNo]]=1,Tabulation[[#This Row],[DayNo]]=7),1,0)","v":0},{"$f":"COUNTIF(Holidays,Tabulation[[#This Row],[Date]])","v":0},{"$f":"CONCATENATE(Tabulation[[#This Row],[Holiday]],Tabulation[[#This Row],[Season]],Tabulation[[#This Row],[Weekend]],\"-\",IF(Tabulation[[#This Row],[Hour]]<10,0,\"\"),C8743)","v":"0Winter0-03"},{"$f":"VLOOKUP(Tabulation[[#This Row],[Concat]],Table3[],8)","v":0.28519},{"$f":"(Tabulation[[#This Row],[AC System Output (kW)]]*Tabulation[[#This Row],[Rate]])","v":0}]
[12,30,4,0,{"$f":"Tabulation[[#This Row],[AC System Output (W)]]/1000","v":0},{"$f":"VLOOKUP(Tabulation[[#This Row],[Month]],Season,2)","v":"Winter"},{"$f":"(DATE(2021,Tabulation[[#This Row],[Month]],Tabulation[[#This Row],[Day]]))","v":"2021-12-30"},{"$f":"WEEKDAY(Tabulation[[#This Row],[Date]])","v":5},{"$f":"IF(OR(Tabulation[[#This Row],[DayNo]]=1,Tabulation[[#This Row],[DayNo]]=7),1,0)","v":0},{"$f":"COUNTIF(Holidays,Tabulation[[#This Row],[Date]])","v":0},{"$f":"CONCATENATE(Tabulation[[#This Row],[Holiday]],Tabulation[[#This Row],[Season]],Tabulation[[#This Row],[Weekend]],\"-\",IF(Tabulation[[#This Row],[Hour]]<10,0,\"\"),C8744)","v":"0Winter0-04"},{"$f":"VLOOKUP(Tabulation[[#This Row],[Concat]],Table3[],8)","v":0.28519},{"$f":"(Tabulation[[#This Row],[AC System Output (kW)]]*Tabulation[[#This Row],[Rate]])","v":0}]
[12,30,5,0,{"$f":"Tabulation[[#This Row],[AC System Output (W)]]/1000","v":0},{"$f":"VLOOKUP(Tabulation[[#This Row],[Month]],Season,2)","v":"Winter"},{"$f":"(DATE(2021,Tabulation[[#This Row],[Month]],Tabulation[[#This Row],[Day]]))","v":"2021-12-30"},{"$f":"WEEKDAY(Tabulation[[#This Row],[Date]])","v":5},{"$f":"IF(OR(Tabulation[[#This Row],[DayNo]]=1,Tabulation[[#This Row],[DayNo]]=7),1,0)","v":0},{"$f":"COUNTIF(Holidays,Tabulation[[#This Row],[Date]])","v":0},{"$f":"CONCATENATE(Tabulation[[#This Row],[Holiday]],Tabulation[[#This Row],[Season]],Tabulation[[#This Row],[Weekend]],\"-\",IF(Tabulation[[#This Row],[Hour]]<10,0,\"\"),C8745)","v":"0Winter0-05"},{"$f":"VLOOKUP(Tabulation[[#This Row],[Concat]],Table3[],8)","v":0.28519},{"$f":"(Tabulation[[#This Row],[AC System Output (kW)]]*Tabulation[[#This Row],[Rate]])","v":0}]
[12,30,6,0,{"$f":"Tabulation[[#This Row],[AC System Output (W)]]/1000","v":0},{"$f":"VLOOKUP(Tabulation[[#This Row],[Month]],Season,2)","v":"Winter"},{"$f":"(DATE(2021,Tabulation[[#This Row],[Month]],Tabulation[[#This Row],[Day]]))","v":"2021-12-30"},{"$f":"WEEKDAY(Tabulation[[#This Row],[Date]])","v":5},{"$f":"IF(OR(Tabulation[[#This Row],[DayNo]]=1,Tabulation[[#This Row],[DayNo]]=7),1,0)","v":0},{"$f":"COUNTIF(Holidays,Tabulation[[#This Row],[Date]])","v":0},{"$f":"CONCATENATE(Tabulation[[#This Row],[Holiday]],Tabulation[[#This Row],[Season]],Tabulation[[#This Row],[Weekend]],\"-\",IF(Tabulation[[#This Row],[Hour]]<10,0,\"\"),C8746)","v":"0Winter0-06"},{"$f":"VLOOKUP(Tabulation[[#This Row],[Concat]],Table3[],8)","v":0.28519},{"$f":"(Tabulation[[#This Row],[AC System Output (kW)]]*Tabulation[[#This Row],[Rate]])","v":0}]
[12,30,7,31.614999999999998,{"$f":"Tabulation[[#This Row],[AC System Output (W)]]/1000","v":3.1614999999999997E-2},{"$f":"VLOOKUP(Tabulation[[#This Row],[Month]],Season,2)","v":"Winter"},{"$f":"(DATE(2021,Tabulation[[#This Row],[Month]],Tabulation[[#This Row],[Day]]))","v":"2021-12-30"},{"$f":"WEEKDAY(Tabulation[[#This Row],[Date]])","v":5},{"$f":"IF(OR(Tabulation[[#This Row],[DayNo]]=1,Tabulation[[#This Row],[DayNo]]=7),1,0)","v":0},{"$f":"COUNTIF(Holidays,Tabulation[[#This Row],[Date]])","v":0},{"$f":"CONCATENATE(Tabulation[[#This Row],[Holiday]],Tabulation[[#This Row],[Season]],Tabulation[[#This Row],[Weekend]],\"-\",IF(Tabulation[[#This Row],[Hour]]<10,0,\"\"),C8747)","v":"0Winter0-07"},{"$f":"VLOOKUP(Tabulation[[#This Row],[Concat]],Table3[],8)","v":0.28519},{"$f":"(Tabulation[[#This Row],[AC System Output (kW)]]*Tabulation[[#This Row],[Rate]])","v":9.0162818499999985E-3}]
[12,30,8,499.63200000000001,{"$f":"Tabulation[[#This Row],[AC System Output (W)]]/1000","v":0.49963200000000002},{"$f":"VLOOKUP(Tabulation[[#This Row],[Month]],Season,2)","v":"Winter"},{"$f":"(DATE(2021,Tabulation[[#This Row],[Month]],Tabulation[[#This Row],[Day]]))","v":"2021-12-30"},{"$f":"WEEKDAY(Tabulation[[#This Row],[Date]])","v":5},{"$f":"IF(OR(Tabulation[[#This Row],[DayNo]]=1,Tabulation[[#This Row],[DayNo]]=7),1,0)","v":0},{"$f":"COUNTIF(Holidays,Tabulation[[#This Row],[Date]])","v":0},{"$f":"CONCATENATE(Tabulation[[#This Row],[Holiday]],Tabulation[[#This Row],[Season]],Tabulation[[#This Row],[Weekend]],\"-\",IF(Tabulation[[#This Row],[Hour]]<10,0,\"\"),C8748)","v":"0Winter0-08"},{"$f":"VLOOKUP(Tabulation[[#This Row],[Concat]],Table3[],8)","v":0.28519},{"$f":"(Tabulation[[#This Row],[AC System Output (kW)]]*Tabulation[[#This Row],[Rate]])","v":0.14249005008000001}]
[12,30,9,98.932000000000002,{"$f":"Tabulation[[#This Row],[AC System Output (W)]]/1000","v":9.8932000000000006E-2},{"$f":"VLOOKUP(Tabulation[[#This Row],[Month]],Season,2)","v":"Winter"},{"$f":"(DATE(2021,Tabulation[[#This Row],[Month]],Tabulation[[#This Row],[Day]]))","v":"2021-12-30"},{"$f":"WEEKDAY(Tabulation[[#This Row],[Date]])","v":5},{"$f":"IF(OR(Tabulation[[#This Row],[DayNo]]=1,Tabulation[[#This Row],[DayNo]]=7),1,0)","v":0},{"$f":"COUNTIF(Holidays,Tabulation[[#This Row],[Date]])","v":0},{"$f":"CONCATENATE(Tabulation[[#This Row],[Holiday]],Tabulation[[#This Row],[Season]],Tabulation[[#This Row],[Weekend]],\"-\",IF(Tabulation[[#This Row],[Hour]]<10,0,\"\"),C8749)","v":"0Winter0-09"},{"$f":"VLOOKUP(Tabulation[[#This Row],[Concat]],Table3[],8)","v":0.28519},{"$f":"(Tabulation[[#This Row],[AC System Output (kW)]]*Tabulation[[#This Row],[Rate]])","v":2.8214417080000002E-2}]
[12,30,10,443.21499999999997,{"$f":"Tabulation[[#This Row],[AC System Output (W)]]/1000","v":0.44321499999999997},{"$f":"VLOOKUP(Tabulation[[#This Row],[Month]],Season,2)","v":"Winter"},{"$f":"(DATE(2021,Tabulation[[#This Row],[Month]],Tabulation[[#This Row],[Day]]))","v":"2021-12-30"},{"$f":"WEEKDAY(Tabulation[[#This Row],[Date]])","v":5},{"$f":"IF(OR(Tabulation[[#This Row],[DayNo]]=1,Tabulation[[#This Row],[DayNo]]=7),1,0)","v":0},{"$f":"COUNTIF(Holidays,Tabulation[[#This Row],[Date]])","v":0},{"$f":"CONCATENATE(Tabulation[[#This Row],[Holiday]],Tabulation[[#This Row],[Season]],Tabulation[[#This Row],[Weekend]],\"-\",IF(Tabulation[[#This Row],[Hour]]<10,0,\"\"),C8750)","v":"0Winter0-10"},{"$f":"VLOOKUP(Tabulation[[#This Row],[Concat]],Table3[],8)","v":0.28519},{"$f":"(Tabulation[[#This Row],[AC System Output (kW)]]*Tabulation[[#This Row],[Rate]])","v":0.12640048584999999}]
[12,30,11,409.89100000000002,{"$f":"Tabulation[[#This Row],[AC System Output (W)]]/1000","v":0.40989100000000001},{"$f":"VLOOKUP(Tabulation[[#This Row],[Month]],Season,2)","v":"Winter"},{"$f":"(DATE(2021,Tabulation[[#This Row],[Month]],Tabulation[[#This Row],[Day]]))","v":"2021-12-30"},{"$f":"WEEKDAY(Tabulation[[#This Row],[Date]])","v":5},{"$f":"IF(OR(Tabulation[[#This Row],[DayNo]]=1,Tabulation[[#This Row],[DayNo]]=7),1,0)","v":0},{"$f":"COUNTIF(Holidays,Tabulation[[#This Row],[Date]])","v":0},{"$f":"CONCATENATE(Tabulation[[#This Row],[Holiday]],Tabulation[[#This Row],[Season]],Tabulation[[#This Row],[Weekend]],\"-\",IF(Tabulation[[#This Row],[Hour]]<10,0,\"\"),C8751)","v":"0Winter0-11"},{"$f":"VLOOKUP(Tabulation[[#This Row],[Concat]],Table3[],8)","v":0.28519},{"$f":"(Tabulation[[#This Row],[AC System Output (kW)]]*Tabulation[[#This Row],[Rate]])","v":0.11689681429}]
[12,30,12,1552.3530000000001,{"$f":"Tabulation[[#This Row],[AC System Output (W)]]/1000","v":1.5523530000000001},{"$f":"VLOOKUP(Tabulation[[#This Row],[Month]],Season,2)","v":"Winter"},{"$f":"(DATE(2021,Tabulation[[#This Row],[Month]],Tabulation[[#This Row],[Day]]))","v":"2021-12-30"},{"$f":"WEEKDAY(Tabulation[[#This Row],[Date]])","v":5},{"$f":"IF(OR(Tabulation[[#This Row],[DayNo]]=1,Tabulation[[#This Row],[DayNo]]=7),1,0)","v":0},{"$f":"COUNTIF(Holidays,Tabulation[[#This Row],[Date]])","v":0},{"$f":"CONCATENATE(Tabulation[[#This Row],[Holiday]],Tabulation[[#This Row],[Season]],Tabulation[[#This Row],[Weekend]],\"-\",IF(Tabulation[[#This Row],[Hour]]<10,0,\"\"),C8752)","v":"0Winter0-12"},{"$f":"VLOOKUP(Tabulation[[#This Row],[Concat]],Table3[],8)","v":0.28519},{"$f":"(Tabulation[[#This Row],[AC System Output (kW)]]*Tabulation[[#This Row],[Rate]])","v":0.44271555207000002}]
[12,30,13,910.76700000000005,{"$f":"Tabulation[[#This Row],[AC System Output (W)]]/1000","v":0.9107670000000001},{"$f":"VLOOKUP(Tabulation[[#This Row],[Month]],Season,2)","v":"Winter"},{"$f":"(DATE(2021,Tabulation[[#This Row],[Month]],Tabulation[[#This Row],[Day]]))","v":"2021-12-30"},{"$f":"WEEKDAY(Tabulation[[#This Row],[Date]])","v":5},{"$f":"IF(OR(Tabulation[[#This Row],[DayNo]]=1,Tabulation[[#This Row],[DayNo]]=7),1,0)","v":0},{"$f":"COUNTIF(Holidays,Tabulation[[#This Row],[Date]])","v":0},{"$f":"CONCATENATE(Tabulation[[#This Row],[Holiday]],Tabulation[[#This Row],[Season]],Tabulation[[#This Row],[Weekend]],\"-\",IF(Tabulation[[#This Row],[Hour]]<10,0,\"\"),C8753)","v":"0Winter0-13"},{"$f":"VLOOKUP(Tabulation[[#This Row],[Concat]],Table3[],8)","v":0.28519},{"$f":"(Tabulation[[#This Row],[AC System Output (kW)]]*Tabulation[[#This Row],[Rate]])","v":0.25974164073000006}]
[12,30,14,705.71699999999998,{"$f":"Tabulation[[#This Row],[AC System Output (W)]]/1000","v":0.70571700000000004},{"$f":"VLOOKUP(Tabulation[[#This Row],[Month]],Season,2)","v":"Winter"},{"$f":"(DATE(2021,Tabulation[[#This Row],[Month]],Tabulation[[#This Row],[Day]]))","v":"2021-12-30"},{"$f":"WEEKDAY(Tabulation[[#This Row],[Date]])","v":5},{"$f":"IF(OR(Tabulation[[#This Row],[DayNo]]=1,Tabulation[[#This Row],[DayNo]]=7),1,0)","v":0},{"$f":"COUNTIF(Holidays,Tabulation[[#This Row],[Date]])","v":0},{"$f":"CONCATENATE(Tabulation[[#This Row],[Holiday]],Tabulation[[#This Row],[Season]],Tabulation[[#This Row],[Weekend]],\"-\",IF(Tabulation[[#This Row],[Hour]]<10,0,\"\"),C8754)","v":"0Winter0-14"},{"$f":"VLOOKUP(Tabulation[[#This Row],[Concat]],Table3[],8)","v":0.28519},{"$f":"(Tabulation[[#This Row],[AC System Output (kW)]]*Tabulation[[#This Row],[Rate]])","v":0.20126343123000001}]
[12,30,15,1141.9069999999999,{"$f":"Tabulation[[#This Row],[AC System Output (W)]]/1000","v":1.141907},{"$f":"VLOOKUP(Tabulation[[#This Row],[Month]],Season,2)","v":"Winter"},{"$f":"(DATE(2021,Tabulation[[#This Row],[Month]],Tabulation[[#This Row],[Day]]))","v":"2021-12-30"},{"$f":"WEEKDAY(Tabulation[[#This Row],[Date]])","v":5},{"$f":"IF(OR(Tabulation[[#This Row],[DayNo]]=1,Tabulation[[#This Row],[DayNo]]=7),1,0)","v":0},{"$f":"COUNTIF(Holidays,Tabulation[[#This Row],[Date]])","v":0},{"$f":"CONCATENATE(Tabulation[[#This Row],[Holiday]],Tabulation[[#This Row],[Season]],Tabulation[[#This Row],[Weekend]],\"-\",IF(Tabulation[[#This Row],[Hour]]<10,0,\"\"),C8755)","v":"0Winter0-15"},{"$f":"VLOOKUP(Tabulation[[#This Row],[Concat]],Table3[],8)","v":0.28519},{"$f":"(Tabulation[[#This Row],[AC System Output (kW)]]*Tabulation[[#This Row],[Rate]])","v":0.32566045732999999}]
[12,30,16,350.15600000000001,{"$f":"Tabulation[[#This Row],[AC System Output (W)]]/1000","v":0.35015600000000002},{"$f":"VLOOKUP(Tabulation[[#This Row],[Month]],Season,2)","v":"Winter"},{"$f":"(DATE(2021,Tabulation[[#This Row],[Month]],Tabulation[[#This Row],[Day]]))","v":"2021-12-30"},{"$f":"WEEKDAY(Tabulation[[#This Row],[Date]])","v":5},{"$f":"IF(OR(Tabulation[[#This Row],[DayNo]]=1,Tabulation[[#This Row],[DayNo]]=7),1,0)","v":0},{"$f":"COUNTIF(Holidays,Tabulation[[#This Row],[Date]])","v":0},{"$f":"CONCATENATE(Tabulation[[#This Row],[Holiday]],Tabulation[[#This Row],[Season]],Tabulation[[#This Row],[Weekend]],\"-\",IF(Tabulation[[#This Row],[Hour]]<10,0,\"\"),C8756)","v":"0Winter0-16"},{"$f":"VLOOKUP(Tabulation[[#This Row],[Concat]],Table3[],8)","v":0.28519},{"$f":"(Tabulation[[#This Row],[AC System Output (kW)]]*Tabulation[[#This Row],[Rate]])","v":9.9860989640000009E-2}]
[12,30,17,0,{"$f":"Tabulation[[#This Row],[AC System Output (W)]]/1000","v":0},{"$f":"VLOOKUP(Tabulation[[#This Row],[Month]],Season,2)","v":"Winter"},{"$f":"(DATE(2021,Tabulation[[#This Row],[Month]],Tabulation[[#This Row],[Day]]))","v":"2021-12-30"},{"$f":"WEEKDAY(Tabulation[[#This Row],[Date]])","v":5},{"$f":"IF(OR(Tabulation[[#This Row],[DayNo]]=1,Tabulation[[#This Row],[DayNo]]=7),1,0)","v":0},{"$f":"COUNTIF(Holidays,Tabulation[[#This Row],[Date]])","v":0},{"$f":"CONCATENATE(Tabulation[[#This Row],[Holiday]],Tabulation[[#This Row],[Season]],Tabulation[[#This Row],[Weekend]],\"-\",IF(Tabulation[[#This Row],[Hour]]<10,0,\"\"),C8757)","v":"0Winter0-17"},{"$f":"VLOOKUP(Tabulation[[#This Row],[Concat]],Table3[],8)","v":0.30257000000000001},{"$f":"(Tabulation[[#This Row],[AC System Output (kW)]]*Tabulation[[#This Row],[Rate]])","v":0}]
[12,30,18,0,{"$f":"Tabulation[[#This Row],[AC System Output (W)]]/1000","v":0},{"$f":"VLOOKUP(Tabulation[[#This Row],[Month]],Season,2)","v":"Winter"},{"$f":"(DATE(2021,Tabulation[[#This Row],[Month]],Tabulation[[#This Row],[Day]]))","v":"2021-12-30"},{"$f":"WEEKDAY(Tabulation[[#This Row],[Date]])","v":5},{"$f":"IF(OR(Tabulation[[#This Row],[DayNo]]=1,Tabulation[[#This Row],[DayNo]]=7),1,0)","v":0},{"$f":"COUNTIF(Holidays,Tabulation[[#This Row],[Date]])","v":0},{"$f":"CONCATENATE(Tabulation[[#This Row],[Holiday]],Tabulation[[#This Row],[Season]],Tabulation[[#This Row],[Weekend]],\"-\",IF(Tabulation[[#This Row],[Hour]]<10,0,\"\"),C8758)","v":"0Winter0-18"},{"$f":"VLOOKUP(Tabulation[[#This Row],[Concat]],Table3[],8)","v":0.30257000000000001},{"$f":"(Tabulation[[#This Row],[AC System Output (kW)]]*Tabulation[[#This Row],[Rate]])","v":0}]
[12,30,19,0,{"$f":"Tabulation[[#This Row],[AC System Output (W)]]/1000","v":0},{"$f":"VLOOKUP(Tabulation[[#This Row],[Month]],Season,2)","v":"Winter"},{"$f":"(DATE(2021,Tabulation[[#This Row],[Month]],Tabulation[[#This Row],[Day]]))","v":"2021-12-30"},{"$f":"WEEKDAY(Tabulation[[#This Row],[Date]])","v":5},{"$f":"IF(OR(Tabulation[[#This Row],[DayNo]]=1,Tabulation[[#This Row],[DayNo]]=7),1,0)","v":0},{"$f":"COUNTIF(Holidays,Tabulation[[#This Row],[Date]])","v":0},{"$f":"CONCATENATE(Tabulation[[#This Row],[Holiday]],Tabulation[[#This Row],[Season]],Tabulation[[#This Row],[Weekend]],\"-\",IF(Tabulation[[#This Row],[Hour]]<10,0,\"\"),C8759)","v":"0Winter0-19"},{"$f":"VLOOKUP(Tabulation[[#This Row],[Concat]],Table3[],8)","v":0.30257000000000001},{"$f":"(Tabulation[[#This Row],[AC System Output (kW)]]*Tabulation[[#This Row],[Rate]])","v":0}]
[12,30,20,0,{"$f":"Tabulation[[#This Row],[AC System Output (W)]]/1000","v":0},{"$f":"VLOOKUP(Tabulation[[#This Row],[Month]],Season,2)","v":"Winter"},{"$f":"(DATE(2021,Tabulation[[#This Row],[Month]],Tabulation[[#This Row],[Day]]))","v":"2021-12-30"},{"$f":"WEEKDAY(Tabulation[[#This Row],[Date]])","v":5},{"$f":"IF(OR(Tabulation[[#This Row],[DayNo]]=1,Tabulation[[#This Row],[DayNo]]=7),1,0)","v":0},{"$f":"COUNTIF(Holidays,Tabulation[[#This Row],[Date]])","v":0},{"$f":"CONCATENATE(Tabulation[[#This Row],[Holiday]],Tabulation[[#This Row],[Season]],Tabulation[[#This Row],[Weekend]],\"-\",IF(Tabulation[[#This Row],[Hour]]<10,0,\"\"),C8760)","v":"0Winter0-20"},{"$f":"VLOOKUP(Tabulation[[#This Row],[Concat]],Table3[],8)","v":0.28519},{"$f":"(Tabulation[[#This Row],[AC System Output (kW)]]*Tabulation[[#This Row],[Rate]])","v":0}]
[12,30,21,0,{"$f":"Tabulation[[#This Row],[AC System Output (W)]]/1000","v":0},{"$f":"VLOOKUP(Tabulation[[#This Row],[Month]],Season,2)","v":"Winter"},{"$f":"(DATE(2021,Tabulation[[#This Row],[Month]],Tabulation[[#This Row],[Day]]))","v":"2021-12-30"},{"$f":"WEEKDAY(Tabulation[[#This Row],[Date]])","v":5},{"$f":"IF(OR(Tabulation[[#This Row],[DayNo]]=1,Tabulation[[#This Row],[DayNo]]=7),1,0)","v":0},{"$f":"COUNTIF(Holidays,Tabulation[[#This Row],[Date]])","v":0},{"$f":"CONCATENATE(Tabulation[[#This Row],[Holiday]],Tabulation[[#This Row],[Season]],Tabulation[[#This Row],[Weekend]],\"-\",IF(Tabulation[[#This Row],[Hour]]<10,0,\"\"),C8761)","v":"0Winter0-21"},{"$f":"VLOOKUP(Tabulation[[#This Row],[Concat]],Table3[],8)","v":0.28519},{"$f":"(Tabulation[[#This Row],[AC System Output (kW)]]*Tabulation[[#This Row],[Rate]])","v":0}]
[12,30,22,0,{"$f":"Tabulation[[#This Row],[AC System Output (W)]]/1000","v":0},{"$f":"VLOOKUP(Tabulation[[#This Row],[Month]],Season,2)","v":"Winter"},{"$f":"(DATE(2021,Tabulation[[#This Row],[Month]],Tabulation[[#This Row],[Day]]))","v":"2021-12-30"},{"$f":"WEEKDAY(Tabulation[[#This Row],[Date]])","v":5},{"$f":"IF(OR(Tabulation[[#This Row],[DayNo]]=1,Tabulation[[#This Row],[DayNo]]=7),1,0)","v":0},{"$f":"COUNTIF(Holidays,Tabulation[[#This Row],[Date]])","v":0},{"$f":"CONCATENATE(Tabulation[[#This Row],[Holiday]],Tabulation[[#This Row],[Season]],Tabulation[[#This Row],[Weekend]],\"-\",IF(Tabulation[[#This Row],[Hour]]<10,0,\"\"),C8762)","v":"0Winter0-22"},{"$f":"VLOOKUP(Tabulation[[#This Row],[Concat]],Table3[],8)","v":0.28519},{"$f":"(Tabulation[[#This Row],[AC System Output (kW)]]*Tabulation[[#This Row],[Rate]])","v":0}]
[12,30,23,0,{"$f":"Tabulation[[#This Row],[AC System Output (W)]]/1000","v":0},{"$f":"VLOOKUP(Tabulation[[#This Row],[Month]],Season,2)","v":"Winter"},{"$f":"(DATE(2021,Tabulation[[#This Row],[Month]],Tabulation[[#This Row],[Day]]))","v":"2021-12-30"},{"$f":"WEEKDAY(Tabulation[[#This Row],[Date]])","v":5},{"$f":"IF(OR(Tabulation[[#This Row],[DayNo]]=1,Tabulation[[#This Row],[DayNo]]=7),1,0)","v":0},{"$f":"COUNTIF(Holidays,Tabulation[[#This Row],[Date]])","v":0},{"$f":"CONCATENATE(Tabulation[[#This Row],[Holiday]],Tabulation[[#This Row],[Season]],Tabulation[[#This Row],[Weekend]],\"-\",IF(Tabulation[[#This Row],[Hour]]<10,0,\"\"),C8763)","v":"0Winter0-23"},{"$f":"VLOOKUP(Tabulation[[#This Row],[Concat]],Table3[],8)","v":0.28519},{"$f":"(Tabulation[[#This Row],[AC System Output (kW)]]*Tabulation[[#This Row],[Rate]])","v":0}]
[12,31,0,0,{"$f":"Tabulation[[#This Row],[AC System Output (W)]]/1000","v":0},{"$f":"VLOOKUP(Tabulation[[#This Row],[Month]],Season,2)","v":"Winter"},{"$f":"(DATE(2021,Tabulation[[#This Row],[Month]],Tabulation[[#This Row],[Day]]))","v":"2021-12-31"},{"$f":"WEEKDAY(Tabulation[[#This Row],[Date]])","v":6},{"$f":"IF(OR(Tabulation[[#This Row],[DayNo]]=1,Tabulation[[#This Row],[DayNo]]=7),1,0)","v":0},{"$f":"COUNTIF(Holidays,Tabulation[[#This Row],[Date]])","v":0},{"$f":"CONCATENATE(Tabulation[[#This Row],[Holiday]],Tabulation[[#This Row],[Season]],Tabulation[[#This Row],[Weekend]],\"-\",IF(Tabulation[[#This Row],[Hour]]<10,0,\"\"),C8764)","v":"0Winter0-00"},{"$f":"VLOOKUP(Tabulation[[#This Row],[Concat]],Table3[],8)","v":0.28519},{"$f":"(Tabulation[[#This Row],[AC System Output (kW)]]*Tabulation[[#This Row],[Rate]])","v":0}]
[12,31,1,0,{"$f":"Tabulation[[#This Row],[AC System Output (W)]]/1000","v":0},{"$f":"VLOOKUP(Tabulation[[#This Row],[Month]],Season,2)","v":"Winter"},{"$f":"(DATE(2021,Tabulation[[#This Row],[Month]],Tabulation[[#This Row],[Day]]))","v":"2021-12-31"},{"$f":"WEEKDAY(Tabulation[[#This Row],[Date]])","v":6},{"$f":"IF(OR(Tabulation[[#This Row],[DayNo]]=1,Tabulation[[#This Row],[DayNo]]=7),1,0)","v":0},{"$f":"COUNTIF(Holidays,Tabulation[[#This Row],[Date]])","v":0},{"$f":"CONCATENATE(Tabulation[[#This Row],[Holiday]],Tabulation[[#This Row],[Season]],Tabulation[[#This Row],[Weekend]],\"-\",IF(Tabulation[[#This Row],[Hour]]<10,0,\"\"),C8765)","v":"0Winter0-01"},{"$f":"VLOOKUP(Tabulation[[#This Row],[Concat]],Table3[],8)","v":0.28519},{"$f":"(Tabulation[[#This Row],[AC System Output (kW)]]*Tabulation[[#This Row],[Rate]])","v":0}]
[12,31,2,0,{"$f":"Tabulation[[#This Row],[AC System Output (W)]]/1000","v":0},{"$f":"VLOOKUP(Tabulation[[#This Row],[Month]],Season,2)","v":"Winter"},{"$f":"(DATE(2021,Tabulation[[#This Row],[Month]],Tabulation[[#This Row],[Day]]))","v":"2021-12-31"},{"$f":"WEEKDAY(Tabulation[[#This Row],[Date]])","v":6},{"$f":"IF(OR(Tabulation[[#This Row],[DayNo]]=1,Tabulation[[#This Row],[DayNo]]=7),1,0)","v":0},{"$f":"COUNTIF(Holidays,Tabulation[[#This Row],[Date]])","v":0},{"$f":"CONCATENATE(Tabulation[[#This Row],[Holiday]],Tabulation[[#This Row],[Season]],Tabulation[[#This Row],[Weekend]],\"-\",IF(Tabulation[[#This Row],[Hour]]<10,0,\"\"),C8766)","v":"0Winter0-02"},{"$f":"VLOOKUP(Tabulation[[#This Row],[Concat]],Table3[],8)","v":0.28519},{"$f":"(Tabulation[[#This Row],[AC System Output (kW)]]*Tabulation[[#This Row],[Rate]])","v":0}]
[12,31,3,0,{"$f":"Tabulation[[#This Row],[AC System Output (W)]]/1000","v":0},{"$f":"VLOOKUP(Tabulation[[#This Row],[Month]],Season,2)","v":"Winter"},{"$f":"(DATE(2021,Tabulation[[#This Row],[Month]],Tabulation[[#This Row],[Day]]))","v":"2021-12-31"},{"$f":"WEEKDAY(Tabulation[[#This Row],[Date]])","v":6},{"$f":"IF(OR(Tabulation[[#This Row],[DayNo]]=1,Tabulation[[#This Row],[DayNo]]=7),1,0)","v":0},{"$f":"COUNTIF(Holidays,Tabulation[[#This Row],[Date]])","v":0},{"$f":"CONCATENATE(Tabulation[[#This Row],[Holiday]],Tabulation[[#This Row],[Season]],Tabulation[[#This Row],[Weekend]],\"-\",IF(Tabulation[[#This Row],[Hour]]<10,0,\"\"),C8767)","v":"0Winter0-03"},{"$f":"VLOOKUP(Tabulation[[#This Row],[Concat]],Table3[],8)","v":0.28519},{"$f":"(Tabulation[[#This Row],[AC System Output (kW)]]*Tabulation[[#This Row],[Rate]])","v":0}]
[12,31,4,0,{"$f":"Tabulation[[#This Row],[AC System Output (W)]]/1000","v":0},{"$f":"VLOOKUP(Tabulation[[#This Row],[Month]],Season,2)","v":"Winter"},{"$f":"(DATE(2021,Tabulation[[#This Row],[Month]],Tabulation[[#This Row],[Day]]))","v":"2021-12-31"},{"$f":"WEEKDAY(Tabulation[[#This Row],[Date]])","v":6},{"$f":"IF(OR(Tabulation[[#This Row],[DayNo]]=1,Tabulation[[#This Row],[DayNo]]=7),1,0)","v":0},{"$f":"COUNTIF(Holidays,Tabulation[[#This Row],[Date]])","v":0},{"$f":"CONCATENATE(Tabulation[[#This Row],[Holiday]],Tabulation[[#This Row],[Season]],Tabulation[[#This Row],[Weekend]],\"-\",IF(Tabulation[[#This Row],[Hour]]<10,0,\"\"),C8768)","v":"0Winter0-04"},{"$f":"VLOOKUP(Tabulation[[#This Row],[Concat]],Table3[],8)","v":0.28519},{"$f":"(Tabulation[[#This Row],[AC System Output (kW)]]*Tabulation[[#This Row],[Rate]])","v":0}]
[12,31,5,0,{"$f":"Tabulation[[#This Row],[AC System Output (W)]]/1000","v":0},{"$f":"VLOOKUP(Tabulation[[#This Row],[Month]],Season,2)","v":"Winter"},{"$f":"(DATE(2021,Tabulation[[#This Row],[Month]],Tabulation[[#This Row],[Day]]))","v":"2021-12-31"},{"$f":"WEEKDAY(Tabulation[[#This Row],[Date]])","v":6},{"$f":"IF(OR(Tabulation[[#This Row],[DayNo]]=1,Tabulation[[#This Row],[DayNo]]=7),1,0)","v":0},{"$f":"COUNTIF(Holidays,Tabulation[[#This Row],[Date]])","v":0},{"$f":"CONCATENATE(Tabulation[[#This Row],[Holiday]],Tabulation[[#This Row],[Season]],Tabulation[[#This Row],[Weekend]],\"-\",IF(Tabulation[[#This Row],[Hour]]<10,0,\"\"),C8769)","v":"0Winter0-05"},{"$f":"VLOOKUP(Tabulation[[#This Row],[Concat]],Table3[],8)","v":0.28519},{"$f":"(Tabulation[[#This Row],[AC System Output (kW)]]*Tabulation[[#This Row],[Rate]])","v":0}]
[12,31,6,0,{"$f":"Tabulation[[#This Row],[AC System Output (W)]]/1000","v":0},{"$f":"VLOOKUP(Tabulation[[#This Row],[Month]],Season,2)","v":"Winter"},{"$f":"(DATE(2021,Tabulation[[#This Row],[Month]],Tabulation[[#This Row],[Day]]))","v":"2021-12-31"},{"$f":"WEEKDAY(Tabulation[[#This Row],[Date]])","v":6},{"$f":"IF(OR(Tabulation[[#This Row],[DayNo]]=1,Tabulation[[#This Row],[DayNo]]=7),1,0)","v":0},{"$f":"COUNTIF(Holidays,Tabulation[[#This Row],[Date]])","v":0},{"$f":"CONCATENATE(Tabulation[[#This Row],[Holiday]],Tabulation[[#This Row],[Season]],Tabulation[[#This Row],[Weekend]],\"-\",IF(Tabulation[[#This Row],[Hour]]<10,0,\"\"),C8770)","v":"0Winter0-06"},{"$f":"VLOOKUP(Tabulation[[#This Row],[Concat]],Table3[],8)","v":0.28519},{"$f":"(Tabulation[[#This Row],[AC System Output (kW)]]*Tabulation[[#This Row],[Rate]])","v":0}]
[12,31,7,200.143,{"$f":"Tabulation[[#This Row],[AC System Output (W)]]/1000","v":0.20014299999999999},{"$f":"VLOOKUP(Tabulation[[#This Row],[Month]],Season,2)","v":"Winter"},{"$f":"(DATE(2021,Tabulation[[#This Row],[Month]],Tabulation[[#This Row],[Day]]))","v":"2021-12-31"},{"$f":"WEEKDAY(Tabulation[[#This Row],[Date]])","v":6},{"$f":"IF(OR(Tabulation[[#This Row],[DayNo]]=1,Tabulation[[#This Row],[DayNo]]=7),1,0)","v":0},{"$f":"COUNTIF(Holidays,Tabulation[[#This Row],[Date]])","v":0},{"$f":"CONCATENATE(Tabulation[[#This Row],[Holiday]],Tabulation[[#This Row],[Season]],Tabulation[[#This Row],[Weekend]],\"-\",IF(Tabulation[[#This Row],[Hour]]<10,0,\"\"),C8771)","v":"0Winter0-07"},{"$f":"VLOOKUP(Tabulation[[#This Row],[Concat]],Table3[],8)","v":0.28519},{"$f":"(Tabulation[[#This Row],[AC System Output (kW)]]*Tabulation[[#This Row],[Rate]])","v":5.7078782169999995E-2}]
[12,31,8,1017.801,{"$f":"Tabulation[[#This Row],[AC System Output (W)]]/1000","v":1.017801},{"$f":"VLOOKUP(Tabulation[[#This Row],[Month]],Season,2)","v":"Winter"},{"$f":"(DATE(2021,Tabulation[[#This Row],[Month]],Tabulation[[#This Row],[Day]]))","v":"2021-12-31"},{"$f":"WEEKDAY(Tabulation[[#This Row],[Date]])","v":6},{"$f":"IF(OR(Tabulation[[#This Row],[DayNo]]=1,Tabulation[[#This Row],[DayNo]]=7),1,0)","v":0},{"$f":"COUNTIF(Holidays,Tabulation[[#This Row],[Date]])","v":0},{"$f":"CONCATENATE(Tabulation[[#This Row],[Holiday]],Tabulation[[#This Row],[Season]],Tabulation[[#This Row],[Weekend]],\"-\",IF(Tabulation[[#This Row],[Hour]]<10,0,\"\"),C8772)","v":"0Winter0-08"},{"$f":"VLOOKUP(Tabulation[[#This Row],[Concat]],Table3[],8)","v":0.28519},{"$f":"(Tabulation[[#This Row],[AC System Output (kW)]]*Tabulation[[#This Row],[Rate]])","v":0.29026666718999999}]
[12,31,9,1715.8630000000001,{"$f":"Tabulation[[#This Row],[AC System Output (W)]]/1000","v":1.7158630000000001},{"$f":"VLOOKUP(Tabulation[[#This Row],[Month]],Season,2)","v":"Winter"},{"$f":"(DATE(2021,Tabulation[[#This Row],[Month]],Tabulation[[#This Row],[Day]]))","v":"2021-12-31"},{"$f":"WEEKDAY(Tabulation[[#This Row],[Date]])","v":6},{"$f":"IF(OR(Tabulation[[#This Row],[DayNo]]=1,Tabulation[[#This Row],[DayNo]]=7),1,0)","v":0},{"$f":"COUNTIF(Holidays,Tabulation[[#This Row],[Date]])","v":0},{"$f":"CONCATENATE(Tabulation[[#This Row],[Holiday]],Tabulation[[#This Row],[Season]],Tabulation[[#This Row],[Weekend]],\"-\",IF(Tabulation[[#This Row],[Hour]]<10,0,\"\"),C8773)","v":"0Winter0-09"},{"$f":"VLOOKUP(Tabulation[[#This Row],[Concat]],Table3[],8)","v":0.28519},{"$f":"(Tabulation[[#This Row],[AC System Output (kW)]]*Tabulation[[#This Row],[Rate]])","v":0.48934696897000002}]
[12,31,10,2152.8069999999998,{"$f":"Tabulation[[#This Row],[AC System Output (W)]]/1000","v":2.1528069999999997},{"$f":"VLOOKUP(Tabulation[[#This Row],[Month]],Season,2)","v":"Winter"},{"$f":"(DATE(2021,Tabulation[[#This Row],[Month]],Tabulation[[#This Row],[Day]]))","v":"2021-12-31"},{"$f":"WEEKDAY(Tabulation[[#This Row],[Date]])","v":6},{"$f":"IF(OR(Tabulation[[#This Row],[DayNo]]=1,Tabulation[[#This Row],[DayNo]]=7),1,0)","v":0},{"$f":"COUNTIF(Holidays,Tabulation[[#This Row],[Date]])","v":0},{"$f":"CONCATENATE(Tabulation[[#This Row],[Holiday]],Tabulation[[#This Row],[Season]],Tabulation[[#This Row],[Weekend]],\"-\",IF(Tabulation[[#This Row],[Hour]]<10,0,\"\"),C8774)","v":"0Winter0-10"},{"$f":"VLOOKUP(Tabulation[[#This Row],[Concat]],Table3[],8)","v":0.28519},{"$f":"(Tabulation[[#This Row],[AC System Output (kW)]]*Tabulation[[#This Row],[Rate]])","v":0.61395902832999993}]
[12,31,11,2380.54,{"$f":"Tabulation[[#This Row],[AC System Output (W)]]/1000","v":2.3805399999999999},{"$f":"VLOOKUP(Tabulation[[#This Row],[Month]],Season,2)","v":"Winter"},{"$f":"(DATE(2021,Tabulation[[#This Row],[Month]],Tabulation[[#This Row],[Day]]))","v":"2021-12-31"},{"$f":"WEEKDAY(Tabulation[[#This Row],[Date]])","v":6},{"$f":"IF(OR(Tabulation[[#This Row],[DayNo]]=1,Tabulation[[#This Row],[DayNo]]=7),1,0)","v":0},{"$f":"COUNTIF(Holidays,Tabulation[[#This Row],[Date]])","v":0},{"$f":"CONCATENATE(Tabulation[[#This Row],[Holiday]],Tabulation[[#This Row],[Season]],Tabulation[[#This Row],[Weekend]],\"-\",IF(Tabulation[[#This Row],[Hour]]<10,0,\"\"),C8775)","v":"0Winter0-11"},{"$f":"VLOOKUP(Tabulation[[#This Row],[Concat]],Table3[],8)","v":0.28519},{"$f":"(Tabulation[[#This Row],[AC System Output (kW)]]*Tabulation[[#This Row],[Rate]])","v":0.67890620260000001}]
[12,31,12,2387.4180000000001,{"$f":"Tabulation[[#This Row],[AC System Output (W)]]/1000","v":2.3874180000000003},{"$f":"VLOOKUP(Tabulation[[#This Row],[Month]],Season,2)","v":"Winter"},{"$f":"(DATE(2021,Tabulation[[#This Row],[Month]],Tabulation[[#This Row],[Day]]))","v":"2021-12-31"},{"$f":"WEEKDAY(Tabulation[[#This Row],[Date]])","v":6},{"$f":"IF(OR(Tabulation[[#This Row],[DayNo]]=1,Tabulation[[#This Row],[DayNo]]=7),1,0)","v":0},{"$f":"COUNTIF(Holidays,Tabulation[[#This Row],[Date]])","v":0},{"$f":"CONCATENATE(Tabulation[[#This Row],[Holiday]],Tabulation[[#This Row],[Season]],Tabulation[[#This Row],[Weekend]],\"-\",IF(Tabulation[[#This Row],[Hour]]<10,0,\"\"),C8776)","v":"0Winter0-12"},{"$f":"VLOOKUP(Tabulation[[#This Row],[Concat]],Table3[],8)","v":0.28519},{"$f":"(Tabulation[[#This Row],[AC System Output (kW)]]*Tabulation[[#This Row],[Rate]])","v":0.68086773942000012}]
[12,31,13,2200.1770000000001,{"$f":"Tabulation[[#This Row],[AC System Output (W)]]/1000","v":2.200177},{"$f":"VLOOKUP(Tabulation[[#This Row],[Month]],Season,2)","v":"Winter"},{"$f":"(DATE(2021,Tabulation[[#This Row],[Month]],Tabulation[[#This Row],[Day]]))","v":"2021-12-31"},{"$f":"WEEKDAY(Tabulation[[#This Row],[Date]])","v":6},{"$f":"IF(OR(Tabulation[[#This Row],[DayNo]]=1,Tabulation[[#This Row],[DayNo]]=7),1,0)","v":0},{"$f":"COUNTIF(Holidays,Tabulation[[#This Row],[Date]])","v":0},{"$f":"CONCATENATE(Tabulation[[#This Row],[Holiday]],Tabulation[[#This Row],[Season]],Tabulation[[#This Row],[Weekend]],\"-\",IF(Tabulation[[#This Row],[Hour]]<10,0,\"\"),C8777)","v":"0Winter0-13"},{"$f":"VLOOKUP(Tabulation[[#This Row],[Concat]],Table3[],8)","v":0.28519},{"$f":"(Tabulation[[#This Row],[AC System Output (kW)]]*Tabulation[[#This Row],[Rate]])","v":0.62746847862999999}]
[12,31,14,1741.3810000000001,{"$f":"Tabulation[[#This Row],[AC System Output (W)]]/1000","v":1.7413810000000001},{"$f":"VLOOKUP(Tabulation[[#This Row],[Month]],Season,2)","v":"Winter"},{"$f":"(DATE(2021,Tabulation[[#This Row],[Month]],Tabulation[[#This Row],[Day]]))","v":"2021-12-31"},{"$f":"WEEKDAY(Tabulation[[#This Row],[Date]])","v":6},{"$f":"IF(OR(Tabulation[[#This Row],[DayNo]]=1,Tabulation[[#This Row],[DayNo]]=7),1,0)","v":0},{"$f":"COUNTIF(Holidays,Tabulation[[#This Row],[Date]])","v":0},{"$f":"CONCATENATE(Tabulation[[#This Row],[Holiday]],Tabulation[[#This Row],[Season]],Tabulation[[#This Row],[Weekend]],\"-\",IF(Tabulation[[#This Row],[Hour]]<10,0,\"\"),C8778)","v":"0Winter0-14"},{"$f":"VLOOKUP(Tabulation[[#This Row],[Concat]],Table3[],8)","v":0.28519},{"$f":"(Tabulation[[#This Row],[AC System Output (kW)]]*Tabulation[[#This Row],[Rate]])","v":0.49662444739}]
[12,31,15,715.08399999999995,{"$f":"Tabulation[[#This Row],[AC System Output (W)]]/1000","v":0.71508399999999994},{"$f":"VLOOKUP(Tabulation[[#This Row],[Month]],Season,2)","v":"Winter"},{"$f":"(DATE(2021,Tabulation[[#This Row],[Month]],Tabulation[[#This Row],[Day]]))","v":"2021-12-31"},{"$f":"WEEKDAY(Tabulation[[#This Row],[Date]])","v":6},{"$f":"IF(OR(Tabulation[[#This Row],[DayNo]]=1,Tabulation[[#This Row],[DayNo]]=7),1,0)","v":0},{"$f":"COUNTIF(Holidays,Tabulation[[#This Row],[Date]])","v":0},{"$f":"CONCATENATE(Tabulation[[#This Row],[Holiday]],Tabulation[[#This Row],[Season]],Tabulation[[#This Row],[Weekend]],\"-\",IF(Tabulation[[#This Row],[Hour]]<10,0,\"\"),C8779)","v":"0Winter0-15"},{"$f":"VLOOKUP(Tabulation[[#This Row],[Concat]],Table3[],8)","v":0.28519},{"$f":"(Tabulation[[#This Row],[AC System Output (kW)]]*Tabulation[[#This Row],[Rate]])","v":0.20393480595999999}]
[12,31,16,423.37099999999998,{"$f":"Tabulation[[#This Row],[AC System Output (W)]]/1000","v":0.423371},{"$f":"VLOOKUP(Tabulation[[#This Row],[Month]],Season,2)","v":"Winter"},{"$f":"(DATE(2021,Tabulation[[#This Row],[Month]],Tabulation[[#This Row],[Day]]))","v":"2021-12-31"},{"$f":"WEEKDAY(Tabulation[[#This Row],[Date]])","v":6},{"$f":"IF(OR(Tabulation[[#This Row],[DayNo]]=1,Tabulation[[#This Row],[DayNo]]=7),1,0)","v":0},{"$f":"COUNTIF(Holidays,Tabulation[[#This Row],[Date]])","v":0},{"$f":"CONCATENATE(Tabulation[[#This Row],[Holiday]],Tabulation[[#This Row],[Season]],Tabulation[[#This Row],[Weekend]],\"-\",IF(Tabulation[[#This Row],[Hour]]<10,0,\"\"),C8780)","v":"0Winter0-16"},{"$f":"VLOOKUP(Tabulation[[#This Row],[Concat]],Table3[],8)","v":0.28519},{"$f":"(Tabulation[[#This Row],[AC System Output (kW)]]*Tabulation[[#This Row],[Rate]])","v":0.12074117549000001}]
[12,31,17,0,{"$f":"Tabulation[[#This Row],[AC System Output (W)]]/1000","v":0},{"$f":"VLOOKUP(Tabulation[[#This Row],[Month]],Season,2)","v":"Winter"},{"$f":"(DATE(2021,Tabulation[[#This Row],[Month]],Tabulation[[#This Row],[Day]]))","v":"2021-12-31"},{"$f":"WEEKDAY(Tabulation[[#This Row],[Date]])","v":6},{"$f":"IF(OR(Tabulation[[#This Row],[DayNo]]=1,Tabulation[[#This Row],[DayNo]]=7),1,0)","v":0},{"$f":"COUNTIF(Holidays,Tabulation[[#This Row],[Date]])","v":0},{"$f":"CONCATENATE(Tabulation[[#This Row],[Holiday]],Tabulation[[#This Row],[Season]],Tabulation[[#This Row],[Weekend]],\"-\",IF(Tabulation[[#This Row],[Hour]]<10,0,\"\"),C8781)","v":"0Winter0-17"},{"$f":"VLOOKUP(Tabulation[[#This Row],[Concat]],Table3[],8)","v":0.30257000000000001},{"$f":"(Tabulation[[#This Row],[AC System Output (kW)]]*Tabulation[[#This Row],[Rate]])","v":0}]
[12,31,18,0,{"$f":"Tabulation[[#This Row],[AC System Output (W)]]/1000","v":0},{"$f":"VLOOKUP(Tabulation[[#This Row],[Month]],Season,2)","v":"Winter"},{"$f":"(DATE(2021,Tabulation[[#This Row],[Month]],Tabulation[[#This Row],[Day]]))","v":"2021-12-31"},{"$f":"WEEKDAY(Tabulation[[#This Row],[Date]])","v":6},{"$f":"IF(OR(Tabulation[[#This Row],[DayNo]]=1,Tabulation[[#This Row],[DayNo]]=7),1,0)","v":0},{"$f":"COUNTIF(Holidays,Tabulation[[#This Row],[Date]])","v":0},{"$f":"CONCATENATE(Tabulation[[#This Row],[Holiday]],Tabulation[[#This Row],[Season]],Tabulation[[#This Row],[Weekend]],\"-\",IF(Tabulation[[#This Row],[Hour]]<10,0,\"\"),C8782)","v":"0Winter0-18"},{"$f":"VLOOKUP(Tabulation[[#This Row],[Concat]],Table3[],8)","v":0.30257000000000001},{"$f":"(Tabulation[[#This Row],[AC System Output (kW)]]*Tabulation[[#This Row],[Rate]])","v":0}]
[12,31,19,0,{"$f":"Tabulation[[#This Row],[AC System Output (W)]]/1000","v":0},{"$f":"VLOOKUP(Tabulation[[#This Row],[Month]],Season,2)","v":"Winter"},{"$f":"(DATE(2021,Tabulation[[#This Row],[Month]],Tabulation[[#This Row],[Day]]))","v":"2021-12-31"},{"$f":"WEEKDAY(Tabulation[[#This Row],[Date]])","v":6},{"$f":"IF(OR(Tabulation[[#This Row],[DayNo]]=1,Tabulation[[#This Row],[DayNo]]=7),1,0)","v":0},{"$f":"COUNTIF(Holidays,Tabulation[[#This Row],[Date]])","v":0},{"$f":"CONCATENATE(Tabulation[[#This Row],[Holiday]],Tabulation[[#This Row],[Season]],Tabulation[[#This Row],[Weekend]],\"-\",IF(Tabulation[[#This Row],[Hour]]<10,0,\"\"),C8783)","v":"0Winter0-19"},{"$f":"VLOOKUP(Tabulation[[#This Row],[Concat]],Table3[],8)","v":0.30257000000000001},{"$f":"(Tabulation[[#This Row],[AC System Output (kW)]]*Tabulation[[#This Row],[Rate]])","v":0}]
[12,31,20,0,{"$f":"Tabulation[[#This Row],[AC System Output (W)]]/1000","v":0},{"$f":"VLOOKUP(Tabulation[[#This Row],[Month]],Season,2)","v":"Winter"},{"$f":"(DATE(2021,Tabulation[[#This Row],[Month]],Tabulation[[#This Row],[Day]]))","v":"2021-12-31"},{"$f":"WEEKDAY(Tabulation[[#This Row],[Date]])","v":6},{"$f":"IF(OR(Tabulation[[#This Row],[DayNo]]=1,Tabulation[[#This Row],[DayNo]]=7),1,0)","v":0},{"$f":"COUNTIF(Holidays,Tabulation[[#This Row],[Date]])","v":0},{"$f":"CONCATENATE(Tabulation[[#This Row],[Holiday]],Tabulation[[#This Row],[Season]],Tabulation[[#This Row],[Weekend]],\"-\",IF(Tabulation[[#This Row],[Hour]]<10,0,\"\"),C8784)","v":"0Winter0-20"},{"$f":"VLOOKUP(Tabulation[[#This Row],[Concat]],Table3[],8)","v":0.28519},{"$f":"(Tabulation[[#This Row],[AC System Output (kW)]]*Tabulation[[#This Row],[Rate]])","v":0}]
[12,31,21,0,{"$f":"Tabulation[[#This Row],[AC System Output (W)]]/1000","v":0},{"$f":"VLOOKUP(Tabulation[[#This Row],[Month]],Season,2)","v":"Winter"},{"$f":"(DATE(2021,Tabulation[[#This Row],[Month]],Tabulation[[#This Row],[Day]]))","v":"2021-12-31"},{"$f":"WEEKDAY(Tabulation[[#This Row],[Date]])","v":6},{"$f":"IF(OR(Tabulation[[#This Row],[DayNo]]=1,Tabulation[[#This Row],[DayNo]]=7),1,0)","v":0},{"$f":"COUNTIF(Holidays,Tabulation[[#This Row],[Date]])","v":0},{"$f":"CONCATENATE(Tabulation[[#This Row],[Holiday]],Tabulation[[#This Row],[Season]],Tabulation[[#This Row],[Weekend]],\"-\",IF(Tabulation[[#This Row],[Hour]]<10,0,\"\"),C8785)","v":"0Winter0-21"},{"$f":"VLOOKUP(Tabulation[[#This Row],[Concat]],Table3[],8)","v":0.28519},{"$f":"(Tabulation[[#This Row],[AC System Output (kW)]]*Tabulation[[#This Row],[Rate]])","v":0}]
[12,31,22,0,{"$f":"Tabulation[[#This Row],[AC System Output (W)]]/1000","v":0},{"$f":"VLOOKUP(Tabulation[[#This Row],[Month]],Season,2)","v":"Winter"},{"$f":"(DATE(2021,Tabulation[[#This Row],[Month]],Tabulation[[#This Row],[Day]]))","v":"2021-12-31"},{"$f":"WEEKDAY(Tabulation[[#This Row],[Date]])","v":6},{"$f":"IF(OR(Tabulation[[#This Row],[DayNo]]=1,Tabulation[[#This Row],[DayNo]]=7),1,0)","v":0},{"$f":"COUNTIF(Holidays,Tabulation[[#This Row],[Date]])","v":0},{"$f":"CONCATENATE(Tabulation[[#This Row],[Holiday]],Tabulation[[#This Row],[Season]],Tabulation[[#This Row],[Weekend]],\"-\",IF(Tabulation[[#This Row],[Hour]]<10,0,\"\"),C8786)","v":"0Winter0-22"},{"$f":"VLOOKUP(Tabulation[[#This Row],[Concat]],Table3[],8)","v":0.28519},{"$f":"(Tabulation[[#This Row],[AC System Output (kW)]]*Tabulation[[#This Row],[Rate]])","v":0}]
[12,31,23,0,{"$f":"Tabulation[[#This Row],[AC System Output (W)]]/1000","v":0},{"$f":"VLOOKUP(Tabulation[[#This Row],[Month]],Season,2)","v":"Winter"},{"$f":"(DATE(2021,Tabulation[[#This Row],[Month]],Tabulation[[#This Row],[Day]]))","v":"2021-12-31"},{"$f":"WEEKDAY(Tabulation[[#This Row],[Date]])","v":6},{"$f":"IF(OR(Tabulation[[#This Row],[DayNo]]=1,Tabulation[[#This Row],[DayNo]]=7),1,0)","v":0},{"$f":"COUNTIF(Holidays,Tabulation[[#This Row],[Date]])","v":0},{"$f":"CONCATENATE(Tabulation[[#This Row],[Holiday]],Tabulation[[#This Row],[Season]],Tabulation[[#This Row],[Weekend]],\"-\",IF(Tabulation[[#This Row],[Hour]]<10,0,\"\"),C8787)","v":"0Winter0-23"},{"$f":"VLOOKUP(Tabulation[[#This Row],[Concat]],Table3[],8)","v":0.28519},{"$f":"(Tabulation[[#This Row],[AC System Output (kW)]]*Tabulation[[#This Row],[Rate]])","v":0}]

{"sheet":"Suplemental","index":1,"n_rows":106,"n_cols":8,"rows_kept":106,"cut":false,"hidden":false,"merged":[]}
["Miller Solar"]
["17395 Oak Rd. Atascadero, CA 93422"]
["WORKSHEET"]
[]
["Client:"]
["Project:","TOU-D Supporting Data"]
["Date:",null,null,"Revision:"]
[]
["Seasons"]
["Summer","2021-06-01","2021-09-30"]
["Winter","2021-10-01","2021-05-31"]
[]
["TOU-D Rates","Rate"]
["SummerOff",0.28148000000000001]
["SummerPeak",0.37644]
["WinterOff",0.28519]
["WinterPeak",0.30257000000000001]
[]
["TOU-D Rates per kWh based on all criteria"]
["Concat","Holiday","Season","Weekend","Hour","Daypart","Concat2","Rate"]
[{"$f":"CONCATENATE(B21,Table3[Season],Table3[[#This Row],[Weekend]],\"-\",Table3[[#This Row],[Hour]])","v":"-"},null,null,null,null,null,{"$f":"CONCATENATE(Table3[[#This Row],[Season]],Table3[[#This Row],[Daypart]])","v":""},{"$f":"VLOOKUP(Table3[[#This Row],[Concat2]],Table1[],2)","v":{"$error":"#N/A"}}]
[{"$f":"CONCATENATE(B22,Table3[Season],Table3[[#This Row],[Weekend]],\"-\",Table3[[#This Row],[Hour]])","v":"0Summer0-0"},0,"Summer",0,0,"Off",{"$f":"CONCATENATE(Table3[[#This Row],[Season]],Table3[[#This Row],[Daypart]])","v":"SummerOff"},{"$f":"VLOOKUP(Table3[[#This Row],[Concat2]],Table1[],2)","v":0.28148000000000001}]
[{"$f":"CONCATENATE(B23,Table3[Season],Table3[[#This Row],[Weekend]],\"-\",Table3[[#This Row],[Hour]])","v":"0Summer0-17"},0,"Summer",0,17,"Peak",{"$f":"CONCATENATE(Table3[[#This Row],[Season]],Table3[[#This Row],[Daypart]])","v":"SummerPeak"},{"$f":"VLOOKUP(Table3[[#This Row],[Concat2]],Table1[],2)","v":0.37644}]
[{"$f":"CONCATENATE(B24,Table3[Season],Table3[[#This Row],[Weekend]],\"-\",Table3[[#This Row],[Hour]])","v":"0Summer0-20"},0,"Summer",0,20,"Off",{"$f":"CONCATENATE(Table3[[#This Row],[Season]],Table3[[#This Row],[Daypart]])","v":"SummerOff"},{"$f":"VLOOKUP(Table3[[#This Row],[Concat2]],Table1[],2)","v":0.28148000000000001}]
[{"$f":"CONCATENATE(B25,Table3[Season],Table3[[#This Row],[Weekend]],\"-\",Table3[[#This Row],[Hour]])","v":"0Summer1-0"},0,"Summer",1,0,"Off",{"$f":"CONCATENATE(Table3[[#This Row],[Season]],Table3[[#This Row],[Daypart]])","v":"SummerOff"},{"$f":"VLOOKUP(Table3[[#This Row],[Concat2]],Table1[],2)","v":0.28148000000000001}]
[{"$f":"CONCATENATE(B26,Table3[Season],Table3[[#This Row],[Weekend]],\"-\",Table3[[#This Row],[Hour]])","v":"0Winter0-0"},0,"Winter",0,0,"Off",{"$f":"CONCATENATE(Table3[[#This Row],[Season]],Table3[[#This Row],[Daypart]])","v":"WinterOff"},{"$f":"VLOOKUP(Table3[[#This Row],[Concat2]],Table1[],2)","v":0.28519}]
[{"$f":"CONCATENATE(B27,Table3[Season],Table3[[#This Row],[Weekend]],\"-\",Table3[[#This Row],[Hour]])","v":"0Winter0-17"},0,"Winter",0,17,"Peak",{"$f":"CONCATENATE(Table3[[#This Row],[Season]],Table3[[#This Row],[Daypart]])","v":"WinterPeak"},{"$f":"VLOOKUP(Table3[[#This Row],[Concat2]],Table1[],2)","v":0.30257000000000001}]
[{"$f":"CONCATENATE(B28,Table3[Season],Table3[[#This Row],[Weekend]],\"-\",Table3[[#This Row],[Hour]])","v":"0Winter0-20"},0,"Winter",0,20,"Off",{"$f":"CONCATENATE(Table3[[#This Row],[Season]],Table3[[#This Row],[Daypart]])","v":"WinterOff"},{"$f":"VLOOKUP(Table3[[#This Row],[Concat2]],Table1[],2)","v":0.28519}]
[{"$f":"CONCATENATE(B29,Table3[Season],Table3[[#This Row],[Weekend]],\"-\",Table3[[#This Row],[Hour]])","v":"0Winter1-0"},0,"Winter",1,0,"Off",{"$f":"CONCATENATE(Table3[[#This Row],[Season]],Table3[[#This Row],[Daypart]])","v":"WinterOff"},{"$f":"VLOOKUP(Table3[[#This Row],[Concat2]],Table1[],2)","v":0.28519}]
[{"$f":"CONCATENATE(B30,Table3[Season],Table3[[#This Row],[Weekend]],\"-\",Table3[[#This Row],[Hour]])","v":"1Summer0-0"},1,"Summer",0,0,"Off",{"$f":"CONCATENATE(Table3[[#This Row],[Season]],Table3[[#This Row],[Daypart]])","v":"SummerOff"},{"$f":"VLOOKUP(Table3[[#This Row],[Concat2]],Table1[],2)","v":0.28148000000000001}]
[{"$f":"CONCATENATE(B31,Table3[Season],Table3[[#This Row],[Weekend]],\"-\",Table3[[#This Row],[Hour]])","v":"1Summer1-0"},1,"Summer",1,0,"Off",{"$f":"CONCATENATE(Table3[[#This Row],[Season]],Table3[[#This Row],[Daypart]])","v":"SummerOff"},{"$f":"VLOOKUP(Table3[[#This Row],[Concat2]],Table1[],2)","v":0.28148000000000001}]
[{"$f":"CONCATENATE(B32,Table3[Season],Table3[[#This Row],[Weekend]],\"-\",Table3[[#This Row],[Hour]])","v":"1Winter0-0"},1,"Winter",0,0,"Off",{"$f":"CONCATENATE(Table3[[#This Row],[Season]],Table3[[#This Row],[Daypart]])","v":"WinterOff"},{"$f":"VLOOKUP(Table3[[#This Row],[Concat2]],Table1[],2)","v":0.28519}]
[{"$f":"CONCATENATE(B33,Table3[Season],Table3[[#This Row],[Weekend]],\"-\",Table3[[#This Row],[Hour]])","v":"1Winter1-0"},1,"Winter",1,0,"Off",{"$f":"CONCATENATE(Table3[[#This Row],[Season]],Table3[[#This Row],[Daypart]])","v":"WinterOff"},{"$f":"VLOOKUP(Table3[[#This Row],[Concat2]],Table1[],2)","v":0.28519}]
[]
[]
["Month","Season"]
[1,"Winter"]
[2,"Winter"]
[3,"Winter"]
[4,"Winter"]
[5,"Winter"]
[6,"Summer"]
[7,"Summer"]
[8,"Summer"]
[9,"Summer"]
[10,"Winter"]
[11,"Winter"]
[12,"Winter"]
[]
["E-6 Hour-hour matrix","Summer Weekdays","Summer Weekends","Summer Holidays","Winter Weekdays","Winter Weekends","Winter Holidays"]
["Concat","0Summer0","0Summer1","1Summerx","0Winter0","0Winter1","1Winterx"]
[0,"Off","Off","Off","Off","Off","Off"]
[1,"Off","Off","Off","Off","Off","Off"]
[2,"Off","Off","Off","Off","Off","Off"]
[3,"Off","Off","Off","Off","Off","Off"]
[4,"Off","Off","Off","Off","Off","Off"]
[5,"Off","Off","Off","Off","Off","Off"]
[6,"Off","Off","Off","Off","Off","Off"]
[7,"Off","Off","Off","Off","Off","Off"]
[8,"Off","Off","Off","Off","Off","Off"]
[9,"Off","Off","Off","Off","Off","Off"]
[10,"Off","Off","Off","Off","Off","Off"]
[11,"Off","Off","Off","Off","Off","Off"]
[12,"Off","Off","Off","Off","Off","Off"]
[13,"Off","Off","Off","Off","Off","Off"]
[14,"Off","Off","Off","Off","Off","Off"]
[15,"Off","Off","Off","Off","Off","Off"]
[16,"Off","Off","Off","Off","Off","Off"]
[17,"Peak","Off","Off","Peak","Off","Off"]
[18,"Peak","Off","Off","Peak","Off","Off"]
[19,"Peak","Off","Off","Peak","Off","Off"]
[20,"Off","Off","Off","Off","Off","Off"]
[21,"Off","Off","Off","Off","Off","Off"]
[22,"Off","Off","Off","Off","Off","Off"]
[23,"Off","Off","Off","Off","Off","Off"]
[24,"Off","Off","Off","Off","Off","Off"]
[]
["Weekdays"]
[1,"Sunday"]
[2,"Monday"]
[3,"Tuesday"]
[4,"Wednesday"]
[5,"Thursday"]
[6,"Friday"]
[7,"Saturday"]
[]
[]
["Holidays",null,null,"Holiday Test"]
["New Years","2021-01-01",null,"2021-01-01"]
["President's","2021-02-15",null,"2021-01-02",{"$f":"COUNTIF(Holidays,D89)","v":1}]
["Memorial Day","2021-05-31",null,null,{"$f":"COUNTIF(Holidays,D90)","v":0}]
["Independence","2021-07-04"]
["Labor","2021-09-19"]
["Veterans","2021-11-01"]
["Thanksgiving","2021-11-25"]
["Chritsmas","2021-12-25"]
[]
[]
["Baseline"]
["Region","X"]
[null,"Summer","Winter"]
["kWh",10.3,10.5,"Per Day"]
["Start","2021-06-01"]
["End","2021-09-30"]
["Days",{"$f":"B104-B103","v":121},{"$f":"365-B105","v":244}]
["Totals",{"$f":"B102*B105","v":1246.3000000000002},{"$f":"C102*C105","v":2562}]